NJADRE1559778476 | Administratively Determined Incentive Program | PERTH AMBOY | 8861 | 6.45 | Residential | Behind the Meter | Yes | Pro Custom Solar dba Momentum Solar | PSE&G |  | Accepted | 2025-05-21 | 2025-06-17 | 2026-06-17 | Solar Panels | HANWHA | Q.TRON BLK M-G2+430 |  | 0.43 | 4 | 110 | 3 |  | Fixed | Roof
NJADRE1559778476 | Administratively Determined Incentive Program | PERTH AMBOY | 8861 | 6.45 | Residential | Behind the Meter | Yes | Pro Custom Solar dba Momentum Solar | PSE&G |  | Accepted | 2025-05-21 | 2025-06-17 | 2026-06-17 | Solar Panels | HANWHA | Q.TRON BLK M-G2+430 |  | 0.43 | 3 | 290 | 10 |  | Fixed | Roof
NJADRE1559778476 | Administratively Determined Incentive Program | PERTH AMBOY | 8861 | 6.45 | Residential | Behind the Meter | Yes | Pro Custom Solar dba Momentum Solar | PSE&G |  | Accepted | 2025-05-21 | 2025-06-17 | 2026-06-17 | Solar Panels | HANWHA | Q.TRON BLK M-G2+430 |  | 0.43 | 4 | 290 | 30 |  | Fixed | Roof
NJADRE1559778487 | Administratively Determined Incentive Program | BLOOMFIELD | 7003 | 11.07 | Residential | Behind the Meter | Yes | Trinity Solar, LLC | PSE&G |  | Accepted | 2025-05-21 | 2025-06-17 | 2026-06-17 | Inverters | Solar Edge | USE10000H-USMNBL75 | 10000 |  | 1 |  |  | 0.97 |  | Outdoor
NJADRE1559778487 | Administratively Determined Incentive Program | BLOOMFIELD | 7003 | 11.07 | Residential | Behind the Meter | Yes | Trinity Solar, LLC | PSE&G |  | Accepted | 2025-05-21 | 2025-06-17 | 2026-06-17 | Solar Panels | HANWHA | Q.PEAK DUO BLK ML-G10+ 410 |  | 0.41 | 9 | 126 | 32 |  | Fixed | Roof
NJADRE1559778487 | Administratively Determined Incentive Program | BLOOMFIELD | 7003 | 11.07 | Residential | Behind the Meter | Yes | Trinity Solar, LLC | PSE&G |  | Accepted | 2025-05-21 | 2025-06-17 | 2026-06-17 | Solar Panels | HANWHA | Q.PEAK DUO BLK ML-G10+ 410 |  | 0.41 | 7 | 36 | 42 |  | Fixed | Roof
NJADRE1559778487 | Administratively Determined Incentive Program | BLOOMFIELD | 7003 | 11.07 | Residential | Behind the Meter | Yes | Trinity Solar, LLC | PSE&G |  | Accepted | 2025-05-21 | 2025-06-17 | 2026-06-17 | Solar Panels | HANWHA | Q.PEAK DUO BLK ML-G10+ 410 |  | 0.41 | 8 | 306 | 32 |  | Fixed | Roof
NJADRE1559778487 | Administratively Determined Incentive Program | BLOOMFIELD | 7003 | 11.07 | Residential | Behind the Meter | Yes | Trinity Solar, LLC | PSE&G |  | Accepted | 2025-05-21 | 2025-06-17 | 2026-06-17 | Solar Panels | HANWHA | Q.PEAK DUO BLK ML-G10+ 410 |  | 0.41 | 3 | 36 | 24 |  | Fixed | Roof
NJADRE1559778495 | Administratively Determined Incentive Program | ROSELLE | 7203 | 5.67 | Residential | Behind the Meter | Yes | Sunrun Installation Services, Inc. | PSE&G |  | Accepted | 2025-05-21 | 2025-06-17 | 2026-06-17 | Solar Panels | JA Solar | JAM54S31-405/MR |  | 0.405 | 8 | 350 | 31 |  | Fixed | Roof
NJADRE1559778495 | Administratively Determined Incentive Program | ROSELLE | 7203 | 5.67 | Residential | Behind the Meter | Yes | Sunrun Installation Services, Inc. | PSE&G |  | Accepted | 2025-05-21 | 2025-06-17 | 2026-06-17 | Solar Panels | JA Solar | JAM54S31-405/MR |  | 0.405 | 6 | 170 | 31 |  | Fixed | Roof
NJADRE1559778495 | Administratively Determined Incentive Program | ROSELLE | 7203 | 5.67 | Residential | Behind the Meter | Yes | Sunrun Installation Services, Inc. | PSE&G |  | Accepted | 2025-05-21 | 2025-06-17 | 2026-06-17 | Inverters | SolarEdge Technologies | SE3800H-USMN | 3800 |  | 1 |  |  | 0.99 |  | Outdoor | Next to meter
NJADRE1559778503 | Administratively Determined Incentive Program | RED BANK | 7701 | 15.58 | Residential | Behind the Meter | Yes | Big Wave Roofing and Solar, LLC | JCP&L |  | Accepted | 2025-05-21 | 2025-06-17 | 2026-06-17 | Inverters | Enphase | ENPHASE IQ8HC-72-M-DOM-US | 375 |  | 38 |  |  | 0.97 |  | Outdoor
NJADRE1559778503 | Administratively Determined Incentive Program | RED BANK | 7701 | 15.58 | Residential | Behind the Meter | Yes | Big Wave Roofing and Solar, LLC | JCP&L |  | Accepted | 2025-05-21 | 2025-06-17 | 2026-06-17 | Solar Panels | MISSION SOLAR | MSE410HT0B |  | 0.41 | 2 | 180 | 5 |  | Fixed | Roof
NJADRE1559778503 | Administratively Determined Incentive Program | RED BANK | 7701 | 15.58 | Residential | Behind the Meter | Yes | Big Wave Roofing and Solar, LLC | JCP&L |  | Accepted | 2025-05-21 | 2025-06-17 | 2026-06-17 | Solar Panels | MISSION SOLAR | MSE410HT0B |  | 0.41 | 9 | 360 | 32 |  | Fixed | Roof
NJADRE1559778503 | Administratively Determined Incentive Program | RED BANK | 7701 | 15.58 | Residential | Behind the Meter | Yes | Big Wave Roofing and Solar, LLC | JCP&L |  | Accepted | 2025-05-21 | 2025-06-17 | 2026-06-17 | Solar Panels | MISSION SOLAR | MSE410HT0B |  | 0.41 | 5 | 270 | 5 |  | Fixed | Roof
NJADRE1559778503 | Administratively Determined Incentive Program | RED BANK | 7701 | 15.58 | Residential | Behind the Meter | Yes | Big Wave Roofing and Solar, LLC | JCP&L |  | Accepted | 2025-05-21 | 2025-06-17 | 2026-06-17 | Solar Panels | MISSION SOLAR | MSE410HT0B |  | 0.41 | 5 | 5 | 20 |  | Fixed | Roof
NJADRE1559778503 | Administratively Determined Incentive Program | RED BANK | 7701 | 15.58 | Residential | Behind the Meter | Yes | Big Wave Roofing and Solar, LLC | JCP&L |  | Accepted | 2025-05-21 | 2025-06-17 | 2026-06-17 | Solar Panels | MISSION SOLAR | MSE410HT0B |  | 0.41 | 4 | 90 | 20 |  | Fixed | Roof
NJADRE1559778503 | Administratively Determined Incentive Program | RED BANK | 7701 | 15.58 | Residential | Behind the Meter | Yes | Big Wave Roofing and Solar, LLC | JCP&L |  | Accepted | 2025-05-21 | 2025-06-17 | 2026-06-17 | Solar Panels | MISSION SOLAR | MSE410HT0B |  | 0.41 | 2 | 270 | 20 |  | Fixed | Roof
NJADRE1559778503 | Administratively Determined Incentive Program | RED BANK | 7701 | 15.58 | Residential | Behind the Meter | Yes | Big Wave Roofing and Solar, LLC | JCP&L |  | Accepted | 2025-05-21 | 2025-06-17 | 2026-06-17 | Solar Panels | MISSION SOLAR | MSE410HT0B |  | 0.41 | 11 | 180 | 32 |  | Fixed | Roof
NJADRE1559778524 | Administratively Determined Incentive Program | WEST DEPTFORD | 8096 | 11.48 | Residential | Behind the Meter | Yes | Power Energy Solutions, LLC | PSE&G |  | Accepted | 2025-05-21 | 2025-06-17 | 2026-06-17 | Inverters | SolarEdge | SE5700H-US | 5760 |  | 1 |  |  | 0.97 |  | Outdoor
NJADRE1559778524 | Administratively Determined Incentive Program | WEST DEPTFORD | 8096 | 11.48 | Residential | Behind the Meter | Yes | Power Energy Solutions, LLC | PSE&G |  | Accepted | 2025-05-21 | 2025-06-17 | 2026-06-17 | Solar Panels | Trina Solar | TSM-425NE09RC.05 |  | 0.425 | 9 | 167 | 21 |  | Fixed | Roof
NJADRE1559778524 | Administratively Determined Incentive Program | WEST DEPTFORD | 8096 | 11.48 | Residential | Behind the Meter | Yes | Power Energy Solutions, LLC | PSE&G |  | Accepted | 2025-05-21 | 2025-06-17 | 2026-06-17 | Solar Panels | Trina Solar | TSM-425NE09RC.05 |  | 0.425 | 3 | 167 | 23 |  | Fixed | Roof
NJADRE1559778524 | Administratively Determined Incentive Program | WEST DEPTFORD | 8096 | 11.48 | Residential | Behind the Meter | Yes | Power Energy Solutions, LLC | PSE&G |  | Accepted | 2025-05-21 | 2025-06-17 | 2026-06-17 | Solar Panels | Trina Solar | TSM-425NE09RC.05 |  | 0.425 | 5 | 347 | 21 |  | Fixed | Roof
NJADRE1559778524 | Administratively Determined Incentive Program | WEST DEPTFORD | 8096 | 11.48 | Residential | Behind the Meter | Yes | Power Energy Solutions, LLC | PSE&G |  | Accepted | 2025-05-21 | 2025-06-17 | 2026-06-17 | Solar Panels | Trina Solar | TSM-425NE09RC.05 |  | 0.425 | 1 | 77 | 23 |  | Fixed | Roof
NJADRE1559778524 | Administratively Determined Incentive Program | WEST DEPTFORD | 8096 | 11.48 | Residential | Behind the Meter | Yes | Power Energy Solutions, LLC | PSE&G |  | Accepted | 2025-05-21 | 2025-06-17 | 2026-06-17 | Solar Panels | Trina Solar | TSM-425NE09RC.05 |  | 0.425 | 9 | 257 | 23 |  | Fixed | Roof
NJADRE1559778526 | Administratively Determined Incentive Program | Kresson | 8053 | 14.53 | Residential | Behind the Meter | Yes | SunPurity, LLC | AC Electric |  | Accepted | 2025-05-23 | 2025-06-18 | 2026-06-18 | Solar Panels | Hanwha Q cells | Q.PEAK DUO BLK-ML-G10+ 415W |  | 0.415 | 13 | 134 | 27 |  | Fixed | Roof
NJADRE1559778526 | Administratively Determined Incentive Program | Kresson | 8053 | 14.53 | Residential | Behind the Meter | Yes | SunPurity, LLC | AC Electric |  | Accepted | 2025-05-23 | 2025-06-18 | 2026-06-18 | Solar Panels | Hanwha Q cells | Q.PEAK DUO BLK-ML-G10+ 415W |  | 0.415 | 12 | 134 | 28 |  | Fixed | Roof
NJADRE1559778526 | Administratively Determined Incentive Program | Kresson | 8053 | 14.53 | Residential | Behind the Meter | Yes | SunPurity, LLC | AC Electric |  | Accepted | 2025-05-23 | 2025-06-18 | 2026-06-18 | Solar Panels | Hanwha Q cells | Q.PEAK DUO BLK-ML-G10+ 415W |  | 0.415 | 4 | 134 | 35 |  | Fixed | Roof
NJADRE1559778526 | Administratively Determined Incentive Program | Kresson | 8053 | 14.53 | Residential | Behind the Meter | Yes | SunPurity, LLC | AC Electric |  | Accepted | 2025-05-23 | 2025-06-18 | 2026-06-18 | Solar Panels | Hanwha Q cells | Q.PEAK DUO BLK-ML-G10+ 415W |  | 0.415 | 6 | 134 | 5 |  | Fixed | Roof
NJADRE1559778526 | Administratively Determined Incentive Program | Kresson | 8053 | 14.53 | Residential | Behind the Meter | Yes | SunPurity, LLC | AC Electric |  | Accepted | 2025-05-23 | 2025-06-18 | 2026-06-18 | Inverters | SolarEdge | SE10000H-US | 10000 |  | 1 |  |  | 0.99 |  | Outdoor
NJADRE1559778543 | Administratively Determined Incentive Program | LAKEWOOD | 8701 | 13.95 | Residential | Behind the Meter | No | Powerlutions, LLC | JCP&L |  | Accepted | 2025-05-21 | 2025-06-17 | 2026-06-17 | Solar Panels | CANADIAN | CS6.1-54TM-450H |  | 0.45 | 26 | 97 | 30 |  | Fixed | Roof
NJADRE1559778543 | Administratively Determined Incentive Program | LAKEWOOD | 8701 | 13.95 | Residential | Behind the Meter | No | Powerlutions, LLC | JCP&L |  | Accepted | 2025-05-21 | 2025-06-17 | 2026-06-17 | Inverters | Enphase | IQ8MC-72-M-US | 320 |  | 31 |  |  | 0.98 |  | Outdoor
NJADRE1559778543 | Administratively Determined Incentive Program | LAKEWOOD | 8701 | 13.95 | Residential | Behind the Meter | No | Powerlutions, LLC | JCP&L |  | Accepted | 2025-05-21 | 2025-06-17 | 2026-06-17 | Solar Panels | CANADIAN | CS6.1-54TM-450H |  | 0.45 | 5 | 187 | 38 |  | Fixed | Roof
NJADRE1559778546 | Administratively Determined Incentive Program | MILLVILLE | 8332 | 4.05 | Residential | Behind the Meter | Yes | Sunrun Installation Services, Inc. | AC Electric |  | Accepted | 2025-05-21 | 2025-06-17 | 2026-06-17 | Inverters | SOLAREDGE TECHNOLOGIES | SE3800H-USMN | 3800 |  | 1 |  |  | 0.99 |  | Outdoor
NJADRE1559778546 | Administratively Determined Incentive Program | MILLVILLE | 8332 | 4.05 | Residential | Behind the Meter | Yes | Sunrun Installation Services, Inc. | AC Electric |  | Accepted | 2025-05-21 | 2025-06-17 | 2026-06-17 | Solar Panels | JA SOLAR | JAM54S31-405/MR |  | 0.405 | 8 | 328 | 28 |  | Fixed | Roof
NJADRE1559778546 | Administratively Determined Incentive Program | MILLVILLE | 8332 | 4.05 | Residential | Behind the Meter | Yes | Sunrun Installation Services, Inc. | AC Electric |  | Accepted | 2025-05-21 | 2025-06-17 | 2026-06-17 | Solar Panels | JA SOLAR | JAM54S31-405/MR |  | 0.405 | 2 | 238 | 28 |  | Fixed | Roof
NJADRE1559778550 | Administratively Determined Incentive Program | PISCATAWAY | 8854 | 13.37 | Residential | Behind the Meter | Yes | Sunrun Installation Services, Inc. | PSE&G |  | Accepted | 2025-05-21 | 2025-06-17 | 2026-06-17 | Solar Panels | JA Solar | JAM54S31-405/MR |  | 0.405 | 8 | 234 | 19 |  | Fixed | Roof
NJADRE1559778550 | Administratively Determined Incentive Program | PISCATAWAY | 8854 | 13.37 | Residential | Behind the Meter | Yes | Sunrun Installation Services, Inc. | PSE&G |  | Accepted | 2025-05-21 | 2025-06-17 | 2026-06-17 | Solar Panels | JA Solar | JAM54S31-405/MR |  | 0.405 | 15 | 234 | 20 |  | Fixed | Roof
NJADRE1559778550 | Administratively Determined Incentive Program | PISCATAWAY | 8854 | 13.37 | Residential | Behind the Meter | Yes | Sunrun Installation Services, Inc. | PSE&G |  | Accepted | 2025-05-21 | 2025-06-17 | 2026-06-17 | Inverters | SolarEdge Technologies | SE10000H-USMN | 10000 |  | 1 |  |  | 0.99 |  | Outdoor | Next to meter
NJADRE1559778550 | Administratively Determined Incentive Program | PISCATAWAY | 8854 | 13.37 | Residential | Behind the Meter | Yes | Sunrun Installation Services, Inc. | PSE&G |  | Accepted | 2025-05-21 | 2025-06-17 | 2026-06-17 | Solar Panels | JA Solar | JAM54S31-405/MR |  | 0.405 | 10 | 54 | 17 |  | Fixed | Roof
NJADRE1559779664 | Administratively Determined Incentive Program | NEWARK | 7108 | 4.3 | Residential | Behind the Meter | Yes | PosiGen Developer, LLC | PSE&G |  | Accepted | 2025-05-21 | 2025-06-18 | 2026-06-18 | Solar Panels | JINKO EAGLE G6R | JKM430N-54HL4-B |  | 0.43 | 3 | 284 | 23 |  | Fixed | Roof
NJADRE1559779664 | Administratively Determined Incentive Program | NEWARK | 7108 | 4.3 | Residential | Behind the Meter | Yes | PosiGen Developer, LLC | PSE&G |  | Accepted | 2025-05-21 | 2025-06-18 | 2026-06-18 | Solar Panels | JINKO EAGLE G6R | JKM430N-54HL4-B |  | 0.43 | 7 | 194 | 23 |  | Fixed | Roof
NJADRE1559779664 | Administratively Determined Incentive Program | NEWARK | 7108 | 4.3 | Residential | Behind the Meter | Yes | PosiGen Developer, LLC | PSE&G |  | Accepted | 2025-05-21 | 2025-06-18 | 2026-06-18 | Inverters | SOLAREDGE | SE3800H-US | 3800 |  | 1 |  |  | 0.99 |  | Outside | WITHIN TEN FEET OF METER
NJADRE1559779750 | Administratively Determined Incentive Program | LITTLE FALLS | 7424 | 8.2 | Residential | Behind the Meter | Yes | Sunrun Installation Services, Inc. | PSE&G |  | Accepted | 2025-05-21 | 2025-06-17 | 2026-06-17 | Solar Panels | Hanwha Q-Cells | Q.PEAK DUO BLK ML-G10+ 410 DCA |  | 0.41 | 3 | 174 | 18 |  | Fixed | Roof
NJADRE1559779750 | Administratively Determined Incentive Program | LITTLE FALLS | 7424 | 8.2 | Residential | Behind the Meter | Yes | Sunrun Installation Services, Inc. | PSE&G |  | Accepted | 2025-05-21 | 2025-06-17 | 2026-06-17 | Inverters | TESLA | POWERWALL 3 1707000-XX-Y | 11500 |  | 1 |  |  | 0.97 |  | Outside
NJADRE1559779750 | Administratively Determined Incentive Program | LITTLE FALLS | 7424 | 8.2 | Residential | Behind the Meter | Yes | Sunrun Installation Services, Inc. | PSE&G |  | Accepted | 2025-05-21 | 2025-06-17 | 2026-06-17 | Solar Panels | Hanwha Q-Cells | Q.PEAK DUO BLK ML-G10+ 410 DCA |  | 0.41 | 4 | 262 | 18 |  | Fixed | Roof
NJADRE1559779750 | Administratively Determined Incentive Program | LITTLE FALLS | 7424 | 8.2 | Residential | Behind the Meter | Yes | Sunrun Installation Services, Inc. | PSE&G |  | Accepted | 2025-05-21 | 2025-06-17 | 2026-06-17 | Electric Storage Battery | TESLA | POWERWALL 3 1707000-XX-Y |  |  | 1 |  |  |  | Lithium Ion |  | Outside
NJADRE1559779750 | Administratively Determined Incentive Program | LITTLE FALLS | 7424 | 8.2 | Residential | Behind the Meter | Yes | Sunrun Installation Services, Inc. | PSE&G |  | Accepted | 2025-05-21 | 2025-06-17 | 2026-06-17 | Solar Panels | Hanwha Q-Cells | Q.PEAK DUO BLK ML-G10+ 410 DCA |  | 0.41 | 3 | 354 | 18 |  | Fixed | Roof
NJADRE1559779750 | Administratively Determined Incentive Program | LITTLE FALLS | 7424 | 8.2 | Residential | Behind the Meter | Yes | Sunrun Installation Services, Inc. | PSE&G |  | Accepted | 2025-05-21 | 2025-06-17 | 2026-06-17 | Solar Panels | Hanwha Q-Cells | Q.PEAK DUO BLK ML-G10+ 410 DCA |  | 0.41 | 10 | 83 | 40 |  | Fixed | Roof
NJADRE1559780630 | Administratively Determined Incentive Program | Beach Haven West | 8050 | 8.1 | Residential | Behind the Meter | Yes | Sunrun Installation Services, Inc. | AC Electric |  | Accepted | 2025-05-21 | 2025-06-17 | 2026-06-17 | Solar Panels | JA SOLAR | JAM54S31-405/MR |  | 0.405 | 13 | 43 | 22 |  | Fixed | Roof
NJADRE1559780630 | Administratively Determined Incentive Program | Beach Haven West | 8050 | 8.1 | Residential | Behind the Meter | Yes | Sunrun Installation Services, Inc. | AC Electric |  | Accepted | 2025-05-21 | 2025-06-17 | 2026-06-17 | Inverters | SOLAREDGE TECHNOLOGIES | SE5700H-USMN | 5760 |  | 1 |  |  | 0.99 |  | Outdoor
NJADRE1559780630 | Administratively Determined Incentive Program | Beach Haven West | 8050 | 8.1 | Residential | Behind the Meter | Yes | Sunrun Installation Services, Inc. | AC Electric |  | Accepted | 2025-05-21 | 2025-06-17 | 2026-06-17 | Solar Panels | JA SOLAR | JAM54S31-405/MR |  | 0.405 | 7 | 222 | 23 |  | Fixed | Roof
NJADRE1559781406 | Administratively Determined Incentive Program | WESTAMPTON | 8060 | 5.16 | Residential | Behind the Meter | Yes | Pro Custom Solar dba Momentum Solar | PSE&G |  | Accepted | 2025-05-29 | 2025-06-26 | 2026-06-26 | Solar Panels | HANWHA | Q.TRON BLK M-G2+430 |  | 0.43 | 2 | 66 | 27 |  | Fixed | Roof
NJADRE1559781406 | Administratively Determined Incentive Program | WESTAMPTON | 8060 | 5.16 | Residential | Behind the Meter | Yes | Pro Custom Solar dba Momentum Solar | PSE&G |  | Accepted | 2025-05-29 | 2025-06-26 | 2026-06-26 | Inverters | ENPHASE | IQ8HC-72-M-DOM-US | 380 |  | 12 |  |  | 0.97 |  | Outdoor
NJADRE1559781406 | Administratively Determined Incentive Program | WESTAMPTON | 8060 | 5.16 | Residential | Behind the Meter | Yes | Pro Custom Solar dba Momentum Solar | PSE&G |  | Accepted | 2025-05-29 | 2025-06-26 | 2026-06-26 | Solar Panels | HANWHA | Q.TRON BLK M-G2+430 |  | 0.43 | 10 | 335 | 27 |  | Fixed | Roof
NJADRE1559781428 | Administratively Determined Incentive Program | Gibbstown | 8027 | 6.56 | Residential | Behind the Meter | Yes | Trinity Solar, LLC | AC Electric |  | Accepted | 2025-05-21 | 2025-06-17 | 2026-06-17 | Solar Panels | HANWHA | (Q.PEAK DUO BLK ML-G10+ 410) |  | 0.41 | 6 | 173 | 17 |  | Fixed | Roof
NJADRE1559781428 | Administratively Determined Incentive Program | Gibbstown | 8027 | 6.56 | Residential | Behind the Meter | Yes | Trinity Solar, LLC | AC Electric |  | Accepted | 2025-05-21 | 2025-06-17 | 2026-06-17 | Inverters | Solar Edge | USE5700H-USMNBL75 | 5760 |  | 1 |  |  | 0.97 |  | Outdoor
NJADRE1559781428 | Administratively Determined Incentive Program | Gibbstown | 8027 | 6.56 | Residential | Behind the Meter | Yes | Trinity Solar, LLC | AC Electric |  | Accepted | 2025-05-21 | 2025-06-17 | 2026-06-17 | Solar Panels | HANWHA | (Q.PEAK DUO BLK ML-G10+ 410) |  | 0.41 | 8 | 173 | 44 |  | Fixed | Roof
NJADRE1559781428 | Administratively Determined Incentive Program | Gibbstown | 8027 | 6.56 | Residential | Behind the Meter | Yes | Trinity Solar, LLC | AC Electric |  | Accepted | 2025-05-21 | 2025-06-17 | 2026-06-17 | Solar Panels | HANWHA | (Q.PEAK DUO BLK ML-G10+ 410) |  | 0.41 | 2 | 353 | 19 |  | Fixed | Roof
NJADRE1559781437 | Administratively Determined Incentive Program | Piscataway | 8854 | 11.07 | Residential | Behind the Meter | Yes | Trinity Solar, LLC | PSE&G |  | Accepted | 2025-05-21 | 2025-06-18 | 2026-06-18 | Solar Panels | HANWHA 410 (Q.PEAK DUO BLK ML-G10+410) | HANWHA 410 (Q.PEAK DUO BLK ML-G10+410) |  | 0.41 | 27 | 240 | 31 |  | Fixed | Roof
NJADRE1559781437 | Administratively Determined Incentive Program | Piscataway | 8854 | 11.07 | Residential | Behind the Meter | Yes | Trinity Solar, LLC | PSE&G |  | Accepted | 2025-05-21 | 2025-06-18 | 2026-06-18 | Inverters | SOLAREDGE | USE10000H-USMNBL75 | 10000 |  | 1 |  |  | 0.97 |  | Outside
NJADRE1559781445 | Administratively Determined Incentive Program | Sicklerville | 8081 | 13.77 | Residential | Behind the Meter | Yes | Freedom Forever New Jersey, LLC | AC Electric |  | Accepted | 2025-05-21 | 2025-06-17 | 2026-06-17 | Solar Panels | JA Solar | JAM54S31-405/MR |  | 0.405 | 17 | 153 | 27 |  | Fixed | Roof
NJADRE1559781445 | Administratively Determined Incentive Program | Sicklerville | 8081 | 13.77 | Residential | Behind the Meter | Yes | Freedom Forever New Jersey, LLC | AC Electric |  | Accepted | 2025-05-21 | 2025-06-17 | 2026-06-17 | Inverters | Solar Edge | SE7600H-US | 7600 |  | 1 |  |  | 0.99 |  | Outside
NJADRE1559781445 | Administratively Determined Incentive Program | Sicklerville | 8081 | 13.77 | Residential | Behind the Meter | Yes | Freedom Forever New Jersey, LLC | AC Electric |  | Accepted | 2025-05-21 | 2025-06-17 | 2026-06-17 | Solar Panels | JA Solar | JAM54S31-405/MR |  | 0.405 | 6 | 333 | 27 |  | Fixed | Roof
NJADRE1559781445 | Administratively Determined Incentive Program | Sicklerville | 8081 | 13.77 | Residential | Behind the Meter | Yes | Freedom Forever New Jersey, LLC | AC Electric |  | Accepted | 2025-05-21 | 2025-06-17 | 2026-06-17 | Inverters | Solar Edge | SE5700H-US | 5760 |  | 1 |  |  | 0.99 |  | Outside
NJADRE1559781445 | Administratively Determined Incentive Program | Sicklerville | 8081 | 13.77 | Residential | Behind the Meter | Yes | Freedom Forever New Jersey, LLC | AC Electric |  | Accepted | 2025-05-21 | 2025-06-17 | 2026-06-17 | Solar Panels | JA Solar | JAM54S31-405/MR |  | 0.405 | 6 | 153 | 27 |  | Fixed | Roof
NJADRE1559781445 | Administratively Determined Incentive Program | Sicklerville | 8081 | 13.77 | Residential | Behind the Meter | Yes | Freedom Forever New Jersey, LLC | AC Electric |  | Accepted | 2025-05-21 | 2025-06-17 | 2026-06-17 | Solar Panels | JA Solar | JAM54S31-405/MR |  | 0.405 | 5 | 333 | 27 |  | Fixed | Roof
NJADRE1559781454 | Administratively Determined Incentive Program | LINDENWOLD | 8021 | 11.62 | Residential | Behind the Meter | Yes | SunPurity, LLC | AC Electric |  | Accepted | 2025-05-22 | 2025-06-17 | 2026-06-17 | Solar Panels | Hanwha Q cells | Q.PEAK DUO BLK-ML-G10+ 415W |  | 0.415 | 8 | 23 | 20 |  | Fixed | Roof
NJADRE1559781454 | Administratively Determined Incentive Program | LINDENWOLD | 8021 | 11.62 | Residential | Behind the Meter | Yes | SunPurity, LLC | AC Electric |  | Accepted | 2025-05-22 | 2025-06-17 | 2026-06-17 | Inverters | SolarEdge | SE10000H-US | 10000 |  | 1 |  |  | 0.99 |  | Outdoor
NJADRE1559781454 | Administratively Determined Incentive Program | LINDENWOLD | 8021 | 11.62 | Residential | Behind the Meter | Yes | SunPurity, LLC | AC Electric |  | Accepted | 2025-05-22 | 2025-06-17 | 2026-06-17 | Solar Panels | Hanwha Q cells | Q.PEAK DUO BLK-ML-G10+ 415W |  | 0.415 | 20 | 203 | 20 |  | Fixed | Roof
NJADRE1559781474 | Administratively Determined Incentive Program | Gloucester Township | 8029 | 5.67 | Residential | Behind the Meter | Yes | Mona Lee GoodLeap Resi Solar | PSE&G |  | Accepted | 2025-05-22 | 2025-06-18 | 2026-06-18 | Inverters | SOLAREDGE | USE5700H-USMNBL75 | 5700 |  | 1 |  |  | 0.99 |  | Outdoor
NJADRE1559781474 | Administratively Determined Incentive Program | Gloucester Township | 8029 | 5.67 | Residential | Behind the Meter | Yes | Mona Lee GoodLeap Resi Solar | PSE&G |  | Accepted | 2025-05-22 | 2025-06-18 | 2026-06-18 | Solar Panels | JA SOLAR | JAM54S31-405/MR |  | 0.405 | 14 | 180 | 10 |  | Fixed | Roof
NJADRE1559781478 | Administratively Determined Incentive Program | Lower Township | 8204 | 6.45 | Residential | Behind the Meter | No | Sun Up Zero Down, LLC | AC Electric |  | Accepted | 2025-05-21 | 2025-06-17 | 2026-06-17 | Solar Panels | SEG | SEG-430-BTD-BG |  | 0.43 | 15 | 192 | 27 |  | Fixed | Roof
NJADRE1559781478 | Administratively Determined Incentive Program | Lower Township | 8204 | 6.45 | Residential | Behind the Meter | No | Sun Up Zero Down, LLC | AC Electric |  | Accepted | 2025-05-21 | 2025-06-17 | 2026-06-17 | Meters | Enphase | TBD |  |  | 1 |  |  |  | Yes | Outdoor
NJADRE1559781478 | Administratively Determined Incentive Program | Lower Township | 8204 | 6.45 | Residential | Behind the Meter | No | Sun Up Zero Down, LLC | AC Electric |  | Accepted | 2025-05-21 | 2025-06-17 | 2026-06-17 | Inverters | Enphase | IQ8PLUS-72-2-US | 290 |  | 15 |  |  | 0.976 |  | Outdoor
NJADRE1559781491 | Administratively Determined Incentive Program | Cape May Court House | 8210 | 12.75 | Residential | Behind the Meter | Yes | RCL Enterprises, Inc. | AC Electric |  | Accepted | 2025-05-21 | 2025-06-17 | 2026-06-17 | Solar Panels | Jinko | JKM425N |  | 0.425 | 14 | 110 | 24 |  | Fixed | Roof
NJADRE1559781491 | Administratively Determined Incentive Program | Cape May Court House | 8210 | 12.75 | Residential | Behind the Meter | Yes | RCL Enterprises, Inc. | AC Electric |  | Accepted | 2025-05-21 | 2025-06-17 | 2026-06-17 | Solar Panels | Jinko | JKM425N |  | 0.425 | 13 | 88 | 24 |  | Fixed | Roof
NJADRE1559781491 | Administratively Determined Incentive Program | Cape May Court House | 8210 | 12.75 | Residential | Behind the Meter | Yes | RCL Enterprises, Inc. | AC Electric |  | Accepted | 2025-05-21 | 2025-06-17 | 2026-06-17 | Solar Panels | Jinko | JKM425N |  | 0.425 | 3 | 110 | 24 |  | Fixed | Roof
NJADRE1559781491 | Administratively Determined Incentive Program | Cape May Court House | 8210 | 12.75 | Residential | Behind the Meter | Yes | RCL Enterprises, Inc. | AC Electric |  | Accepted | 2025-05-21 | 2025-06-17 | 2026-06-17 | Inverters | Enphase | IQ8H | 380 |  | 30 |  |  | 0.97 |  | Outside
NJADRE1559781500 | Administratively Determined Incentive Program | North Arlington | 7031 | 7.74 | Residential | Behind the Meter | Yes | PosiGen Developer, LLC | PSE&G |  | Accepted | 2025-05-21 | 2025-06-17 | 2026-06-17 | Solar Panels | SEG SOLAR | SEG-430-BTD-BG |  | 0.43 | 2 | 289 | 8 |  | Fixed | Roof
NJADRE1559781500 | Administratively Determined Incentive Program | North Arlington | 7031 | 7.74 | Residential | Behind the Meter | Yes | PosiGen Developer, LLC | PSE&G |  | Accepted | 2025-05-21 | 2025-06-17 | 2026-06-17 | Solar Panels | SEG SOLAR | SEG-430-BTD-BG |  | 0.43 | 10 | 289 | 9 |  | Fixed | Roof
NJADRE1559781500 | Administratively Determined Incentive Program | North Arlington | 7031 | 7.74 | Residential | Behind the Meter | Yes | PosiGen Developer, LLC | PSE&G |  | Accepted | 2025-05-21 | 2025-06-17 | 2026-06-17 | Solar Panels | SEG SOLAR | SEG-430-BTD-BG |  | 0.43 | 6 | 109 | 16 |  | Fixed | Roof
NJADRE1559781500 | Administratively Determined Incentive Program | North Arlington | 7031 | 7.74 | Residential | Behind the Meter | Yes | PosiGen Developer, LLC | PSE&G |  | Accepted | 2025-05-21 | 2025-06-17 | 2026-06-17 | Inverters | SOLAREDGE | SE7600H-US | 7600 |  | 1 |  |  | 0.99 |  | Outside | WITHIN TEN FEET OF METER
NJADRE1559781501 | Administratively Determined Incentive Program | STRATFORD | 8084 | 9.6 | Residential | Behind the Meter | No | Advanced Renewable Solutions, LLC | AC Electric |  | Accepted | 2025-05-21 | 2025-06-17 | 2026-06-17 | Solar Panels | CTM10400HC-11 | Certainteed |  | 0.4 | 16 | 142 | 25 |  | Fixed | Roof
NJADRE1559781501 | Administratively Determined Incentive Program | STRATFORD | 8084 | 9.6 | Residential | Behind the Meter | No | Advanced Renewable Solutions, LLC | AC Electric |  | Accepted | 2025-05-21 | 2025-06-17 | 2026-06-17 | Solar Panels | ct400hc11-40 | Certainteed |  | 0.4 | 8 | 142 | 25 |  | Fixed | Roof
NJADRE1559781501 | Administratively Determined Incentive Program | STRATFORD | 8084 | 9.6 | Residential | Behind the Meter | No | Advanced Renewable Solutions, LLC | AC Electric |  | Accepted | 2025-05-21 | 2025-06-17 | 2026-06-17 | Inverters | Enphase | IQ8+ | 290 |  | 24 |  |  | 0.976 |  | Outdoor
NJADRE1559781502 | Administratively Determined Incentive Program | Belvidere | 7823 | 11.48 | Residential | Behind the Meter | Yes | Trinity Solar, LLC | JCP&L |  | Accepted | 2025-05-21 | 2025-06-17 | 2026-06-17 | Solar Panels | HANWHA 410 (Q.PEAK DUO BLK ML-G10+410) | HANWHA 410 (Q.PEAK DUO BLK ML-G10+410) |  | 0.41 | 12 | 20 | 11 |  | Fixed | Roof
NJADRE1559781502 | Administratively Determined Incentive Program | Belvidere | 7823 | 11.48 | Residential | Behind the Meter | Yes | Trinity Solar, LLC | JCP&L |  | Accepted | 2025-05-21 | 2025-06-17 | 2026-06-17 | Inverters | SOLAREDGE | SE10000H-US | 10000 |  | 1 |  |  | 0.97 |  | Outside
NJADRE1559781502 | Administratively Determined Incentive Program | Belvidere | 7823 | 11.48 | Residential | Behind the Meter | Yes | Trinity Solar, LLC | JCP&L |  | Accepted | 2025-05-21 | 2025-06-17 | 2026-06-17 | Solar Panels | HANWHA 410 (Q.PEAK DUO BLK ML-G10+410) | HANWHA 410 (Q.PEAK DUO BLK ML-G10+410) |  | 0.41 | 16 | 180 | 20 |  | Fixed | Roof
NJADRE1559781546 | Administratively Determined Incentive Program | Pine Hill | 8021 | 9.35 | Residential | Behind the Meter | Yes | Velocity Energy & Home Solutions, Inc. | AC Electric |  | Accepted | 2025-05-21 | 2025-06-18 | 2026-06-18 | Solar Panels | trina | 425w |  | 0.425 | 2 | 222 | 30 |  | Fixed | Roof
NJADRE1559781546 | Administratively Determined Incentive Program | Pine Hill | 8021 | 9.35 | Residential | Behind the Meter | Yes | Velocity Energy & Home Solutions, Inc. | AC Electric |  | Accepted | 2025-05-21 | 2025-06-18 | 2026-06-18 | Inverters | enphase | iq8plus | 290 |  | 22 |  |  | 0.99 |  | Outside | behind panels
NJADRE1559781546 | Administratively Determined Incentive Program | Pine Hill | 8021 | 9.35 | Residential | Behind the Meter | Yes | Velocity Energy & Home Solutions, Inc. | AC Electric |  | Accepted | 2025-05-21 | 2025-06-18 | 2026-06-18 | Solar Panels | trina | 425w |  | 0.425 | 20 | 222 | 30 |  | Fixed | Roof
NJADRE1559781548 | Administratively Determined Incentive Program | VILLAS | 8251 | 5.1 | Residential | Behind the Meter | No | RCL Enterprises, Inc. | AC Electric |  | Accepted | 2025-05-21 | 2025-06-17 | 2026-06-17 | Electric Storage Battery | Enphase | IQBattery 5P-1P |  |  | 2 |  |  |  | Lithium Ion |  | outside
NJADRE1559781548 | Administratively Determined Incentive Program | VILLAS | 8251 | 5.1 | Residential | Behind the Meter | No | RCL Enterprises, Inc. | AC Electric |  | Accepted | 2025-05-21 | 2025-06-17 | 2026-06-17 | Solar Panels | Jinko | JKM425N |  | 0.425 | 12 | 127 | 18 |  | Fixed | Roof
NJADRE1559781548 | Administratively Determined Incentive Program | VILLAS | 8251 | 5.1 | Residential | Behind the Meter | No | RCL Enterprises, Inc. | AC Electric |  | Accepted | 2025-05-21 | 2025-06-17 | 2026-06-17 | Inverters | Enphase | IQ8plus | 290 |  | 12 |  |  | 0.97 |  | Outside
NJADRE1559781561 | Administratively Determined Incentive Program | ENGLEWOOD | 7631 | 9.78 | Residential | Behind the Meter | Yes | Power Energy Solutions, LLC | PSE&G |  | Accepted | 2025-05-21 | 2025-06-17 | 2026-06-17 | Solar Panels | Trina Solar | TSM-425NE09RC.05 |  | 0.425 | 5 | 255 | 22 |  | Fixed | Roof
NJADRE1559781561 | Administratively Determined Incentive Program | ENGLEWOOD | 7631 | 9.78 | Residential | Behind the Meter | Yes | Power Energy Solutions, LLC | PSE&G |  | Accepted | 2025-05-21 | 2025-06-17 | 2026-06-17 | Inverters | SolarEdge | SE5700H-US | 5760 |  | 1 |  |  | 0.97 |  | Outdoor
NJADRE1559781561 | Administratively Determined Incentive Program | ENGLEWOOD | 7631 | 9.78 | Residential | Behind the Meter | Yes | Power Energy Solutions, LLC | PSE&G |  | Accepted | 2025-05-21 | 2025-06-17 | 2026-06-17 | Solar Panels | Trina Solar | TSM-425NE09RC.05 |  | 0.425 | 9 | 76 | 10 |  | Fixed | Roof
NJADRE1559781561 | Administratively Determined Incentive Program | ENGLEWOOD | 7631 | 9.78 | Residential | Behind the Meter | Yes | Power Energy Solutions, LLC | PSE&G |  | Accepted | 2025-05-21 | 2025-06-17 | 2026-06-17 | Solar Panels | Trina Solar | TSM-425NE09RC.05 |  | 0.425 | 9 | 165 | 22 |  | Fixed | Roof
NJADRE1559781573 | Administratively Determined Incentive Program | ENGLEWOOD | 7631 | 8.5 | Residential | Behind the Meter | Yes | Power Energy Solutions, LLC | PSE&G |  | Accepted | 2025-05-21 | 2025-06-17 | 2026-06-17 | Solar Panels | Trina Solar | TSM-425NE09RC.05 |  | 0.425 | 8 | 239 | 29 |  | Fixed | Roof
NJADRE1559781573 | Administratively Determined Incentive Program | ENGLEWOOD | 7631 | 8.5 | Residential | Behind the Meter | Yes | Power Energy Solutions, LLC | PSE&G |  | Accepted | 2025-05-21 | 2025-06-17 | 2026-06-17 | Solar Panels | Trina Solar | TSM-425NE09RC.05 |  | 0.425 | 2 | 59 | 39 |  | Fixed | Roof
NJADRE1559781573 | Administratively Determined Incentive Program | ENGLEWOOD | 7631 | 8.5 | Residential | Behind the Meter | Yes | Power Energy Solutions, LLC | PSE&G |  | Accepted | 2025-05-21 | 2025-06-17 | 2026-06-17 | Inverters | SolarEdge | SE5700H-US | 5760 |  | 1 |  |  | 0.97 |  | Outdoor
NJADRE1559781573 | Administratively Determined Incentive Program | ENGLEWOOD | 7631 | 8.5 | Residential | Behind the Meter | Yes | Power Energy Solutions, LLC | PSE&G |  | Accepted | 2025-05-21 | 2025-06-17 | 2026-06-17 | Solar Panels | Trina Solar | TSM-425NE09RC.05 |  | 0.425 | 2 | 239 | 39 |  | Fixed | Roof
NJADRE1559781573 | Administratively Determined Incentive Program | ENGLEWOOD | 7631 | 8.5 | Residential | Behind the Meter | Yes | Power Energy Solutions, LLC | PSE&G |  | Accepted | 2025-05-21 | 2025-06-17 | 2026-06-17 | Solar Panels | Trina Solar | TSM-425NE09RC.05 |  | 0.425 | 8 | 59 | 29 |  | Fixed | Roof
NJADRE1559781578 | Administratively Determined Incentive Program | GARFIELD | 7026 | 14.45 | Residential | Behind the Meter | Yes | K Hanrahan Enterprises, Inc. | PSE&G |  | Accepted | 2025-06-01 | 2025-06-26 | 2026-06-26 | Meters | GRIDSTREAM RF | FOCUS FAXRE-SD KWH |  |  | 1 |  |  |  | Yes | Outdoor
NJADRE1559781578 | Administratively Determined Incentive Program | GARFIELD | 7026 | 14.45 | Residential | Behind the Meter | Yes | K Hanrahan Enterprises, Inc. | PSE&G |  | Accepted | 2025-06-01 | 2025-06-26 | 2026-06-26 | Inverters | ENPHASE | IQ8PLUS-72-2-US | 290 |  | 34 |  |  | 0.99 |  | Outside
NJADRE1559781578 | Administratively Determined Incentive Program | GARFIELD | 7026 | 14.45 | Residential | Behind the Meter | Yes | K Hanrahan Enterprises, Inc. | PSE&G |  | Accepted | 2025-06-01 | 2025-06-26 | 2026-06-26 | Solar Panels | JINKO | JKM425N-54HL4-B |  | 0.425 | 34 | 100 | 35 |  | Fixed | Roof
NJADRE1559781601 | Administratively Determined Incentive Program | MAYS LANDING | 8330 | 27.63 | Residential | Behind the Meter | Yes | Power Energy Solutions, LLC | AC Electric |  | Accepted | 2025-05-21 | 2025-06-17 | 2026-06-17 | Solar Panels | Trina Solar | TSM-425NE09RC.05 |  | 0.425 | 17 | 267 | 26 |  | Fixed | Roof
NJADRE1559781601 | Administratively Determined Incentive Program | MAYS LANDING | 8330 | 27.63 | Residential | Behind the Meter | Yes | Power Energy Solutions, LLC | AC Electric |  | Accepted | 2025-05-21 | 2025-06-17 | 2026-06-17 | Inverters | SolarEdge | SE7600H-US | 8 |  | 2 |  |  | 0.97 |  | Outdoor
NJADRE1559781601 | Administratively Determined Incentive Program | MAYS LANDING | 8330 | 27.63 | Residential | Behind the Meter | Yes | Power Energy Solutions, LLC | AC Electric |  | Accepted | 2025-05-21 | 2025-06-17 | 2026-06-17 | Solar Panels | Trina Solar | TSM-425NE09RC.05 |  | 0.425 | 30 | 175 | 14 |  | Fixed | Roof
NJADRE1559781601 | Administratively Determined Incentive Program | MAYS LANDING | 8330 | 27.63 | Residential | Behind the Meter | Yes | Power Energy Solutions, LLC | AC Electric |  | Accepted | 2025-05-21 | 2025-06-17 | 2026-06-17 | Solar Panels | Trina Solar | TSM-425NE09RC.05 |  | 0.425 | 18 | 87 | 26 |  | Fixed | Roof
NJADRE1559781629 | Administratively Determined Incentive Program | LONG BRANCH | 7740 | 23.46 | Residential | Behind the Meter | Yes | Kamtech Solar Solutions | JCP&L |  | Accepted | 2025-05-21 | 2025-06-17 | 2026-06-17 | Solar Panels | REC | REC 460 AA PURE RX |  | 0.46 | 19 | 264 | 35 |  | Fixed | Roof
NJADRE1559781629 | Administratively Determined Incentive Program | LONG BRANCH | 7740 | 23.46 | Residential | Behind the Meter | Yes | Kamtech Solar Solutions | JCP&L |  | Accepted | 2025-05-21 | 2025-06-17 | 2026-06-17 | Solar Panels | REC | REC 460 AA PURE RX |  | 0.46 | 13 | 174 | 25 |  | Fixed | Roof
NJADRE1559781629 | Administratively Determined Incentive Program | LONG BRANCH | 7740 | 23.46 | Residential | Behind the Meter | Yes | Kamtech Solar Solutions | JCP&L |  | Accepted | 2025-05-21 | 2025-06-17 | 2026-06-17 | Inverters | ENPHASE | IQ8X-80-M-US | 380 |  | 51 |  |  | 0.973 |  | Outdoor | ROOFTOP
NJADRE1559781629 | Administratively Determined Incentive Program | LONG BRANCH | 7740 | 23.46 | Residential | Behind the Meter | Yes | Kamtech Solar Solutions | JCP&L |  | Accepted | 2025-05-21 | 2025-06-17 | 2026-06-17 | Solar Panels | REC | REC 460 AA PURE RX |  | 0.46 | 3 | 264 | 35 |  | Fixed | Roof
NJADRE1559781629 | Administratively Determined Incentive Program | LONG BRANCH | 7740 | 23.46 | Residential | Behind the Meter | Yes | Kamtech Solar Solutions | JCP&L |  | Accepted | 2025-05-21 | 2025-06-17 | 2026-06-17 | Solar Panels | REC | REC 460 AA PURE RX |  | 0.46 | 16 | 264 | 35 |  | Fixed | Roof
NJADRE1559781640 | Administratively Determined Incentive Program | NEWTON | 7860 | 12.33 | Residential | Behind the Meter | Yes | Power Energy Solutions, LLC | JCP&L |  | Accepted | 2025-05-21 | 2025-06-17 | 2026-06-17 | Solar Panels | Trina Solar | TSM-425NE09RC.05 |  | 0.425 | 8 | 92 | 20 |  | Fixed | Roof
NJADRE1559781640 | Administratively Determined Incentive Program | NEWTON | 7860 | 12.33 | Residential | Behind the Meter | Yes | Power Energy Solutions, LLC | JCP&L |  | Accepted | 2025-05-21 | 2025-06-17 | 2026-06-17 | Solar Panels | Trina Solar | TSM-425NE09RC.05 |  | 0.425 | 7 | 180 | 42 |  | Fixed | Roof
NJADRE1559781640 | Administratively Determined Incentive Program | NEWTON | 7860 | 12.33 | Residential | Behind the Meter | Yes | Power Energy Solutions, LLC | JCP&L |  | Accepted | 2025-05-21 | 2025-06-17 | 2026-06-17 | Solar Panels | Trina Solar | TSM-425NE09RC.05 |  | 0.425 | 8 | 272 | 20 |  | Fixed | Roof
NJADRE1559781640 | Administratively Determined Incentive Program | NEWTON | 7860 | 12.33 | Residential | Behind the Meter | Yes | Power Energy Solutions, LLC | JCP&L |  | Accepted | 2025-05-21 | 2025-06-17 | 2026-06-17 | Inverters | SolarEdge | SE3800H-US | 4 |  | 2 |  |  | 0.97 |  | Outdoor
NJADRE1559781640 | Administratively Determined Incentive Program | NEWTON | 7860 | 12.33 | Residential | Behind the Meter | Yes | Power Energy Solutions, LLC | JCP&L |  | Accepted | 2025-05-21 | 2025-06-17 | 2026-06-17 | Solar Panels | Trina Solar | TSM-425NE09RC.05 |  | 0.425 | 6 | 360 | 42 |  | Fixed | Roof
NJADRE1559781671 | Administratively Determined Incentive Program | WEST DEPTFORD | 8096 | 6.53 | Residential | Behind the Meter | No | Velocity Energy & Home Solutions, Inc. | PSE&G |  | Accepted | 2025-05-21 | 2025-06-17 | 2026-06-17 | Solar Panels | hin | 435w |  | 0.435 | 3 | 179 | 25 |  | Fixed | Roof
NJADRE1559781671 | Administratively Determined Incentive Program | WEST DEPTFORD | 8096 | 6.53 | Residential | Behind the Meter | No | Velocity Energy & Home Solutions, Inc. | PSE&G |  | Accepted | 2025-05-21 | 2025-06-17 | 2026-06-17 | Inverters | enphase | iq8plus | 290 |  | 15 |  |  | 0.99 |  | Outside | behins panels
NJADRE1559781671 | Administratively Determined Incentive Program | WEST DEPTFORD | 8096 | 6.53 | Residential | Behind the Meter | No | Velocity Energy & Home Solutions, Inc. | PSE&G |  | Accepted | 2025-05-21 | 2025-06-17 | 2026-06-17 | Solar Panels | hin | 435w |  | 0.435 | 12 | 179 | 20 |  | Fixed | Roof
NJADRE1559781685 | Administratively Determined Incentive Program | CEDARVILLE | 8311 | 18.45 | Residential | Behind the Meter | Yes | RCL Enterprises, Inc. | AC Electric |  | Accepted | 2025-05-21 | 2025-06-17 | 2026-06-17 | Inverters | enphase | IQ8plus | 290 |  | 45 |  |  | 0.97 |  | Outside
NJADRE1559781685 | Administratively Determined Incentive Program | CEDARVILLE | 8311 | 18.45 | Residential | Behind the Meter | Yes | RCL Enterprises, Inc. | AC Electric |  | Accepted | 2025-05-21 | 2025-06-17 | 2026-06-17 | Solar Panels | Mission Solar | MSE410 PERC |  | 0.41 | 45 | 180 | 25 |  | Fixed | Ground
NJADRE1559781693 | Administratively Determined Incentive Program | VINELAND | 8361 | 8.51 | Residential | Behind the Meter | Yes | Sunrun Installation Services, Inc. | Vineland Muni Electric |  | Accepted | 2025-05-21 | 2025-06-17 | 2026-06-17 | Solar Panels | JA SOLAR | JAM54S31-405/MR |  | 0.405 | 8 | 221 | 20 |  | Fixed | Roof
NJADRE1559781693 | Administratively Determined Incentive Program | VINELAND | 8361 | 8.51 | Residential | Behind the Meter | Yes | Sunrun Installation Services, Inc. | Vineland Muni Electric |  | Accepted | 2025-05-21 | 2025-06-17 | 2026-06-17 | Inverters | SOLAREDGE TECHNOLOGIES | SE5700H-USMN | 5760 |  | 1 |  |  | 0.99 |  | Outdoor
NJADRE1559781693 | Administratively Determined Incentive Program | VINELAND | 8361 | 8.51 | Residential | Behind the Meter | Yes | Sunrun Installation Services, Inc. | Vineland Muni Electric |  | Accepted | 2025-05-21 | 2025-06-17 | 2026-06-17 | Solar Panels | JA SOLAR | JAM54S31-405/MR |  | 0.405 | 13 | 311 | 20 |  | Fixed | Roof
NJADRE1559781694 | Administratively Determined Incentive Program | MAPLEWOOD | 7040 | 3.28 | Residential | Behind the Meter | Yes | Trinity Solar, LLC | PSE&G |  | Accepted | 2025-05-21 | 2025-06-17 | 2026-06-17 | Solar Panels | Hanwha | Q.PEAK DUO BLK ML-G10+ 410 |  | 0.41 | 8 | 140 | 20 |  | Fixed | Roof
NJADRE1559781694 | Administratively Determined Incentive Program | MAPLEWOOD | 7040 | 3.28 | Residential | Behind the Meter | Yes | Trinity Solar, LLC | PSE&G |  | Accepted | 2025-05-21 | 2025-06-17 | 2026-06-17 | Inverters | Solar Edge | USE3800H-US | 3800 |  | 1 |  |  | 0.97 |  | Outside
NJADRE1559781700 | Administratively Determined Incentive Program | LODI | 7644 | 3.28 | Residential | Behind the Meter | Yes | Trinity Solar, LLC | PSE&G |  | Accepted | 2025-05-21 | 2025-06-17 | 2026-06-17 | Solar Panels | HANWHA | (Q.PEAK DUO BLK ML-G10+ 410) |  | 0.41 | 8 | 129 | 36 |  | Fixed | Roof
NJADRE1559781700 | Administratively Determined Incentive Program | LODI | 7644 | 3.28 | Residential | Behind the Meter | Yes | Trinity Solar, LLC | PSE&G |  | Accepted | 2025-05-21 | 2025-06-17 | 2026-06-17 | Inverters | Solar Edge | USE3800H-USMNBL75 | 3800 |  | 1 |  |  | 0.97 |  | Outdoor
NJADRE1559781903 | Administratively Determined Incentive Program | WEST ORANGE | 7052 | 7.31 | Residential | Behind the Meter | Yes | Pro Custom Solar dba Momentum Solar | PSE&G |  | Accepted | 2025-05-21 | 2025-06-17 | 2026-06-17 | Inverters | ENPHASE | IQ8HC-72-M-DOM-US | 380 |  | 17 |  |  | 0.97 |  | Outdoor
NJADRE1559781903 | Administratively Determined Incentive Program | WEST ORANGE | 7052 | 7.31 | Residential | Behind the Meter | Yes | Pro Custom Solar dba Momentum Solar | PSE&G |  | Accepted | 2025-05-21 | 2025-06-17 | 2026-06-17 | Solar Panels | HANWHA | Q.TRON BLK M-G2+430 |  | 0.43 | 17 | 199 | 35 |  | Fixed | Roof
NJADRE1559781904 | Administratively Determined Incentive Program | FAIR LAWN | 7410 | 5.67 | Residential | Behind the Meter | Yes | Sunrun Installation Services, Inc. | PSE&G |  | Accepted | 2025-05-21 | 2025-06-17 | 2026-06-17 | Solar Panels | JA Solar | JAM54S31-405/MR |  | 0.405 | 5 | 160 | 31 |  | Fixed | Roof
NJADRE1559781904 | Administratively Determined Incentive Program | FAIR LAWN | 7410 | 5.67 | Residential | Behind the Meter | Yes | Sunrun Installation Services, Inc. | PSE&G |  | Accepted | 2025-05-21 | 2025-06-17 | 2026-06-17 | Inverters | SolarEdge Technologies | SE5700H-USMN | 5760 |  | 1 |  |  | 0.99 |  | Outdoor
NJADRE1559781904 | Administratively Determined Incentive Program | FAIR LAWN | 7410 | 5.67 | Residential | Behind the Meter | Yes | Sunrun Installation Services, Inc. | PSE&G |  | Accepted | 2025-05-21 | 2025-06-17 | 2026-06-17 | Solar Panels | JA Solar | JAM54S31-405/MR |  | 0.405 | 6 | 250 | 30 |  | Fixed | Roof
NJADRE1559781904 | Administratively Determined Incentive Program | FAIR LAWN | 7410 | 5.67 | Residential | Behind the Meter | Yes | Sunrun Installation Services, Inc. | PSE&G |  | Accepted | 2025-05-21 | 2025-06-17 | 2026-06-17 | Solar Panels | JA Solar | JAM54S31-405/MR |  | 0.405 | 3 | 71 | 13 |  | Fixed | Roof
NJADRE1559781904 | Administratively Determined Incentive Program | FAIR LAWN | 7410 | 5.67 | Residential | Behind the Meter | Yes | Sunrun Installation Services, Inc. | PSE&G |  | Accepted | 2025-05-21 | 2025-06-17 | 2026-06-17 | Meters | SolarEdge Technologies | SE5700H-USMN |  |  | 1 |  |  |  | Yes | Outdoor
NJADRE1559781990 | Administratively Determined Incentive Program | Newark | 7104 | 172.26 | Commercial | Behind the Meter | No | Solar Cents, LLC | PSE&G |  | Accepted | 2025-06-18 | 2025-07-21 | 2026-07-21 | Inverters | Solar Edge | SE40K-US | 40000 |  | 4 |  |  | 0.983 |  | Outdoor
NJADRE1559781990 | Administratively Determined Incentive Program | Newark | 7104 | 172.26 | Commercial | Behind the Meter | No | Solar Cents, LLC | PSE&G |  | Accepted | 2025-06-18 | 2025-07-21 | 2026-07-21 | Meters | Veris | Veris E51C2 |  |  | 1 |  |  |  | Yes | Outdoor
NJADRE1559781990 | Administratively Determined Incentive Program | Newark | 7104 | 172.26 | Commercial | Behind the Meter | No | Solar Cents, LLC | PSE&G |  | Accepted | 2025-06-18 | 2025-07-21 | 2026-07-21 | Solar Panels | AXITEC | AXITEC AXIbiperfect GXXL TS 580W |  | 0.58 | 297 | 202 | 10 |  | Fixed | Roof
NJADRE1559782000 | Administratively Determined Incentive Program | Lakewood | 8701 | 13.8 | Residential | Behind the Meter | Yes | Kamtech Solar Solutions | JCP&L |  | Accepted | 2025-05-21 | 2025-06-17 | 2026-06-17 | Solar Panels | REC | REC 460 AA PURE RX |  | 0.46 | 18 | 277 | 22 |  | Fixed | Roof
NJADRE1559782000 | Administratively Determined Incentive Program | Lakewood | 8701 | 13.8 | Residential | Behind the Meter | Yes | Kamtech Solar Solutions | JCP&L |  | Accepted | 2025-05-21 | 2025-06-17 | 2026-06-17 | Inverters | ENPHASE | IQ8X-80-M-US | 380 |  | 30 |  |  | 0.973 |  | Outdoor | ROOFTOP
NJADRE1559782000 | Administratively Determined Incentive Program | Lakewood | 8701 | 13.8 | Residential | Behind the Meter | Yes | Kamtech Solar Solutions | JCP&L |  | Accepted | 2025-05-21 | 2025-06-17 | 2026-06-17 | Solar Panels | REC | REC 460 AA PURE RX |  | 0.46 | 12 | 96 | 22 |  | Fixed | Roof
NJADRE1559782012 | Administratively Determined Incentive Program | Cape May | 8204 | 8.61 | Residential | Behind the Meter | Yes | Trinity Solar, LLC | AC Electric |  | Accepted | 2025-05-21 | 2025-06-17 | 2026-06-17 | Inverters | Solar Edge | USE7600H-USMNBL75 | 7600 |  | 1 |  |  | 0.97 |  | Outdoor
NJADRE1559782012 | Administratively Determined Incentive Program | Cape May | 8204 | 8.61 | Residential | Behind the Meter | Yes | Trinity Solar, LLC | AC Electric |  | Accepted | 2025-05-21 | 2025-06-17 | 2026-06-17 | Solar Panels | HANWHA | (Q.PEAK DUO BLK ML-G10+ 410) |  | 0.41 | 21 | 236 | 33 |  | Fixed | Roof
NJADRE1559782018 | Administratively Determined Incentive Program | Blackwood | 8012 | 9.57 | Residential | Behind the Meter | Yes | Velocity Energy & Home Solutions, Inc. | AC Electric |  | Accepted | 2025-05-21 | 2025-06-18 | 2026-06-18 | Solar Panels | hin | 435w |  | 0.435 | 16 | 184 | 25 |  | Fixed | Roof
NJADRE1559782018 | Administratively Determined Incentive Program | Blackwood | 8012 | 9.57 | Residential | Behind the Meter | Yes | Velocity Energy & Home Solutions, Inc. | AC Electric |  | Accepted | 2025-05-21 | 2025-06-18 | 2026-06-18 | Solar Panels | hin | 435w |  | 0.435 | 6 | 274 | 21 |  | Fixed | Roof
NJADRE1559782018 | Administratively Determined Incentive Program | Blackwood | 8012 | 9.57 | Residential | Behind the Meter | Yes | Velocity Energy & Home Solutions, Inc. | AC Electric |  | Accepted | 2025-05-21 | 2025-06-18 | 2026-06-18 | Inverters | enphase | iq8plus | 290 |  | 22 |  |  | 0.99 |  | Outside | behind panels
NJADRE1559782097 | Administratively Determined Incentive Program | Cape May | 8204 | 6.56 | Residential | Behind the Meter | Yes | Bright Ops, Inc. | AC Electric |  | Accepted | 2025-05-21 | 2025-06-17 | 2026-06-17 | Solar Panels | Hanwha Q-Cells | Q.PEAK DUO BLK ML-G10+ 410 |  | 0.41 | 2 | 49 | 23 |  | Fixed | Roof
NJADRE1559782097 | Administratively Determined Incentive Program | Cape May | 8204 | 6.56 | Residential | Behind the Meter | Yes | Bright Ops, Inc. | AC Electric |  | Accepted | 2025-05-21 | 2025-06-17 | 2026-06-17 | Solar Panels | Hanwha Q-Cells | Q.PEAK DUO BLK ML-G10+ 410 |  | 0.41 | 3 | 139 | 30 |  | Fixed | Roof
NJADRE1559782097 | Administratively Determined Incentive Program | Cape May | 8204 | 6.56 | Residential | Behind the Meter | Yes | Bright Ops, Inc. | AC Electric |  | Accepted | 2025-05-21 | 2025-06-17 | 2026-06-17 | Inverters | SolarEdge Technologies | SE5700H - USMN | 5700 |  | 1 |  |  | 0.98 |  | Outdoor | Outside
NJADRE1559782097 | Administratively Determined Incentive Program | Cape May | 8204 | 6.56 | Residential | Behind the Meter | Yes | Bright Ops, Inc. | AC Electric |  | Accepted | 2025-05-21 | 2025-06-17 | 2026-06-17 | Solar Panels | Hanwha Q-Cells | Q.PEAK DUO BLK ML-G10+ 410 |  | 0.41 | 2 | 229 | 23 |  | Fixed | Roof
NJADRE1559782097 | Administratively Determined Incentive Program | Cape May | 8204 | 6.56 | Residential | Behind the Meter | Yes | Bright Ops, Inc. | AC Electric |  | Accepted | 2025-05-21 | 2025-06-17 | 2026-06-17 | Solar Panels | Hanwha Q-Cells | Q.PEAK DUO BLK ML-G10+ 410 |  | 0.41 | 9 | 318 | 30 |  | Fixed | Roof
NJADRE1559782153 | Administratively Determined Incentive Program | Burlington | 8016 | 4.1 | Residential | Behind the Meter | No | Trinity Solar, LLC | PSE&G |  | Accepted | 2025-05-21 | 2025-06-17 | 2026-06-17 | Inverters | Solar Edge | USE3800H-US | 3800 |  | 1 |  |  | 0.97 |  | Outside
NJADRE1559782153 | Administratively Determined Incentive Program | Burlington | 8016 | 4.1 | Residential | Behind the Meter | No | Trinity Solar, LLC | PSE&G |  | Accepted | 2025-05-21 | 2025-06-17 | 2026-06-17 | Solar Panels | Hanwha | Q.PEAK DUO BLK ML-G10+ 410 |  | 0.41 | 7 | 242 | 20 |  | Fixed | Roof
NJADRE1559782153 | Administratively Determined Incentive Program | Burlington | 8016 | 4.1 | Residential | Behind the Meter | No | Trinity Solar, LLC | PSE&G |  | Accepted | 2025-05-21 | 2025-06-17 | 2026-06-17 | Solar Panels | Hanwha | Q.PEAK DUO BLK ML-G10+ 410 |  | 0.41 | 3 | 242 | 30 |  | Fixed | Roof
NJADRE1559782154 | Administratively Determined Incentive Program | SOUTH ORANGE VILLAGE TWP | 7079 | 10.92 | Residential | Behind the Meter | No | SI Solar | PSE&G |  | Accepted | 2025-06-07 | 2025-07-03 | 2026-07-03 | Inverters | Enphase | IQ8MC | 320 |  | 26 |  |  | 0.97 |  | Outside
NJADRE1559782154 | Administratively Determined Incentive Program | SOUTH ORANGE VILLAGE TWP | 7079 | 10.92 | Residential | Behind the Meter | No | SI Solar | PSE&G |  | Accepted | 2025-06-07 | 2025-07-03 | 2026-07-03 | Solar Panels | Panasonic | EVPV420HK |  | 0.42 | 16 | 116 | 20 |  | Fixed | Roof
NJADRE1559782154 | Administratively Determined Incentive Program | SOUTH ORANGE VILLAGE TWP | 7079 | 10.92 | Residential | Behind the Meter | No | SI Solar | PSE&G |  | Accepted | 2025-06-07 | 2025-07-03 | 2026-07-03 | Meters | Enphase | X-IQ-AMI-240-5 |  |  | 1 |  |  |  | Yes | Outdoor
NJADRE1559782154 | Administratively Determined Incentive Program | SOUTH ORANGE VILLAGE TWP | 7079 | 10.92 | Residential | Behind the Meter | No | SI Solar | PSE&G |  | Accepted | 2025-06-07 | 2025-07-03 | 2026-07-03 | Solar Panels | Panasonic | EVPV420HK |  | 0.42 | 10 | 116 | 20 |  | Fixed | Roof
NJADRE1559782159 | Administratively Determined Incentive Program | Atlantic City | 8401 | 4.3 | Residential | Behind the Meter | Yes | Pro Custom dba Momentum Solar | AC Electric |  | Accepted | 2025-05-21 | 2025-06-17 | 2026-06-17 | Inverters | ENPHASE | IQ8HC-72-M-DOM-US | 380 |  | 10 |  |  | 0.97 |  | Outdoor
NJADRE1559782159 | Administratively Determined Incentive Program | Atlantic City | 8401 | 4.3 | Residential | Behind the Meter | Yes | Pro Custom dba Momentum Solar | AC Electric |  | Accepted | 2025-05-21 | 2025-06-17 | 2026-06-17 | Solar Panels | HANWHA | Q.TRON BLK M-G2+430 |  | 0.43 | 10 | 62 | 6 |  | Fixed | Roof
NJADRE1559782164 | Administratively Determined Incentive Program | Barnegat | 8005 | 10.79 | Residential | Behind the Meter | Yes | SunPurity, LLC | JCP&L |  | Accepted | 2025-05-23 | 2025-06-19 | 2026-06-19 | Inverters | SolarEdge | SE7600H-US | 7600 |  | 1 |  |  | 0.99 |  | Outdoor
NJADRE1559782164 | Administratively Determined Incentive Program | Barnegat | 8005 | 10.79 | Residential | Behind the Meter | Yes | SunPurity, LLC | JCP&L |  | Accepted | 2025-05-23 | 2025-06-19 | 2026-06-19 | Solar Panels | Hanwha Q cells | Q.PEAK DUO BLK-ML-G10+ 415W |  | 0.415 | 9 | 286 | 27 |  | Fixed | Roof
NJADRE1559782164 | Administratively Determined Incentive Program | Barnegat | 8005 | 10.79 | Residential | Behind the Meter | Yes | SunPurity, LLC | JCP&L |  | Accepted | 2025-05-23 | 2025-06-19 | 2026-06-19 | Solar Panels | Hanwha Q cells | Q.PEAK DUO BLK-ML-G10+ 415W |  | 0.415 | 17 | 106 | 27 |  | Fixed | Roof
NJADRE1559782166 | Administratively Determined Incentive Program | ATCO | 8004 | 9.32 | Residential | Behind the Meter | Yes | Freedom Forever New Jersey, LLC | AC Electric |  | Accepted | 2025-05-21 | 2025-06-18 | 2026-06-18 | Inverters | Solar Edge | SE7600H-USRGM | 7600 |  | 1 |  |  | 0.99 |  | Outside
NJADRE1559782166 | Administratively Determined Incentive Program | ATCO | 8004 | 9.32 | Residential | Behind the Meter | Yes | Freedom Forever New Jersey, LLC | AC Electric |  | Accepted | 2025-05-21 | 2025-06-18 | 2026-06-18 | Solar Panels | JA Solar | JAM54S31-405/MR |  | 0.405 | 10 | 102 | 26 |  | Fixed | Roof
NJADRE1559782166 | Administratively Determined Incentive Program | ATCO | 8004 | 9.32 | Residential | Behind the Meter | Yes | Freedom Forever New Jersey, LLC | AC Electric |  | Accepted | 2025-05-21 | 2025-06-18 | 2026-06-18 | Solar Panels | JA Solar | JAM54S31-405/MR |  | 0.405 | 13 | 192 | 18 |  | Fixed | Roof
NJADRE1559782170 | Administratively Determined Incentive Program | West Orange | 7052 | 14.08 | Residential | Behind the Meter | Yes | Rennergy, LLC | PSE&G |  | Accepted | 2025-05-23 | 2025-06-26 | 2026-06-26 | Solar Panels | Silfab | SIL-440 QD |  | 0.44 | 10 | 213 | 35 |  | Fixed | Roof
NJADRE1559782170 | Administratively Determined Incentive Program | West Orange | 7052 | 14.08 | Residential | Behind the Meter | Yes | Rennergy, LLC | PSE&G |  | Accepted | 2025-05-23 | 2025-06-26 | 2026-06-26 | Solar Panels | Silfab | SIL-440 QD |  | 0.44 | 7 | 303 | 20 |  | Fixed | Roof
NJADRE1559782170 | Administratively Determined Incentive Program | West Orange | 7052 | 14.08 | Residential | Behind the Meter | Yes | Rennergy, LLC | PSE&G |  | Accepted | 2025-05-23 | 2025-06-26 | 2026-06-26 | Inverters | Enphase | EN-IQ8HC-72-M-US | 384 |  | 32 |  |  | 0.9721 |  | Outdoor | rooftop
NJADRE1559782170 | Administratively Determined Incentive Program | West Orange | 7052 | 14.08 | Residential | Behind the Meter | Yes | Rennergy, LLC | PSE&G |  | Accepted | 2025-05-23 | 2025-06-26 | 2026-06-26 | Solar Panels | Silfab | SIL-440 QD |  | 0.44 | 1 | 33 | 35 |  | Fixed | Roof
NJADRE1559782170 | Administratively Determined Incentive Program | West Orange | 7052 | 14.08 | Residential | Behind the Meter | Yes | Rennergy, LLC | PSE&G |  | Accepted | 2025-05-23 | 2025-06-26 | 2026-06-26 | Solar Panels | Silfab | SIL-440 QD |  | 0.44 | 14 | 303 | 35 |  | Fixed | Roof
NJADRE1559782181 | Administratively Determined Incentive Program | Rocky Hill | 8553 | 6.97 | Residential | Behind the Meter | Yes | Sunrun Installation Services, Inc. | PSE&G |  | Accepted | 2025-05-21 | 2025-07-03 | 2026-07-03 | Solar Panels | HANWHA Q-CELLS | Q.PEAK DUO BLK ML-G10+ 410 |  | 0.41 | 4 | 329 | 32 |  | Fixed | Roof
NJADRE1559782181 | Administratively Determined Incentive Program | Rocky Hill | 8553 | 6.97 | Residential | Behind the Meter | Yes | Sunrun Installation Services, Inc. | PSE&G |  | Accepted | 2025-05-21 | 2025-07-03 | 2026-07-03 | Inverters | SOLAREDGE TECHNOLOGIES | SE5700H-USMN | 5760 |  | 1 |  |  | 0.99 |  | Outdoor
NJADRE1559782181 | Administratively Determined Incentive Program | Rocky Hill | 8553 | 6.97 | Residential | Behind the Meter | Yes | Sunrun Installation Services, Inc. | PSE&G |  | Accepted | 2025-05-21 | 2025-07-03 | 2026-07-03 | Solar Panels | HANWHA Q-CELLS | Q.PEAK DUO BLK ML-G10+ 410 |  | 0.41 | 7 | 152 | 34 |  | Fixed | Roof
NJADRE1559782181 | Administratively Determined Incentive Program | Rocky Hill | 8553 | 6.97 | Residential | Behind the Meter | Yes | Sunrun Installation Services, Inc. | PSE&G |  | Accepted | 2025-05-21 | 2025-07-03 | 2026-07-03 | Solar Panels | HANWHA Q-CELLS | Q.PEAK DUO BLK ML-G10+ 410 |  | 0.41 | 6 | 241 | 5 |  | Fixed | Roof
NJADRE1559782187 | Administratively Determined Incentive Program | Absecon | 8201 | 19.35 | Residential | Behind the Meter | No | Rise Solutions and Contracting, LLC | AC Electric |  | Accepted | 2025-05-21 | 2025-06-17 | 2026-06-17 | Inverters | Enphase | IQ8AC | 349 |  | 27 |  |  | 0.97 |  | Outside
NJADRE1559782187 | Administratively Determined Incentive Program | Absecon | 8201 | 19.35 | Residential | Behind the Meter | No | Rise Solutions and Contracting, LLC | AC Electric |  | Accepted | 2025-05-21 | 2025-06-17 | 2026-06-17 | Solar Panels | Silfab | SIL430QD |  | 0.43 | 18 | 294 | 20 |  | Fixed | Roof
NJADRE1559782187 | Administratively Determined Incentive Program | Absecon | 8201 | 19.35 | Residential | Behind the Meter | No | Rise Solutions and Contracting, LLC | AC Electric |  | Accepted | 2025-05-21 | 2025-06-17 | 2026-06-17 | Solar Panels | Silfab | SIL430QD |  | 0.43 | 27 | 114 | 20 |  | Fixed | Roof
NJADRE1559782187 | Administratively Determined Incentive Program | Absecon | 8201 | 19.35 | Residential | Behind the Meter | No | Rise Solutions and Contracting, LLC | AC Electric |  | Accepted | 2025-05-21 | 2025-06-17 | 2026-06-17 | Inverters | Enphase | IQ8MC | 320 |  | 18 |  |  | 0.97 |  | Outside
NJADRE1559782187 | Administratively Determined Incentive Program | Absecon | 8201 | 19.35 | Residential | Behind the Meter | No | Rise Solutions and Contracting, LLC | AC Electric |  | Accepted | 2025-05-21 | 2025-06-17 | 2026-06-17 | Meters | Enphase | IQ ENVOY |  |  | 1 |  |  |  | Yes | Outdoor
NJADRE1559782203 | Administratively Determined Incentive Program | Trenton | 8618 | 11.18 | Residential | Behind the Meter | Yes | Pro Custom Solar dba Momentum Solar | PSE&G |  | Accepted | 2025-05-21 | 2025-06-17 | 2026-06-17 | Inverters | ENPHASE | IQ8HC-72-M-DOM-US | 380 |  | 26 |  |  | 0.97 |  | Outdoor
NJADRE1559782203 | Administratively Determined Incentive Program | Trenton | 8618 | 11.18 | Residential | Behind the Meter | Yes | Pro Custom Solar dba Momentum Solar | PSE&G |  | Accepted | 2025-05-21 | 2025-06-17 | 2026-06-17 | Solar Panels | HANWHA | Q.TRON BLK M-G2+430 |  | 0.43 | 12 | 211 | 26 |  | Fixed | Roof
NJADRE1559782203 | Administratively Determined Incentive Program | Trenton | 8618 | 11.18 | Residential | Behind the Meter | Yes | Pro Custom Solar dba Momentum Solar | PSE&G |  | Accepted | 2025-05-21 | 2025-06-17 | 2026-06-17 | Solar Panels | HANWHA | Q.TRON BLK M-G2+430 |  | 0.43 | 8 | 208 | 27 |  | Fixed | Roof
NJADRE1559782203 | Administratively Determined Incentive Program | Trenton | 8618 | 11.18 | Residential | Behind the Meter | Yes | Pro Custom Solar dba Momentum Solar | PSE&G |  | Accepted | 2025-05-21 | 2025-06-17 | 2026-06-17 | Solar Panels | HANWHA | Q.TRON BLK M-G2+430 |  | 0.43 | 6 | 31 | 26 |  | Fixed | Roof
NJADRE1559782204 | Administratively Determined Incentive Program | Lakewood | 8701 | 13.7 | Residential | Behind the Meter | Yes | SunPurity, LLC | JCP&L |  | Accepted | 2025-05-23 | 2025-06-18 | 2026-06-18 | Solar Panels | Hanwha Q cells | Q.PEAK DUO BLK-ML-G10+ 415W |  | 0.415 | 2 | 181 | 40 |  | Fixed | Roof
NJADRE1559782204 | Administratively Determined Incentive Program | Lakewood | 8701 | 13.7 | Residential | Behind the Meter | Yes | SunPurity, LLC | JCP&L |  | Accepted | 2025-05-23 | 2025-06-18 | 2026-06-18 | Solar Panels | Hanwha Q cells | Q.PEAK DUO BLK-ML-G10+ 415W |  | 0.415 | 6 | 181 | 33 |  | Fixed | Roof
NJADRE1559782204 | Administratively Determined Incentive Program | Lakewood | 8701 | 13.7 | Residential | Behind the Meter | Yes | SunPurity, LLC | JCP&L |  | Accepted | 2025-05-23 | 2025-06-18 | 2026-06-18 | Solar Panels | Hanwha Q cells | Q.PEAK DUO BLK-ML-G10+ 415W |  | 0.415 | 10 | 91 | 28 |  | Fixed | Roof
NJADRE1559782204 | Administratively Determined Incentive Program | Lakewood | 8701 | 13.7 | Residential | Behind the Meter | Yes | SunPurity, LLC | JCP&L |  | Accepted | 2025-05-23 | 2025-06-18 | 2026-06-18 | Inverters | SolarEdge | SE10000H-US | 10000 |  | 1 |  |  | 0.99 |  | Outdoor
NJADRE1559782204 | Administratively Determined Incentive Program | Lakewood | 8701 | 13.7 | Residential | Behind the Meter | Yes | SunPurity, LLC | JCP&L |  | Accepted | 2025-05-23 | 2025-06-18 | 2026-06-18 | Solar Panels | Hanwha Q cells | Q.PEAK DUO BLK-ML-G10+ 415W |  | 0.415 | 15 | 271 | 28 |  | Fixed | Roof
NJADRE1559782238 | Administratively Determined Incentive Program | Piscataway | 8854 | 4.73 | Residential | Behind the Meter | Yes | Pro Custom Solar dba Momentum Solar | PSE&G |  | Accepted | 2025-05-21 | 2025-06-17 | 2026-06-17 | Inverters | ENPHASE | IQ8HC-72-M-DOM-US | 380 |  | 11 |  |  | 0.97 |  | Outdoor
NJADRE1559782238 | Administratively Determined Incentive Program | Piscataway | 8854 | 4.73 | Residential | Behind the Meter | Yes | Pro Custom Solar dba Momentum Solar | PSE&G |  | Accepted | 2025-05-21 | 2025-06-17 | 2026-06-17 | Solar Panels | HANWHA | Q.TRON BLK M-G2+430 |  | 0.43 | 11 | 82 | 23 |  | Fixed | Roof
NJADRE1559782248 | Administratively Determined Incentive Program | EDISON | 8820 | 12.24 | Residential | Behind the Meter | No | Tesla Energy Operations, Inc. | PSE&G |  | Accepted | 2025-05-21 | 2025-06-17 | 2026-06-17 | Inverters | SolarEdge | SE11400H-US [240V] | 11400 |  | 1 |  |  | 0.94 |  | Indoor
NJADRE1559782248 | Administratively Determined Incentive Program | EDISON | 8820 | 12.24 | Residential | Behind the Meter | No | Tesla Energy Operations, Inc. | PSE&G |  | Accepted | 2025-05-21 | 2025-06-17 | 2026-06-17 | Electric Storage Battery | Tesla | AC Powerwall 2.0 |  |  | 2 |  |  |  | Lithium Ion |  | INSIDE
NJADRE1559782248 | Administratively Determined Incentive Program | EDISON | 8820 | 12.24 | Residential | Behind the Meter | No | Tesla Energy Operations, Inc. | PSE&G |  | Accepted | 2025-05-21 | 2025-06-17 | 2026-06-17 | Solar Panels | Hanwha | Q.Peak DUO BLK-G6+ 340 |  | 0.34 | 21 | 267 | 27 |  | Fixed | Roof
NJADRE1559782248 | Administratively Determined Incentive Program | EDISON | 8820 | 12.24 | Residential | Behind the Meter | No | Tesla Energy Operations, Inc. | PSE&G |  | Accepted | 2025-05-21 | 2025-06-17 | 2026-06-17 | Solar Panels | Hanwha | Q.Peak DUO BLK-G6+ 340 |  | 0.34 | 15 | 177 | 37 |  | Fixed | Roof
NJADRE1559782257 | Administratively Determined Incentive Program | HOPATCONG | 7843 | 18.4 | Residential | Behind the Meter | No | Maier Solar Engineering dba Solar Me | JCP&L |  | Accepted | 2025-05-21 | 2025-06-17 | 2026-06-17 | Solar Panels | REC | REC460AA PURE-RX |  | 0.46 | 15 | 124 | 40 |  | Fixed | Roof
NJADRE1559782257 | Administratively Determined Incentive Program | HOPATCONG | 7843 | 18.4 | Residential | Behind the Meter | No | Maier Solar Engineering dba Solar Me | JCP&L |  | Accepted | 2025-05-21 | 2025-06-17 | 2026-06-17 | Solar Panels | REC | REC460AA PURE-RX |  | 0.46 | 8 | 214 | 38 |  | Fixed | Roof
NJADRE1559782257 | Administratively Determined Incentive Program | HOPATCONG | 7843 | 18.4 | Residential | Behind the Meter | No | Maier Solar Engineering dba Solar Me | JCP&L |  | Accepted | 2025-05-21 | 2025-06-17 | 2026-06-17 | Inverters | Enphase | IQ8X | 380 |  | 40 |  |  | 0.96 |  | Outdoor | Next to meter
NJADRE1559782257 | Administratively Determined Incentive Program | HOPATCONG | 7843 | 18.4 | Residential | Behind the Meter | No | Maier Solar Engineering dba Solar Me | JCP&L |  | Accepted | 2025-05-21 | 2025-06-17 | 2026-06-17 | Solar Panels | REC | REC460AA PURE-RX |  | 0.46 | 17 | 214 | 15 |  | Fixed | Roof
NJADRE1559782258 | Administratively Determined Incentive Program | Paterson | 7501 | 10.58 | Residential | Behind the Meter | No | Powur, PBC | PSE&G |  | Accepted | 2025-05-21 | 2025-06-17 | 2026-06-17 | Solar Panels | Rec Solar | REC460AA PURE-RX, |  | 0.46 | 10 | 14 | 37 |  | Fixed | Roof
NJADRE1559782258 | Administratively Determined Incentive Program | Paterson | 7501 | 10.58 | Residential | Behind the Meter | No | Powur, PBC | PSE&G |  | Accepted | 2025-05-21 | 2025-06-17 | 2026-06-17 | Solar Panels | Rec Solar | REC460AA PURE-RX, |  | 0.46 | 13 | 193 | 37 |  | Fixed | Roof
NJADRE1559782258 | Administratively Determined Incentive Program | Paterson | 7501 | 10.58 | Residential | Behind the Meter | No | Powur, PBC | PSE&G |  | Accepted | 2025-05-21 | 2025-06-17 | 2026-06-17 | Inverters | Tesla | 1538000-45-Y | 7600 |  | 1 |  |  | 0.97 |  | Outside
NJADRE1559782266 | Administratively Determined Incentive Program | Irvington | 7111 | 3.28 | Residential | Behind the Meter | Yes | Trinity Solar, LLC | PSE&G |  | Accepted | 2025-05-21 | 2025-06-18 | 2026-06-18 | Inverters | Solar Edge | USE3800H-USMNBL75 | 3800 |  | 1 |  |  | 0.97 |  | Outdoor
NJADRE1559782266 | Administratively Determined Incentive Program | Irvington | 7111 | 3.28 | Residential | Behind the Meter | Yes | Trinity Solar, LLC | PSE&G |  | Accepted | 2025-05-21 | 2025-06-18 | 2026-06-18 | Solar Panels | HANWHA | (Q.PEAK DUO BLK ML-G10+ 410) |  | 0.41 | 3 | 217 | 30 |  | Fixed | Roof
NJADRE1559782266 | Administratively Determined Incentive Program | Irvington | 7111 | 3.28 | Residential | Behind the Meter | Yes | Trinity Solar, LLC | PSE&G |  | Accepted | 2025-05-21 | 2025-06-18 | 2026-06-18 | Solar Panels | HANWHA | (Q.PEAK DUO BLK ML-G10+ 410) |  | 0.41 | 3 | 307 | 30 |  | Fixed | Roof
NJADRE1559782266 | Administratively Determined Incentive Program | Irvington | 7111 | 3.28 | Residential | Behind the Meter | Yes | Trinity Solar, LLC | PSE&G |  | Accepted | 2025-05-21 | 2025-06-18 | 2026-06-18 | Solar Panels | HANWHA | (Q.PEAK DUO BLK ML-G10+ 410) |  | 0.41 | 2 | 37 | 30 |  | Fixed | Roof
NJADRE1559782276 | Administratively Determined Incentive Program | PLAINFIELD | 7063 | 14.19 | Residential | Behind the Meter | Yes | Pro Custom Solar dba Momentum Solar | PSE&G |  | Accepted | 2025-06-06 | 2025-07-02 | 2026-07-02 | Solar Panels | HANWHA | Q.TRON BLK M-G2+430 |  | 0.43 | 17 | 318 | 17 |  | Fixed | Roof
NJADRE1559782276 | Administratively Determined Incentive Program | PLAINFIELD | 7063 | 14.19 | Residential | Behind the Meter | Yes | Pro Custom Solar dba Momentum Solar | PSE&G |  | Accepted | 2025-06-06 | 2025-07-02 | 2026-07-02 | Solar Panels | HANWHA | Q.TRON BLK M-G2+430 |  | 0.43 | 16 | 138 | 31 |  | Fixed | Roof
NJADRE1559782276 | Administratively Determined Incentive Program | PLAINFIELD | 7063 | 14.19 | Residential | Behind the Meter | Yes | Pro Custom Solar dba Momentum Solar | PSE&G |  | Accepted | 2025-06-06 | 2025-07-02 | 2026-07-02 | Inverters | ENPHASE | IQ8HC-72-M-DOM-US | 380 |  | 33 |  |  | 0.97 |  | Outdoor
NJADRE1559782286 | Administratively Determined Incentive Program | ELMER | 8318 | 8.61 | Residential | Behind the Meter | Yes | Trinity Solar, LLC | AC Electric |  | Accepted | 2025-05-21 | 2025-06-17 | 2026-06-17 | Solar Panels | HANWHA | (Q.PEAK DUO BLK ML-G10+ 410) |  | 0.41 | 21 | 199 | 18 |  | Fixed | Roof
NJADRE1559782286 | Administratively Determined Incentive Program | ELMER | 8318 | 8.61 | Residential | Behind the Meter | Yes | Trinity Solar, LLC | AC Electric |  | Accepted | 2025-05-21 | 2025-06-17 | 2026-06-17 | Inverters | Solar Edge | USE7600H-USMNBL75 | 7600 |  | 1 |  |  | 0.97 |  | Outdoor
NJADRE1559782295 | Administratively Determined Incentive Program | CHERRY HILL | 8034 | 5.1 | Residential | Behind the Meter | Yes | Fusion Solar Energy, LLC | PSE&G |  | Accepted | 2025-05-21 | 2025-06-17 | 2026-06-17 | Solar Panels | TRINA SOLAR | TSM-425NE09RC.05 |  | 0.425 | 12 | 193.27 | 23 |  | Fixed | Roof
NJADRE1559782295 | Administratively Determined Incentive Program | CHERRY HILL | 8034 | 5.1 | Residential | Behind the Meter | Yes | Fusion Solar Energy, LLC | PSE&G |  | Accepted | 2025-05-21 | 2025-06-17 | 2026-06-17 | Inverters | ENPHASE | IQ8HC-72-M-DOM-US | 380 |  | 12 |  |  | 0.97 |  | Outside | Roof
NJADRE1559782325 | Administratively Determined Incentive Program | PARLIN | 8859 | 4.05 | Residential | Behind the Meter | Yes | Sunrun Installation Services, Inc. | JCP&L |  | Accepted | 2025-05-21 | 2025-06-17 | 2026-06-17 | Solar Panels | JA Solar | JAM54S31-405/MR |  | 0.405 | 10 | 169 | 18 |  | Fixed | Roof
NJADRE1559782325 | Administratively Determined Incentive Program | PARLIN | 8859 | 4.05 | Residential | Behind the Meter | Yes | Sunrun Installation Services, Inc. | JCP&L |  | Accepted | 2025-05-21 | 2025-06-17 | 2026-06-17 | Inverters | SolarEdge Technologies | SE3800H-USMN | 3800 |  | 1 |  |  | 0.99 |  | Outdoor | Next to meter
NJADRE1559785118 | Administratively Determined Incentive Program | Barnegat | 8005 | 14.94 | Residential | Behind the Meter | Yes | Venture Home Solar, LLC | JCP&L |  | Accepted | 2025-05-21 | 2025-06-20 | 2026-06-20 | Inverters | EnPhase | IQ8HC-72-M-DOM-US (240V) | 366 |  | 36 |  |  | 0.98361 |  | Outside
NJADRE1559785118 | Administratively Determined Incentive Program | Barnegat | 8005 | 14.94 | Residential | Behind the Meter | Yes | Venture Home Solar, LLC | JCP&L |  | Accepted | 2025-05-21 | 2025-06-20 | 2026-06-20 | Solar Panels | Hanwha | Q.PEAK DUO BLK ML-G10+ 415W |  | 0.415 | 24 | 245 | 30 |  | Fixed | Roof
NJADRE1559785118 | Administratively Determined Incentive Program | Barnegat | 8005 | 14.94 | Residential | Behind the Meter | Yes | Venture Home Solar, LLC | JCP&L |  | Accepted | 2025-05-21 | 2025-06-20 | 2026-06-20 | Solar Panels | Hanwha | Q.PEAK DUO BLK ML-G10+ 415W |  | 0.415 | 12 | 245 | 30 |  | Fixed | Roof
NJADRE1559786305 | Administratively Determined Incentive Program | TOMS RIVER | 8757 | 12.75 | Residential | Behind the Meter | Yes | Sun Up Zero Down, LLC | JCP&L |  | Accepted | 2025-05-22 | 2025-06-17 | 2026-06-17 | Meters | Enphase | TBD |  |  | 1 |  |  |  | Yes | Outdoor
NJADRE1559786305 | Administratively Determined Incentive Program | TOMS RIVER | 8757 | 12.75 | Residential | Behind the Meter | Yes | Sun Up Zero Down, LLC | JCP&L |  | Accepted | 2025-05-22 | 2025-06-17 | 2026-06-17 | Inverters | Enphase | IQ8PLUS-72-2-US | 290 |  | 30 |  |  | 0.976 |  | Outdoor
NJADRE1559786305 | Administratively Determined Incentive Program | TOMS RIVER | 8757 | 12.75 | Residential | Behind the Meter | Yes | Sun Up Zero Down, LLC | JCP&L |  | Accepted | 2025-05-22 | 2025-06-17 | 2026-06-17 | Solar Panels | TRINA | TSM-425-NE09RC.05 |  | 0.425 | 30 | 109 | 23 |  | Fixed | Roof
NJADRE1559786306 | Administratively Determined Incentive Program | UNION CITY | 7087 | 3.65 | Residential | Behind the Meter | Yes | Sunrun Installation Services, Inc. | PSE&G |  | Accepted | 2025-05-22 | 2025-06-17 | 2026-06-17 | Solar Panels | JA Solar | JAM54S31-405/MR |  | 0.405 | 9 | 213 | 21 |  | Fixed | Roof
NJADRE1559786306 | Administratively Determined Incentive Program | UNION CITY | 7087 | 3.65 | Residential | Behind the Meter | Yes | Sunrun Installation Services, Inc. | PSE&G |  | Accepted | 2025-05-22 | 2025-06-17 | 2026-06-17 | Inverters | SolarEdge Technologies | SE3800H-USMN | 3800 |  | 1 |  |  | 0.99 |  | Outdoor | Next to meter
NJADRE1559786316 | Administratively Determined Incentive Program | BURLNGTN TWP | 8016 | 10.13 | Residential | Behind the Meter | Yes | Sunrun Installation Services, Inc. | PSE&G |  | Accepted | 2025-05-22 | 2025-06-17 | 2026-06-17 | Solar Panels | JA SOLAR | JAM54S31-405/MR |  | 0.405 | 25 | 270 | 35 |  | Fixed | Roof
NJADRE1559786316 | Administratively Determined Incentive Program | BURLNGTN TWP | 8016 | 10.13 | Residential | Behind the Meter | Yes | Sunrun Installation Services, Inc. | PSE&G |  | Accepted | 2025-05-22 | 2025-06-17 | 2026-06-17 | Inverters | SOLAREDGE TECHNOLOGIES | SE7600H-USMN | 7600 |  | 1 |  |  | 0.99 |  | Outdoor
NJADRE1559786324 | Administratively Determined Incentive Program | ENGLISHTOWN | 7726 | 10.25 | Residential | Behind the Meter | Yes | Trinity Solar, LLC | JCP&L |  | Accepted | 2025-05-22 | 2025-06-18 | 2026-06-18 | Inverters | Solar Edge | USE7600H-US | 7600 |  | 1 |  |  | 0.97 |  | Outside
NJADRE1559786324 | Administratively Determined Incentive Program | ENGLISHTOWN | 7726 | 10.25 | Residential | Behind the Meter | Yes | Trinity Solar, LLC | JCP&L |  | Accepted | 2025-05-22 | 2025-06-18 | 2026-06-18 | Solar Panels | Hanwha | Q.PEAK DUO BLK ML-G10+ 410 |  | 0.41 | 25 | 176 | 30 |  | Fixed | Roof
NJADRE1559786326 | Administratively Determined Incentive Program | GALLOWAY | 8205 | 21.07 | Residential | Behind the Meter | No | Sustainable Energy Systems | AC Electric |  | Accepted | 2025-05-22 | 2025-06-17 | 2026-06-17 | Solar Panels | SILFAB Solar | SIL-430 QD |  | 0.43 | 10 | 312 | 38 |  | Fixed | Roof
NJADRE1559786326 | Administratively Determined Incentive Program | GALLOWAY | 8205 | 21.07 | Residential | Behind the Meter | No | Sustainable Energy Systems | AC Electric |  | Accepted | 2025-05-22 | 2025-06-17 | 2026-06-17 | Solar Panels | SILFAB Solar | SIL-430 QD |  | 0.43 | 6 | 42 | 38 |  | Fixed | Roof
NJADRE1559786326 | Administratively Determined Incentive Program | GALLOWAY | 8205 | 21.07 | Residential | Behind the Meter | No | Sustainable Energy Systems | AC Electric |  | Accepted | 2025-05-22 | 2025-06-17 | 2026-06-17 | Solar Panels | SILFAB Solar | SIL-430 QD |  | 0.43 | 15 | 222 | 38 |  | Fixed | Roof
NJADRE1559786326 | Administratively Determined Incentive Program | GALLOWAY | 8205 | 21.07 | Residential | Behind the Meter | No | Sustainable Energy Systems | AC Electric |  | Accepted | 2025-05-22 | 2025-06-17 | 2026-06-17 | Solar Panels | SILFAB Solar | SIL-430 QD |  | 0.43 | 12 | 132 | 38 |  | Fixed | Roof
NJADRE1559786326 | Administratively Determined Incentive Program | GALLOWAY | 8205 | 21.07 | Residential | Behind the Meter | No | Sustainable Energy Systems | AC Electric |  | Accepted | 2025-05-22 | 2025-06-17 | 2026-06-17 | Solar Panels | SILFAB Solar | SIL-430 QD |  | 0.43 | 6 | 132 | 37 |  | Fixed | Roof
NJADRE1559786326 | Administratively Determined Incentive Program | GALLOWAY | 8205 | 21.07 | Residential | Behind the Meter | No | Sustainable Energy Systems | AC Electric |  | Accepted | 2025-05-22 | 2025-06-17 | 2026-06-17 | Inverters | SolarEdge Technologies | SE7600H-US | 8 |  | 2 |  |  | 0.99 |  | Outside
NJADRE1559786329 | Administratively Determined Incentive Program | WILLINGBORO | 8046 | 6.48 | Residential | Behind the Meter | Yes | Sunrun Installation Services, Inc. | PSE&G |  | Accepted | 2025-05-22 | 2025-06-17 | 2026-06-17 | Solar Panels | JA SOLAR | JAM54S31-405/MR |  | 0.405 | 8 | 349 | 25 |  | Fixed | Roof
NJADRE1559786329 | Administratively Determined Incentive Program | WILLINGBORO | 8046 | 6.48 | Residential | Behind the Meter | Yes | Sunrun Installation Services, Inc. | PSE&G |  | Accepted | 2025-05-22 | 2025-06-17 | 2026-06-17 | Solar Panels | JA SOLAR | JAM54S31-405/MR |  | 0.405 | 6 | 169 | 26 |  | Fixed | Roof
NJADRE1559786329 | Administratively Determined Incentive Program | WILLINGBORO | 8046 | 6.48 | Residential | Behind the Meter | Yes | Sunrun Installation Services, Inc. | PSE&G |  | Accepted | 2025-05-22 | 2025-06-17 | 2026-06-17 | Solar Panels | JA SOLAR | JAM54S31-405/MR |  | 0.405 | 2 | 169 | 25 |  | Fixed | Roof
NJADRE1559786329 | Administratively Determined Incentive Program | WILLINGBORO | 8046 | 6.48 | Residential | Behind the Meter | Yes | Sunrun Installation Services, Inc. | PSE&G |  | Accepted | 2025-05-22 | 2025-06-17 | 2026-06-17 | Inverters | SOLAREDGE TECHNOLOGIES | SE5700H-USMN | 5760 |  | 1 |  |  | 0.99 |  | Outdoor
NJADRE1559786341 | Administratively Determined Incentive Program | KEYPORT | 7735 | 4.51 | Residential | Behind the Meter | Yes | Sunrun Installation Services, Inc. | JCP&L |  | Accepted | 2025-05-22 | 2025-06-17 | 2026-06-17 | Electric Storage Battery | Tesla | POWERWALL 3 1707000-XX-Y |  |  | 2 |  |  |  | Lithium Ion |  | OUTSIDE
NJADRE1559786341 | Administratively Determined Incentive Program | KEYPORT | 7735 | 4.51 | Residential | Behind the Meter | Yes | Sunrun Installation Services, Inc. | JCP&L |  | Accepted | 2025-05-22 | 2025-06-17 | 2026-06-17 | Inverters | Tesla | POWERWALL 3 1707000-XX-Y | 11500 |  | 2 |  |  | 0.97 |  | Outdoor
NJADRE1559786341 | Administratively Determined Incentive Program | KEYPORT | 7735 | 4.51 | Residential | Behind the Meter | Yes | Sunrun Installation Services, Inc. | JCP&L |  | Accepted | 2025-05-22 | 2025-06-17 | 2026-06-17 | Solar Panels | HANWHA Q-CELLS | Q.PEAK DUO BLK ML-G10+ 410 DCA |  | 0.41 | 5 | 131 | 35 |  | Fixed | Roof
NJADRE1559786341 | Administratively Determined Incentive Program | KEYPORT | 7735 | 4.51 | Residential | Behind the Meter | Yes | Sunrun Installation Services, Inc. | JCP&L |  | Accepted | 2025-05-22 | 2025-06-17 | 2026-06-17 | Solar Panels | HANWHA Q-CELLS | Q.PEAK DUO BLK ML-G10+ 410 DCA |  | 0.41 | 6 | 45 | 35 |  | Fixed | Roof
NJADRE1559786345 | Administratively Determined Incentive Program | CLIFTON | 7014 | 3.28 | Residential | Behind the Meter | Yes | Trinity Solar, LLC | PSE&G |  | Accepted | 2025-05-22 | 2025-06-20 | 2026-06-20 | Inverters | SOLAREDGE | SE3000H-USSNBBL14 | 3000 |  | 1 |  |  | 0.97 |  | Outside
NJADRE1559786345 | Administratively Determined Incentive Program | CLIFTON | 7014 | 3.28 | Residential | Behind the Meter | Yes | Trinity Solar, LLC | PSE&G |  | Accepted | 2025-05-22 | 2025-06-20 | 2026-06-20 | Solar Panels | HANWHA 410 (Q.PEAK DUO BLK ML-G10+410) | HANWHA 410 (Q.PEAK DUO BLK ML-G10+410) |  | 0.41 | 8 | 305 | 21 |  | Fixed | Roof
NJADRE1559786355 | Administratively Determined Incentive Program | Mays Landing | 8330 | 10.2 | Residential | Behind the Meter | Yes | Power Energy Solutions, LLC | AC Electric |  | Accepted | 2025-05-22 | 2025-06-23 | 2026-06-23 | Inverters | SolarEdge | SE5700H-US | 6 |  | 1 |  |  | 0.97 |  | Outdoor
NJADRE1559786355 | Administratively Determined Incentive Program | Mays Landing | 8330 | 10.2 | Residential | Behind the Meter | Yes | Power Energy Solutions, LLC | AC Electric |  | Accepted | 2025-05-22 | 2025-06-23 | 2026-06-23 | Solar Panels | Trina Solar | TSM-425NE09RC.05 |  | 0.425 | 24 | 221 | 24 |  | Fixed | Roof
NJADRE1559786357 | Administratively Determined Incentive Program | Deptford | 8096 | 4.3 | Residential | Behind the Meter | Yes | PosiGen Developer, LLC | PSE&G |  | Accepted | 2025-05-22 | 2025-06-17 | 2026-06-17 | Solar Panels | JINKO EAGLE G6R | JKM430N-54HL4-B |  | 0.43 | 10 | 194 | 17 |  | Fixed | Roof
NJADRE1559786357 | Administratively Determined Incentive Program | Deptford | 8096 | 4.3 | Residential | Behind the Meter | Yes | PosiGen Developer, LLC | PSE&G |  | Accepted | 2025-05-22 | 2025-06-17 | 2026-06-17 | Inverters | SolarEdge | SE3800H-US | 3800 |  | 1 |  |  | 0.99 |  | Outside | within ten feet of meter
NJADRE1559786361 | Administratively Determined Incentive Program | Wayne | 7470 | 13.12 | Residential | Behind the Meter | Yes | Sunrun Installation Services, Inc. | PSE&G |  | Accepted | 2025-05-22 | 2025-06-17 | 2026-06-17 | Solar Panels | HANWHA Q-CELLS | Q.PEAK DUO BLK ML-G10+ 410 DCA |  | 0.41 | 8 | 297 | 33 |  | Fixed | Roof
NJADRE1559786361 | Administratively Determined Incentive Program | Wayne | 7470 | 13.12 | Residential | Behind the Meter | Yes | Sunrun Installation Services, Inc. | PSE&G |  | Accepted | 2025-05-22 | 2025-06-17 | 2026-06-17 | Solar Panels | HANWHA Q-CELLS | Q.PEAK DUO BLK ML-G10+ 410 DCA |  | 0.41 | 12 | 27 | 18 |  | Fixed | Roof
NJADRE1559786361 | Administratively Determined Incentive Program | Wayne | 7470 | 13.12 | Residential | Behind the Meter | Yes | Sunrun Installation Services, Inc. | PSE&G |  | Accepted | 2025-05-22 | 2025-06-17 | 2026-06-17 | Electric Storage Battery | Tesla | POWERWALL 3 1707000-XX-Y |  |  | 1 |  |  |  | Lithium Ion |  | OUTSIDE
NJADRE1559786361 | Administratively Determined Incentive Program | Wayne | 7470 | 13.12 | Residential | Behind the Meter | Yes | Sunrun Installation Services, Inc. | PSE&G |  | Accepted | 2025-05-22 | 2025-06-17 | 2026-06-17 | Solar Panels | HANWHA Q-CELLS | Q.PEAK DUO BLK ML-G10+ 410 DCA |  | 0.41 | 12 | 118 | 33 |  | Fixed | Roof
NJADRE1559786361 | Administratively Determined Incentive Program | Wayne | 7470 | 13.12 | Residential | Behind the Meter | Yes | Sunrun Installation Services, Inc. | PSE&G |  | Accepted | 2025-05-22 | 2025-06-17 | 2026-06-17 | Inverters | Tesla | POWERWALL 3 1707000-XX-Y | 11500 |  | 1 |  |  | 0.97 |  | Outdoor
NJADRE1559786371 | Administratively Determined Incentive Program | Hamilton | 8629 | 11.07 | Residential | Behind the Meter | Yes | Trinity Solar, LLC | PSE&G |  | Accepted | 2025-05-22 | 2025-06-17 | 2026-06-17 | Inverters | SOLAREDGE | SE10000H-USSNBBL14 | 10000 |  | 1 |  |  | 0.97 |  | Outside
NJADRE1559786371 | Administratively Determined Incentive Program | Hamilton | 8629 | 11.07 | Residential | Behind the Meter | Yes | Trinity Solar, LLC | PSE&G |  | Accepted | 2025-05-22 | 2025-06-17 | 2026-06-17 | Solar Panels | HANWHA 410 (Q.PEAK DUO BLK ML-G10+410) | HANWHA 410 (Q.PEAK DUO BLK ML-G10+410) |  | 0.41 | 11 | 224 | 32 |  | Fixed | Roof
NJADRE1559786371 | Administratively Determined Incentive Program | Hamilton | 8629 | 11.07 | Residential | Behind the Meter | Yes | Trinity Solar, LLC | PSE&G |  | Accepted | 2025-05-22 | 2025-06-17 | 2026-06-17 | Solar Panels | HANWHA 410 (Q.PEAK DUO BLK ML-G10+410) | HANWHA 410 (Q.PEAK DUO BLK ML-G10+410) |  | 0.41 | 16 | 44 | 31 |  | Fixed | Roof
NJADRE1559786382 | Administratively Determined Incentive Program | Elmwood Park | 7407 | 15.99 | Residential | Behind the Meter | Yes | Trinity Solar, LLC | PSE&G |  | Accepted | 2025-05-22 | 2025-06-17 | 2026-06-17 | Solar Panels | Hanwha | Q.PEAK DUO BLK ML-G10+ 410 |  | 0.41 | 18 | 72 | 16 |  | Fixed | Roof
NJADRE1559786382 | Administratively Determined Incentive Program | Elmwood Park | 7407 | 15.99 | Residential | Behind the Meter | Yes | Trinity Solar, LLC | PSE&G |  | Accepted | 2025-05-22 | 2025-06-17 | 2026-06-17 | Inverters | Solar Edge | USE5700H-US | 5760 |  | 1 |  |  | 0.97 |  | Outside
NJADRE1559786382 | Administratively Determined Incentive Program | Elmwood Park | 7407 | 15.99 | Residential | Behind the Meter | Yes | Trinity Solar, LLC | PSE&G |  | Accepted | 2025-05-22 | 2025-06-17 | 2026-06-17 | Solar Panels | Hanwha | Q.PEAK DUO BLK ML-G10+ 410 |  | 0.41 | 21 | 252 | 16 |  | Fixed | Roof
NJADRE1559786382 | Administratively Determined Incentive Program | Elmwood Park | 7407 | 15.99 | Residential | Behind the Meter | Yes | Trinity Solar, LLC | PSE&G |  | Accepted | 2025-05-22 | 2025-06-17 | 2026-06-17 | Inverters | Solar Edge | USE7600H-US | 7600 |  | 1 |  |  | 0.97 |  | Outside
NJADRE1559786389 | Administratively Determined Incentive Program | Pennsauken Twp | 8109 | 24.8 | Residential | Behind the Meter | Yes | SunnyMac, LLC | PSE&G |  | Accepted | 2025-05-22 | 2025-06-17 | 2026-06-17 | Solar Panels | HANWHA | Q.TRON BLK M-G2+ |  | 0.435 | 3 | 123 | 16 |  | Fixed | Roof
NJADRE1559786389 | Administratively Determined Incentive Program | Pennsauken Twp | 8109 | 24.8 | Residential | Behind the Meter | Yes | SunnyMac, LLC | PSE&G |  | Accepted | 2025-05-22 | 2025-06-17 | 2026-06-17 | Solar Panels | HANWHA | Q.TRON BLK M-G2+ |  | 0.435 | 9 | 303 | 32 |  | Fixed | Roof
NJADRE1559786389 | Administratively Determined Incentive Program | Pennsauken Twp | 8109 | 24.8 | Residential | Behind the Meter | Yes | SunnyMac, LLC | PSE&G |  | Accepted | 2025-05-22 | 2025-06-17 | 2026-06-17 | Inverters | SOLAREDGE HOME HUB | SE10000H-US | 10000 |  | 1 |  |  | 0.99 |  | Outdoor | next to meter
NJADRE1559786389 | Administratively Determined Incentive Program | Pennsauken Twp | 8109 | 24.8 | Residential | Behind the Meter | Yes | SunnyMac, LLC | PSE&G |  | Accepted | 2025-05-22 | 2025-06-17 | 2026-06-17 | Solar Panels | HANWHA | Q.TRON BLK M-G2+ |  | 0.435 | 15 | 123 | 14 |  | Fixed | Roof
NJADRE1559786389 | Administratively Determined Incentive Program | Pennsauken Twp | 8109 | 24.8 | Residential | Behind the Meter | Yes | SunnyMac, LLC | PSE&G |  | Accepted | 2025-05-22 | 2025-06-17 | 2026-06-17 | Solar Panels | HANWHA | Q.TRON BLK M-G2+ |  | 0.435 | 15 | 123 | 32 |  | Fixed | Roof
NJADRE1559786389 | Administratively Determined Incentive Program | Pennsauken Twp | 8109 | 24.8 | Residential | Behind the Meter | Yes | SunnyMac, LLC | PSE&G |  | Accepted | 2025-05-22 | 2025-06-17 | 2026-06-17 | Solar Panels | HANWHA | Q.TRON BLK M-G2+ |  | 0.435 | 5 | 213 | 34 |  | Fixed | Roof
NJADRE1559786389 | Administratively Determined Incentive Program | Pennsauken Twp | 8109 | 24.8 | Residential | Behind the Meter | Yes | SunnyMac, LLC | PSE&G |  | Accepted | 2025-05-22 | 2025-06-17 | 2026-06-17 | Solar Panels | HANWHA | Q.TRON BLK M-G2+ |  | 0.435 | 3 | 123 | 16 |  | Fixed | Roof
NJADRE1559786389 | Administratively Determined Incentive Program | Pennsauken Twp | 8109 | 24.8 | Residential | Behind the Meter | Yes | SunnyMac, LLC | PSE&G |  | Accepted | 2025-05-22 | 2025-06-17 | 2026-06-17 | Solar Panels | HANWHA | Q.TRON BLK M-G2+ |  | 0.435 | 3 | 123 | 16 |  | Fixed | Roof
NJADRE1559786389 | Administratively Determined Incentive Program | Pennsauken Twp | 8109 | 24.8 | Residential | Behind the Meter | Yes | SunnyMac, LLC | PSE&G |  | Accepted | 2025-05-22 | 2025-06-17 | 2026-06-17 | Solar Panels | HANWHA | Q.TRON BLK M-G2+ |  | 0.435 | 4 | 213 | 32 |  | Fixed | Roof
NJADRE1559786389 | Administratively Determined Incentive Program | Pennsauken Twp | 8109 | 24.8 | Residential | Behind the Meter | Yes | SunnyMac, LLC | PSE&G |  | Accepted | 2025-05-22 | 2025-06-17 | 2026-06-17 | Inverters | SOLAREDGE HOME HUB | SE11400H-US | 11400 |  | 1 |  |  | 0.99 |  | Outdoor | next to meter
NJADRE1559786425 | Administratively Determined Incentive Program | Clementon | 8021 | 8.6 | Residential | Behind the Meter | Yes | Infinity Solar Systems, LLC | PSE&G |  | Accepted | 2025-05-22 | 2025-06-18 | 2026-06-18 | Solar Panels | SEG Solar | SEG-430-BTD-BG |  | 0.43 | 11 | 145 | 18 |  | Fixed | Roof
NJADRE1559786425 | Administratively Determined Incentive Program | Clementon | 8021 | 8.6 | Residential | Behind the Meter | Yes | Infinity Solar Systems, LLC | PSE&G |  | Accepted | 2025-05-22 | 2025-06-18 | 2026-06-18 | Solar Panels | SEG Solar | SEG-430-BTD-BG |  | 0.43 | 9 | 325 | 18 |  | Fixed | Roof
NJADRE1559786425 | Administratively Determined Incentive Program | Clementon | 8021 | 8.6 | Residential | Behind the Meter | Yes | Infinity Solar Systems, LLC | PSE&G |  | Accepted | 2025-05-22 | 2025-06-18 | 2026-06-18 | Inverters | Enphase | IQ8MC-72-M-US | 320 |  | 20 |  |  | 0.97 |  | Outdoor
NJADRE1559786441 | Administratively Determined Incentive Program | Egg Harbor City | 8215 | 10.2 | Residential | Behind the Meter | Yes | Power Energy Solutions, LLC | AC Electric |  | Accepted | 2025-05-22 | 2025-06-18 | 2026-06-18 | Solar Panels | Trina Solar | TSM-425NE09RC.05 |  | 0.425 | 2 | 132 | 36 |  | Fixed | Roof
NJADRE1559786441 | Administratively Determined Incentive Program | Egg Harbor City | 8215 | 10.2 | Residential | Behind the Meter | Yes | Power Energy Solutions, LLC | AC Electric |  | Accepted | 2025-05-22 | 2025-06-18 | 2026-06-18 | Solar Panels | Trina Solar | TSM-425NE09RC.05 |  | 0.425 | 1 | 222 | 12 |  | Fixed | Roof
NJADRE1559786441 | Administratively Determined Incentive Program | Egg Harbor City | 8215 | 10.2 | Residential | Behind the Meter | Yes | Power Energy Solutions, LLC | AC Electric |  | Accepted | 2025-05-22 | 2025-06-18 | 2026-06-18 | Inverters | SolarEdge | SE5700H-US | 6 |  | 1 |  |  | 0.97 |  | Outdoor
NJADRE1559786441 | Administratively Determined Incentive Program | Egg Harbor City | 8215 | 10.2 | Residential | Behind the Meter | Yes | Power Energy Solutions, LLC | AC Electric |  | Accepted | 2025-05-22 | 2025-06-18 | 2026-06-18 | Solar Panels | Trina Solar | TSM-425NE09RC.05 |  | 0.425 | 3 | 312 | 12 |  | Fixed | Roof
NJADRE1559786441 | Administratively Determined Incentive Program | Egg Harbor City | 8215 | 10.2 | Residential | Behind the Meter | Yes | Power Energy Solutions, LLC | AC Electric |  | Accepted | 2025-05-22 | 2025-06-18 | 2026-06-18 | Solar Panels | Trina Solar | TSM-425NE09RC.05 |  | 0.425 | 5 | 42 | 36 |  | Fixed | Roof
NJADRE1559786441 | Administratively Determined Incentive Program | Egg Harbor City | 8215 | 10.2 | Residential | Behind the Meter | Yes | Power Energy Solutions, LLC | AC Electric |  | Accepted | 2025-05-22 | 2025-06-18 | 2026-06-18 | Solar Panels | Trina Solar | TSM-425NE09RC.05 |  | 0.425 | 6 | 312 | 36 |  | Fixed | Roof
NJADRE1559786441 | Administratively Determined Incentive Program | Egg Harbor City | 8215 | 10.2 | Residential | Behind the Meter | Yes | Power Energy Solutions, LLC | AC Electric |  | Accepted | 2025-05-22 | 2025-06-18 | 2026-06-18 | Solar Panels | Trina Solar | TSM-425NE09RC.05 |  | 0.425 | 1 | 42 | 12 |  | Fixed | Roof
NJADRE1559786441 | Administratively Determined Incentive Program | Egg Harbor City | 8215 | 10.2 | Residential | Behind the Meter | Yes | Power Energy Solutions, LLC | AC Electric |  | Accepted | 2025-05-22 | 2025-06-18 | 2026-06-18 | Solar Panels | Trina Solar | TSM-425NE09RC.05 |  | 0.425 | 6 | 222 | 36 |  | Fixed | Roof
NJADRE1559786476 | Administratively Determined Incentive Program | TEANECK | 7666 | 8.075 | Residential | Behind the Meter | Yes | Define Solar, LLC | JCP&L |  | Accepted | 2025-05-22 | 2025-06-18 | 2026-06-18 | Solar Panels | JINKO SOLAR | JKM425N-54HL4R-B425W |  | 0.425 | 6 | 199 | 34 |  | Fixed | Roof
NJADRE1559786476 | Administratively Determined Incentive Program | TEANECK | 7666 | 8.075 | Residential | Behind the Meter | Yes | Define Solar, LLC | JCP&L |  | Accepted | 2025-05-22 | 2025-06-18 | 2026-06-18 | Inverters | ENPHASE | IQ8PLUS-72-2-US | 425 |  | 4 |  |  | 0.97 |  | Outside
NJADRE1559786476 | Administratively Determined Incentive Program | TEANECK | 7666 | 8.075 | Residential | Behind the Meter | Yes | Define Solar, LLC | JCP&L |  | Accepted | 2025-05-22 | 2025-06-18 | 2026-06-18 | Inverters | ENPHASE | IQ8PLUS-72-2-US | 240 |  | 6 |  |  | 0.97 |  | Outside
NJADRE1559786476 | Administratively Determined Incentive Program | TEANECK | 7666 | 8.075 | Residential | Behind the Meter | Yes | Define Solar, LLC | JCP&L |  | Accepted | 2025-05-22 | 2025-06-18 | 2026-06-18 | Inverters | ENPHASE | IQ8PLUS-72-2-US | 425 |  | 3 |  |  | 0.97 |  | Outside
NJADRE1559786476 | Administratively Determined Incentive Program | TEANECK | 7666 | 8.075 | Residential | Behind the Meter | Yes | Define Solar, LLC | JCP&L |  | Accepted | 2025-05-22 | 2025-06-18 | 2026-06-18 | Inverters | ENPHASE | IQ8PLUS-72-2-US | 240 |  | 6 |  |  | 0.97 |  | Outside
NJADRE1559786476 | Administratively Determined Incentive Program | TEANECK | 7666 | 8.075 | Residential | Behind the Meter | Yes | Define Solar, LLC | JCP&L |  | Accepted | 2025-05-22 | 2025-06-18 | 2026-06-18 | Solar Panels | JINKO SOLAR | JKM425N-54HL4R-B425W |  | 0.425 | 6 | 199 | 34 |  | Fixed | Roof
NJADRE1559786476 | Administratively Determined Incentive Program | TEANECK | 7666 | 8.075 | Residential | Behind the Meter | Yes | Define Solar, LLC | JCP&L |  | Accepted | 2025-05-22 | 2025-06-18 | 2026-06-18 | Solar Panels | JINKO SOLAR | JKM425N-54HL4R-B425W |  | 0.425 | 4 | 199 | 34 |  | Fixed | Roof
NJADRE1559786476 | Administratively Determined Incentive Program | TEANECK | 7666 | 8.075 | Residential | Behind the Meter | Yes | Define Solar, LLC | JCP&L |  | Accepted | 2025-05-22 | 2025-06-18 | 2026-06-18 | Meters | ENPHASE | IQ Combiner 4/4C |  |  | -1 |  |  |  | Yes | Outdoor
NJADRE1559786476 | Administratively Determined Incentive Program | TEANECK | 7666 | 8.075 | Residential | Behind the Meter | Yes | Define Solar, LLC | JCP&L |  | Accepted | 2025-05-22 | 2025-06-18 | 2026-06-18 | Solar Panels | JINKO SOLAR | JKM425N-54HL4R-B425W |  | 0.425 | 3 | 199 | 34 |  | Fixed | Roof
NJADRE1559786502 | Administratively Determined Incentive Program | CAPE MAY COURT HOUSE | 8210 | 6.56 | Residential | Behind the Meter | Yes | Trinity Solar, LLC | AC Electric |  | Accepted | 2025-05-22 | 2025-06-18 | 2026-06-18 | Solar Panels | Hanwha | Q.PEAK DUO BLK ML-G10+ 410 |  | 0.41 | 12 | 207 | 45 |  | Fixed | Roof
NJADRE1559786502 | Administratively Determined Incentive Program | CAPE MAY COURT HOUSE | 8210 | 6.56 | Residential | Behind the Meter | Yes | Trinity Solar, LLC | AC Electric |  | Accepted | 2025-05-22 | 2025-06-18 | 2026-06-18 | Inverters | Solar Edge | USE5700H-US | 5760 |  | 1 |  |  | 0.97 |  | Outside
NJADRE1559786502 | Administratively Determined Incentive Program | CAPE MAY COURT HOUSE | 8210 | 6.56 | Residential | Behind the Meter | Yes | Trinity Solar, LLC | AC Electric |  | Accepted | 2025-05-22 | 2025-06-18 | 2026-06-18 | Solar Panels | Hanwha | Q.PEAK DUO BLK ML-G10+ 410 |  | 0.41 | 4 | 207 | 27 |  | Fixed | Roof
NJADRE1559786505 | Administratively Determined Incentive Program | GREENWICH | 8323 | 4.57 | Residential | Behind the Meter | Yes | SunnyMac, LLC | AC Electric |  | Accepted | 2025-05-22 | 2025-06-18 | 2026-06-18 | Inverters | Solaredge | SE3800H-US | 3800 |  | 1 |  |  | 0.99 |  | Outdoor | next to meter
NJADRE1559786505 | Administratively Determined Incentive Program | GREENWICH | 8323 | 4.57 | Residential | Behind the Meter | Yes | SunnyMac, LLC | AC Electric |  | Accepted | 2025-05-22 | 2025-06-18 | 2026-06-18 | Solar Panels | HANWHA | Q.PEAK DUO BLK ML-G10+ 415W |  | 0.415 | 6 | 119 | 23 |  | Fixed | Roof
NJADRE1559786505 | Administratively Determined Incentive Program | GREENWICH | 8323 | 4.57 | Residential | Behind the Meter | Yes | SunnyMac, LLC | AC Electric |  | Accepted | 2025-05-22 | 2025-06-18 | 2026-06-18 | Solar Panels | HANWHA | Q.PEAK DUO BLK ML-G10+ 415 |  | 0.415 | 5 | 299 | 23 |  | Fixed | Roof
NJADRE1559786507 | Administratively Determined Incentive Program | TEANECK | 7666 | 6.8 | Residential | Behind the Meter | Yes | Power Energy Solutions, LLC | PSE&G |  | Accepted | 2025-05-22 | 2025-06-17 | 2026-06-17 | Solar Panels | Trina Solar | TSM-425NE09RC.05 |  | 0.425 | 4 | 198 | 30 |  | Fixed | Roof
NJADRE1559786507 | Administratively Determined Incentive Program | TEANECK | 7666 | 6.8 | Residential | Behind the Meter | Yes | Power Energy Solutions, LLC | PSE&G |  | Accepted | 2025-05-22 | 2025-06-17 | 2026-06-17 | Inverters | Enphase | IQ8+-72-2-US | 290 |  | 16 |  |  | 0.97 |  | Outdoor
NJADRE1559786507 | Administratively Determined Incentive Program | TEANECK | 7666 | 6.8 | Residential | Behind the Meter | Yes | Power Energy Solutions, LLC | PSE&G |  | Accepted | 2025-05-22 | 2025-06-17 | 2026-06-17 | Solar Panels | Trina Solar | TSM-425NE09RC.05 |  | 0.425 | 12 | 198 | 35 |  | Fixed | Roof
NJADRE1559786525 | Administratively Determined Incentive Program | Egg Harbor Township | 8234 | 13.12 | Residential | Behind the Meter | Yes | Trinity Solar, LLC | AC Electric |  | Accepted | 2025-05-22 | 2025-06-20 | 2026-06-20 | Solar Panels | HANWHA 410 (Q.PEAK DUO BLK ML-G10+410) | HANWHA 410 (Q.PEAK DUO BLK ML-G10+410) |  | 0.41 | 14 | 205 | 23 |  | Fixed | Roof
NJADRE1559786525 | Administratively Determined Incentive Program | Egg Harbor Township | 8234 | 13.12 | Residential | Behind the Meter | Yes | Trinity Solar, LLC | AC Electric |  | Accepted | 2025-05-22 | 2025-06-20 | 2026-06-20 | Solar Panels | HANWHA 410 (Q.PEAK DUO BLK ML-G10+410) | HANWHA 410 (Q.PEAK DUO BLK ML-G10+410) |  | 0.41 | 2 | 205 | 24 |  | Fixed | Roof
NJADRE1559786525 | Administratively Determined Incentive Program | Egg Harbor Township | 8234 | 13.12 | Residential | Behind the Meter | Yes | Trinity Solar, LLC | AC Electric |  | Accepted | 2025-05-22 | 2025-06-20 | 2026-06-20 | Solar Panels | HANWHA 410 (Q.PEAK DUO BLK ML-G10+410) | HANWHA 410 (Q.PEAK DUO BLK ML-G10+410) |  | 0.41 | 16 | 23 | 25 |  | Fixed | Roof
NJADRE1559786525 | Administratively Determined Incentive Program | Egg Harbor Township | 8234 | 13.12 | Residential | Behind the Meter | Yes | Trinity Solar, LLC | AC Electric |  | Accepted | 2025-05-22 | 2025-06-20 | 2026-06-20 | Inverters | SOLAREDGE | SE10000H-USSNBBL14 | 10000 |  | 1 |  |  | 0.97 |  | Outside
NJADRE1559786537 | Administratively Determined Incentive Program | TURNERSVILLE | 8012 | 5.16 | Residential | Behind the Meter | Yes | Integrity Solar & Home Solutions, LLC | AC Electric |  | Accepted | 2025-05-22 | 2025-06-17 | 2026-06-17 | Inverters | ENPHASE | IQ8HC | 380 |  | 12 |  |  | 0.98 |  | Other | UNDER EACH PANEL
NJADRE1559786537 | Administratively Determined Incentive Program | TURNERSVILLE | 8012 | 5.16 | Residential | Behind the Meter | Yes | Integrity Solar & Home Solutions, LLC | AC Electric |  | Accepted | 2025-05-22 | 2025-06-17 | 2026-06-17 | Solar Panels | SEG SOLAR | SEG-430-BTD-BG |  | 0.43 | 8 | 126 | 18 |  | Fixed | Roof
NJADRE1559786537 | Administratively Determined Incentive Program | TURNERSVILLE | 8012 | 5.16 | Residential | Behind the Meter | Yes | Integrity Solar & Home Solutions, LLC | AC Electric |  | Accepted | 2025-05-22 | 2025-06-17 | 2026-06-17 | Solar Panels | SEG SOLAR | SEG-430-BTD-BG |  | 0.43 | 4 | 306 | 18 |  | Fixed | Roof
NJADRE1559786555 | Administratively Determined Incentive Program | ORANGE | 7050 | 9.02 | Residential | Behind the Meter | Yes | Big Wave Roofing and Solar, LLC | PSE&G |  | Accepted | 2025-05-22 | 2025-06-18 | 2026-06-18 | Solar Panels | Mission | MSE410HT0B |  | 0.41 | 22 | 198 | 22 |  | Fixed | Roof
NJADRE1559786555 | Administratively Determined Incentive Program | ORANGE | 7050 | 9.02 | Residential | Behind the Meter | Yes | Big Wave Roofing and Solar, LLC | PSE&G |  | Accepted | 2025-05-22 | 2025-06-18 | 2026-06-18 | Inverters | Enphase | IQ8HC-72-M-DOM-US | 380 |  | 22 |  |  | 0.98 |  | Outside
NJADRE1559786556 | Administratively Determined Incentive Program | LUMBERTON TWP | 8060 | 12.04 | Residential | Behind the Meter | No | Over the Top Solar Solutions, LLC | PSE&G |  | Accepted | 2025-05-22 | 2025-06-17 | 2026-06-17 | Inverters | ENPHASE | IQ8A-72-2-US | 349 |  | 28 |  |  | 0.976 |  | Outside
NJADRE1559786556 | Administratively Determined Incentive Program | LUMBERTON TWP | 8060 | 12.04 | Residential | Behind the Meter | No | Over the Top Solar Solutions, LLC | PSE&G |  | Accepted | 2025-05-22 | 2025-06-17 | 2026-06-17 | Solar Panels | SILFAB SOLAR | SIL-430QD |  | 0.43 | 10 | 178 | 0 |  | Fixed | Roof
NJADRE1559786556 | Administratively Determined Incentive Program | LUMBERTON TWP | 8060 | 12.04 | Residential | Behind the Meter | No | Over the Top Solar Solutions, LLC | PSE&G |  | Accepted | 2025-05-22 | 2025-06-17 | 2026-06-17 | Solar Panels | SILFAB SOLAR | SIL-430QD |  | 0.43 | 18 | 180 | 40 |  | Fixed | Roof
NJADRE1559786570 | Administratively Determined Incentive Program | Camden | 8110 | 8.91 | Residential | Behind the Meter | Yes | Freedom Forever New Jersey, LLC | PSE&G |  | Accepted | 2025-05-28 | 2025-06-26 | 2026-06-26 | Solar Panels | JA Solar | JAM54S31-405/MR |  | 0.405 | 7 | 49 | 19 |  | Fixed | Roof
NJADRE1559786570 | Administratively Determined Incentive Program | Camden | 8110 | 8.91 | Residential | Behind the Meter | Yes | Freedom Forever New Jersey, LLC | PSE&G |  | Accepted | 2025-05-28 | 2025-06-26 | 2026-06-26 | Solar Panels | JA Solar | JAM54S31-405/MR |  | 0.405 | 15 | 229 | 19 |  | Fixed | Roof
NJADRE1559786570 | Administratively Determined Incentive Program | Camden | 8110 | 8.91 | Residential | Behind the Meter | Yes | Freedom Forever New Jersey, LLC | PSE&G |  | Accepted | 2025-05-28 | 2025-06-26 | 2026-06-26 | Inverters | Solar Edge | SE7600H-US | 7600 |  | 1 |  |  | 0.99 |  | Outside
NJADRE1559786574 | Administratively Determined Incentive Program | ELIZABETH | 7208 | 7.38 | Residential | Behind the Meter | Yes | Trinity Solar, LLC | PSE&G |  | Accepted | 2025-05-22 | 2025-06-17 | 2026-06-17 | Solar Panels | HANWHA | (Q.PEAK DUO BLK ML-G10+ 410) |  | 0.41 | 11 | 116 | 36 |  | Fixed | Roof
NJADRE1559786574 | Administratively Determined Incentive Program | ELIZABETH | 7208 | 7.38 | Residential | Behind the Meter | Yes | Trinity Solar, LLC | PSE&G |  | Accepted | 2025-05-22 | 2025-06-17 | 2026-06-17 | Inverters | Solar Edge | USE5700H-USMNBL75 | 5760 |  | 1 |  |  | 0.97 |  | Outdoor
NJADRE1559786574 | Administratively Determined Incentive Program | ELIZABETH | 7208 | 7.38 | Residential | Behind the Meter | Yes | Trinity Solar, LLC | PSE&G |  | Accepted | 2025-05-22 | 2025-06-17 | 2026-06-17 | Solar Panels | HANWHA | (Q.PEAK DUO BLK ML-G10+ 410) |  | 0.41 | 7 | 296 | 36 |  | Fixed | Roof
NJADRE1559786583 | Administratively Determined Incentive Program | LITTLE EGG HARBOR TWP | 8087 | 6.15 | Residential | Behind the Meter | Yes | Big Wave Roofing and Solar, LLC | AC Electric |  | Accepted | 2025-05-22 | 2025-06-17 | 2026-06-17 | Inverters | ENPHASE | IQ8HC-72-M-DOM-US | 380 |  | 15 |  |  | 0.97 |  | Indoor
NJADRE1559786583 | Administratively Determined Incentive Program | LITTLE EGG HARBOR TWP | 8087 | 6.15 | Residential | Behind the Meter | Yes | Big Wave Roofing and Solar, LLC | AC Electric |  | Accepted | 2025-05-22 | 2025-06-17 | 2026-06-17 | Solar Panels | MISSION SOLAR | MSE410HT0B |  | 0.41 | 6 | 30 | 85 |  | Fixed | Roof
NJADRE1559786583 | Administratively Determined Incentive Program | LITTLE EGG HARBOR TWP | 8087 | 6.15 | Residential | Behind the Meter | Yes | Big Wave Roofing and Solar, LLC | AC Electric |  | Accepted | 2025-05-22 | 2025-06-17 | 2026-06-17 | Solar Panels | MISSION SOLAR | MSE410HT0B |  | 0.41 | 9 | 95 | 30 |  | Fixed | Roof
NJADRE1559786590 | Administratively Determined Incentive Program | RAHWAY | 7065 | 7.29 | Residential | Behind the Meter | Yes | Sunrun Installation Services, Inc. | PSE&G |  | Accepted | 2025-05-22 | 2025-06-17 | 2026-06-17 | Solar Panels | JA SOLAR | JAM54S31-405/MR |  | 0.405 | 2 | 13 | 24 |  | Fixed | Roof
NJADRE1559786590 | Administratively Determined Incentive Program | RAHWAY | 7065 | 7.29 | Residential | Behind the Meter | Yes | Sunrun Installation Services, Inc. | PSE&G |  | Accepted | 2025-05-22 | 2025-06-17 | 2026-06-17 | Solar Panels | JA SOLAR | JAM54S31-405/MR |  | 0.405 | 9 | 192 | 22 |  | Fixed | Roof
NJADRE1559786590 | Administratively Determined Incentive Program | RAHWAY | 7065 | 7.29 | Residential | Behind the Meter | Yes | Sunrun Installation Services, Inc. | PSE&G |  | Accepted | 2025-05-22 | 2025-06-17 | 2026-06-17 | Solar Panels | JA SOLAR | JAM54S31-405/MR |  | 0.405 | 7 | 193 | 21 |  | Fixed | Roof
NJADRE1559786590 | Administratively Determined Incentive Program | RAHWAY | 7065 | 7.29 | Residential | Behind the Meter | Yes | Sunrun Installation Services, Inc. | PSE&G |  | Accepted | 2025-05-22 | 2025-06-17 | 2026-06-17 | Inverters | SOLAREDGE TECHNOLOGIES | SE5700H-USMN | 5760 |  | 1 |  |  | 0.99 |  | Outdoor
NJADRE1559787328 | Administratively Determined Incentive Program | SOUTH PLAINFIELD | 7080 | 7.7 | Residential | Behind the Meter | Yes | Sunrun Installation Services, Inc. | PSE&G |  | Accepted | 2025-05-22 | 2025-06-17 | 2026-06-17 | Solar Panels | JA Solar | JAM54S31-405/MR |  | 0.405 | 8 | 69 | 20 |  | Fixed | Roof
NJADRE1559787328 | Administratively Determined Incentive Program | SOUTH PLAINFIELD | 7080 | 7.7 | Residential | Behind the Meter | Yes | Sunrun Installation Services, Inc. | PSE&G |  | Accepted | 2025-05-22 | 2025-06-17 | 2026-06-17 | Inverters | SolarEdge Technologies | SE5700H-USMN | 5760 |  | 1 |  |  | 0.99 |  | Outdoor | Next to meter
NJADRE1559787328 | Administratively Determined Incentive Program | SOUTH PLAINFIELD | 7080 | 7.7 | Residential | Behind the Meter | Yes | Sunrun Installation Services, Inc. | PSE&G |  | Accepted | 2025-05-22 | 2025-06-17 | 2026-06-17 | Solar Panels | JA Solar | JAM54S31-405/MR |  | 0.405 | 5 | 159 | 15 |  | Fixed | Roof
NJADRE1559787328 | Administratively Determined Incentive Program | SOUTH PLAINFIELD | 7080 | 7.7 | Residential | Behind the Meter | Yes | Sunrun Installation Services, Inc. | PSE&G |  | Accepted | 2025-05-22 | 2025-06-17 | 2026-06-17 | Solar Panels | JA Solar | JAM54S31-405/MR |  | 0.405 | 6 | 339 | 15 |  | Fixed | Roof
NJADRE1559787676 | Administratively Determined Incentive Program | RAHWAY | 7065 | 5.76 | Residential | Behind the Meter | No | Advanced Solar & Energy Solutions, LLC | PSE&G |  | Accepted | 2025-06-12 | 2025-07-11 | 2026-07-11 | Solar Panels |  |  |  | 0.4 | 5 |  | 35
NJADRE1559787676 | Administratively Determined Incentive Program | RAHWAY | 7065 | 5.76 | Residential | Behind the Meter | No | Advanced Solar & Energy Solutions, LLC | PSE&G |  | Accepted | 2025-06-12 | 2025-07-11 | 2026-07-11 | Solar Panels |  |  |  | 0.32 | 8 |  | 35
NJADRE1559787676 | Administratively Determined Incentive Program | RAHWAY | 7065 | 5.76 | Residential | Behind the Meter | No | Advanced Solar & Energy Solutions, LLC | PSE&G |  | Accepted | 2025-06-12 | 2025-07-11 | 2026-07-11 | Inverters |  |  | 290 |  | 16
NJADRE1559787676 | Administratively Determined Incentive Program | RAHWAY | 7065 | 5.76 | Residential | Behind the Meter | No | Advanced Solar & Energy Solutions, LLC | PSE&G |  | Accepted | 2025-06-12 | 2025-07-11 | 2026-07-11 | Solar Panels |  |  |  | 0.4 | 3 |  | 35
NJADRE1559787913 | Administratively Determined Incentive Program | TRENTON | 8619 | 8.27 | Residential | Behind the Meter | Yes | SunnyMac, LLC | PSE&G |  | Accepted | 2025-05-22 | 2025-06-17 | 2026-06-17 | Solar Panels | HANWHA | Q.TRON BLK M-G2+ 435W |  | 0.435 | 4 | 100 | 36 |  | Fixed | Roof
NJADRE1559787913 | Administratively Determined Incentive Program | TRENTON | 8619 | 8.27 | Residential | Behind the Meter | Yes | SunnyMac, LLC | PSE&G |  | Accepted | 2025-05-22 | 2025-06-17 | 2026-06-17 | Inverters | SOLAREDGE HOME HUB | SE5700H-US | 5760 |  | 1 |  |  | 0.99 |  | Outdoor | next to meter
NJADRE1559787913 | Administratively Determined Incentive Program | TRENTON | 8619 | 8.27 | Residential | Behind the Meter | Yes | SunnyMac, LLC | PSE&G |  | Accepted | 2025-05-22 | 2025-06-17 | 2026-06-17 | Solar Panels | HANWHA | Q.TRON BLK M-G2+ 435W |  | 0.435 | 15 | 280 | 36 |  | Fixed | Roof
NJADRE1559787996 | Administratively Determined Incentive Program | SICKLERVILLE | 8081 | 5.16 | Residential | Behind the Meter | Yes | Integrity Solar & Home Solutions, LLC | AC Electric |  | Accepted | 2025-05-22 | 2025-06-17 | 2026-06-17 | Inverters | ENPHASE | IQ8HC | 380 |  | 12 |  |  | 0.98 |  | Other | UNDER EACH PANEL
NJADRE1559787996 | Administratively Determined Incentive Program | SICKLERVILLE | 8081 | 5.16 | Residential | Behind the Meter | Yes | Integrity Solar & Home Solutions, LLC | AC Electric |  | Accepted | 2025-05-22 | 2025-06-17 | 2026-06-17 | Solar Panels | SEG SOLAR | SEG-430-BTD-BG |  | 0.43 | 8 | 309 | 26 |  | Fixed | Roof
NJADRE1559787996 | Administratively Determined Incentive Program | SICKLERVILLE | 8081 | 5.16 | Residential | Behind the Meter | Yes | Integrity Solar & Home Solutions, LLC | AC Electric |  | Accepted | 2025-05-22 | 2025-06-17 | 2026-06-17 | Solar Panels | SEG SOLAR | SEG-430-BTD-BG |  | 0.43 | 4 | 129 | 26 |  | Fixed | Roof
NJADRE1559788905 | Administratively Determined Incentive Program | CLIFTON | 7011 | 4.68 | Residential | Behind the Meter | Yes | Power Energy Solutions, LLC | PSE&G |  | Accepted | 2025-05-22 | 2025-06-17 | 2026-06-17 | Inverters | SolarEdge | SE3800H-US | 4 |  | 1 |  |  | 0.97 |  | Outdoor
NJADRE1559788905 | Administratively Determined Incentive Program | CLIFTON | 7011 | 4.68 | Residential | Behind the Meter | Yes | Power Energy Solutions, LLC | PSE&G |  | Accepted | 2025-05-22 | 2025-06-17 | 2026-06-17 | Solar Panels | Trina Solar | TSM-425NE09RC.05 |  | 0.425 | 4 | 241 | 43 |  | Fixed | Roof
NJADRE1559788905 | Administratively Determined Incentive Program | CLIFTON | 7011 | 4.68 | Residential | Behind the Meter | Yes | Power Energy Solutions, LLC | PSE&G |  | Accepted | 2025-05-22 | 2025-06-17 | 2026-06-17 | Solar Panels | Trina Solar | TSM-425NE09RC.05 |  | 0.425 | 7 | 61 | 43 |  | Fixed | Roof
NJADRE1559790172 | Administratively Determined Incentive Program | CLIFTON | 7011 | 10.2 | Residential | Behind the Meter | Yes | Power Energy Solutions, LLC | PSE&G |  | Accepted | 2025-05-22 | 2025-06-23 | 2026-06-23 | Inverters | SolarEdge | SE5700H-US | 6 |  | 1 |  |  | 0.97 |  | Outdoor
NJADRE1559790172 | Administratively Determined Incentive Program | CLIFTON | 7011 | 10.2 | Residential | Behind the Meter | Yes | Power Energy Solutions, LLC | PSE&G |  | Accepted | 2025-05-22 | 2025-06-23 | 2026-06-23 | Solar Panels | Trina Solar | TSM-425NE09RC.05 |  | 0.425 | 9 | 61 | 43 |  | Fixed | Roof
NJADRE1559790172 | Administratively Determined Incentive Program | CLIFTON | 7011 | 10.2 | Residential | Behind the Meter | Yes | Power Energy Solutions, LLC | PSE&G |  | Accepted | 2025-05-22 | 2025-06-23 | 2026-06-23 | Solar Panels | Trina Solar | TSM-425NE09RC.05 |  | 0.425 | 15 | 241 | 43 |  | Fixed | Roof
NJADRE1559790782 | Administratively Determined Incentive Program | HOWELL | 7731 | 13.76 | Residential | Behind the Meter | Yes | PosiGen Developer, LLC | JCP&L |  | Accepted | 2025-05-22 | 2025-06-17 | 2026-06-17 | Solar Panels | JINKO EAGLE G6R | JKM430N-54HL4-B |  | 0.43 | 6 | 65 | 27 |  | Fixed | Roof
NJADRE1559790782 | Administratively Determined Incentive Program | HOWELL | 7731 | 13.76 | Residential | Behind the Meter | Yes | PosiGen Developer, LLC | JCP&L |  | Accepted | 2025-05-22 | 2025-06-17 | 2026-06-17 | Solar Panels | JINKO EAGLE G6R | JKM430N-54HL4-B |  | 0.43 | 26 | 245 | 27 |  | Fixed | Roof
NJADRE1559790782 | Administratively Determined Incentive Program | HOWELL | 7731 | 13.76 | Residential | Behind the Meter | Yes | PosiGen Developer, LLC | JCP&L |  | Accepted | 2025-05-22 | 2025-06-17 | 2026-06-17 | Inverters | SOLAREDGE | SE5700H-US | 5760 |  | 2 |  |  | 0.99 |  | Outside | WITHIN TEN FEET OF METER
NJADRE1559790964 | Administratively Determined Incentive Program | SPRINGFIELD | 7081 | 13.94 | Residential | Behind the Meter | Yes | Pro Custom Solar dba Momentum Solar | JCP&L |  | Accepted | 2025-05-22 | 2025-06-17 | 2026-06-17 | Solar Panels | Hanwha | Q.PEAK DUO BLK ML-G10+ 410 |  | 0.41 | 12 | 207 | 17 |  | Fixed | Roof
NJADRE1559790964 | Administratively Determined Incentive Program | SPRINGFIELD | 7081 | 13.94 | Residential | Behind the Meter | Yes | Pro Custom Solar dba Momentum Solar | JCP&L |  | Accepted | 2025-05-22 | 2025-06-17 | 2026-06-17 | Solar Panels | Hanwha | Q.PEAK DUO BLK ML-G10+ 410 |  | 0.41 | 6 | 297 | 20 |  | Fixed | Roof
NJADRE1559790964 | Administratively Determined Incentive Program | SPRINGFIELD | 7081 | 13.94 | Residential | Behind the Meter | Yes | Pro Custom Solar dba Momentum Solar | JCP&L |  | Accepted | 2025-05-22 | 2025-06-17 | 2026-06-17 | Inverters | Enphase | IQ8HC-72-M-DOM-US | 380 |  | 34 |  |  | 0.97 |  | Outdoor
NJADRE1559790964 | Administratively Determined Incentive Program | SPRINGFIELD | 7081 | 13.94 | Residential | Behind the Meter | Yes | Pro Custom Solar dba Momentum Solar | JCP&L |  | Accepted | 2025-05-22 | 2025-06-17 | 2026-06-17 | Solar Panels | Hanwha | Q.PEAK DUO BLK ML-G10+ 410 |  | 0.41 | 16 | 27 | 21 |  | Fixed | Roof
NJADRE1559791710 | Administratively Determined Incentive Program | Columbus | 8022 | 5.4 | Residential | Behind the Meter | Yes | SunnyMac, LLC | PSE&G |  | Accepted | 2025-05-22 | 2025-06-17 | 2026-06-17 | Inverters | SOLAREDGE HOME HUB | SE3800H-US | 3800 |  | 1 |  |  | 0.99 |  | Outdoor | next to meter
NJADRE1559791710 | Administratively Determined Incentive Program | Columbus | 8022 | 5.4 | Residential | Behind the Meter | Yes | SunnyMac, LLC | PSE&G |  | Accepted | 2025-05-22 | 2025-06-17 | 2026-06-17 | Solar Panels | HANWHA | Q.PEAK DUO BLK ML-G10+ 415W |  | 0.415 | 13 | 223 | 36 |  | Fixed | Roof
NJADRE1559791944 | Administratively Determined Incentive Program | BRICK | 8724 | 13.12 | Residential | Behind the Meter | Yes | Big Wave Roofing and Solar, LLC | JCP&L |  | Accepted | 2025-05-22 | 2025-06-23 | 2026-06-23 | Solar Panels | Mission | MSE410HT0B |  | 0.41 | 15 | 279 | 20 |  | Fixed | Roof
NJADRE1559791944 | Administratively Determined Incentive Program | BRICK | 8724 | 13.12 | Residential | Behind the Meter | Yes | Big Wave Roofing and Solar, LLC | JCP&L |  | Accepted | 2025-05-22 | 2025-06-23 | 2026-06-23 | Inverters | Enphase | IQ8HC-72-M-DOM-US | 380 |  | 32 |  |  | 0.98 |  | Outside
NJADRE1559791944 | Administratively Determined Incentive Program | BRICK | 8724 | 13.12 | Residential | Behind the Meter | Yes | Big Wave Roofing and Solar, LLC | JCP&L |  | Accepted | 2025-05-22 | 2025-06-23 | 2026-06-23 | Solar Panels | Mission | MSE410HT0B |  | 0.41 | 17 | 99 | 20 |  | Fixed | Roof
NJADRE1559792030 | Administratively Determined Incentive Program | Phillipsburg | 8865 | 5.74 | Residential | Behind the Meter | Yes | Trinity Solar, LLC | JCP&L |  | Accepted | 2025-05-22 | 2025-06-20 | 2026-06-20 | Inverters | SOLAREDGE | USE5700H-USMNBL75 | 5700 |  | 1 |  |  | 0.97 |  | Outside
NJADRE1559792030 | Administratively Determined Incentive Program | Phillipsburg | 8865 | 5.74 | Residential | Behind the Meter | Yes | Trinity Solar, LLC | JCP&L |  | Accepted | 2025-05-22 | 2025-06-20 | 2026-06-20 | Solar Panels | HANWHA 410 (Q.PEAK DUO BLK ML-G10+410) | HANWHA 410 (Q.PEAK DUO BLK ML-G10+410) |  | 0.41 | 8 | 143 | 43 |  | Fixed | Roof
NJADRE1559792030 | Administratively Determined Incentive Program | Phillipsburg | 8865 | 5.74 | Residential | Behind the Meter | Yes | Trinity Solar, LLC | JCP&L |  | Accepted | 2025-05-22 | 2025-06-20 | 2026-06-20 | Solar Panels | HANWHA 410 (Q.PEAK DUO BLK ML-G10+410) | HANWHA 410 (Q.PEAK DUO BLK ML-G10+410) |  | 0.41 | 6 | 323 | 43 |  | Fixed | Roof
NJADRE1559792141 | Administratively Determined Incentive Program | HAMPTON | 8827 | 6.02 | Residential | Behind the Meter | No | EMT Renewables, LLC | JCP&L |  | Accepted | 2025-05-22 | 2025-07-11 | 2026-07-11 | Inverters | Q.MI.349B | IQ8+ | 290 |  | 14 |  |  | 0.98 |  | Other | UNDER EACH PANEL
NJADRE1559792141 | Administratively Determined Incentive Program | HAMPTON | 8827 | 6.02 | Residential | Behind the Meter | No | EMT Renewables, LLC | JCP&L |  | Accepted | 2025-05-22 | 2025-07-11 | 2026-07-11 | Solar Panels | Q CELLS | Q TRON |  | 0.43 | 14 | 234 | 38 |  | Fixed | Roof
NJADRE1559792839 | Administratively Determined Incentive Program | Hammonton | 8037 | 8.8 | Residential | Behind the Meter | Yes | Bright Ops, Inc. | AC Electric |  | Accepted | 2025-05-22 | 2025-06-17 | 2026-06-17 | Inverters | SolarEdge Technologies | SE7600H - USSN | 7600 |  | 1 |  |  | 0.98 |  | Outdoor | Outside
NJADRE1559792839 | Administratively Determined Incentive Program | Hammonton | 8037 | 8.8 | Residential | Behind the Meter | Yes | Bright Ops, Inc. | AC Electric |  | Accepted | 2025-05-22 | 2025-06-17 | 2026-06-17 | Solar Panels | Hanwha Q-Cells | Q.PEAK DUO BLK ML-G10.a+400 |  | 0.4 | 10 | 124 | 30 |  | Fixed | Roof
NJADRE1559792839 | Administratively Determined Incentive Program | Hammonton | 8037 | 8.8 | Residential | Behind the Meter | Yes | Bright Ops, Inc. | AC Electric |  | Accepted | 2025-05-22 | 2025-06-17 | 2026-06-17 | Solar Panels | Hanwha Q-Cells | Q.PEAK DUO BLK ML-G10.a+400 |  | 0.4 | 3 | 214 | 34 |  | Fixed | Roof
NJADRE1559792839 | Administratively Determined Incentive Program | Hammonton | 8037 | 8.8 | Residential | Behind the Meter | Yes | Bright Ops, Inc. | AC Electric |  | Accepted | 2025-05-22 | 2025-06-17 | 2026-06-17 | Solar Panels | Hanwha Q-Cells | Q.PEAK DUO BLK ML-G10.a+400 |  | 0.4 | 9 | 304 | 30 |  | Fixed | Roof
NJADRE1559792897 | Administratively Determined Incentive Program | Palmyra | 8065 | 5.1 | Residential | Behind the Meter | Yes | Integrity Solar & Home Solutions, LLC | PSE&G |  | Accepted | 2025-05-22 | 2025-06-17 | 2026-06-17 | Inverters | ENPHASE | IQ8HC | 380 |  | 12 |  |  | 0.98 |  | Other | UNDER EACH PANEL
NJADRE1559792897 | Administratively Determined Incentive Program | Palmyra | 8065 | 5.1 | Residential | Behind the Meter | Yes | Integrity Solar & Home Solutions, LLC | PSE&G |  | Accepted | 2025-05-22 | 2025-06-17 | 2026-06-17 | Solar Panels | JINKO | JKM425N-54HL4-B |  | 0.425 | 3 | 20 | 41 |  | Fixed | Roof
NJADRE1559792897 | Administratively Determined Incentive Program | Palmyra | 8065 | 5.1 | Residential | Behind the Meter | Yes | Integrity Solar & Home Solutions, LLC | PSE&G |  | Accepted | 2025-05-22 | 2025-06-17 | 2026-06-17 | Solar Panels | JINKO | JKM425N-54HL4-B |  | 0.425 | 9 | 200 | 41 |  | Fixed | Roof
NJADRE1559792921 | Administratively Determined Incentive Program | Heislerville | 8324 | 8.61 | Residential | Behind the Meter | Yes | Trinity Solar, LLC | AC Electric |  | Accepted | 2025-05-22 | 2025-06-17 | 2026-06-17 | Solar Panels | Hanwha | Q.PEAK DUO BLK ML-G10+ 410 |  | 0.41 | 5 | 91 | 20 |  | Fixed | Roof
NJADRE1559792921 | Administratively Determined Incentive Program | Heislerville | 8324 | 8.61 | Residential | Behind the Meter | Yes | Trinity Solar, LLC | AC Electric |  | Accepted | 2025-05-22 | 2025-06-17 | 2026-06-17 | Solar Panels | Hanwha | Q.PEAK DUO BLK ML-G10+ 410 |  | 0.41 | 16 | 181 | 33 |  | Fixed | Roof
NJADRE1559792921 | Administratively Determined Incentive Program | Heislerville | 8324 | 8.61 | Residential | Behind the Meter | Yes | Trinity Solar, LLC | AC Electric |  | Accepted | 2025-05-22 | 2025-06-17 | 2026-06-17 | Inverters | Solar Edge | USE7600H-US | 7600 |  | 1 |  |  | 0.97 |  | Outside
NJADRE1559792943 | Administratively Determined Incentive Program | Hampton | 8827 | 10.35 | Residential | Behind the Meter | No | All Phase Installations & Electrical Services | JCP&L |  | Accepted | 2025-05-22 | 2025-06-17 | 2026-06-17 | Solar Panels | CANADIAN SOLAR | CS6.1-54TM-450H |  | 0.45 | 19 | 178 | 35 |  | Fixed | Roof
NJADRE1559792943 | Administratively Determined Incentive Program | Hampton | 8827 | 10.35 | Residential | Behind the Meter | No | All Phase Installations & Electrical Services | JCP&L |  | Accepted | 2025-05-22 | 2025-06-17 | 2026-06-17 | Electric Storage Battery | DEYE | RW-F10.2-B |  |  | 1 |  |  |  | Lithium Ion |  | Outside
NJADRE1559792943 | Administratively Determined Incentive Program | Hampton | 8827 | 10.35 | Residential | Behind the Meter | No | All Phase Installations & Electrical Services | JCP&L |  | Accepted | 2025-05-22 | 2025-06-17 | 2026-06-17 | Solar Panels | CANADIAN SOLAR | CS6.1-54TM-450H |  | 0.45 | 4 | 358 | 35 |  | Fixed | Roof
NJADRE1559792943 | Administratively Determined Incentive Program | Hampton | 8827 | 10.35 | Residential | Behind the Meter | No | All Phase Installations & Electrical Services | JCP&L |  | Accepted | 2025-05-22 | 2025-06-17 | 2026-06-17 | Inverters | SOL-ARK | SOL-ARK-15K-2P-N | 15000 |  | 1 |  |  | 0.975 |  | Outside
NJADRE1559793002 | Administratively Determined Incentive Program | Westwood | 7675 | 9.43 | Residential | Behind the Meter | Yes | Pro Custom Solar dba Momentum Solar | PSE&G |  | Accepted | 2025-05-22 | 2025-06-17 | 2026-06-17 | Inverters | Enphase | IQ8HC-72-M-DOM-US | 380 |  | 23 |  |  | 0.97 |  | Outdoor
NJADRE1559793002 | Administratively Determined Incentive Program | Westwood | 7675 | 9.43 | Residential | Behind the Meter | Yes | Pro Custom Solar dba Momentum Solar | PSE&G |  | Accepted | 2025-05-22 | 2025-06-17 | 2026-06-17 | Solar Panels | Hanwha | Q.PEAK DUO BLK ML-G10+ 410 |  | 0.41 | 18 | 262 | 19 |  | Fixed | Roof
NJADRE1559793002 | Administratively Determined Incentive Program | Westwood | 7675 | 9.43 | Residential | Behind the Meter | Yes | Pro Custom Solar dba Momentum Solar | PSE&G |  | Accepted | 2025-05-22 | 2025-06-17 | 2026-06-17 | Solar Panels | Hanwha | Q.PEAK DUO BLK ML-G10+ 410 |  | 0.41 | 5 | 82 | 19 |  | Fixed | Roof
NJADRE1559793083 | Administratively Determined Incentive Program | Plainfield | 7062 | 5.74 | Residential | Behind the Meter | Yes | Bright Ops, Inc. | PSE&G |  | Accepted | 2025-05-22 | 2025-06-18 | 2026-06-18 | Solar Panels | Hanwha Q-Cells | Q.PEAK DUO BLK ML-G10+ 410 |  | 0.41 | 14 | 215 | 23 |  | Fixed | Roof
NJADRE1559793083 | Administratively Determined Incentive Program | Plainfield | 7062 | 5.74 | Residential | Behind the Meter | Yes | Bright Ops, Inc. | PSE&G |  | Accepted | 2025-05-22 | 2025-06-18 | 2026-06-18 | Inverters | SolarEdge Technologies | SE3800H - USMN | 3800 |  | 1 |  |  | 0.98 |  | Outdoor | Outside
NJADRE1559793100 | Administratively Determined Incentive Program | Berlin | 8009 | 7.4 | Residential | Behind the Meter | Yes | Velocity Energy & Home Solutions, Inc. | AC Electric |  | Accepted | 2025-05-22 | 2025-06-18 | 2026-06-18 | Solar Panels | seg | 435w |  | 0.435 | 12 | 172 | 9 |  | Fixed | Roof
NJADRE1559793100 | Administratively Determined Incentive Program | Berlin | 8009 | 7.4 | Residential | Behind the Meter | Yes | Velocity Energy & Home Solutions, Inc. | AC Electric |  | Accepted | 2025-05-22 | 2025-06-18 | 2026-06-18 | Inverters | enphase | iq8hc | 380 |  | 17 |  |  | 0.99 |  | Outside | behind panels
NJADRE1559793100 | Administratively Determined Incentive Program | Berlin | 8009 | 7.4 | Residential | Behind the Meter | Yes | Velocity Energy & Home Solutions, Inc. | AC Electric |  | Accepted | 2025-05-22 | 2025-06-18 | 2026-06-18 | Solar Panels | hin | 435w |  | 0.435 | 5 | 172 | 15 |  | Fixed | Roof
NJADRE1559793110 | Administratively Determined Incentive Program | Newton | 7860 | 17.22 | Residential | Behind the Meter | Yes | Trinity Solar, LLC | JCP&L |  | Accepted | 2025-05-22 | 2025-06-23 | 2026-06-23 | Solar Panels | HANWHA 410 (Q.PEAK DUO BLK ML-G10+410) | HANWHA 410 (Q.PEAK DUO BLK ML-G10+410) |  | 0.41 | 9 | 176 | 36 |  | Fixed | Roof
NJADRE1559793110 | Administratively Determined Incentive Program | Newton | 7860 | 17.22 | Residential | Behind the Meter | Yes | Trinity Solar, LLC | JCP&L |  | Accepted | 2025-05-22 | 2025-06-23 | 2026-06-23 | Solar Panels | HANWHA 410 (Q.PEAK DUO BLK ML-G10+410) | HANWHA 410 (Q.PEAK DUO BLK ML-G10+410) |  | 0.41 | 2 | 86 | 37 |  | Fixed | Roof
NJADRE1559793110 | Administratively Determined Incentive Program | Newton | 7860 | 17.22 | Residential | Behind the Meter | Yes | Trinity Solar, LLC | JCP&L |  | Accepted | 2025-05-22 | 2025-06-23 | 2026-06-23 | Solar Panels | HANWHA 410 (Q.PEAK DUO BLK ML-G10+410) | HANWHA 410 (Q.PEAK DUO BLK ML-G10+410) |  | 0.41 | 17 | 176 | 30 |  | Fixed | Roof
NJADRE1559793110 | Administratively Determined Incentive Program | Newton | 7860 | 17.22 | Residential | Behind the Meter | Yes | Trinity Solar, LLC | JCP&L |  | Accepted | 2025-05-22 | 2025-06-23 | 2026-06-23 | Inverters | SOLAREDGE | SE7600H-USSNBBL14 | 7600 |  | 1 |  |  | 0.97 |  | Outside
NJADRE1559793110 | Administratively Determined Incentive Program | Newton | 7860 | 17.22 | Residential | Behind the Meter | Yes | Trinity Solar, LLC | JCP&L |  | Accepted | 2025-05-22 | 2025-06-23 | 2026-06-23 | Solar Panels | HANWHA 410 (Q.PEAK DUO BLK ML-G10+410) | HANWHA 410 (Q.PEAK DUO BLK ML-G10+410) |  | 0.41 | 10 | 86 | 30 |  | Fixed | Roof
NJADRE1559793110 | Administratively Determined Incentive Program | Newton | 7860 | 17.22 | Residential | Behind the Meter | Yes | Trinity Solar, LLC | JCP&L |  | Accepted | 2025-05-22 | 2025-06-23 | 2026-06-23 | Solar Panels | HANWHA 410 (Q.PEAK DUO BLK ML-G10+410) | HANWHA 410 (Q.PEAK DUO BLK ML-G10+410) |  | 0.41 | 2 | 266 | 30 |  | Fixed | Roof
NJADRE1559793110 | Administratively Determined Incentive Program | Newton | 7860 | 17.22 | Residential | Behind the Meter | Yes | Trinity Solar, LLC | JCP&L |  | Accepted | 2025-05-22 | 2025-06-23 | 2026-06-23 | Inverters | SOLAREDGE | SE6000H-USSNBBL14 | 6000 |  | 1 |  |  | 0.97 |  | Outside
NJADRE1559793110 | Administratively Determined Incentive Program | Newton | 7860 | 17.22 | Residential | Behind the Meter | Yes | Trinity Solar, LLC | JCP&L |  | Accepted | 2025-05-22 | 2025-06-23 | 2026-06-23 | Solar Panels | HANWHA 410 (Q.PEAK DUO BLK ML-G10+410) | HANWHA 410 (Q.PEAK DUO BLK ML-G10+410) |  | 0.41 | 2 | 176 | 34 |  | Fixed | Roof
NJADRE1559793119 | Administratively Determined Incentive Program | PHILLIPSBURG | 8865 | 8.7 | Residential | Behind the Meter | Yes | Velocity Energy & Home Solutions, Inc. | JCP&L |  | Accepted | 2025-05-22 | 2025-06-18 | 2026-06-18 | Inverters | enphase | iq8hc | 380 |  | 20 |  |  | 0.99 |  | Outside | behind panels
NJADRE1559793119 | Administratively Determined Incentive Program | PHILLIPSBURG | 8865 | 8.7 | Residential | Behind the Meter | Yes | Velocity Energy & Home Solutions, Inc. | JCP&L |  | Accepted | 2025-05-22 | 2025-06-18 | 2026-06-18 | Solar Panels | hin | 435w |  | 0.435 | 4 | 150 | 16 |  | Fixed | Roof
NJADRE1559793119 | Administratively Determined Incentive Program | PHILLIPSBURG | 8865 | 8.7 | Residential | Behind the Meter | Yes | Velocity Energy & Home Solutions, Inc. | JCP&L |  | Accepted | 2025-05-22 | 2025-06-18 | 2026-06-18 | Solar Panels | seg | 435w |  | 0.435 | 10 | 149 | 37 |  | Fixed | Roof
NJADRE1559793119 | Administratively Determined Incentive Program | PHILLIPSBURG | 8865 | 8.7 | Residential | Behind the Meter | Yes | Velocity Energy & Home Solutions, Inc. | JCP&L |  | Accepted | 2025-05-22 | 2025-06-18 | 2026-06-18 | Solar Panels | hin | 435w |  | 0.435 | 6 | 150 | 36 |  | Double Axis | Roof
NJADRE1559793134 | Administratively Determined Incentive Program | WENONAH | 8090 | 4.79 | Residential | Behind the Meter | Yes | Velocity Energy & Home Solutions, Inc. | AC Electric |  | Accepted | 2025-05-22 | 2025-06-19 | 2026-06-19 | Solar Panels | hin | 435w |  | 0.435 | 11 | 178 | 25 |  | Fixed | Roof
NJADRE1559793134 | Administratively Determined Incentive Program | WENONAH | 8090 | 4.79 | Residential | Behind the Meter | Yes | Velocity Energy & Home Solutions, Inc. | AC Electric |  | Accepted | 2025-05-22 | 2025-06-19 | 2026-06-19 | Inverters | enphase | iq8hc | 380 |  | 11 |  |  | 0.99 |  | Outside | behind panels
NJADRE1559793140 | Administratively Determined Incentive Program | Annandale | 8801 | 10.75 | Residential | Behind the Meter | No | Green Power Energy, LLC | JCP&L |  | Accepted | 2025-05-22 | 2025-06-17 | 2026-06-17 | Inverters | Enphase Energy | IQ8MC-72-M-US [240V] | 320 |  | 25 |  |  | 0.98 |  | Outside | Roof
NJADRE1559793140 | Administratively Determined Incentive Program | Annandale | 8801 | 10.75 | Residential | Behind the Meter | No | Green Power Energy, LLC | JCP&L |  | Accepted | 2025-05-22 | 2025-06-17 | 2026-06-17 | Solar Panels | SEG Solar | SEG-430-BTD-BG |  | 0.43 | 25 | 170 | 34 |  | Fixed | Roof
NJADRE1559793156 | Administratively Determined Incentive Program | Bogota | 7603 | 6.89 | Residential | Behind the Meter | Yes | Sunrun Installation Services, Inc. | PSE&G |  | Accepted | 2025-05-22 | 2025-06-17 | 2026-06-17 | Solar Panels | JA Solar | JAM54S31-405/MR |  | 0.405 | 2 | 108 | 23 |  | Fixed | Roof
NJADRE1559793156 | Administratively Determined Incentive Program | Bogota | 7603 | 6.89 | Residential | Behind the Meter | Yes | Sunrun Installation Services, Inc. | PSE&G |  | Accepted | 2025-05-22 | 2025-06-17 | 2026-06-17 | Inverters | SolarEdge Technologies | SE5700H-USMN | 5760 |  | 1 |  |  | 0.99 |  | Outdoor | Next to meter
NJADRE1559793156 | Administratively Determined Incentive Program | Bogota | 7603 | 6.89 | Residential | Behind the Meter | Yes | Sunrun Installation Services, Inc. | PSE&G |  | Accepted | 2025-05-22 | 2025-06-17 | 2026-06-17 | Solar Panels | JA Solar | JAM54S31-405/MR |  | 0.405 | 11 | 287 | 30 |  | Fixed | Roof
NJADRE1559793156 | Administratively Determined Incentive Program | Bogota | 7603 | 6.89 | Residential | Behind the Meter | Yes | Sunrun Installation Services, Inc. | PSE&G |  | Accepted | 2025-05-22 | 2025-06-17 | 2026-06-17 | Solar Panels | JA Solar | JAM54S31-405/MR |  | 0.405 | 2 | 108 | 23 |  | Fixed | Roof
NJADRE1559793156 | Administratively Determined Incentive Program | Bogota | 7603 | 6.89 | Residential | Behind the Meter | Yes | Sunrun Installation Services, Inc. | PSE&G |  | Accepted | 2025-05-22 | 2025-06-17 | 2026-06-17 | Solar Panels | JA Solar | JAM54S31-405/MR |  | 0.405 | 2 | 108 | 32 |  | Fixed | Roof
NJADRE1559793230 | Administratively Determined Incentive Program | Camden | 8102 | 5.53 | Residential | Behind the Meter | Yes | Power Energy Solutions, LLC | PSE&G |  | Accepted | 2025-05-22 | 2025-06-18 | 2026-06-18 | Inverters | SolarEdge | SE3800H-US | 4 |  | 1 |  |  | 0.97 |  | Outdoor
NJADRE1559793230 | Administratively Determined Incentive Program | Camden | 8102 | 5.53 | Residential | Behind the Meter | Yes | Power Energy Solutions, LLC | PSE&G |  | Accepted | 2025-05-22 | 2025-06-18 | 2026-06-18 | Solar Panels | Trina Solar | TSM-425NE09RC.05 |  | 0.425 | 2 | 194 | 2 |  | Fixed | Roof
NJADRE1559793230 | Administratively Determined Incentive Program | Camden | 8102 | 5.53 | Residential | Behind the Meter | Yes | Power Energy Solutions, LLC | PSE&G |  | Accepted | 2025-05-22 | 2025-06-18 | 2026-06-18 | Solar Panels | Trina Solar | TSM-425NE09RC.05 |  | 0.425 | 11 | 195 | 4 |  | Fixed | Roof
NJADRE1559793269 | Administratively Determined Incentive Program | Bridgeton | 8302 | 5.16 | Residential | Behind the Meter | Yes | Pro Custom Solar dba Momentum Solar | AC Electric |  | Accepted | 2025-06-02 | 2025-06-25 | 2026-06-25 | Inverters | ENPHASE | IQ8HC-72-M-DOM-US | 380 |  | 12 |  |  | 0.97 |  | Outdoor
NJADRE1559793269 | Administratively Determined Incentive Program | Bridgeton | 8302 | 5.16 | Residential | Behind the Meter | Yes | Pro Custom Solar dba Momentum Solar | AC Electric |  | Accepted | 2025-06-02 | 2025-06-25 | 2026-06-25 | Solar Panels | HANWHA | Q.TRON BLK M-G2+430 |  | 0.43 | 6 | 182 | 5 |  | Fixed | Roof
NJADRE1559793269 | Administratively Determined Incentive Program | Bridgeton | 8302 | 5.16 | Residential | Behind the Meter | Yes | Pro Custom Solar dba Momentum Solar | AC Electric |  | Accepted | 2025-06-02 | 2025-06-25 | 2026-06-25 | Solar Panels | HANWHA | Q.TRON BLK M-G2+430 |  | 0.43 | 6 | 2 | 4 |  | Fixed | Roof
NJADRE1559793313 | Administratively Determined Incentive Program | Whiting | 8759 | 7.4 | Residential | Behind the Meter | Yes | Velocity Energy & Home Solutions, Inc. | JCP&L |  | Accepted | 2025-05-22 | 2025-06-18 | 2026-06-18 | Inverters | enphase | iq8olus | 290 |  | 17 |  |  | 0.99 |  | Outside | behind panels
NJADRE1559793313 | Administratively Determined Incentive Program | Whiting | 8759 | 7.4 | Residential | Behind the Meter | Yes | Velocity Energy & Home Solutions, Inc. | JCP&L |  | Accepted | 2025-05-22 | 2025-06-18 | 2026-06-18 | Solar Panels | seg | 435 |  | 0.435 | 17 | 199 | 34 |  | Fixed | Roof
NJADRE1559793418 | Administratively Determined Incentive Program | PRINCETON JUNCTION | 8550 | 11.61 | Residential | Behind the Meter | Yes | Pro Custom Solar dba Momentum Solar | JCP&L |  | Accepted | 2025-05-27 | 2025-06-19 | 2026-06-19 | Inverters | ENPHASE | IQ8HC-72-M-DOM-US | 380 |  | 27 |  |  | 0.97 |  | Outdoor
NJADRE1559793418 | Administratively Determined Incentive Program | PRINCETON JUNCTION | 8550 | 11.61 | Residential | Behind the Meter | Yes | Pro Custom Solar dba Momentum Solar | JCP&L |  | Accepted | 2025-05-27 | 2025-06-19 | 2026-06-19 | Solar Panels | HANWHA | Q.TRON BLK M-G2+430 |  | 0.43 | 27 | 267 | 35 |  | Fixed | Roof
NJADRE1559793441 | Administratively Determined Incentive Program | Gillette | 7933 | 8.27 | Residential | Behind the Meter | No | Divine Solar, LLC | JCP&L |  | Accepted | 2025-05-23 | 2025-06-19 | 2026-06-19 | Solar Panels | HANWHA QCELL | QTRON BLKM-G2+AC435 |  | 0.435 | 19 | 153 | 23 |  | Fixed | Roof
NJADRE1559793441 | Administratively Determined Incentive Program | Gillette | 7933 | 8.27 | Residential | Behind the Meter | No | Divine Solar, LLC | JCP&L |  | Accepted | 2025-05-23 | 2025-06-19 | 2026-06-19 | Inverters | HANWHA QCELL | QCELLS QTRON BLKM-G2+/AC435 | 349 |  | 19 |  |  | 0.97 |  | Outside
NJADRE1559793464 | Administratively Determined Incentive Program | SOUTH ORANGE | 7079 | 4.1 | Residential | Behind the Meter | Yes | Trinity Solar, LLC | PSE&G |  | Accepted | 2025-05-22 | 2025-06-18 | 2026-06-18 | Inverters | Solar Edge | USE3800H-US | 3800 |  | 1 |  |  | 0.97 |  | Outside
NJADRE1559793464 | Administratively Determined Incentive Program | SOUTH ORANGE | 7079 | 4.1 | Residential | Behind the Meter | Yes | Trinity Solar, LLC | PSE&G |  | Accepted | 2025-05-22 | 2025-06-18 | 2026-06-18 | Solar Panels | Hanwha | Q.PEAK DUO BLK ML-G10+ 410 |  | 0.41 | 2 | 108 | 23 |  | Fixed | Roof
NJADRE1559793464 | Administratively Determined Incentive Program | SOUTH ORANGE | 7079 | 4.1 | Residential | Behind the Meter | Yes | Trinity Solar, LLC | PSE&G |  | Accepted | 2025-05-22 | 2025-06-18 | 2026-06-18 | Solar Panels | Hanwha | Q.PEAK DUO BLK ML-G10+ 410 |  | 0.41 | 8 | 108 | 37 |  | Fixed | Roof
NJADRE1559793490 | Administratively Determined Incentive Program | PERTH AMBOY | 8861 | 4.1 | Residential | Behind the Meter | Yes | Bright Ops, Inc. | PSE&G |  | Accepted | 2025-05-22 | 2025-06-17 | 2026-06-17 | Solar Panels | Hanwha Q-Cells | Q.PEAK DUO BLK ML-G10+ 410 |  | 0.41 | 3 | 24 | 30 |  | Fixed | Roof
NJADRE1559793490 | Administratively Determined Incentive Program | PERTH AMBOY | 8861 | 4.1 | Residential | Behind the Meter | Yes | Bright Ops, Inc. | PSE&G |  | Accepted | 2025-05-22 | 2025-06-17 | 2026-06-17 | Solar Panels | Hanwha Q-Cells | Q.PEAK DUO BLK ML-G10+ 410 |  | 0.41 | 4 | 205 | 9 |  | Fixed | Roof
NJADRE1559793490 | Administratively Determined Incentive Program | PERTH AMBOY | 8861 | 4.1 | Residential | Behind the Meter | Yes | Bright Ops, Inc. | PSE&G |  | Accepted | 2025-05-22 | 2025-06-17 | 2026-06-17 | Inverters | SolarEdge Technologies | SE3800H - USMN | 3800 |  | 1 |  |  | 0.98 |  | Outdoor | Outside
NJADRE1559793490 | Administratively Determined Incentive Program | PERTH AMBOY | 8861 | 4.1 | Residential | Behind the Meter | Yes | Bright Ops, Inc. | PSE&G |  | Accepted | 2025-05-22 | 2025-06-17 | 2026-06-17 | Solar Panels | Hanwha Q-Cells | Q.PEAK DUO BLK ML-G10+ 410 |  | 0.41 | 3 | 205 | 34 |  | Fixed | Roof
NJADRE1559793498 | Administratively Determined Incentive Program | LAKEWOOD | 8701 | 13.05 | Residential | Behind the Meter | No | Powerlutions, LLC | JCP&L |  | Accepted | 2025-05-26 | 2025-06-18 | 2026-06-18 | Inverters | Enphase | IQ8MC-72-M-US | 320 |  | 29 |  |  | 0.98 |  | Outdoor
NJADRE1559793498 | Administratively Determined Incentive Program | LAKEWOOD | 8701 | 13.05 | Residential | Behind the Meter | No | Powerlutions, LLC | JCP&L |  | Accepted | 2025-05-26 | 2025-06-18 | 2026-06-18 | Solar Panels | CANADIAN | CS6.1-54TM-450H |  | 0.45 | 29 | 188 | 27 |  | Fixed | Roof
NJADRE1559793526 | Administratively Determined Incentive Program | EAST WINDSOR | 8520 | 5.22 | Residential | Behind the Meter | Yes | SunnyMac, LLC | JCP&L |  | Accepted | 2025-05-22 | 2025-06-17 | 2026-06-17 | Solar Panels | HANWHA | Q.TRON BLK M-G2+ 435W |  | 0.435 | 8 | 97 | 22 |  | Fixed | Roof
NJADRE1559793526 | Administratively Determined Incentive Program | EAST WINDSOR | 8520 | 5.22 | Residential | Behind the Meter | Yes | SunnyMac, LLC | JCP&L |  | Accepted | 2025-05-22 | 2025-06-17 | 2026-06-17 | Solar Panels | HANWHA | Q.TRON BLK M-G2+ 435W |  | 0.435 | 4 | 277 | 22 |  | Fixed | Roof
NJADRE1559793526 | Administratively Determined Incentive Program | EAST WINDSOR | 8520 | 5.22 | Residential | Behind the Meter | Yes | SunnyMac, LLC | JCP&L |  | Accepted | 2025-05-22 | 2025-06-17 | 2026-06-17 | Inverters | SOLAREDGE | SE3800H-US | 3800 |  | 1 |  |  | 0.99 |  | Outdoor | next to meter
NJADRE1559793526 | Administratively Determined Incentive Program | EAST WINDSOR | 8520 | 5.22 | Residential | Behind the Meter | Yes | SunnyMac, LLC | JCP&L |  | Accepted | 2025-05-22 | 2025-06-17 | 2026-06-17 | Meters | SOLAREDGE | SE-RGMTR-1D-240C-C |  |  | 1 |  |  |  | Yes | Outdoor
NJADRE1559793538 | Administratively Determined Incentive Program | NEWARK | 7112 | 6.02 | Residential | Behind the Meter | No | Pro Custom Solar dba Momentum Solar | PSE&G |  | Accepted | 2025-05-22 | 2025-06-17 | 2026-06-17 | Inverters | ENPHASE | IQ8HC-72-M-DOM-US | 380 |  | 14 |  |  | 0.97 |  | Outdoor
NJADRE1559793538 | Administratively Determined Incentive Program | NEWARK | 7112 | 6.02 | Residential | Behind the Meter | No | Pro Custom Solar dba Momentum Solar | PSE&G |  | Accepted | 2025-05-22 | 2025-06-17 | 2026-06-17 | Solar Panels | HANWHA | Q.TRON BLK M-G2+430 |  | 0.43 | 14 | 209 | 4 |  | Fixed | Roof
NJADRE1559793873 | Administratively Determined Incentive Program | SICKLERVILLE | 8081 | 6.53 | Residential | Behind the Meter | Yes | SunnyMac, LLC | AC Electric |  | Accepted | 2025-05-22 | 2025-06-17 | 2026-06-17 | Inverters | SOLAREDGE HOME HUB | SE5700H-US | 5760 |  | 1 |  |  | 0.99 |  | Outdoor | next to meter
NJADRE1559793873 | Administratively Determined Incentive Program | SICKLERVILLE | 8081 | 6.53 | Residential | Behind the Meter | Yes | SunnyMac, LLC | AC Electric |  | Accepted | 2025-05-22 | 2025-06-17 | 2026-06-17 | Solar Panels | HANWHA | Q.TRON BLK M-G2+ 435W |  | 0.435 | 4 | 200 | 31 |  | Fixed | Roof
NJADRE1559793873 | Administratively Determined Incentive Program | SICKLERVILLE | 8081 | 6.53 | Residential | Behind the Meter | Yes | SunnyMac, LLC | AC Electric |  | Accepted | 2025-05-22 | 2025-06-17 | 2026-06-17 | Solar Panels | HANWHA | Q.TRON BLK M-G2+ 435W |  | 0.435 | 11 | 20 | 31 |  | Fixed | Roof
NJADRE1559793910 | Administratively Determined Incentive Program | Millville | 8332 | 6.48 | Residential | Behind the Meter | Yes | Sunrun Installation Services, Inc. | AC Electric |  | Accepted | 2025-05-22 | 2025-06-23 | 2026-06-23 | Solar Panels | JA Solar | JAM54S31-405/MR |  | 0.405 | 6 | 215 | 40 |  | Fixed | Roof
NJADRE1559793910 | Administratively Determined Incentive Program | Millville | 8332 | 6.48 | Residential | Behind the Meter | Yes | Sunrun Installation Services, Inc. | AC Electric |  | Accepted | 2025-05-22 | 2025-06-23 | 2026-06-23 | Solar Panels | JA Solar | JAM54S31-405/MR |  | 0.405 | 6 | 215 | 40 |  | Fixed | Roof
NJADRE1559793910 | Administratively Determined Incentive Program | Millville | 8332 | 6.48 | Residential | Behind the Meter | Yes | Sunrun Installation Services, Inc. | AC Electric |  | Accepted | 2025-05-22 | 2025-06-23 | 2026-06-23 | Inverters | SolarEdge Technologies | SE5700H-USMN | 5760 |  | 1 |  |  | 0.99 |  | Indoor | Next to meter
NJADRE1559793910 | Administratively Determined Incentive Program | Millville | 8332 | 6.48 | Residential | Behind the Meter | Yes | Sunrun Installation Services, Inc. | AC Electric |  | Accepted | 2025-05-22 | 2025-06-23 | 2026-06-23 | Solar Panels | JA Solar | JAM54S31-405/MR |  | 0.405 | 4 | 125 | 40 |  | Fixed | Roof
NJADRE1559793928 | Administratively Determined Incentive Program | CLIFTON | 7013 | 6.15 | Residential | Behind the Meter | Yes | Sunrun Installation Services, Inc. | PSE&G |  | Accepted | 2025-05-22 | 2025-06-17 | 2026-06-17 | Solar Panels | Hanwha Q Cells | Q.PEAK DUO BLK ML-G10+ 410 |  | 0.41 | 3 | 37 | 16 |  | Fixed | Roof
NJADRE1559793928 | Administratively Determined Incentive Program | CLIFTON | 7013 | 6.15 | Residential | Behind the Meter | Yes | Sunrun Installation Services, Inc. | PSE&G |  | Accepted | 2025-05-22 | 2025-06-17 | 2026-06-17 | Solar Panels | Hanwha Q Cells | Q.PEAK DUO BLK ML-G10+ 410 |  | 0.41 | 12 | 217 | 40 |  | Fixed | Roof
NJADRE1559793928 | Administratively Determined Incentive Program | CLIFTON | 7013 | 6.15 | Residential | Behind the Meter | Yes | Sunrun Installation Services, Inc. | PSE&G |  | Accepted | 2025-05-22 | 2025-06-17 | 2026-06-17 | Inverters | Tesla | Powerwall 3 1707000-xx-y | 11500 |  | 1 |  |  | 0.97 |  | Outdoor
NJADRE1559793933 | Administratively Determined Incentive Program | WESTAMPTON | 8060 | 4.51 | Residential | Behind the Meter | Yes | Trinity Solar, LLC | PSE&G |  | Accepted | 2025-05-22 | 2025-06-18 | 2026-06-18 | Inverters | Solar Edge | USE3800H-US | 3800 |  | 1 |  |  | 0.97 |  | Outside
NJADRE1559793933 | Administratively Determined Incentive Program | WESTAMPTON | 8060 | 4.51 | Residential | Behind the Meter | Yes | Trinity Solar, LLC | PSE&G |  | Accepted | 2025-05-22 | 2025-06-18 | 2026-06-18 | Solar Panels | Hanwha | Q.PEAK DUO BLK ML-G10+ 410 |  | 0.41 | 2 | 15 | 29 |  | Fixed | Roof
NJADRE1559793933 | Administratively Determined Incentive Program | WESTAMPTON | 8060 | 4.51 | Residential | Behind the Meter | Yes | Trinity Solar, LLC | PSE&G |  | Accepted | 2025-05-22 | 2025-06-18 | 2026-06-18 | Solar Panels | Hanwha | Q.PEAK DUO BLK ML-G10+ 410 |  | 0.41 | 9 | 195 | 29 |  | Fixed | Roof
NJADRE1559793934 | Administratively Determined Incentive Program | SALEM | 8079 | 8.61 | Residential | Behind the Meter | Yes | Trinity Solar, LLC | AC Electric |  | Accepted | 2025-05-22 | 2025-06-18 | 2026-06-18 | Solar Panels | HANWHA 410 (Q.PEAK DUO BLK ML-G10+410) | HANWHA 410 (Q.PEAK DUO BLK ML-G10+410) |  | 0.41 | 21 | 185 | 18 |  | Fixed | Roof
NJADRE1559793934 | Administratively Determined Incentive Program | SALEM | 8079 | 8.61 | Residential | Behind the Meter | Yes | Trinity Solar, LLC | AC Electric |  | Accepted | 2025-05-22 | 2025-06-18 | 2026-06-18 | Inverters | SOLAREDGE | USE7600H-USMNBL75 | 7600 |  | 1 |  |  | 0.97 |  | Outside
NJADRE1559793940 | Administratively Determined Incentive Program | Atlantic City | 8401 | 6.02 | Residential | Behind the Meter | Yes | Pro Custom dba Momentum Solar | AC Electric |  | Accepted | 2025-05-29 | 2025-06-24 | 2026-06-24 | Inverters | ENPHASE | IQ8HC-72-M-DOM-US | 380 |  | 14 |  |  | 0.97 |  | Outdoor
NJADRE1559793940 | Administratively Determined Incentive Program | Atlantic City | 8401 | 6.02 | Residential | Behind the Meter | Yes | Pro Custom dba Momentum Solar | AC Electric |  | Accepted | 2025-05-29 | 2025-06-24 | 2026-06-24 | Solar Panels | HANWHA | Q.TRON BLK M-G2+430 |  | 0.43 | 8 | 148 | 15 |  | Fixed | Roof
NJADRE1559793940 | Administratively Determined Incentive Program | Atlantic City | 8401 | 6.02 | Residential | Behind the Meter | Yes | Pro Custom dba Momentum Solar | AC Electric |  | Accepted | 2025-05-29 | 2025-06-24 | 2026-06-24 | Solar Panels | HANWHA | Q.TRON BLK M-G2+430 |  | 0.43 | 6 | 328 | 15 |  | Fixed | Roof
NJADRE1559793943 | Administratively Determined Incentive Program | EGG HARBOR CITY | 8215 | 3.28 | Residential | Behind the Meter | Yes | Trinity Solar, LLC | AC Electric |  | Accepted | 2025-05-22 | 2025-06-18 | 2026-06-18 | Inverters | Solar Edge | USE3800H-USMNBL75 | 3800 |  | 1 |  |  | 0.97 |  | Outdoor
NJADRE1559793943 | Administratively Determined Incentive Program | EGG HARBOR CITY | 8215 | 3.28 | Residential | Behind the Meter | Yes | Trinity Solar, LLC | AC Electric |  | Accepted | 2025-05-22 | 2025-06-18 | 2026-06-18 | Solar Panels | HANWHA | (Q.PEAK DUO BLK ML-G10+ 410) |  | 0.41 | 8 | 283 | 19 |  | Fixed | Roof
NJADRE1559793970 | Administratively Determined Incentive Program | MORRISTOWN | 7960 | 13.12 | Residential | Behind the Meter | No | Tesla Energy Operations, Inc. | JCP&L |  | Accepted | 2025-05-22 | 2025-06-17 | 2026-06-17 | Solar Panels | Hanwha | Q.PEAK DUO BLK ML-G10+/TS 410 |  | 0.41 | 6 | 303 | 40 |  | Fixed | Roof
NJADRE1559793970 | Administratively Determined Incentive Program | MORRISTOWN | 7960 | 13.12 | Residential | Behind the Meter | No | Tesla Energy Operations, Inc. | JCP&L |  | Accepted | 2025-05-22 | 2025-06-17 | 2026-06-17 | Electric Storage Battery | Tesla | Powerwall 3 |  |  | 2 |  |  |  | Lithium Ion |  | OUTSIDE
NJADRE1559793970 | Administratively Determined Incentive Program | MORRISTOWN | 7960 | 13.12 | Residential | Behind the Meter | No | Tesla Energy Operations, Inc. | JCP&L |  | Accepted | 2025-05-22 | 2025-06-17 | 2026-06-17 | Solar Panels | Hanwha | Q.PEAK DUO BLK ML-G10+/TS 410 |  | 0.41 | 4 | 123 | 40 |  | Fixed | Roof
NJADRE1559793970 | Administratively Determined Incentive Program | MORRISTOWN | 7960 | 13.12 | Residential | Behind the Meter | No | Tesla Energy Operations, Inc. | JCP&L |  | Accepted | 2025-05-22 | 2025-06-17 | 2026-06-17 | Solar Panels | Hanwha | Q.PEAK DUO BLK ML-G10+/TS 410 |  | 0.41 | 3 | 123 | 40 |  | Fixed | Roof
NJADRE1559793970 | Administratively Determined Incentive Program | MORRISTOWN | 7960 | 13.12 | Residential | Behind the Meter | No | Tesla Energy Operations, Inc. | JCP&L |  | Accepted | 2025-05-22 | 2025-06-17 | 2026-06-17 | Solar Panels | Hanwha | Q.PEAK DUO BLK ML-G10+/TS 410 |  | 0.41 | 6 | 33 | 40 |  | Fixed | Roof
NJADRE1559793970 | Administratively Determined Incentive Program | MORRISTOWN | 7960 | 13.12 | Residential | Behind the Meter | No | Tesla Energy Operations, Inc. | JCP&L |  | Accepted | 2025-05-22 | 2025-06-17 | 2026-06-17 | Solar Panels | Hanwha | Q.PEAK DUO BLK ML-G10+/TS 410 |  | 0.41 | 3 | 123 | 40 |  | Fixed | Roof
NJADRE1559793970 | Administratively Determined Incentive Program | MORRISTOWN | 7960 | 13.12 | Residential | Behind the Meter | No | Tesla Energy Operations, Inc. | JCP&L |  | Accepted | 2025-05-22 | 2025-06-17 | 2026-06-17 | Inverters | Tesla | 1707000-XX-Y | 12 |  | 1 |  |  | 0.98 |  | Outside
NJADRE1559793970 | Administratively Determined Incentive Program | MORRISTOWN | 7960 | 13.12 | Residential | Behind the Meter | No | Tesla Energy Operations, Inc. | JCP&L |  | Accepted | 2025-05-22 | 2025-06-17 | 2026-06-17 | Solar Panels | Hanwha | Q.PEAK DUO BLK ML-G10+/TS 410 |  | 0.41 | 7 | 213 | 40 |  | Fixed | Roof
NJADRE1559793970 | Administratively Determined Incentive Program | MORRISTOWN | 7960 | 13.12 | Residential | Behind the Meter | No | Tesla Energy Operations, Inc. | JCP&L |  | Accepted | 2025-05-22 | 2025-06-17 | 2026-06-17 | Solar Panels | Hanwha | Q.PEAK DUO BLK ML-G10+/TS 410 |  | 0.41 | 3 | 303 | 40 |  | Fixed | Roof
NJADRE1559793984 | Administratively Determined Incentive Program | Franklin Twp Som | 8873 | 8.2 | Residential | Behind the Meter | Yes | Sunrun Installation Services, Inc. | PSE&G |  | Accepted | 2025-05-22 | 2025-06-18 | 2026-06-18 | Inverters | SolarEdge Technologies | SE5700H-USMN | 5760 |  | 1 |  |  | 0.99 |  | Outside
NJADRE1559793984 | Administratively Determined Incentive Program | Franklin Twp Som | 8873 | 8.2 | Residential | Behind the Meter | Yes | Sunrun Installation Services, Inc. | PSE&G |  | Accepted | 2025-05-22 | 2025-06-18 | 2026-06-18 | Solar Panels | HANWHA Q-CELLS | Q.PEAK DUO BLK ML-G10+ 410 DCA |  | 0.41 | 20 | 307 | 34 |  | Fixed | Roof
NJADRE1559793984 | Administratively Determined Incentive Program | Franklin Twp Som | 8873 | 8.2 | Residential | Behind the Meter | Yes | Sunrun Installation Services, Inc. | PSE&G |  | Accepted | 2025-05-22 | 2025-06-18 | 2026-06-18 | Meters | SOLAREDGE TECHNOLOGIES | SE5700H-USMN |  |  | 1 |  |  |  | Yes | Outdoor
NJADRE1559793990 | Administratively Determined Incentive Program | CREAM RIDGE | 8514 | 8.72 | Residential | Behind the Meter | Yes | SunPurity, LLC | JCP&L |  | Accepted | 2025-05-23 | 2025-06-18 | 2026-06-18 | Inverters | SolarEdge | SE3800H-US | 7600 |  | 2 |  |  | 0.99 |  | Outdoor
NJADRE1559793990 | Administratively Determined Incentive Program | CREAM RIDGE | 8514 | 8.72 | Residential | Behind the Meter | Yes | SunPurity, LLC | JCP&L |  | Accepted | 2025-05-23 | 2025-06-18 | 2026-06-18 | Solar Panels | Hanwha Q cells | Q.PEAK DUO BLK-ML-G10+ 415W |  | 0.415 | 11 | 150 | 20 |  | Fixed | Roof
NJADRE1559793990 | Administratively Determined Incentive Program | CREAM RIDGE | 8514 | 8.72 | Residential | Behind the Meter | Yes | SunPurity, LLC | JCP&L |  | Accepted | 2025-05-23 | 2025-06-18 | 2026-06-18 | Solar Panels | Hanwha Q cells | Q.PEAK DUO BLK-ML-G10+ 415W |  | 0.415 | 10 | 152 | 20 |  | Fixed | Roof
NJADRE1559793992 | Administratively Determined Incentive Program | FREEHOLD | 7728 | 2.87 | Residential | Behind the Meter | Yes | Sunrun Installation Services, Inc. | JCP&L |  | Accepted | 2025-05-22 | 2025-06-17 | 2026-06-17 | Inverters | Tesla | Powerwall 3 1707000-xx-y | 11500 |  | 1 |  |  | 0.97 |  | Outdoor
NJADRE1559793992 | Administratively Determined Incentive Program | FREEHOLD | 7728 | 2.87 | Residential | Behind the Meter | Yes | Sunrun Installation Services, Inc. | JCP&L |  | Accepted | 2025-05-22 | 2025-06-17 | 2026-06-17 | Solar Panels | Hanwha Q Cells | Q.PEAK DUO BLK ML-G10+ 410 DCA |  | 0.41 | 7 | 155 | 29 |  | Fixed | Roof
NJADRE1559794023 | Administratively Determined Incentive Program | ISLAND HEIGHTS | 8732 | 10.66 | Residential | Behind the Meter | Yes | Trinity Solar, LLC | JCP&L |  | Accepted | 2025-05-22 | 2025-06-17 | 2026-06-17 | Solar Panels | HANWHA 410 (Q.PEAK DUO BLK ML-G10+410) | HANWHA 410 (Q.PEAK DUO BLK ML-G10+410) |  | 0.41 | 8 | 188 | 14 |  | Fixed | Roof
NJADRE1559794023 | Administratively Determined Incentive Program | ISLAND HEIGHTS | 8732 | 10.66 | Residential | Behind the Meter | Yes | Trinity Solar, LLC | JCP&L |  | Accepted | 2025-05-22 | 2025-06-17 | 2026-06-17 | Inverters | SOLAREDGE | SE10000H-US | 10000 |  | 1 |  |  | 0.97 |  | Outside
NJADRE1559794023 | Administratively Determined Incentive Program | ISLAND HEIGHTS | 8732 | 10.66 | Residential | Behind the Meter | Yes | Trinity Solar, LLC | JCP&L |  | Accepted | 2025-05-22 | 2025-06-17 | 2026-06-17 | Solar Panels | HANWHA 410 (Q.PEAK DUO BLK ML-G10+410) | HANWHA 410 (Q.PEAK DUO BLK ML-G10+410) |  | 0.41 | 3 | 188 | 35 |  | Fixed | Roof
NJADRE1559794023 | Administratively Determined Incentive Program | ISLAND HEIGHTS | 8732 | 10.66 | Residential | Behind the Meter | Yes | Trinity Solar, LLC | JCP&L |  | Accepted | 2025-05-22 | 2025-06-17 | 2026-06-17 | Solar Panels | HANWHA 410 (Q.PEAK DUO BLK ML-G10+410) | HANWHA 410 (Q.PEAK DUO BLK ML-G10+410) |  | 0.41 | 10 | 98 | 14 |  | Fixed | Roof
NJADRE1559794023 | Administratively Determined Incentive Program | ISLAND HEIGHTS | 8732 | 10.66 | Residential | Behind the Meter | Yes | Trinity Solar, LLC | JCP&L |  | Accepted | 2025-05-22 | 2025-06-17 | 2026-06-17 | Solar Panels | HANWHA 410 (Q.PEAK DUO BLK ML-G10+410) | HANWHA 410 (Q.PEAK DUO BLK ML-G10+410) |  | 0.41 | 5 | 98 | 47 |  | Fixed | Roof
NJADRE1559794032 | Administratively Determined Incentive Program | Beach Haven | 8008 | 8.51 | Residential | Behind the Meter | Yes | Sunrun Installation Services, Inc. | AC Electric |  | Accepted | 2025-05-22 | 2025-06-18 | 2026-06-18 | Solar Panels | JA Solar | JAM54S31-405/MR |  | 0.405 | 5 | 290 | 27 |  | Fixed | Roof
NJADRE1559794032 | Administratively Determined Incentive Program | Beach Haven | 8008 | 8.51 | Residential | Behind the Meter | Yes | Sunrun Installation Services, Inc. | AC Electric |  | Accepted | 2025-05-22 | 2025-06-18 | 2026-06-18 | Inverters | SolarEdge Technologies | SE5700H-USMN | 5760 |  | 1 |  |  | 0.99 |  | Outdoor | Next to meter
NJADRE1559794032 | Administratively Determined Incentive Program | Beach Haven | 8008 | 8.51 | Residential | Behind the Meter | Yes | Sunrun Installation Services, Inc. | AC Electric |  | Accepted | 2025-05-22 | 2025-06-18 | 2026-06-18 | Solar Panels | JA Solar | JAM54S31-405/MR |  | 0.405 | 3 | 200 | 27 |  | Fixed | Roof
NJADRE1559794032 | Administratively Determined Incentive Program | Beach Haven | 8008 | 8.51 | Residential | Behind the Meter | Yes | Sunrun Installation Services, Inc. | AC Electric |  | Accepted | 2025-05-22 | 2025-06-18 | 2026-06-18 | Solar Panels | JA Solar | JAM54S31-405/MR |  | 0.405 | 5 | 20 | 25 |  | Fixed | Roof
NJADRE1559794032 | Administratively Determined Incentive Program | Beach Haven | 8008 | 8.51 | Residential | Behind the Meter | Yes | Sunrun Installation Services, Inc. | AC Electric |  | Accepted | 2025-05-22 | 2025-06-18 | 2026-06-18 | Solar Panels | JA Solar | JAM54S31-405/MR |  | 0.405 | 8 | 110 | 27 |  | Fixed | Roof
NJADRE1559794042 | Administratively Determined Incentive Program | Ventnor City | 8406 | 9.46 | Residential | Behind the Meter | Yes | Pro Custom dba Momentum Solar | AC Electric |  | Accepted | 2025-05-22 | 2025-06-18 | 2026-06-18 | Inverters | ENPHASE | IQ8HC-72-M-DOM-US | 380 |  | 22 |  |  | 0.97 |  | Outdoor
NJADRE1559794042 | Administratively Determined Incentive Program | Ventnor City | 8406 | 9.46 | Residential | Behind the Meter | Yes | Pro Custom dba Momentum Solar | AC Electric |  | Accepted | 2025-05-22 | 2025-06-18 | 2026-06-18 | Solar Panels | HANWHA | Q.TRON BLK M-G2+430 |  | 0.43 | 7 | 237 | 4 |  | Fixed | Roof
NJADRE1559794042 | Administratively Determined Incentive Program | Ventnor City | 8406 | 9.46 | Residential | Behind the Meter | Yes | Pro Custom dba Momentum Solar | AC Electric |  | Accepted | 2025-05-22 | 2025-06-18 | 2026-06-18 | Solar Panels | HANWHA | Q.TRON BLK M-G2+430 |  | 0.43 | 15 | 238 | 25 |  | Fixed | Roof
NJADRE1559794052 | Administratively Determined Incentive Program | Manahawkin | 8050 | 13.44 | Residential | Behind the Meter | No | NJ Solar Power, LLC | AC Electric |  | Accepted | 2025-05-22 | 2025-06-18 | 2026-06-18 | Solar Panels | Panasonic | EVPV420HK2 |  | 0.42 | 16 | 44 | 34 |  | Fixed | Roof | Roof 3
NJADRE1559794052 | Administratively Determined Incentive Program | Manahawkin | 8050 | 13.44 | Residential | Behind the Meter | No | NJ Solar Power, LLC | AC Electric |  | Accepted | 2025-05-22 | 2025-06-18 | 2026-06-18 | Solar Panels | Panasonic | EVPV420HK2 |  | 0.42 | 4 | 224 | 34 |  | Fixed | Roof | Roof 1
NJADRE1559794052 | Administratively Determined Incentive Program | Manahawkin | 8050 | 13.44 | Residential | Behind the Meter | No | NJ Solar Power, LLC | AC Electric |  | Accepted | 2025-05-22 | 2025-06-18 | 2026-06-18 | Inverters | Enphase | IQ8H-240-72-2-US | 12160 |  | 32 |  |  | 0.976 |  | Outside | mounted under each panel on roof
NJADRE1559794052 | Administratively Determined Incentive Program | Manahawkin | 8050 | 13.44 | Residential | Behind the Meter | No | NJ Solar Power, LLC | AC Electric |  | Accepted | 2025-05-22 | 2025-06-18 | 2026-06-18 | Solar Panels | Panasonic | EVPV420HK2 |  | 0.42 | 12 | 224 | 34 |  | Fixed | Roof | Roof 2
NJADRE1559794055 | Administratively Determined Incentive Program | Beverly | 8010 | 3.87 | Residential | Behind the Meter | Yes | Pro Custom dba Momentum Solar | PSE&G |  | Accepted | 2025-05-27 | 2025-06-19 | 2026-06-19 | Solar Panels | HANWHA | Q.TRON BLK M-G2+430 |  | 0.43 | 9 | 252 | 29 |  | Fixed | Roof
NJADRE1559794055 | Administratively Determined Incentive Program | Beverly | 8010 | 3.87 | Residential | Behind the Meter | Yes | Pro Custom dba Momentum Solar | PSE&G |  | Accepted | 2025-05-27 | 2025-06-19 | 2026-06-19 | Inverters | ENPHASE | IQ8HC-72-M-DOM-US | 380 |  | 9 |  |  | 0.97 |  | Outdoor
NJADRE1559794068 | Administratively Determined Incentive Program | Haddon Heights | 8035 | 6.48 | Residential | Behind the Meter | Yes | Mona Lee GoodLeap Resi Solar | PSE&G |  | Accepted | 2025-05-22 | 2025-06-18 | 2026-06-18 | Inverters | SOLAREDGE | USE10000H-USMNUBL75 | 10000 |  | 1 |  |  | 0.99 |  | Outside
NJADRE1559794068 | Administratively Determined Incentive Program | Haddon Heights | 8035 | 6.48 | Residential | Behind the Meter | Yes | Mona Lee GoodLeap Resi Solar | PSE&G |  | Accepted | 2025-05-22 | 2025-06-18 | 2026-06-18 | Solar Panels | JA SOLAR | JAM54S31-405/MR |  | 0.405 | 10 | 228 | 23 |  | Fixed | Roof
NJADRE1559794068 | Administratively Determined Incentive Program | Haddon Heights | 8035 | 6.48 | Residential | Behind the Meter | Yes | Mona Lee GoodLeap Resi Solar | PSE&G |  | Accepted | 2025-05-22 | 2025-06-18 | 2026-06-18 | Solar Panels | JA SOLAR | JAM54S31-405/MR |  | 0.405 | 6 | 48 | 23 |  | Fixed | Roof
NJADRE1559794073 | Administratively Determined Incentive Program | Paramus | 7652 | 11.48 | Residential | Behind the Meter | Yes | Sunrun Installation Services, Inc. | PSE&G |  | Accepted | 2025-05-22 | 2025-06-18 | 2026-06-18 | Inverters | Tesla | Powerwall 3 1707000-xx-y | 11500 |  | 1 |  |  | 0.97 |  | Outdoor
NJADRE1559794073 | Administratively Determined Incentive Program | Paramus | 7652 | 11.48 | Residential | Behind the Meter | Yes | Sunrun Installation Services, Inc. | PSE&G |  | Accepted | 2025-05-22 | 2025-06-18 | 2026-06-18 | Solar Panels | Hanwha Q Cells | Q.PEAK DUO BLK ML-G10+ 410 DCA |  | 0.41 | 3 | 77 | 24 |  | Fixed | Roof
NJADRE1559794073 | Administratively Determined Incentive Program | Paramus | 7652 | 11.48 | Residential | Behind the Meter | Yes | Sunrun Installation Services, Inc. | PSE&G |  | Accepted | 2025-05-22 | 2025-06-18 | 2026-06-18 | Solar Panels | Hanwha Q Cells | Q.PEAK DUO BLK ML-G10+ 410 DCA |  | 0.41 | 3 | 257 | 24 |  | Fixed | Roof
NJADRE1559794073 | Administratively Determined Incentive Program | Paramus | 7652 | 11.48 | Residential | Behind the Meter | Yes | Sunrun Installation Services, Inc. | PSE&G |  | Accepted | 2025-05-22 | 2025-06-18 | 2026-06-18 | Electric Storage Battery | Tesla | Powerwall 3 1707000-xx-y |  |  | 1 |  |  |  | Lithium Ion |  | OUTSIDE
NJADRE1559794073 | Administratively Determined Incentive Program | Paramus | 7652 | 11.48 | Residential | Behind the Meter | Yes | Sunrun Installation Services, Inc. | PSE&G |  | Accepted | 2025-05-22 | 2025-06-18 | 2026-06-18 | Solar Panels | Hanwha Q Cells | Q.PEAK DUO BLK ML-G10+ 410 DCA |  | 0.41 | 12 | 348 | 24 |  | Fixed | Roof
NJADRE1559794073 | Administratively Determined Incentive Program | Paramus | 7652 | 11.48 | Residential | Behind the Meter | Yes | Sunrun Installation Services, Inc. | PSE&G |  | Accepted | 2025-05-22 | 2025-06-18 | 2026-06-18 | Solar Panels | Hanwha Q Cells | Q.PEAK DUO BLK ML-G10+ 410 DCA |  | 0.41 | 10 | 168 | 24 |  | Fixed | Roof
NJADRE1559794079 | Administratively Determined Incentive Program | Penns Grove | 8069 | 9.03 | Residential | Behind the Meter | Yes | Pro Custom Solar dba Momentum Solar | AC Electric |  | Accepted | 2025-05-22 | 2025-06-18 | 2026-06-18 | Solar Panels | HANWHA | Q.TRON BLK M-G2+430 |  | 0.43 | 21 | 306 | 4 |  | Fixed | Roof
NJADRE1559794079 | Administratively Determined Incentive Program | Penns Grove | 8069 | 9.03 | Residential | Behind the Meter | Yes | Pro Custom Solar dba Momentum Solar | AC Electric |  | Accepted | 2025-05-22 | 2025-06-18 | 2026-06-18 | Inverters | ENPHASE | IQ8HC-72-M-DOM-US | 380 |  | 21 |  |  | 0.97 |  | Outdoor
NJADRE1559794098 | Administratively Determined Incentive Program | FREEHOLD | 7728 | 17.22 | Residential | Behind the Meter | Yes | Pro Custom Solar dba Momentum Solar | JCP&L |  | Accepted | 2025-05-22 | 2025-06-17 | 2026-06-17 | Inverters | ENPHASE | IQ8HC-72-M-DOM-US | 380 |  | 42 |  |  | 0.97 |  | Outdoor
NJADRE1559794098 | Administratively Determined Incentive Program | FREEHOLD | 7728 | 17.22 | Residential | Behind the Meter | Yes | Pro Custom Solar dba Momentum Solar | JCP&L |  | Accepted | 2025-05-22 | 2025-06-17 | 2026-06-17 | Solar Panels | HANWHA | Q.PEAK DUO BLK ML-G10+410 |  | 0.41 | 42 | 180 | 20 |  | Fixed | Roof
NJADRE1559794708 | Administratively Determined Incentive Program | Monroe Township | 8831 | 11.62 | Residential | Behind the Meter | Yes | Venture Home Solar, LLC | JCP&L |  | Accepted | 2025-05-22 | 2025-06-20 | 2026-06-20 | Inverters | Enphase Energy Inc. | IQ8HC-72-M-DOM-US (240V) | 366 |  | 28 |  |  | 0.98361 |  | Outside
NJADRE1559794708 | Administratively Determined Incentive Program | Monroe Township | 8831 | 11.62 | Residential | Behind the Meter | Yes | Venture Home Solar, LLC | JCP&L |  | Accepted | 2025-05-22 | 2025-06-20 | 2026-06-20 | Solar Panels | Hanwha | Q.PEAK DUO BLK ML-G10+ 415W |  | 0.415 | 8 | 171 | 52 |  | Fixed | Roof
NJADRE1559794708 | Administratively Determined Incentive Program | Monroe Township | 8831 | 11.62 | Residential | Behind the Meter | Yes | Venture Home Solar, LLC | JCP&L |  | Accepted | 2025-05-22 | 2025-06-20 | 2026-06-20 | Solar Panels | Hanwha | Q.PEAK DUO BLK ML-G10+ 415W |  | 0.415 | 2 | 171 | 53 |  | Fixed | Roof
NJADRE1559794708 | Administratively Determined Incentive Program | Monroe Township | 8831 | 11.62 | Residential | Behind the Meter | Yes | Venture Home Solar, LLC | JCP&L |  | Accepted | 2025-05-22 | 2025-06-20 | 2026-06-20 | Solar Panels | Hanwha | Q.PEAK DUO BLK ML-G10+ 415W |  | 0.415 | 2 | 171 | 52 |  | Fixed | Roof
NJADRE1559794708 | Administratively Determined Incentive Program | Monroe Township | 8831 | 11.62 | Residential | Behind the Meter | Yes | Venture Home Solar, LLC | JCP&L |  | Accepted | 2025-05-22 | 2025-06-20 | 2026-06-20 | Solar Panels | Hanwha | Q.PEAK DUO BLK ML-G10+ 415W |  | 0.415 | 6 | 261 | 52 |  | Fixed | Roof
NJADRE1559794708 | Administratively Determined Incentive Program | Monroe Township | 8831 | 11.62 | Residential | Behind the Meter | Yes | Venture Home Solar, LLC | JCP&L |  | Accepted | 2025-05-22 | 2025-06-20 | 2026-06-20 | Solar Panels | Hanwha | Q.PEAK DUO BLK ML-G10+ 415W |  | 0.415 | 10 | 171 | 52 |  | Fixed | Roof
NJADRE1559794714 | Administratively Determined Incentive Program | Ridgefield Park | 7660 | 11.89 | Residential | Behind the Meter | Yes | Trinity Solar, LLC | PSE&G |  | Accepted | 2025-05-22 | 2025-06-18 | 2026-06-18 | Solar Panels | HANWHA | (Q.PEAK DUO BLK ML-G10+ 410) |  | 0.41 | 10 | 21 | 27 |  | Fixed | Roof
NJADRE1559794714 | Administratively Determined Incentive Program | Ridgefield Park | 7660 | 11.89 | Residential | Behind the Meter | Yes | Trinity Solar, LLC | PSE&G |  | Accepted | 2025-05-22 | 2025-06-18 | 2026-06-18 | Solar Panels | HANWHA | (Q.PEAK DUO BLK ML-G10+ 410) |  | 0.41 | 19 | 201 | 27 |  | Fixed | Roof
NJADRE1559794714 | Administratively Determined Incentive Program | Ridgefield Park | 7660 | 11.89 | Residential | Behind the Meter | Yes | Trinity Solar, LLC | PSE&G |  | Accepted | 2025-05-22 | 2025-06-18 | 2026-06-18 | Inverters | Solar Edge | USE10000H-USMNBL75 | 10000 |  | 1 |  |  | 0.97 |  | Outdoor
NJADRE1559794724 | Administratively Determined Incentive Program | LODI | 7644 | 4.51 | Residential | Behind the Meter | Yes | Trinity Solar, LLC | PSE&G |  | Accepted | 2025-05-22 | 2025-06-17 | 2026-06-17 | Inverters | Solar Edge | USE3800H-USMNBL75 | 3800 |  | 1 |  |  | 0.97 |  | Outdoor
NJADRE1559794724 | Administratively Determined Incentive Program | LODI | 7644 | 4.51 | Residential | Behind the Meter | Yes | Trinity Solar, LLC | PSE&G |  | Accepted | 2025-05-22 | 2025-06-17 | 2026-06-17 | Solar Panels | HANWHA | (Q.PEAK DUO BLK ML-G10+ 410) |  | 0.41 | 11 | 129 | 36 |  | Fixed | Roof
NJADRE1559795466 | Administratively Determined Incentive Program | Union | 7083 | 5.74 | Residential | Behind the Meter | Yes | Sunrun Installation Services, Inc. | PSE&G |  | Accepted | 2025-05-23 | 2025-06-18 | 2026-06-18 | Electric Storage Battery | TESLA | Powerwall 3 1707000-xx-y |  |  | 1 |  |  |  | Lithium Ion |  | OUTSIDE
NJADRE1559795466 | Administratively Determined Incentive Program | Union | 7083 | 5.74 | Residential | Behind the Meter | Yes | Sunrun Installation Services, Inc. | PSE&G |  | Accepted | 2025-05-23 | 2025-06-18 | 2026-06-18 | Solar Panels | Hanwha Q-Cells | Q.PEAK DUO BLK ML-G10+ 410 DCA (MD06G100A-017) |  | 0.41 | 7 | 220 | 33 |  | Fixed | Roof
NJADRE1559795466 | Administratively Determined Incentive Program | Union | 7083 | 5.74 | Residential | Behind the Meter | Yes | Sunrun Installation Services, Inc. | PSE&G |  | Accepted | 2025-05-23 | 2025-06-18 | 2026-06-18 | Inverters | TESLA | Powerwall 3 1707000-xx-y | 11500 |  | 1 |  |  | 0.97 |  | Outdoor | Next to meter
NJADRE1559795466 | Administratively Determined Incentive Program | Union | 7083 | 5.74 | Residential | Behind the Meter | Yes | Sunrun Installation Services, Inc. | PSE&G |  | Accepted | 2025-05-23 | 2025-06-18 | 2026-06-18 | Solar Panels | Hanwha Q-Cells | Q.PEAK DUO BLK ML-G10+ 410 DCA (MD06G100A-017) |  | 0.41 | 7 | 41 | 30 |  | Fixed | Roof
NJADRE1559795473 | Administratively Determined Incentive Program | Barnegat | 8005 | 6.08 | Residential | Behind the Meter | Yes | Sunrun Installation Services, Inc. | JCP&L |  | Accepted | 2025-05-23 | 2025-06-18 | 2026-06-18 | Inverters | SolarEdge Technologies | SE5700H-USMN | 5760 |  | 1 |  |  | 0.99 |  | Outdoor | Next to meter
NJADRE1559795473 | Administratively Determined Incentive Program | Barnegat | 8005 | 6.08 | Residential | Behind the Meter | Yes | Sunrun Installation Services, Inc. | JCP&L |  | Accepted | 2025-05-23 | 2025-06-18 | 2026-06-18 | Solar Panels | JA Solar | JAM54S31-405/MR |  | 0.405 | 10 | 128 | 18 |  | Fixed | Roof
NJADRE1559795473 | Administratively Determined Incentive Program | Barnegat | 8005 | 6.08 | Residential | Behind the Meter | Yes | Sunrun Installation Services, Inc. | JCP&L |  | Accepted | 2025-05-23 | 2025-06-18 | 2026-06-18 | Solar Panels | JA Solar | JAM54S31-405/MR |  | 0.405 | 5 | 308 | 18 |  | Fixed | Roof
NJADRE1559795480 | Administratively Determined Incentive Program | SOMERDALE BORO | 8083 | 3.24 | Residential | Behind the Meter | Yes | Sunrun Installation Services, Inc. | PSE&G |  | Accepted | 2025-05-23 | 2025-06-18 | 2026-06-18 | Inverters | SOLAREDGE TECHNOLOGIES | SE3800H-USMN | 3800 |  | 1 |  |  | 0.99 |  | Outdoor
NJADRE1559795480 | Administratively Determined Incentive Program | SOMERDALE BORO | 8083 | 3.24 | Residential | Behind the Meter | Yes | Sunrun Installation Services, Inc. | PSE&G |  | Accepted | 2025-05-23 | 2025-06-18 | 2026-06-18 | Solar Panels | JA SOLAR | JAM54S31-405/MR |  | 0.405 | 8 | 1 | 19 |  | Fixed | Roof
NJADRE1559795496 | Administratively Determined Incentive Program | PLAINFIELD | 7063 | 6.8 | Residential | Behind the Meter | Yes | Big Wave Roofing and Solar, LLC | PSE&G |  | Accepted | 2025-05-23 | 2025-06-18 | 2026-06-18 | Inverters | Enphase | IQ8HC-72-M-DOM-US | 380 |  | 16 |  |  | 0.97 |  | Outdoor
NJADRE1559795496 | Administratively Determined Incentive Program | PLAINFIELD | 7063 | 6.8 | Residential | Behind the Meter | Yes | Big Wave Roofing and Solar, LLC | PSE&G |  | Accepted | 2025-05-23 | 2025-06-18 | 2026-06-18 | Solar Panels | JINKO | JKM425N-54HL4-B (425W) |  | 0.425 | 5 | 320 | 41 |  | Fixed | Roof
NJADRE1559795496 | Administratively Determined Incentive Program | PLAINFIELD | 7063 | 6.8 | Residential | Behind the Meter | Yes | Big Wave Roofing and Solar, LLC | PSE&G |  | Accepted | 2025-05-23 | 2025-06-18 | 2026-06-18 | Solar Panels | JINKO | JKM425N-54HL4-B (425W) |  | 0.425 | 11 | 140 | 41 |  | Fixed | Roof
NJADRE1559795499 | Administratively Determined Incentive Program | FRANKLIN TWP SOM | 8540 | 11.7 | Residential | Behind the Meter | Yes | All Phase Installations and Electrical Services | PSE&G |  | Accepted | 2025-05-23 | 2025-06-30 | 2026-06-30 | Solar Panels | CANADIAN SOLAR | CS6.1-54TM-450H |  | 0.45 | 8 | 138 | 36 |  | Fixed | Roof
NJADRE1559795499 | Administratively Determined Incentive Program | FRANKLIN TWP SOM | 8540 | 11.7 | Residential | Behind the Meter | Yes | All Phase Installations and Electrical Services | PSE&G |  | Accepted | 2025-05-23 | 2025-06-30 | 2026-06-30 | Solar Panels | CANADIAN SOLAR | CS6.1-54TM-450H |  | 0.45 | 5 | 138 | 36 |  | Fixed | Roof
NJADRE1559795499 | Administratively Determined Incentive Program | FRANKLIN TWP SOM | 8540 | 11.7 | Residential | Behind the Meter | Yes | All Phase Installations and Electrical Services | PSE&G |  | Accepted | 2025-05-23 | 2025-06-30 | 2026-06-30 | Inverters | ENPHASE | IQ8A-72-2-US | 349 |  | 26 |  |  | 0.977 |  | Outside
NJADRE1559795499 | Administratively Determined Incentive Program | FRANKLIN TWP SOM | 8540 | 11.7 | Residential | Behind the Meter | Yes | All Phase Installations and Electrical Services | PSE&G |  | Accepted | 2025-05-23 | 2025-06-30 | 2026-06-30 | Solar Panels | CANADIAN SOLAR | CS6.1-54TM-450H |  | 0.45 | 9 | 138 | 36 |  | Fixed | Roof
NJADRE1559795499 | Administratively Determined Incentive Program | FRANKLIN TWP SOM | 8540 | 11.7 | Residential | Behind the Meter | Yes | All Phase Installations and Electrical Services | PSE&G |  | Accepted | 2025-05-23 | 2025-06-30 | 2026-06-30 | Solar Panels | CANADIAN SOLAR | CS6.1-54TM-450H |  | 0.45 | 2 | 138 | 42 |  | Fixed | Roof
NJADRE1559795499 | Administratively Determined Incentive Program | FRANKLIN TWP SOM | 8540 | 11.7 | Residential | Behind the Meter | Yes | All Phase Installations and Electrical Services | PSE&G |  | Accepted | 2025-05-23 | 2025-06-30 | 2026-06-30 | Solar Panels | CANADIAN SOLAR | CS6.1-54TM-450H |  | 0.45 | 2 | 228 | 45 |  | Fixed | Roof
NJADRE1559795507 | Administratively Determined Incentive Program | EAST BRUNSWICK TWP | 8816 | 4.46 | Residential | Behind the Meter | Yes | Sunrun Installation Services, Inc. | PSE&G |  | Accepted | 2025-05-23 | 2025-06-18 | 2026-06-18 | Solar Panels | JA SOLAR | JAM54S31-405/MR |  | 0.405 | 3 | 317 | 24 |  | Fixed | Roof
NJADRE1559795507 | Administratively Determined Incentive Program | EAST BRUNSWICK TWP | 8816 | 4.46 | Residential | Behind the Meter | Yes | Sunrun Installation Services, Inc. | PSE&G |  | Accepted | 2025-05-23 | 2025-06-18 | 2026-06-18 | Solar Panels | JA SOLAR | JAM54S31-405/MR |  | 0.405 | 3 | 46 | 37 |  | Fixed | Roof
NJADRE1559795507 | Administratively Determined Incentive Program | EAST BRUNSWICK TWP | 8816 | 4.46 | Residential | Behind the Meter | Yes | Sunrun Installation Services, Inc. | PSE&G |  | Accepted | 2025-05-23 | 2025-06-18 | 2026-06-18 | Solar Panels | JA SOLAR | JAM54S31-405/MR |  | 0.405 | 3 | 135 | 24 |  | Fixed | Roof
NJADRE1559795507 | Administratively Determined Incentive Program | EAST BRUNSWICK TWP | 8816 | 4.46 | Residential | Behind the Meter | Yes | Sunrun Installation Services, Inc. | PSE&G |  | Accepted | 2025-05-23 | 2025-06-18 | 2026-06-18 | Solar Panels | JA SOLAR | JAM54S31-405/MR |  | 0.405 | 2 | 316 | 37 |  | Fixed | Roof
NJADRE1559795507 | Administratively Determined Incentive Program | EAST BRUNSWICK TWP | 8816 | 4.46 | Residential | Behind the Meter | Yes | Sunrun Installation Services, Inc. | PSE&G |  | Accepted | 2025-05-23 | 2025-06-18 | 2026-06-18 | Inverters | SOLAREDGE TECHNOLOGIES | SE3800H-USMN | 3800 |  | 1 |  |  | 0.99 |  | Outdoor
NJADRE1559795524 | Administratively Determined Incentive Program | HAINESPORT | 8036 | 7.38 | Residential | Behind the Meter | Yes | Trinity Solar, LLC | PSE&G |  | Accepted | 2025-05-23 | 2025-06-18 | 2026-06-18 | Solar Panels | Hanwha | Q.PEAK DUO BLK ML-G10+ 410 |  | 0.41 | 11 | 62 | 35 |  | Fixed | Roof
NJADRE1559795524 | Administratively Determined Incentive Program | HAINESPORT | 8036 | 7.38 | Residential | Behind the Meter | Yes | Trinity Solar, LLC | PSE&G |  | Accepted | 2025-05-23 | 2025-06-18 | 2026-06-18 | Inverters | Solar Edge | USE5700H-US | 5760 |  | 1 |  |  | 0.97 |  | Outside
NJADRE1559795524 | Administratively Determined Incentive Program | HAINESPORT | 8036 | 7.38 | Residential | Behind the Meter | Yes | Trinity Solar, LLC | PSE&G |  | Accepted | 2025-05-23 | 2025-06-18 | 2026-06-18 | Solar Panels | Hanwha | Q.PEAK DUO BLK ML-G10+ 410 |  | 0.41 | 7 | 62 | 33 |  | Fixed | Roof
NJADRE1559795529 | Administratively Determined Incentive Program | CAPE MAY COURT HOUSE | 8210 | 10.75 | Residential | Behind the Meter | Yes | EMT Renewables, LLC | AC Electric |  | Accepted | 2025-05-23 | 2025-06-18 | 2026-06-18 | Solar Panels | SEG SOLAR | SEG 430 |  | 0.43 | 8 | 206 | 18 |  | Fixed | Roof
NJADRE1559795529 | Administratively Determined Incentive Program | CAPE MAY COURT HOUSE | 8210 | 10.75 | Residential | Behind the Meter | Yes | EMT Renewables, LLC | AC Electric |  | Accepted | 2025-05-23 | 2025-06-18 | 2026-06-18 | Solar Panels | SEG SOLAR | SEG 430 |  | 0.43 | 5 | 116 | 18 |  | Fixed | Roof
NJADRE1559795529 | Administratively Determined Incentive Program | CAPE MAY COURT HOUSE | 8210 | 10.75 | Residential | Behind the Meter | Yes | EMT Renewables, LLC | AC Electric |  | Accepted | 2025-05-23 | 2025-06-18 | 2026-06-18 | Solar Panels | SEG SOLAR | SEG 430 |  | 0.43 | 7 | 26 | 18 |  | Fixed | Roof
NJADRE1559795529 | Administratively Determined Incentive Program | CAPE MAY COURT HOUSE | 8210 | 10.75 | Residential | Behind the Meter | Yes | EMT Renewables, LLC | AC Electric |  | Accepted | 2025-05-23 | 2025-06-18 | 2026-06-18 | Inverters | ENPHASE | IQ8+ | 290 |  | 25 |  |  | 0.98 |  | Other | UNDER EACH PANEL
NJADRE1559795529 | Administratively Determined Incentive Program | CAPE MAY COURT HOUSE | 8210 | 10.75 | Residential | Behind the Meter | Yes | EMT Renewables, LLC | AC Electric |  | Accepted | 2025-05-23 | 2025-06-18 | 2026-06-18 | Solar Panels | SEG SOLAR | SEG 430 |  | 0.43 | 5 | 296 | 19 |  | Fixed | Roof
NJADRE1559795530 | Administratively Determined Incentive Program | PLEASANTVILLE | 8232 | 4.05 | Residential | Behind the Meter | Yes | Sunrun Installation Services, Inc. | AC Electric |  | Accepted | 2025-05-23 | 2025-06-18 | 2026-06-18 | Solar Panels | JA Solar | JAM54S31-405/MR |  | 0.405 | 6 | 208 | 24 |  | Fixed | Roof
NJADRE1559795530 | Administratively Determined Incentive Program | PLEASANTVILLE | 8232 | 4.05 | Residential | Behind the Meter | Yes | Sunrun Installation Services, Inc. | AC Electric |  | Accepted | 2025-05-23 | 2025-06-18 | 2026-06-18 | Inverters | SolarEdge Technologies | SE3800H-USMN | 3800 |  | 1 |  |  | 0.99 |  | Outdoor | Next to meter
NJADRE1559795530 | Administratively Determined Incentive Program | PLEASANTVILLE | 8232 | 4.05 | Residential | Behind the Meter | Yes | Sunrun Installation Services, Inc. | AC Electric |  | Accepted | 2025-05-23 | 2025-06-18 | 2026-06-18 | Solar Panels | JA Solar | JAM54S31-405/MR |  | 0.405 | 4 | 29 | 25 |  | Fixed | Roof
NJADRE1559795545 | Administratively Determined Incentive Program | HAMBURG | 7419 | 6.97 | Residential | Behind the Meter | Yes | Trinity Solar, LLC | JCP&L |  | Accepted | 2025-05-23 | 2025-06-18 | 2026-06-18 | Solar Panels | HANWHA 410 (Q.PEAK DUO BLK ML-G10+410) | HANWHA 410 (Q.PEAK DUO BLK ML-G10+410) |  | 0.41 | 11 | 128 | 40 |  | Fixed | Roof
NJADRE1559795545 | Administratively Determined Incentive Program | HAMBURG | 7419 | 6.97 | Residential | Behind the Meter | Yes | Trinity Solar, LLC | JCP&L |  | Accepted | 2025-05-23 | 2025-06-18 | 2026-06-18 | Inverters | SOLAREDGE | SE5700H-USMNBL75 | 5700 |  | 1 |  |  | 0.97 |  | Outside
NJADRE1559795545 | Administratively Determined Incentive Program | HAMBURG | 7419 | 6.97 | Residential | Behind the Meter | Yes | Trinity Solar, LLC | JCP&L |  | Accepted | 2025-05-23 | 2025-06-18 | 2026-06-18 | Solar Panels | HANWHA 410 (Q.PEAK DUO BLK ML-G10+410) | HANWHA 410 (Q.PEAK DUO BLK ML-G10+410) |  | 0.41 | 4 | 128 | 33 |  | Fixed | Roof
NJADRE1559795545 | Administratively Determined Incentive Program | HAMBURG | 7419 | 6.97 | Residential | Behind the Meter | Yes | Trinity Solar, LLC | JCP&L |  | Accepted | 2025-05-23 | 2025-06-18 | 2026-06-18 | Solar Panels | HANWHA 410 (Q.PEAK DUO BLK ML-G10+410) | HANWHA 410 (Q.PEAK DUO BLK ML-G10+410) |  | 0.41 | 2 | 308 | 33 |  | Fixed | Roof
NJADRE1559795546 | Administratively Determined Incentive Program | KEARNY | 7032 | 8.6 | Residential | Behind the Meter | Yes | EMT Renewables, LLC | PSE&G |  | Accepted | 2025-05-23 | 2025-06-18 | 2026-06-18 | Inverters | ENPHASE | IQ8+ | 290 |  | 20 |  |  | 0.98 |  | Other | UNDER EACH PANEL
NJADRE1559795546 | Administratively Determined Incentive Program | KEARNY | 7032 | 8.6 | Residential | Behind the Meter | Yes | EMT Renewables, LLC | PSE&G |  | Accepted | 2025-05-23 | 2025-06-18 | 2026-06-18 | Solar Panels | SEG SOLAR | SEG 430 |  | 0.43 | 20 | 216 | 3 |  | Fixed | Roof
NJADRE1559795549 | Administratively Determined Incentive Program | EDISON | 8837 | 5.27 | Residential | Behind the Meter | Yes | Sunrun Installation Services, Inc. | PSE&G |  | Accepted | 2025-05-23 | 2025-06-18 | 2026-06-18 | Solar Panels | JA Solar | JAM54S31-405/MR |  | 0.405 | 13 | 287 | 19 |  | Fixed | Roof
NJADRE1559795549 | Administratively Determined Incentive Program | EDISON | 8837 | 5.27 | Residential | Behind the Meter | Yes | Sunrun Installation Services, Inc. | PSE&G |  | Accepted | 2025-05-23 | 2025-06-18 | 2026-06-18 | Inverters | SolarEdge Technologies | SE3800H-USMN | 3800 |  | 1 |  |  | 0.99 |  | Outdoor | Next to meter
NJADRE1559795555 | Administratively Determined Incentive Program | NEWFIELD | 8344 | 10.88 | Residential | Behind the Meter | Yes | SunnyMac, LLC | AC Electric |  | Accepted | 2025-05-23 | 2025-06-18 | 2026-06-18 | Solar Panels | HANWHA | Q.TRON BLK M-G2+ |  | 0.435 | 8 | 181 | 23 |  | Fixed | Roof
NJADRE1559795555 | Administratively Determined Incentive Program | NEWFIELD | 8344 | 10.88 | Residential | Behind the Meter | Yes | SunnyMac, LLC | AC Electric |  | Accepted | 2025-05-23 | 2025-06-18 | 2026-06-18 | Inverters | SOLAREDGE HOME HUB | SE7600H-US | 7600 |  | 1 |  |  | 0.99 |  | Outdoor | next to meter
NJADRE1559795555 | Administratively Determined Incentive Program | NEWFIELD | 8344 | 10.88 | Residential | Behind the Meter | Yes | SunnyMac, LLC | AC Electric |  | Accepted | 2025-05-23 | 2025-06-18 | 2026-06-18 | Solar Panels | HANWHA | Q.TRON BLK M-G2+ |  | 0.435 | 17 | 181 | 23 |  | Fixed | Roof
NJADRE1559795563 | Administratively Determined Incentive Program | GLASSBORO | 8028 | 5.59 | Residential | Behind the Meter | Yes | EMT Renewables, LLC | AC Electric |  | Accepted | 2025-05-23 | 2025-06-18 | 2026-06-18 | Solar Panels | SEG SOLAR | SEG 430 |  | 0.43 | 4 | 296 | 29 |  | Fixed | Roof
NJADRE1559795563 | Administratively Determined Incentive Program | GLASSBORO | 8028 | 5.59 | Residential | Behind the Meter | Yes | EMT Renewables, LLC | AC Electric |  | Accepted | 2025-05-23 | 2025-06-18 | 2026-06-18 | Inverters | IQ8HC | IQ8+ | 290 |  | 13 |  |  | 0.98 |  | Other | UNDER EACH PANEL
NJADRE1559795563 | Administratively Determined Incentive Program | GLASSBORO | 8028 | 5.59 | Residential | Behind the Meter | Yes | EMT Renewables, LLC | AC Electric |  | Accepted | 2025-05-23 | 2025-06-18 | 2026-06-18 | Solar Panels | SEG SOLAR | SEG 430 |  | 0.43 | 9 | 116 | 32 |  | Fixed | Roof
NJADRE1559795567 | Administratively Determined Incentive Program | MOUNT HOLLY | 8060 | 14.76 | Residential | Behind the Meter | Yes | Big Wave Roofing and Solar, LLC | PSE&G |  | Accepted | 2025-05-23 | 2025-06-18 | 2026-06-18 | Inverters | Enphase | ENPHASE IQ8HC-72-M-DOM-US | 380 |  | 36 |  |  | 0.97 |  | Outdoor
NJADRE1559795567 | Administratively Determined Incentive Program | MOUNT HOLLY | 8060 | 14.76 | Residential | Behind the Meter | Yes | Big Wave Roofing and Solar, LLC | PSE&G |  | Accepted | 2025-05-23 | 2025-06-18 | 2026-06-18 | Solar Panels | MISSION SOLAR | MSE410HT0B |  | 0.41 | 30 | 107 | 18 |  | Fixed | Roof
NJADRE1559795567 | Administratively Determined Incentive Program | MOUNT HOLLY | 8060 | 14.76 | Residential | Behind the Meter | Yes | Big Wave Roofing and Solar, LLC | PSE&G |  | Accepted | 2025-05-23 | 2025-06-18 | 2026-06-18 | Solar Panels | MISSION SOLAR | MSE410HT0B |  | 0.41 | 6 | 287 | 18 |  | Fixed | Roof
NJADRE1559795568 | Administratively Determined Incentive Program | CLAYTON | 8312 | 7.38 | Residential | Behind the Meter | Yes | Sunrun Installation Services, Inc. | AC Electric |  | Accepted | 2025-05-23 | 2025-06-18 | 2026-06-18 | Electric Storage Battery | TESLA | POWERWALL 3 1707000-XX-Y |  |  | 1 |  |  |  | Lithium Ion |  | Outside
NJADRE1559795568 | Administratively Determined Incentive Program | CLAYTON | 8312 | 7.38 | Residential | Behind the Meter | Yes | Sunrun Installation Services, Inc. | AC Electric |  | Accepted | 2025-05-23 | 2025-06-18 | 2026-06-18 | Inverters | SOLAREDGE TECHNOLOGIES | SE5700H-USMN | 5760 |  | 1 |  |  | 0.99 |  | Outside
NJADRE1559795568 | Administratively Determined Incentive Program | CLAYTON | 8312 | 7.38 | Residential | Behind the Meter | Yes | Sunrun Installation Services, Inc. | AC Electric |  | Accepted | 2025-05-23 | 2025-06-18 | 2026-06-18 | Solar Panels | Hanwha Q-Cells | Q.PEAK DUO BLK ML-G10+ 410 |  | 0.41 | 14 | 80 | 26 |  | Fixed | Roof
NJADRE1559795568 | Administratively Determined Incentive Program | CLAYTON | 8312 | 7.38 | Residential | Behind the Meter | Yes | Sunrun Installation Services, Inc. | AC Electric |  | Accepted | 2025-05-23 | 2025-06-18 | 2026-06-18 | Solar Panels | Hanwha Q-Cells | Q.PEAK DUO BLK ML-G10+ 410 |  | 0.41 | 4 | 260 | 25 |  | Fixed | Roof
NJADRE1559795575 | Administratively Determined Incentive Program | MILLVILLE | 8332 | 9.03 | Residential | Behind the Meter | Yes | EMT Renewables, LLC | AC Electric |  | Accepted | 2025-05-23 | 2025-06-18 | 2026-06-18 | Inverters | IQ8HC | IQ8+ | 290 |  | 21 |  |  | 0.98 |  | Other | UNDER EACH PANEL
NJADRE1559795575 | Administratively Determined Incentive Program | MILLVILLE | 8332 | 9.03 | Residential | Behind the Meter | Yes | EMT Renewables, LLC | AC Electric |  | Accepted | 2025-05-23 | 2025-06-18 | 2026-06-18 | Solar Panels | SEG SOLAR | SEG 430 |  | 0.43 | 8 | 30 | 33 |  | Fixed | Roof
NJADRE1559795575 | Administratively Determined Incentive Program | MILLVILLE | 8332 | 9.03 | Residential | Behind the Meter | Yes | EMT Renewables, LLC | AC Electric |  | Accepted | 2025-05-23 | 2025-06-18 | 2026-06-18 | Solar Panels | SEG SOLAR | SEG 430 |  | 0.43 | 9 | 210 | 32 |  | Fixed | Roof
NJADRE1559795575 | Administratively Determined Incentive Program | MILLVILLE | 8332 | 9.03 | Residential | Behind the Meter | Yes | EMT Renewables, LLC | AC Electric |  | Accepted | 2025-05-23 | 2025-06-18 | 2026-06-18 | Solar Panels | SEG SOLAR | SEG 430 |  | 0.43 | 4 | 210 | 33 |  | Fixed | Roof
NJADRE1559795585 | Administratively Determined Incentive Program | CAPE MAY COURT HOUSE | 8210 | 10.32 | Residential | Behind the Meter | Yes | EMT Renewables, LLC | AC Electric |  | Accepted | 2025-05-23 | 2025-06-18 | 2026-06-18 | Solar Panels | SEG SOLAR | SEG 430 |  | 0.43 | 11 | 209 | 16 |  | Fixed | Roof
NJADRE1559795585 | Administratively Determined Incentive Program | CAPE MAY COURT HOUSE | 8210 | 10.32 | Residential | Behind the Meter | Yes | EMT Renewables, LLC | AC Electric |  | Accepted | 2025-05-23 | 2025-06-18 | 2026-06-18 | Solar Panels | SEG SOLAR | SEG 430 |  | 0.43 | 4 | 29 | 8 |  | Fixed | Roof
NJADRE1559795585 | Administratively Determined Incentive Program | CAPE MAY COURT HOUSE | 8210 | 10.32 | Residential | Behind the Meter | Yes | EMT Renewables, LLC | AC Electric |  | Accepted | 2025-05-23 | 2025-06-18 | 2026-06-18 | Solar Panels | SEG SOLAR | SEG 430 |  | 0.43 | 3 | 29 | 16 |  | Fixed | Roof
NJADRE1559795585 | Administratively Determined Incentive Program | CAPE MAY COURT HOUSE | 8210 | 10.32 | Residential | Behind the Meter | Yes | EMT Renewables, LLC | AC Electric |  | Accepted | 2025-05-23 | 2025-06-18 | 2026-06-18 | Inverters | IQ8HC | IQ8+ | 290 |  | 24 |  |  | 0.98 |  | Other | UNDER EACH PANEL
NJADRE1559795585 | Administratively Determined Incentive Program | CAPE MAY COURT HOUSE | 8210 | 10.32 | Residential | Behind the Meter | Yes | EMT Renewables, LLC | AC Electric |  | Accepted | 2025-05-23 | 2025-06-18 | 2026-06-18 | Solar Panels | SEG SOLAR | SEG 430 |  | 0.43 | 6 | 29 | 16 |  | Fixed | Roof
NJADRE1559795592 | Administratively Determined Incentive Program | SICKLERVILLE | 8081 | 10.32 | Residential | Behind the Meter | Yes | EMT Renewables, LLC | AC Electric |  | Accepted | 2025-05-23 | 2025-06-18 | 2026-06-18 | Inverters | IQ8HC | IQ8+ | 290 |  | 24 |  |  | 0.98 |  | Other | UNDER EACH PANEL
NJADRE1559795592 | Administratively Determined Incentive Program | SICKLERVILLE | 8081 | 10.32 | Residential | Behind the Meter | Yes | EMT Renewables, LLC | AC Electric |  | Accepted | 2025-05-23 | 2025-06-18 | 2026-06-18 | Solar Panels | SEG SOLAR | SEG 430 |  | 0.43 | 24 | 160 | 30 |  | Fixed | Roof
NJADRE1559795596 | Administratively Determined Incentive Program | CALIFON | 7830 | 10.66 | Residential | Behind the Meter | Yes | Trinity Solar, LLC | JCP&L |  | Accepted | 2025-05-23 | 2025-06-18 | 2026-06-18 | Solar Panels | HANWHA 410 (Q.PEAK DUO BLK ML-G10+410) | HANWHA 410 (Q.PEAK DUO BLK ML-G10+410) |  | 0.41 | 14 | 159 | 26 |  | Fixed | Roof
NJADRE1559795596 | Administratively Determined Incentive Program | CALIFON | 7830 | 10.66 | Residential | Behind the Meter | Yes | Trinity Solar, LLC | JCP&L |  | Accepted | 2025-05-23 | 2025-06-18 | 2026-06-18 | Solar Panels | HANWHA 410 (Q.PEAK DUO BLK ML-G10+410) | HANWHA 410 (Q.PEAK DUO BLK ML-G10+410) |  | 0.41 | 12 | 207 | 27 |  | Fixed | Roof
NJADRE1559795596 | Administratively Determined Incentive Program | CALIFON | 7830 | 10.66 | Residential | Behind the Meter | Yes | Trinity Solar, LLC | JCP&L |  | Accepted | 2025-05-23 | 2025-06-18 | 2026-06-18 | Inverters | SOLAREDGE | SE10000H-US | 10000 |  | 1 |  |  | 0.97 |  | Outside
NJADRE1559795599 | Administratively Determined Incentive Program | PEMBERTON | 8068 | 6.8 | Residential | Behind the Meter | Yes | Power Energy Solutions, LLC | JCP&L |  | Accepted | 2025-05-23 | 2025-06-18 | 2026-06-18 | Solar Panels | Trina Solar | TSM-425NE09RC.05 |  | 0.425 | 8 | 237 | 20 |  | Fixed | Roof
NJADRE1559795599 | Administratively Determined Incentive Program | PEMBERTON | 8068 | 6.8 | Residential | Behind the Meter | Yes | Power Energy Solutions, LLC | JCP&L |  | Accepted | 2025-05-23 | 2025-06-18 | 2026-06-18 | Inverters | SolarEdge | SE3800H-US | 4 |  | 1 |  |  | 0.97 |  | Outdoor
NJADRE1559795599 | Administratively Determined Incentive Program | PEMBERTON | 8068 | 6.8 | Residential | Behind the Meter | Yes | Power Energy Solutions, LLC | JCP&L |  | Accepted | 2025-05-23 | 2025-06-18 | 2026-06-18 | Solar Panels | Trina Solar | TSM-425NE09RC.05 |  | 0.425 | 8 | 237 | 19 |  | Fixed | Roof
NJADRE1559795601 | Administratively Determined Incentive Program | Cape May | 8204 | 12.04 | Residential | Behind the Meter | Yes | EMT Renewables, LLC | AC Electric |  | Accepted | 2025-05-23 | 2025-06-18 | 2026-06-18 | Inverters | IQ8HC | IQ8+ | 290 |  | 28 |  |  | 0.98 |  | Other | UNDER EACH PANEL
NJADRE1559795601 | Administratively Determined Incentive Program | Cape May | 8204 | 12.04 | Residential | Behind the Meter | Yes | EMT Renewables, LLC | AC Electric |  | Accepted | 2025-05-23 | 2025-06-18 | 2026-06-18 | Solar Panels | SEG SOLAR | SEG 430 |  | 0.43 | 6 | 49 | 20 |  | Fixed | Roof
NJADRE1559795601 | Administratively Determined Incentive Program | Cape May | 8204 | 12.04 | Residential | Behind the Meter | Yes | EMT Renewables, LLC | AC Electric |  | Accepted | 2025-05-23 | 2025-06-18 | 2026-06-18 | Solar Panels | SEG SOLAR | SEG 430 |  | 0.43 | 9 | 229 | 20 |  | Fixed | Roof
NJADRE1559795601 | Administratively Determined Incentive Program | Cape May | 8204 | 12.04 | Residential | Behind the Meter | Yes | EMT Renewables, LLC | AC Electric |  | Accepted | 2025-05-23 | 2025-06-18 | 2026-06-18 | Solar Panels | SEG SOLAR | SEG 430 |  | 0.43 | 8 | 229 | 20 |  | Fixed | Roof
NJADRE1559795601 | Administratively Determined Incentive Program | Cape May | 8204 | 12.04 | Residential | Behind the Meter | Yes | EMT Renewables, LLC | AC Electric |  | Accepted | 2025-05-23 | 2025-06-18 | 2026-06-18 | Solar Panels | SEG SOLAR | SEG 430 |  | 0.43 | 5 | 49 | 20 |  | Fixed | Roof
NJADRE1559795602 | Administratively Determined Incentive Program | TOWNSHIP OF WASHINGTON | 7676 | 21.5 | Residential | Behind the Meter | No | Infinity Solar Systems, LLC | PSE&G |  | Accepted | 2025-05-23 | 2025-06-18 | 2026-06-18 | Solar Panels | SEG Solar | SEG-430-BTD-BG |  | 0.43 | 7 | 80 | 20 |  | Fixed | Roof
NJADRE1559795602 | Administratively Determined Incentive Program | TOWNSHIP OF WASHINGTON | 7676 | 21.5 | Residential | Behind the Meter | No | Infinity Solar Systems, LLC | PSE&G |  | Accepted | 2025-05-23 | 2025-06-18 | 2026-06-18 | Solar Panels | SEG Solar | SEG-430-BTD-BG |  | 0.43 | 18 | 20 | 80 |  | Fixed | Roof
NJADRE1559795602 | Administratively Determined Incentive Program | TOWNSHIP OF WASHINGTON | 7676 | 21.5 | Residential | Behind the Meter | No | Infinity Solar Systems, LLC | PSE&G |  | Accepted | 2025-05-23 | 2025-06-18 | 2026-06-18 | Inverters | Enphase | IQ8MC-72-M-US | 320 |  | 50 |  |  | 0.97 |  | Outdoor
NJADRE1559795602 | Administratively Determined Incentive Program | TOWNSHIP OF WASHINGTON | 7676 | 21.5 | Residential | Behind the Meter | No | Infinity Solar Systems, LLC | PSE&G |  | Accepted | 2025-05-23 | 2025-06-18 | 2026-06-18 | Solar Panels | SEG Solar | SEG-430-BTD-BG |  | 0.43 | 25 | 260 | 20 |  | Fixed | Roof
NJADRE1559795605 | Administratively Determined Incentive Program | TRENTON | 8610 | 6.02 | Residential | Behind the Meter | Yes | PosiGen Developer, LLC | PSE&G |  | Accepted | 2025-05-23 | 2025-06-18 | 2026-06-18 | Solar Panels | JINKO EAGLE G6R | JKM430N-54HL4-B |  | 0.43 | 10 | 124 | 27 |  | Fixed | Roof
NJADRE1559795605 | Administratively Determined Incentive Program | TRENTON | 8610 | 6.02 | Residential | Behind the Meter | Yes | PosiGen Developer, LLC | PSE&G |  | Accepted | 2025-05-23 | 2025-06-18 | 2026-06-18 | Solar Panels | JINKO EAGLE G6R | JKM430N-54HL4-B |  | 0.43 | 2 | 124 | 27 |  | Fixed | Roof
NJADRE1559795605 | Administratively Determined Incentive Program | TRENTON | 8610 | 6.02 | Residential | Behind the Meter | Yes | PosiGen Developer, LLC | PSE&G |  | Accepted | 2025-05-23 | 2025-06-18 | 2026-06-18 | Solar Panels | JINKO EAGLE G6R | JKM430N-54HL4-B |  | 0.43 | 2 | 124 | 27 |  | Fixed | Roof
NJADRE1559795605 | Administratively Determined Incentive Program | TRENTON | 8610 | 6.02 | Residential | Behind the Meter | Yes | PosiGen Developer, LLC | PSE&G |  | Accepted | 2025-05-23 | 2025-06-18 | 2026-06-18 | Inverters | SolarEdge | SE5700H-US | 5700 |  | 1 |  |  | 0.99 |  | Outside | within ten feet of meter
NJADRE1559795615 | Administratively Determined Incentive Program | WOOD RIDGE | 7075 | 6.97 | Residential | Behind the Meter | Yes | Sunrun Installation Services, Inc. | PSE&G |  | Accepted | 2025-05-23 | 2025-06-19 | 2026-06-19 | Inverters | SOLAREDGE TECHNOLOGIES | SE5700H-USMN | 5760 |  | 1 |  |  | 0.99 |  | Outside
NJADRE1559795615 | Administratively Determined Incentive Program | WOOD RIDGE | 7075 | 6.97 | Residential | Behind the Meter | Yes | Sunrun Installation Services, Inc. | PSE&G |  | Accepted | 2025-05-23 | 2025-06-19 | 2026-06-19 | Solar Panels | Hanwha Q-Cells | Q.PEAK DUO BLK ML-G10+ 410 |  | 0.41 | 8 | 127 | 30 |  | Fixed | Roof
NJADRE1559795615 | Administratively Determined Incentive Program | WOOD RIDGE | 7075 | 6.97 | Residential | Behind the Meter | Yes | Sunrun Installation Services, Inc. | PSE&G |  | Accepted | 2025-05-23 | 2025-06-19 | 2026-06-19 | Solar Panels | Hanwha Q-Cells | Q.PEAK DUO BLK ML-G10+ 410 |  | 0.41 | 9 | 308 | 30 |  | Fixed | Roof
NJADRE1559795615 | Administratively Determined Incentive Program | WOOD RIDGE | 7075 | 6.97 | Residential | Behind the Meter | Yes | Sunrun Installation Services, Inc. | PSE&G |  | Accepted | 2025-05-23 | 2025-06-19 | 2026-06-19 | Meters | SOLAREDGE TECHNOLOGIES | SE5700H-USMN |  |  | 1 |  |  |  | Yes | Outdoor
NJADRE1559795617 | Administratively Determined Incentive Program | EDISON | 8817 | 15.73 | Residential | Behind the Meter | Yes | Power Energy Solutions, LLC | PSE&G |  | Accepted | 2025-05-23 | 2025-06-18 | 2026-06-18 | Solar Panels | Trina Solar | TSM-425NE09RC.05 |  | 0.425 | 1 | 90 | 44 |  | Fixed | Roof
NJADRE1559795617 | Administratively Determined Incentive Program | EDISON | 8817 | 15.73 | Residential | Behind the Meter | Yes | Power Energy Solutions, LLC | PSE&G |  | Accepted | 2025-05-23 | 2025-06-18 | 2026-06-18 | Inverters | SolarEdge | SE5700H-US | 6 |  | 1 |  |  | 0.97 |  | Outdoor
NJADRE1559795617 | Administratively Determined Incentive Program | EDISON | 8817 | 15.73 | Residential | Behind the Meter | Yes | Power Energy Solutions, LLC | PSE&G |  | Accepted | 2025-05-23 | 2025-06-18 | 2026-06-18 | Solar Panels | Trina Solar | TSM-425NE09RC.05 |  | 0.425 | 10 | 0 | 23 |  | Fixed | Roof
NJADRE1559795617 | Administratively Determined Incentive Program | EDISON | 8817 | 15.73 | Residential | Behind the Meter | Yes | Power Energy Solutions, LLC | PSE&G |  | Accepted | 2025-05-23 | 2025-06-18 | 2026-06-18 | Solar Panels | Trina Solar | TSM-425NE09RC.05 |  | 0.425 | 7 | 360 | 41 |  | Fixed | Roof
NJADRE1559795617 | Administratively Determined Incentive Program | EDISON | 8817 | 15.73 | Residential | Behind the Meter | Yes | Power Energy Solutions, LLC | PSE&G |  | Accepted | 2025-05-23 | 2025-06-18 | 2026-06-18 | Solar Panels | Trina Solar | TSM-425NE09RC.05 |  | 0.425 | 1 | 270 | 26 |  | Fixed | Roof
NJADRE1559795617 | Administratively Determined Incentive Program | EDISON | 8817 | 15.73 | Residential | Behind the Meter | Yes | Power Energy Solutions, LLC | PSE&G |  | Accepted | 2025-05-23 | 2025-06-18 | 2026-06-18 | Inverters | SolarEdge | SE3800H-US | 4 |  | 1 |  |  | 0.97 |  | Outdoor
NJADRE1559795617 | Administratively Determined Incentive Program | EDISON | 8817 | 15.73 | Residential | Behind the Meter | Yes | Power Energy Solutions, LLC | PSE&G |  | Accepted | 2025-05-23 | 2025-06-18 | 2026-06-18 | Solar Panels | Trina Solar | TSM-425NE09RC.05 |  | 0.425 | 7 | 180 | 23 |  | Fixed | Roof
NJADRE1559795617 | Administratively Determined Incentive Program | EDISON | 8817 | 15.73 | Residential | Behind the Meter | Yes | Power Energy Solutions, LLC | PSE&G |  | Accepted | 2025-05-23 | 2025-06-18 | 2026-06-18 | Solar Panels | Trina Solar | TSM-425NE09RC.05 |  | 0.425 | 10 | 180 | 23 |  | Fixed | Roof
NJADRE1559795617 | Administratively Determined Incentive Program | EDISON | 8817 | 15.73 | Residential | Behind the Meter | Yes | Power Energy Solutions, LLC | PSE&G |  | Accepted | 2025-05-23 | 2025-06-18 | 2026-06-18 | Solar Panels | Trina Solar | TSM-425NE09RC.05 |  | 0.425 | 1 | 270 | 44 |  | Fixed | Roof
NJADRE1559795621 | Administratively Determined Incentive Program | OCEAN VIEW | 8230 | 16.81 | Residential | Behind the Meter | Yes | Trinity Solar, LLC | AC Electric |  | Accepted | 2025-05-23 | 2025-06-18 | 2026-06-18 | Inverters | Solar Edge | USE7600H-USMNBL75 | 7600 |  | 1 |  |  | 0.97 |  | Outdoor
NJADRE1559795621 | Administratively Determined Incentive Program | OCEAN VIEW | 8230 | 16.81 | Residential | Behind the Meter | Yes | Trinity Solar, LLC | AC Electric |  | Accepted | 2025-05-23 | 2025-06-18 | 2026-06-18 | Solar Panels | HANWHA | (Q.PEAK DUO BLK ML-G10+ 410) |  | 0.41 | 8 | 308 | 15 |  | Fixed | Roof
NJADRE1559795621 | Administratively Determined Incentive Program | OCEAN VIEW | 8230 | 16.81 | Residential | Behind the Meter | Yes | Trinity Solar, LLC | AC Electric |  | Accepted | 2025-05-23 | 2025-06-18 | 2026-06-18 | Solar Panels | HANWHA | (Q.PEAK DUO BLK ML-G10+ 410) |  | 0.41 | 8 | 128 | 15 |  | Fixed | Roof
NJADRE1559795621 | Administratively Determined Incentive Program | OCEAN VIEW | 8230 | 16.81 | Residential | Behind the Meter | Yes | Trinity Solar, LLC | AC Electric |  | Accepted | 2025-05-23 | 2025-06-18 | 2026-06-18 | Solar Panels | HANWHA | (Q.PEAK DUO BLK ML-G10+ 410) |  | 0.41 | 8 | 39 | 30 |  | Fixed | Roof
NJADRE1559795621 | Administratively Determined Incentive Program | OCEAN VIEW | 8230 | 16.81 | Residential | Behind the Meter | Yes | Trinity Solar, LLC | AC Electric |  | Accepted | 2025-05-23 | 2025-06-18 | 2026-06-18 | Inverters | Solar Edge | USE5700H-USMNBL75 | 5760 |  | 1 |  |  | 0.97 |  | Outdoor
NJADRE1559795621 | Administratively Determined Incentive Program | OCEAN VIEW | 8230 | 16.81 | Residential | Behind the Meter | Yes | Trinity Solar, LLC | AC Electric |  | Accepted | 2025-05-23 | 2025-06-18 | 2026-06-18 | Solar Panels | HANWHA | (Q.PEAK DUO BLK ML-G10+ 410) |  | 0.41 | 17 | 39 | 13 |  | Fixed | Roof
NJADRE1559795628 | Administratively Determined Incentive Program | LAKEWOOD | 8701 | 22.5 | Residential | Behind the Meter | No | Powerlutions, LLC | JCP&L |  | Accepted | 2025-05-23 | 2025-06-18 | 2026-06-18 | Solar Panels | CANADIAN | CS6.1-54TM-450H |  | 0.45 | 6 | 184 | 38 |  | Fixed | Roof
NJADRE1559795628 | Administratively Determined Incentive Program | LAKEWOOD | 8701 | 22.5 | Residential | Behind the Meter | No | Powerlutions, LLC | JCP&L |  | Accepted | 2025-05-23 | 2025-06-18 | 2026-06-18 | Solar Panels | CANADIAN | CS6.1-54TM-450H |  | 0.45 | 28 | 94 | 29 |  | Fixed | Roof
NJADRE1559795628 | Administratively Determined Incentive Program | LAKEWOOD | 8701 | 22.5 | Residential | Behind the Meter | No | Powerlutions, LLC | JCP&L |  | Accepted | 2025-05-23 | 2025-06-18 | 2026-06-18 | Solar Panels | CANADIAN | CS6.1-54TM-450H |  | 0.45 | 16 | 274 | 29 |  | Fixed | Roof
NJADRE1559795628 | Administratively Determined Incentive Program | LAKEWOOD | 8701 | 22.5 | Residential | Behind the Meter | No | Powerlutions, LLC | JCP&L |  | Accepted | 2025-05-23 | 2025-06-18 | 2026-06-18 | Inverters | Enphase | IQ8MC-72-M-US | 320 |  | 50 |  |  | 0.98 |  | Outdoor
NJADRE1559795630 | Administratively Determined Incentive Program | Whippany | 7981 | 14.28 | Residential | Behind the Meter | No | NJ Solar Power, LLC | JCP&L |  | Accepted | 2025-05-23 | 2025-06-18 | 2026-06-18 | Solar Panels | Panasonic | EVPV420HK2 |  | 0.42 | 5 | 166 | 27 |  | Fixed | Roof | Roof 1
NJADRE1559795630 | Administratively Determined Incentive Program | Whippany | 7981 | 14.28 | Residential | Behind the Meter | No | NJ Solar Power, LLC | JCP&L |  | Accepted | 2025-05-23 | 2025-06-18 | 2026-06-18 | Solar Panels | Panasonic | EVPV420HK2 |  | 0.42 | 5 | 76 | 25 |  | Fixed | Roof | Roof 4
NJADRE1559795630 | Administratively Determined Incentive Program | Whippany | 7981 | 14.28 | Residential | Behind the Meter | No | NJ Solar Power, LLC | JCP&L |  | Accepted | 2025-05-23 | 2025-06-18 | 2026-06-18 | Solar Panels | Panasonic | EVPV420HK2 |  | 0.42 | 12 | 256 | 25 |  | Fixed | Roof | Roof 2
NJADRE1559795630 | Administratively Determined Incentive Program | Whippany | 7981 | 14.28 | Residential | Behind the Meter | No | NJ Solar Power, LLC | JCP&L |  | Accepted | 2025-05-23 | 2025-06-18 | 2026-06-18 | Solar Panels | Panasonic | EVPV420HK2 |  | 0.42 | 12 | 76 | 25 |  | Fixed | Roof | Roof 3
NJADRE1559795630 | Administratively Determined Incentive Program | Whippany | 7981 | 14.28 | Residential | Behind the Meter | No | NJ Solar Power, LLC | JCP&L |  | Accepted | 2025-05-23 | 2025-06-18 | 2026-06-18 | Inverters | Enphase | IQ8H-240-72-2-US | 12920 |  | 34 |  |  | 0.976 |  | Outside | attached underneath each panel
NJADRE1559795631 | Administratively Determined Incentive Program | PARSIPPANY | 7054 | 6.15 | Residential | Behind the Meter | Yes | Trinity Solar, LLC | JCP&L |  | Accepted | 2025-05-23 | 2025-06-18 | 2026-06-18 | Inverters | SOLAREDGE | SE5700H-US | 5700 |  | 1 |  |  | 0.97 |  | Outside
NJADRE1559795631 | Administratively Determined Incentive Program | PARSIPPANY | 7054 | 6.15 | Residential | Behind the Meter | Yes | Trinity Solar, LLC | JCP&L |  | Accepted | 2025-05-23 | 2025-06-18 | 2026-06-18 | Solar Panels | HANWHA 410 (Q.PEAK DUO BLK ML-G10+410) | HANWHA 410 (Q.PEAK DUO BLK ML-G10+410) |  | 0.41 | 15 | 91 | 22 |  | Fixed | Roof
NJADRE1559795638 | Administratively Determined Incentive Program | BRIDGETON | 8302 | 7.65 | Residential | Behind the Meter | Yes | Integrity Solar & Home Solutions, LLC | AC Electric |  | Accepted | 2025-05-23 | 2025-06-18 | 2026-06-18 | Inverters | ENPHASE | IQ8+ | 290 |  | 18 |  |  | 0.98 |  | Other | UNDER EACH PANEL
NJADRE1559795638 | Administratively Determined Incentive Program | BRIDGETON | 8302 | 7.65 | Residential | Behind the Meter | Yes | Integrity Solar & Home Solutions, LLC | AC Electric |  | Accepted | 2025-05-23 | 2025-06-18 | 2026-06-18 | Solar Panels | JINKO | JKM425N-54HL4-B |  | 0.425 | 18 | 258 | 27 |  | Fixed | Roof
NJADRE1559795641 | Administratively Determined Incentive Program | EGG HARBOR TWP | 8234 | 10.63 | Residential | Behind the Meter | Yes | Whitman Construction, LLC | AC Electric |  | Accepted | 2025-05-23 | 2025-06-18 | 2026-06-18 | Solar Panels | JINKO SOLAR | JKM425N-54HL4-B |  | 0.425 | 13 | 112 | 34 |  | Fixed | Roof
NJADRE1559795641 | Administratively Determined Incentive Program | EGG HARBOR TWP | 8234 | 10.63 | Residential | Behind the Meter | Yes | Whitman Construction, LLC | AC Electric |  | Accepted | 2025-05-23 | 2025-06-18 | 2026-06-18 | Solar Panels | JINKO SOLAR | JKM425N-54HL4-B |  | 0.425 | 7 | 112 | 34 |  | Fixed | Roof
NJADRE1559795641 | Administratively Determined Incentive Program | EGG HARBOR TWP | 8234 | 10.63 | Residential | Behind the Meter | Yes | Whitman Construction, LLC | AC Electric |  | Accepted | 2025-05-23 | 2025-06-18 | 2026-06-18 | Inverters | ENPHASE | IQ8HC-72-M-DOM-US | 380 |  | 25 |  |  | 0.973 |  | Outdoor
NJADRE1559795641 | Administratively Determined Incentive Program | EGG HARBOR TWP | 8234 | 10.63 | Residential | Behind the Meter | Yes | Whitman Construction, LLC | AC Electric |  | Accepted | 2025-05-23 | 2025-06-18 | 2026-06-18 | Solar Panels | JINKO SOLAR | JKM425N-54HL4-B |  | 0.425 | 5 | 292 | 34 |  | Fixed | Roof
NJADRE1559795659 | Administratively Determined Incentive Program | NEWARK | 7112 | 7.65 | Residential | Behind the Meter | Yes | Power Energy Solutions, LLC | PSE&G |  | Accepted | 2025-05-23 | 2025-06-19 | 2026-06-19 | Solar Panels | Trina Solar | TSM-425NE09RC.05 |  | 0.425 | 8 | 291 | 35 |  | Fixed | Roof
NJADRE1559795659 | Administratively Determined Incentive Program | NEWARK | 7112 | 7.65 | Residential | Behind the Meter | Yes | Power Energy Solutions, LLC | PSE&G |  | Accepted | 2025-05-23 | 2025-06-19 | 2026-06-19 | Solar Panels | Trina Solar | TSM-425NE09RC.05 |  | 0.425 | 10 | 111 | 35 |  | Fixed | Roof
NJADRE1559795659 | Administratively Determined Incentive Program | NEWARK | 7112 | 7.65 | Residential | Behind the Meter | Yes | Power Energy Solutions, LLC | PSE&G |  | Accepted | 2025-05-23 | 2025-06-19 | 2026-06-19 | Inverters | SolarEdge | SE5700H-US | 6 |  | 1 |  |  | 0.97 |  | Outdoor
NJADRE1559795687 | Administratively Determined Incentive Program | Freehold | 7728 | 10.66 | Residential | Behind the Meter | Yes | Trinity Solar, LLC | JCP&L |  | Accepted | 2025-05-23 | 2025-06-18 | 2026-06-18 | Solar Panels | Hanwha | Q.PEAK DUO BLK ML-G10+ 410 |  | 0.41 | 6 | 83 | 34 |  | Fixed | Roof
NJADRE1559795687 | Administratively Determined Incentive Program | Freehold | 7728 | 10.66 | Residential | Behind the Meter | Yes | Trinity Solar, LLC | JCP&L |  | Accepted | 2025-05-23 | 2025-06-18 | 2026-06-18 | Inverters | Solar Edge | USE10000H-US | 10000 |  | 1 |  |  | 0.97 |  | Outside
NJADRE1559795687 | Administratively Determined Incentive Program | Freehold | 7728 | 10.66 | Residential | Behind the Meter | Yes | Trinity Solar, LLC | JCP&L |  | Accepted | 2025-05-23 | 2025-06-18 | 2026-06-18 | Solar Panels | Hanwha | Q.PEAK DUO BLK ML-G10+ 410 |  | 0.41 | 20 | 173 | 27 |  | Fixed | Roof
NJADRE1559795691 | Administratively Determined Incentive Program | Lakewood | 8701 | 13.05 | Residential | Behind the Meter | Yes | Powerlutions, LLC | JCP&L |  | Accepted | 2025-05-23 | 2025-06-19 | 2026-06-19 | Solar Panels | CANADIAN | CS6.1-54TM-450H |  | 0.45 | 29 | 187 | 28 |  | Fixed | Roof
NJADRE1559795691 | Administratively Determined Incentive Program | Lakewood | 8701 | 13.05 | Residential | Behind the Meter | Yes | Powerlutions, LLC | JCP&L |  | Accepted | 2025-05-23 | 2025-06-19 | 2026-06-19 | Inverters | Enphase | IQ8HC-72-M-DOM-US | 380 |  | 29 |  |  | 0.98 |  | Outdoor
NJADRE1559795699 | Administratively Determined Incentive Program | Gloucester Twp | 8029 | 4.05 | Residential | Behind the Meter | Yes | Sunrun Installation Services, Inc. | PSE&G |  | Accepted | 2025-05-23 | 2025-06-18 | 2026-06-18 | Inverters | SolarEdge Technologies | SE3800H-USMN | 3800 |  | 1 |  |  | 0.99 |  | Outdoor | Next to meter
NJADRE1559795699 | Administratively Determined Incentive Program | Gloucester Twp | 8029 | 4.05 | Residential | Behind the Meter | Yes | Sunrun Installation Services, Inc. | PSE&G |  | Accepted | 2025-05-23 | 2025-06-18 | 2026-06-18 | Solar Panels | JA Solar | JAM54S31-405/MR |  | 0.405 | 4 | 257 | 24 |  | Fixed | Roof
NJADRE1559795699 | Administratively Determined Incentive Program | Gloucester Twp | 8029 | 4.05 | Residential | Behind the Meter | Yes | Sunrun Installation Services, Inc. | PSE&G |  | Accepted | 2025-05-23 | 2025-06-18 | 2026-06-18 | Solar Panels | JA Solar | JAM54S31-405/MR |  | 0.405 | 6 | 257 | 23 |  | Fixed | Roof
NJADRE1559795706 | Administratively Determined Incentive Program | PENNSAUKEN | 8110 | 11.07 | Residential | Behind the Meter | Yes | Sunrun Installation Services, Inc. | PSE&G |  | Accepted | 2025-05-23 | 2025-06-18 | 2026-06-18 | Electric Storage Battery | Tesla | Powerwall 3 1707000-xx-y |  |  | 1 |  |  |  | Lithium Ion |  | OUTSIDE
NJADRE1559795706 | Administratively Determined Incentive Program | PENNSAUKEN | 8110 | 11.07 | Residential | Behind the Meter | Yes | Sunrun Installation Services, Inc. | PSE&G |  | Accepted | 2025-05-23 | 2025-06-18 | 2026-06-18 | Solar Panels | Hanwha Q Cells | Q.PEAK DUO BLK ML-G10+ 410 DCA |  | 0.41 | 8 | 59 | 22 |  | Fixed | Roof
NJADRE1559795706 | Administratively Determined Incentive Program | PENNSAUKEN | 8110 | 11.07 | Residential | Behind the Meter | Yes | Sunrun Installation Services, Inc. | PSE&G |  | Accepted | 2025-05-23 | 2025-06-18 | 2026-06-18 | Solar Panels | Hanwha Q Cells | Q.PEAK DUO BLK ML-G10+ 410 DCA |  | 0.41 | 5 | 329 | 21 |  | Fixed | Roof
NJADRE1559795706 | Administratively Determined Incentive Program | PENNSAUKEN | 8110 | 11.07 | Residential | Behind the Meter | Yes | Sunrun Installation Services, Inc. | PSE&G |  | Accepted | 2025-05-23 | 2025-06-18 | 2026-06-18 | Solar Panels | Hanwha Q Cells | Q.PEAK DUO BLK ML-G10+ 410 DCA |  | 0.41 | 8 | 149 | 24 |  | Fixed | Roof
NJADRE1559795706 | Administratively Determined Incentive Program | PENNSAUKEN | 8110 | 11.07 | Residential | Behind the Meter | Yes | Sunrun Installation Services, Inc. | PSE&G |  | Accepted | 2025-05-23 | 2025-06-18 | 2026-06-18 | Solar Panels | Hanwha Q Cells | Q.PEAK DUO BLK ML-G10+ 410 DCA |  | 0.41 | 6 | 239 | 23 |  | Fixed | Roof
NJADRE1559795706 | Administratively Determined Incentive Program | PENNSAUKEN | 8110 | 11.07 | Residential | Behind the Meter | Yes | Sunrun Installation Services, Inc. | PSE&G |  | Accepted | 2025-05-23 | 2025-06-18 | 2026-06-18 | Inverters | Tesla | Powerwall 3 1707000-xx-y | 11500 |  | 1 |  |  | 0.97 |  | Outdoor
NJADRE1559795706 | Administratively Determined Incentive Program | PENNSAUKEN | 8110 | 11.07 | Residential | Behind the Meter | Yes | Sunrun Installation Services, Inc. | PSE&G |  | Accepted | 2025-05-23 | 2025-06-18 | 2026-06-18 | Meters | Tesla | Powerwall 3 1707000-xx-y |  |  | 1 |  |  |  | Yes | Outdoor
NJADRE1559795714 | Administratively Determined Incentive Program | Waretown | 8758 | 9.89 | Residential | Behind the Meter | Yes | EMT Renewables, LLC | JCP&L |  | Accepted | 2025-05-23 | 2025-06-18 | 2026-06-18 | Inverters | IQ8HC | IQ8+ | 290 |  | 23 |  |  | 0.98 |  | Other | UNDER EACH PANEL
NJADRE1559795714 | Administratively Determined Incentive Program | Waretown | 8758 | 9.89 | Residential | Behind the Meter | Yes | EMT Renewables, LLC | JCP&L |  | Accepted | 2025-05-23 | 2025-06-18 | 2026-06-18 | Solar Panels | SEG SOLAR | SEG 430 |  | 0.43 | 23 | 118 | 21 |  | Fixed | Roof
NJADRE1559795732 | Administratively Determined Incentive Program | Barnegat Twp | 8005 | 12.71 | Residential | Behind the Meter | Yes | Trinity Solar, LLC | JCP&L |  | Accepted | 2025-05-23 | 2025-06-18 | 2026-06-18 | Solar Panels | HANWHA 410 (Q.PEAK DUO BLK ML-G10+410) | HANWHA 410 (Q.PEAK DUO BLK ML-G10+410) |  | 0.41 | 10 | 38 | 31 |  | Fixed | Roof
NJADRE1559795732 | Administratively Determined Incentive Program | Barnegat Twp | 8005 | 12.71 | Residential | Behind the Meter | Yes | Trinity Solar, LLC | JCP&L |  | Accepted | 2025-05-23 | 2025-06-18 | 2026-06-18 | Solar Panels | HANWHA 410 (Q.PEAK DUO BLK ML-G10+410) | HANWHA 410 (Q.PEAK DUO BLK ML-G10+410) |  | 0.41 | 14 | 218 | 31 |  | Fixed | Roof
NJADRE1559795732 | Administratively Determined Incentive Program | Barnegat Twp | 8005 | 12.71 | Residential | Behind the Meter | Yes | Trinity Solar, LLC | JCP&L |  | Accepted | 2025-05-23 | 2025-06-18 | 2026-06-18 | Solar Panels | HANWHA 410 (Q.PEAK DUO BLK ML-G10+410) | HANWHA 410 (Q.PEAK DUO BLK ML-G10+410) |  | 0.41 | 3 | 38 | 24 |  | Fixed | Roof
NJADRE1559795732 | Administratively Determined Incentive Program | Barnegat Twp | 8005 | 12.71 | Residential | Behind the Meter | Yes | Trinity Solar, LLC | JCP&L |  | Accepted | 2025-05-23 | 2025-06-18 | 2026-06-18 | Inverters | solaredge | SE10000H-US | 10000 |  | 1 |  |  | 0.97 |  | Outside
NJADRE1559795732 | Administratively Determined Incentive Program | Barnegat Twp | 8005 | 12.71 | Residential | Behind the Meter | Yes | Trinity Solar, LLC | JCP&L |  | Accepted | 2025-05-23 | 2025-06-18 | 2026-06-18 | Solar Panels | HANWHA 410 (Q.PEAK DUO BLK ML-G10+410) | HANWHA 410 (Q.PEAK DUO BLK ML-G10+410) |  | 0.41 | 4 | 218 | 24 |  | Fixed | Roof
NJADRE1559795744 | Administratively Determined Incentive Program | Villas | 8251 | 9.46 | Residential | Behind the Meter | Yes | EMT Renewables, LLC | AC Electric |  | Accepted | 2025-05-23 | 2025-06-18 | 2026-06-18 | Solar Panels | SEG SOLAR | SEG 430 |  | 0.43 | 14 | 215 | 20 |  | Fixed | Roof
NJADRE1559795744 | Administratively Determined Incentive Program | Villas | 8251 | 9.46 | Residential | Behind the Meter | Yes | EMT Renewables, LLC | AC Electric |  | Accepted | 2025-05-23 | 2025-06-18 | 2026-06-18 | Solar Panels | SEG SOLAR | SEG 430 |  | 0.43 | 8 | 35 | 20 |  | Fixed | Roof
NJADRE1559795744 | Administratively Determined Incentive Program | Villas | 8251 | 9.46 | Residential | Behind the Meter | Yes | EMT Renewables, LLC | AC Electric |  | Accepted | 2025-05-23 | 2025-06-18 | 2026-06-18 | Inverters | IQ8HC | IQ8+ | 290 |  | 22 |  |  | 0.98 |  | Other | UNDER EACH PANEL
NJADRE1559795764 | Administratively Determined Incentive Program | Atlantic City | 8401 | 9.78 | Residential | Behind the Meter | Yes | Power Energy Solutions, LLC | AC Electric |  | Accepted | 2025-05-23 | 2025-06-19 | 2026-06-19 | Solar Panels | Trina Solar | TSM-425NE09RC.05 |  | 0.425 | 12 | 62 | 28 |  | Fixed | Roof
NJADRE1559795764 | Administratively Determined Incentive Program | Atlantic City | 8401 | 9.78 | Residential | Behind the Meter | Yes | Power Energy Solutions, LLC | AC Electric |  | Accepted | 2025-05-23 | 2025-06-19 | 2026-06-19 | Inverters | SolarEdge | SE5700H-US | 6 |  | 1 |  |  | 0.97 |  | Outdoor
NJADRE1559795764 | Administratively Determined Incentive Program | Atlantic City | 8401 | 9.78 | Residential | Behind the Meter | Yes | Power Energy Solutions, LLC | AC Electric |  | Accepted | 2025-05-23 | 2025-06-19 | 2026-06-19 | Solar Panels | Trina Solar | TSM-425NE09RC.05 |  | 0.425 | 11 | 242 | 28 |  | Fixed | Roof
NJADRE1559795775 | Administratively Determined Incentive Program | Jackson | 8527 | 6.56 | Residential | Behind the Meter | Yes | Trinity Solar, LLC | JCP&L |  | Accepted | 2025-05-23 | 2025-06-19 | 2026-06-19 | Inverters | Solar Edge | USE5700H-US | 5760 |  | 1 |  |  | 0.97 |  | Outside
NJADRE1559795775 | Administratively Determined Incentive Program | Jackson | 8527 | 6.56 | Residential | Behind the Meter | Yes | Trinity Solar, LLC | JCP&L |  | Accepted | 2025-05-23 | 2025-06-19 | 2026-06-19 | Solar Panels | Hanwha | Q.PEAK DUO BLK ML-G10+ 410 |  | 0.41 | 5 | 163 | 28 |  | Fixed | Roof
NJADRE1559795775 | Administratively Determined Incentive Program | Jackson | 8527 | 6.56 | Residential | Behind the Meter | Yes | Trinity Solar, LLC | JCP&L |  | Accepted | 2025-05-23 | 2025-06-19 | 2026-06-19 | Solar Panels | Hanwha | Q.PEAK DUO BLK ML-G10+ 410 |  | 0.41 | 11 | 73 | 24 |  | Fixed | Roof
NJADRE1559795792 | Administratively Determined Incentive Program | Pleasantville | 8232 | 4.73 | Residential | Behind the Meter | Yes | EMT Renewables, LLC | AC Electric |  | Accepted | 2025-05-23 | 2025-06-18 | 2026-06-18 | Solar Panels | SEG SOLAR | SEG 430 |  | 0.43 | 4 | 133 | 45 |  | Fixed | Roof
NJADRE1559795792 | Administratively Determined Incentive Program | Pleasantville | 8232 | 4.73 | Residential | Behind the Meter | Yes | EMT Renewables, LLC | AC Electric |  | Accepted | 2025-05-23 | 2025-06-18 | 2026-06-18 | Solar Panels | SEG SOLAR | SEG 430 |  | 0.43 | 2 | 223 | 10 |  | Fixed | Roof
NJADRE1559795792 | Administratively Determined Incentive Program | Pleasantville | 8232 | 4.73 | Residential | Behind the Meter | Yes | EMT Renewables, LLC | AC Electric |  | Accepted | 2025-05-23 | 2025-06-18 | 2026-06-18 | Inverters | IQ8HC | IQ8+ | 290 |  | 11 |  |  | 0.98 |  | Other | UNDER EACH PANEL
NJADRE1559795792 | Administratively Determined Incentive Program | Pleasantville | 8232 | 4.73 | Residential | Behind the Meter | Yes | EMT Renewables, LLC | AC Electric |  | Accepted | 2025-05-23 | 2025-06-18 | 2026-06-18 | Solar Panels | SEG SOLAR | SEG 430 |  | 0.43 | 4 | 223 | 42 |  | Fixed | Roof
NJADRE1559795792 | Administratively Determined Incentive Program | Pleasantville | 8232 | 4.73 | Residential | Behind the Meter | Yes | EMT Renewables, LLC | AC Electric |  | Accepted | 2025-05-23 | 2025-06-18 | 2026-06-18 | Solar Panels | SEG SOLAR | SEG 430 |  | 0.43 | 1 | 133 | 10 |  | Fixed | Roof
NJADRE1559795795 | Administratively Determined Incentive Program | Wayne | 7470 | 12.3 | Residential | Behind the Meter | Yes | Pro Custom Solar dba Momentum Solar | PSE&G |  | Accepted | 2025-05-23 | 2025-06-18 | 2026-06-18 | Inverters | Enphase | IQ8HC-72-M-DOM-US | 380 |  | 30 |  |  | 0.97 |  | Outdoor
NJADRE1559795795 | Administratively Determined Incentive Program | Wayne | 7470 | 12.3 | Residential | Behind the Meter | Yes | Pro Custom Solar dba Momentum Solar | PSE&G |  | Accepted | 2025-05-23 | 2025-06-18 | 2026-06-18 | Solar Panels | Hanwha | Q.PEAK DUO BLK ML-G10+ 410 |  | 0.41 | 13 | 360 | 23 |  | Fixed | Roof
NJADRE1559795795 | Administratively Determined Incentive Program | Wayne | 7470 | 12.3 | Residential | Behind the Meter | Yes | Pro Custom Solar dba Momentum Solar | PSE&G |  | Accepted | 2025-05-23 | 2025-06-18 | 2026-06-18 | Solar Panels | Hanwha | Q.PEAK DUO BLK ML-G10+ 410 |  | 0.41 | 17 | 180 | 23 |  | Fixed | Roof
NJADRE1559795802 | Administratively Determined Incentive Program | Laurence Harbor | 8879 | 3.65 | Residential | Behind the Meter | Yes | Sunrun Installation Services, Inc. | JCP&L |  | Accepted | 2025-05-23 | 2025-06-18 | 2026-06-18 | Solar Panels | JA SOLAR | JAM54S31-405/MR |  | 0.405 | 9 | 33 | 14 |  | Fixed | Roof
NJADRE1559795802 | Administratively Determined Incentive Program | Laurence Harbor | 8879 | 3.65 | Residential | Behind the Meter | Yes | Sunrun Installation Services, Inc. | JCP&L |  | Accepted | 2025-05-23 | 2025-06-18 | 2026-06-18 | Inverters | SOLAREDGE TECHNOLOGIES | SE3800H-USMN | 3800 |  | 1 |  |  | 0.99 |  | Outdoor
NJADRE1559795805 | Administratively Determined Incentive Program | Lebanon | 8833 | 6.56 | Residential | Behind the Meter | Yes | Trinity Solar, LLC | JCP&L |  | Accepted | 2025-05-23 | 2025-06-19 | 2026-06-19 | Solar Panels | HANWHA 410 (Q.PEAK DUO BLK ML-G10+410) | HANWHA 410 (Q.PEAK DUO BLK ML-G10+410) |  | 0.41 | 16 | 249 | 21 |  | Fixed | Roof
NJADRE1559795805 | Administratively Determined Incentive Program | Lebanon | 8833 | 6.56 | Residential | Behind the Meter | Yes | Trinity Solar, LLC | JCP&L |  | Accepted | 2025-05-23 | 2025-06-19 | 2026-06-19 | Inverters | solaredge | USE5700H-US | 5700 |  | 1 |  |  | 0.97 |  | Outside
NJADRE1559795987 | Administratively Determined Incentive Program | Waterford | 8089 | 16.34 | Residential | Behind the Meter | No | Integrity Solar & Home Solutions, LLC | AC Electric |  | Accepted | 2025-05-23 | 2025-06-18 | 2026-06-18 | Solar Panels | SEG SOLAR | SEG-430-BTD-BG |  | 0.43 | 21 | 59 | 18 |  | Fixed | Roof
NJADRE1559795987 | Administratively Determined Incentive Program | Waterford | 8089 | 16.34 | Residential | Behind the Meter | No | Integrity Solar & Home Solutions, LLC | AC Electric |  | Accepted | 2025-05-23 | 2025-06-18 | 2026-06-18 | Solar Panels | SEG SOLAR | SEG-430-BTD-BG |  | 0.43 | 17 | 239 | 18 |  | Fixed | Roof
NJADRE1559795987 | Administratively Determined Incentive Program | Waterford | 8089 | 16.34 | Residential | Behind the Meter | No | Integrity Solar & Home Solutions, LLC | AC Electric |  | Accepted | 2025-05-23 | 2025-06-18 | 2026-06-18 | Inverters | ENPHASE | IQ8HC | 380 |  | 38 |  |  | 0.98 |  | Other | UNDER EACH PANEL
NJADRE1559796226 | Administratively Determined Incentive Program | Bridgewater | 8807 | 14.45 | Residential | Behind the Meter | Yes | Whitman Construction, LLC | JCP&L |  | Accepted | 2025-05-23 | 2025-06-18 | 2026-06-18 | Solar Panels | ENPHASE | JKM425N-54HL4-B |  | 0.425 | 8 | 288 | 25 |  | Fixed | Roof
NJADRE1559796226 | Administratively Determined Incentive Program | Bridgewater | 8807 | 14.45 | Residential | Behind the Meter | Yes | Whitman Construction, LLC | JCP&L |  | Accepted | 2025-05-23 | 2025-06-18 | 2026-06-18 | Solar Panels | JINKO SOLAR | JKM425N-54HL4-B |  | 0.425 | 6 | 198 | 25 |  | Fixed | Roof
NJADRE1559796226 | Administratively Determined Incentive Program | Bridgewater | 8807 | 14.45 | Residential | Behind the Meter | Yes | Whitman Construction, LLC | JCP&L |  | Accepted | 2025-05-23 | 2025-06-18 | 2026-06-18 | Inverters | ENPHASE | IQ8PLUS-72-2-US | 290 |  | 34 |  |  | 0.975 |  | Outdoor
NJADRE1559796226 | Administratively Determined Incentive Program | Bridgewater | 8807 | 14.45 | Residential | Behind the Meter | Yes | Whitman Construction, LLC | JCP&L |  | Accepted | 2025-05-23 | 2025-06-18 | 2026-06-18 | Solar Panels | JINKO SOLAR | JKM425N-54HL4-B |  | 0.425 | 12 | 108 | 25 |  | Fixed | Roof
NJADRE1559796226 | Administratively Determined Incentive Program | Bridgewater | 8807 | 14.45 | Residential | Behind the Meter | Yes | Whitman Construction, LLC | JCP&L |  | Accepted | 2025-05-23 | 2025-06-18 | 2026-06-18 | Solar Panels | ENPHASE | JKM425N-54HL4-B |  | 0.425 | 8 | 288 | 25 |  | Fixed | Roof
NJADRE1559796408 | Administratively Determined Incentive Program | Totowa | 7512 | 528.94 | Commercial | Behind the Meter | No | ECS Energy, Ltd. | PSE&G |  | Accepted | 2025-05-27 | 2025-06-19 | 2026-06-19 | Meters | Elkor | WattsOn Mark II |  |  | 1 |  |  |  | Yes | Outdoor
NJADRE1559796408 | Administratively Determined Incentive Program | Totowa | 7512 | 528.94 | Commercial | Behind the Meter | No | ECS Energy, Ltd. | PSE&G |  | Accepted | 2025-05-27 | 2025-06-19 | 2026-06-19 | Inverters | SMA | Sunny Tripower Core1 62-US-480V | 62500 |  | 6 |  |  | 0.975 |  | Outdoor | roof
NJADRE1559796408 | Administratively Determined Incentive Program | Totowa | 7512 | 528.94 | Commercial | Behind the Meter | No | ECS Energy, Ltd. | PSE&G |  | Accepted | 2025-05-27 | 2025-06-19 | 2026-06-19 | Solar Panels | Silfab Solar | SIL-530 XM Bifacial |  | 0.53 | 998 | 173 | 10 |  | Fixed | Roof
NJADRE1559796748 | Administratively Determined Incentive Program | Deptford | 8096 | 9.89 | Residential | Behind the Meter | Yes | Pro Custom Solar dba Momentum Solar | PSE&G |  | Accepted | 2025-05-23 | 2025-06-18 | 2026-06-18 | Inverters | Enphase | IQ8HC-72-M-DOM-US | 380 |  | 23 |  |  | 0.97 |  | Outdoor
NJADRE1559796748 | Administratively Determined Incentive Program | Deptford | 8096 | 9.89 | Residential | Behind the Meter | Yes | Pro Custom Solar dba Momentum Solar | PSE&G |  | Accepted | 2025-05-23 | 2025-06-18 | 2026-06-18 | Solar Panels | Hanwha | Q.Tron BLK M-G2+ 430 |  | 0.43 | 8 | 17 | 19 |  | Fixed | Roof
NJADRE1559796748 | Administratively Determined Incentive Program | Deptford | 8096 | 9.89 | Residential | Behind the Meter | Yes | Pro Custom Solar dba Momentum Solar | PSE&G |  | Accepted | 2025-05-23 | 2025-06-18 | 2026-06-18 | Solar Panels | Hanwha | Q.Tron BLK M-G2+ 430 |  | 0.43 | 11 | 197 | 20 |  | Fixed | Roof
NJADRE1559796748 | Administratively Determined Incentive Program | Deptford | 8096 | 9.89 | Residential | Behind the Meter | Yes | Pro Custom Solar dba Momentum Solar | PSE&G |  | Accepted | 2025-05-23 | 2025-06-18 | 2026-06-18 | Solar Panels | Hanwha | Q.Tron BLK M-G2+ 430 |  | 0.43 | 4 | 107 | 5 |  | Fixed | Roof
NJADRE1559796772 | Administratively Determined Incentive Program | Camden | 8105 | 4.92 | Residential | Behind the Meter | Yes | Define Solar, LLC | PSE&G |  | Accepted | 2025-05-23 | 2025-06-18 | 2026-06-18 | Solar Panels | Znshine | ZXM7-SH108 410 |  | 0.41 | 12 | 0 | 0 |  | Fixed | Roof
NJADRE1559796772 | Administratively Determined Incentive Program | Camden | 8105 | 4.92 | Residential | Behind the Meter | Yes | Define Solar, LLC | PSE&G |  | Accepted | 2025-05-23 | 2025-06-18 | 2026-06-18 | Inverters | Enphase | IQ8PLUS-72-2-US | 290 |  | 12 |  |  | 0.976 |  | Outside | Under each pv panel
NJADRE1559796794 | Administratively Determined Incentive Program | WENONAH | 8090 | 11.07 | Residential | Behind the Meter | Yes | Pro Custom Solar dba Momentum Solar | AC Electric |  | Accepted | 2025-05-23 | 2025-06-18 | 2026-06-18 | Inverters | Enphase | IQ8HC-72-M-DOM-US | 380 |  | 27 |  |  | 0.97 |  | Outdoor
NJADRE1559796794 | Administratively Determined Incentive Program | WENONAH | 8090 | 11.07 | Residential | Behind the Meter | Yes | Pro Custom Solar dba Momentum Solar | AC Electric |  | Accepted | 2025-05-23 | 2025-06-18 | 2026-06-18 | Solar Panels | Hanwha | Q.PEAK DUO BLK ML-G10+ 410 |  | 0.41 | 9 | 88 | 34 |  | Fixed | Roof
NJADRE1559796794 | Administratively Determined Incentive Program | WENONAH | 8090 | 11.07 | Residential | Behind the Meter | Yes | Pro Custom Solar dba Momentum Solar | AC Electric |  | Accepted | 2025-05-23 | 2025-06-18 | 2026-06-18 | Solar Panels | Hanwha | Q.PEAK DUO BLK ML-G10+ 410 |  | 0.41 | 18 | 268 | 36 |  | Fixed | Roof
NJADRE1559796797 | Administratively Determined Incentive Program | Southampton | 8088 | 8.6 | Residential | Behind the Meter | Yes | EMT Renewables, LLC | PSE&G |  | Accepted | 2025-05-23 | 2025-06-18 | 2026-06-18 | Solar Panels | SEG SOLAR | SEG 430 |  | 0.43 | 3 | 258 | 14 |  | Fixed | Roof
NJADRE1559796797 | Administratively Determined Incentive Program | Southampton | 8088 | 8.6 | Residential | Behind the Meter | Yes | EMT Renewables, LLC | PSE&G |  | Accepted | 2025-05-23 | 2025-06-18 | 2026-06-18 | Inverters | ENPHASE | IQ8+ | 290 |  | 20 |  |  | 0.98 |  | Other | UNDER EACH PANEL
NJADRE1559796797 | Administratively Determined Incentive Program | Southampton | 8088 | 8.6 | Residential | Behind the Meter | Yes | EMT Renewables, LLC | PSE&G |  | Accepted | 2025-05-23 | 2025-06-18 | 2026-06-18 | Solar Panels | SEG SOLAR | SEG 430 |  | 0.43 | 6 | 259 | 41 |  | Fixed | Roof
NJADRE1559796797 | Administratively Determined Incentive Program | Southampton | 8088 | 8.6 | Residential | Behind the Meter | Yes | EMT Renewables, LLC | PSE&G |  | Accepted | 2025-05-23 | 2025-06-18 | 2026-06-18 | Solar Panels | SEG SOLAR | SEG 430 |  | 0.43 | 8 | 79 | 41 |  | Fixed | Roof
NJADRE1559796797 | Administratively Determined Incentive Program | Southampton | 8088 | 8.6 | Residential | Behind the Meter | Yes | EMT Renewables, LLC | PSE&G |  | Accepted | 2025-05-23 | 2025-06-18 | 2026-06-18 | Solar Panels | SEG SOLAR | SEG 430 |  | 0.43 | 3 | 259 | 9 |  | Fixed | Roof
NJADRE1559796815 | Administratively Determined Incentive Program | Pitman | 8071 | 4.1 | Residential | Behind the Meter | Yes | Define Solar, LLC | AC Electric |  | Accepted | 2025-05-23 | 2025-06-18 | 2026-06-18 | Solar Panels | Znshine | ZXM7-SH108 410 |  | 0.41 | 10 | 143 | 20 |  | Fixed | Roof
NJADRE1559796815 | Administratively Determined Incentive Program | Pitman | 8071 | 4.1 | Residential | Behind the Meter | Yes | Define Solar, LLC | AC Electric |  | Accepted | 2025-05-23 | 2025-06-18 | 2026-06-18 | Inverters | Enphase | IQ8PLUS-72-2-US | 290 |  | 10 |  |  | 0.976 |  | Outside | Under each pv panel
NJADRE1559796820 | Administratively Determined Incentive Program | Bridgeton | 8302 | 21.07 | Residential | Behind the Meter | Yes | Brilliant Installations, Inc. | AC Electric |  | Accepted | 2025-05-23 | 2025-06-19 | 2026-06-19 | Inverters | SOLAREDGE | USE10000H-USMNBL75 | 10000 |  | 1 |  |  | 0.97 |  | Outdoor
NJADRE1559796820 | Administratively Determined Incentive Program | Bridgeton | 8302 | 21.07 | Residential | Behind the Meter | Yes | Brilliant Installations, Inc. | AC Electric |  | Accepted | 2025-05-23 | 2025-06-19 | 2026-06-19 | Inverters | SOLAREDGE | USE5700H-USMNBL75 | 5700 |  | 1 |  |  | 0.97 |  | Outdoor
NJADRE1559796820 | Administratively Determined Incentive Program | Bridgeton | 8302 | 21.07 | Residential | Behind the Meter | Yes | Brilliant Installations, Inc. | AC Electric |  | Accepted | 2025-05-23 | 2025-06-19 | 2026-06-19 | Solar Panels | JINKO SOLAR | JKM430N-54HL4-B430 |  | 0.43 | 27 | 6 | 21 |  | Fixed | Roof
NJADRE1559796820 | Administratively Determined Incentive Program | Bridgeton | 8302 | 21.07 | Residential | Behind the Meter | Yes | Brilliant Installations, Inc. | AC Electric |  | Accepted | 2025-05-23 | 2025-06-19 | 2026-06-19 | Solar Panels | JINKO SOLAR | JKM430N-54HL4-B430 |  | 0.43 | 2 | 276 | 21 |  | Fixed | Roof
NJADRE1559796820 | Administratively Determined Incentive Program | Bridgeton | 8302 | 21.07 | Residential | Behind the Meter | Yes | Brilliant Installations, Inc. | AC Electric |  | Accepted | 2025-05-23 | 2025-06-19 | 2026-06-19 | Solar Panels | JINKO SOLAR | JKM430N-54HL4-B430 |  | 0.43 | 2 | 96 | 21 |  | Fixed | Roof
NJADRE1559796820 | Administratively Determined Incentive Program | Bridgeton | 8302 | 21.07 | Residential | Behind the Meter | Yes | Brilliant Installations, Inc. | AC Electric |  | Accepted | 2025-05-23 | 2025-06-19 | 2026-06-19 | Solar Panels | JINKO SOLAR | JKM430N-54HL4-B430 |  | 0.43 | 18 | 186 | 21 |  | Fixed | Roof
NJADRE1559796827 | Administratively Determined Incentive Program | Pennsauken | 8110 | 10.32 | Residential | Behind the Meter | Yes | PosiGen Developer, LLC | PSE&G |  | Accepted | 2025-05-23 | 2025-06-18 | 2026-06-18 | Solar Panels | Jinko Eagle | G6R JKM430N-54HL4-B |  | 0.43 | 5 | 147 | 37 |  | Fixed | Roof
NJADRE1559796827 | Administratively Determined Incentive Program | Pennsauken | 8110 | 10.32 | Residential | Behind the Meter | Yes | PosiGen Developer, LLC | PSE&G |  | Accepted | 2025-05-23 | 2025-06-18 | 2026-06-18 | Inverters | SolarEdge | SE 10000 H-US | 10000 |  | 1 |  |  | 0.99 |  | Outside | Within ten feet of meter
NJADRE1559796827 | Administratively Determined Incentive Program | Pennsauken | 8110 | 10.32 | Residential | Behind the Meter | Yes | PosiGen Developer, LLC | PSE&G |  | Accepted | 2025-05-23 | 2025-06-18 | 2026-06-18 | Solar Panels | Jinko Eagle | G6R JKM430N-54HL4-B |  | 0.43 | 6 | 148 | 18 |  | Fixed | Roof
NJADRE1559796827 | Administratively Determined Incentive Program | Pennsauken | 8110 | 10.32 | Residential | Behind the Meter | Yes | PosiGen Developer, LLC | PSE&G |  | Accepted | 2025-05-23 | 2025-06-18 | 2026-06-18 | Solar Panels | Jinko Eagle | G6R JKM430N-54HL4-B |  | 0.43 | 4 | 328 | 18 |  | Fixed | Roof
NJADRE1559796827 | Administratively Determined Incentive Program | Pennsauken | 8110 | 10.32 | Residential | Behind the Meter | Yes | PosiGen Developer, LLC | PSE&G |  | Accepted | 2025-05-23 | 2025-06-18 | 2026-06-18 | Solar Panels | Jinko Eagle | G6R JKM430N-54HL4-B |  | 0.43 | 9 | 147 | 34 |  | Fixed | Roof
NJADRE1559796855 | Administratively Determined Incentive Program | BURLINGTON | 8016 | 7.31 | Residential | Behind the Meter | Yes | EMT Renewables, LLC | PSE&G |  | Accepted | 2025-05-23 | 2025-06-18 | 2026-06-18 | Inverters | ENPHASE | IQ8+ | 290 |  | 17 |  |  | 0.98 |  | Other | UNDER EACH PANEL
NJADRE1559796855 | Administratively Determined Incentive Program | BURLINGTON | 8016 | 7.31 | Residential | Behind the Meter | Yes | EMT Renewables, LLC | PSE&G |  | Accepted | 2025-05-23 | 2025-06-18 | 2026-06-18 | Solar Panels | SEG SOLAR | SEG 430 |  | 0.43 | 7 | 251 | 13 |  | Fixed | Roof
NJADRE1559796855 | Administratively Determined Incentive Program | BURLINGTON | 8016 | 7.31 | Residential | Behind the Meter | Yes | EMT Renewables, LLC | PSE&G |  | Accepted | 2025-05-23 | 2025-06-18 | 2026-06-18 | Solar Panels | SEG SOLAR | SEG 430 |  | 0.43 | 3 | 71 | 15 |  | Fixed | Roof
NJADRE1559796855 | Administratively Determined Incentive Program | BURLINGTON | 8016 | 7.31 | Residential | Behind the Meter | Yes | EMT Renewables, LLC | PSE&G |  | Accepted | 2025-05-23 | 2025-06-18 | 2026-06-18 | Solar Panels | SEG SOLAR | SEG 430 |  | 0.43 | 7 | 71 | 38 |  | Fixed | Roof
NJADRE1559796861 | Administratively Determined Incentive Program | South Amboy | 8879 | 5.67 | Residential | Behind the Meter | Yes | Mona Lee GoodLeap Resi Solar | JCP&L |  | Accepted | 2025-05-23 | 2025-06-18 | 2026-06-18 | Inverters | SOLAREDGE | USE5700H-USMNUBL75 | 5700 |  | 1 |  |  | 0.99 |  | Outdoor
NJADRE1559796861 | Administratively Determined Incentive Program | South Amboy | 8879 | 5.67 | Residential | Behind the Meter | Yes | Mona Lee GoodLeap Resi Solar | JCP&L |  | Accepted | 2025-05-23 | 2025-06-18 | 2026-06-18 | Solar Panels | JA SOLAR | JAM54S31 405/MR |  | 0.405 | 14 | 225 | 26 |  | Fixed | Roof
NJADRE1559796880 | Administratively Determined Incentive Program | VAUXHALL | 7088 | 5.53 | Residential | Behind the Meter | Yes | Power Energy Solutions, LLC | PSE&G |  | Accepted | 2025-05-23 | 2025-06-18 | 2026-06-18 | Solar Panels | Trina Solar | TSM-425NE09RC.05 |  | 0.425 | 7 | 324 | 27 |  | Fixed | Roof
NJADRE1559796880 | Administratively Determined Incentive Program | VAUXHALL | 7088 | 5.53 | Residential | Behind the Meter | Yes | Power Energy Solutions, LLC | PSE&G |  | Accepted | 2025-05-23 | 2025-06-18 | 2026-06-18 | Inverters | SolarEdge | SE3800H-US | 4 |  | 1 |  |  | 0.97 |  | Outdoor
NJADRE1559796880 | Administratively Determined Incentive Program | VAUXHALL | 7088 | 5.53 | Residential | Behind the Meter | Yes | Power Energy Solutions, LLC | PSE&G |  | Accepted | 2025-05-23 | 2025-06-18 | 2026-06-18 | Solar Panels | Trina Solar | TSM-425NE09RC.05 |  | 0.425 | 6 | 144 | 27 |  | Fixed | Roof
NJADRE1559796881 | Administratively Determined Incentive Program | PILESGROVE | 8098 | 14.58 | Residential | Behind the Meter | Yes | Define Solar, LLC | AC Electric |  | Accepted | 2025-05-23 | 2025-06-18 | 2026-06-18 | Inverters | Enphase | IQ8PLUS-72-2-US | 290 |  | 31 |  |  | 0.976 |  | Outside | Under each pv panel
NJADRE1559796881 | Administratively Determined Incentive Program | PILESGROVE | 8098 | 14.58 | Residential | Behind the Meter | Yes | Define Solar, LLC | AC Electric |  | Accepted | 2025-05-23 | 2025-06-18 | 2026-06-18 | Inverters | Enphase | IQ8PLUS-72-2-US | 290 |  | 5 |  |  | 0.976 |  | Outside | Under each pv panel
NJADRE1559796881 | Administratively Determined Incentive Program | PILESGROVE | 8098 | 14.58 | Residential | Behind the Meter | Yes | Define Solar, LLC | AC Electric |  | Accepted | 2025-05-23 | 2025-06-18 | 2026-06-18 | Solar Panels | Znshine | ZXM7-SH108 405 |  | 0.405 | 5 | 214 | 20 |  | Fixed | Roof
NJADRE1559796881 | Administratively Determined Incentive Program | PILESGROVE | 8098 | 14.58 | Residential | Behind the Meter | Yes | Define Solar, LLC | AC Electric |  | Accepted | 2025-05-23 | 2025-06-18 | 2026-06-18 | Solar Panels | Znshine | ZXM7-SH108 405 |  | 0.405 | 31 | 214 | 20 |  | Fixed | Roof
NJADRE1559796882 | Administratively Determined Incentive Program | Tabernacle | 8088 | 15.64 | Residential | Behind the Meter | No | PlugPV, LLC | AC Electric |  | Accepted | 2025-05-23 | 2025-06-23 | 2026-06-23 | Inverters | Enphase | IQ8X-80-M-US | 380 |  | 34 |  |  | 0.97 |  | Outside
NJADRE1559796882 | Administratively Determined Incentive Program | Tabernacle | 8088 | 15.64 | Residential | Behind the Meter | No | PlugPV, LLC | AC Electric |  | Accepted | 2025-05-23 | 2025-06-23 | 2026-06-23 | Solar Panels | Rec Solar | REC460AA PURE-RX |  | 0.46 | 7 | 353 | 30 |  | Fixed | Roof
NJADRE1559796882 | Administratively Determined Incentive Program | Tabernacle | 8088 | 15.64 | Residential | Behind the Meter | No | PlugPV, LLC | AC Electric |  | Accepted | 2025-05-23 | 2025-06-23 | 2026-06-23 | Solar Panels | Rec Solar | REC460AA PURE-RX |  | 0.46 | 19 | 173 | 30 |  | Fixed | Roof
NJADRE1559796882 | Administratively Determined Incentive Program | Tabernacle | 8088 | 15.64 | Residential | Behind the Meter | No | PlugPV, LLC | AC Electric |  | Accepted | 2025-05-23 | 2025-06-23 | 2026-06-23 | Solar Panels | Rec Solar | REC460AA PURE-RX |  | 0.46 | 8 | 173 | 30 |  | Fixed | Roof
NJADRE1559796896 | Administratively Determined Incentive Program | MORGANVILLE | 7751 | 16.61 | Residential | Behind the Meter | Yes | Define Solar, LLC | JCP&L |  | Accepted | 2025-05-23 | 2025-06-18 | 2026-06-18 | Solar Panels | Znshine | ZXM7-SH108 405 |  | 0.405 | 13 | 141 | 34 |  | Fixed | Roof
NJADRE1559796896 | Administratively Determined Incentive Program | MORGANVILLE | 7751 | 16.61 | Residential | Behind the Meter | Yes | Define Solar, LLC | JCP&L |  | Accepted | 2025-05-23 | 2025-06-18 | 2026-06-18 | Inverters | Enphase | IQ8PLUS-72-2-US | 290 |  | 13 |  |  | 0.976 |  | Outside | Under each pv panel
NJADRE1559796896 | Administratively Determined Incentive Program | MORGANVILLE | 7751 | 16.61 | Residential | Behind the Meter | Yes | Define Solar, LLC | JCP&L |  | Accepted | 2025-05-23 | 2025-06-18 | 2026-06-18 | Solar Panels | Znshine | ZXM7-SH108 405 |  | 0.405 | 28 | 141 | 33 |  | Fixed | Roof
NJADRE1559796896 | Administratively Determined Incentive Program | MORGANVILLE | 7751 | 16.61 | Residential | Behind the Meter | Yes | Define Solar, LLC | JCP&L |  | Accepted | 2025-05-23 | 2025-06-18 | 2026-06-18 | Inverters | Enphase | IQ8PLUS-72-2-US | 290 |  | 28 |  |  | 0.976 |  | Outside | Under each pv panel
NJADRE1559796934 | Administratively Determined Incentive Program | West Windsor Twp | 8550 | 6.53 | Residential | Behind the Meter | No | SunnyMac, LLC | PSE&G |  | Accepted | 2025-05-23 | 2025-06-19 | 2026-06-19 | Solar Panels | HANWHA | Q.TRON BLK M-G2+ 435W |  | 0.435 | 15 | 110 | 27 |  | Fixed | Roof
NJADRE1559796934 | Administratively Determined Incentive Program | West Windsor Twp | 8550 | 6.53 | Residential | Behind the Meter | No | SunnyMac, LLC | PSE&G |  | Accepted | 2025-05-23 | 2025-06-19 | 2026-06-19 | Inverters | SOLAREDGE HOME HUB | SE5700H-US | 5760 |  | 1 |  |  | 0.99 |  | Outdoor | next to meter
NJADRE1559797138 | Administratively Determined Incentive Program | Camden | 8103 | 3.045 | Residential | Behind the Meter | Yes | SunnyMac, LLC | PSE&G |  | Accepted | 2025-05-23 | 2025-06-18 | 2026-06-18 | Solar Panels | HANWHA | Q.TRON BLK M-G2+ |  | 0.435 | 7 | 232 | 5 |  | Fixed | Roof
NJADRE1559797138 | Administratively Determined Incentive Program | Camden | 8103 | 3.045 | Residential | Behind the Meter | Yes | SunnyMac, LLC | PSE&G |  | Accepted | 2025-05-23 | 2025-06-18 | 2026-06-18 | Inverters | ENPHASE | IQ8HC-72-M-US | 290 |  | 7 |  |  | 0.99 |  | Indoor | next to meter
NJADRE1559797138 | Administratively Determined Incentive Program | Camden | 8103 | 3.045 | Residential | Behind the Meter | Yes | SunnyMac, LLC | PSE&G |  | Accepted | 2025-05-23 | 2025-06-18 | 2026-06-18 | Meters | ENPHASE | X-IQ-AM1-240-5 |  |  | 1 |  |  |  | Yes | Indoor
NJADRE1559797320 | Administratively Determined Incentive Program | Clayton | 8312 | 7.65 | Residential | Behind the Meter | Yes | Integrity Solar & Home Solutions, LLC | AC Electric |  | Accepted | 2025-05-23 | 2025-06-18 | 2026-06-18 | Solar Panels | JINKO | JKM425N-54HL4-B |  | 0.425 | 10 | 166 | 30 |  | Fixed | Roof
NJADRE1559797320 | Administratively Determined Incentive Program | Clayton | 8312 | 7.65 | Residential | Behind the Meter | Yes | Integrity Solar & Home Solutions, LLC | AC Electric |  | Accepted | 2025-05-23 | 2025-06-18 | 2026-06-18 | Solar Panels | JINKO | JKM425N-54HL4-B |  | 0.425 | 8 | 165 | 30 |  | Fixed | Roof
NJADRE1559797320 | Administratively Determined Incentive Program | Clayton | 8312 | 7.65 | Residential | Behind the Meter | Yes | Integrity Solar & Home Solutions, LLC | AC Electric |  | Accepted | 2025-05-23 | 2025-06-18 | 2026-06-18 | Inverters | ENPHASE | IQ8HC | 380 |  | 18 |  |  | 0.98 |  | Other | UNDER EACH PANEL
NJADRE1559797321 | Administratively Determined Incentive Program | Garfield | 7026 | 5.53 | Residential | Behind the Meter | Yes | Power Energy Solutions, LLC | PSE&G |  | Accepted | 2025-05-23 | 2025-06-19 | 2026-06-19 | Inverters | SolarEdge | SE3800H-US | 4 |  | 1 |  |  | 0.97 |  | Outdoor
NJADRE1559797321 | Administratively Determined Incentive Program | Garfield | 7026 | 5.53 | Residential | Behind the Meter | Yes | Power Energy Solutions, LLC | PSE&G |  | Accepted | 2025-05-23 | 2025-06-19 | 2026-06-19 | Solar Panels | Trina Solar | TSM-425NE09RC.05 |  | 0.425 | 2 | 106 | 44 |  | Fixed | Roof
NJADRE1559797321 | Administratively Determined Incentive Program | Garfield | 7026 | 5.53 | Residential | Behind the Meter | Yes | Power Energy Solutions, LLC | PSE&G |  | Accepted | 2025-05-23 | 2025-06-19 | 2026-06-19 | Solar Panels | Trina Solar | TSM-425NE09RC.05 |  | 0.425 | 11 | 286 | 5 |  | Fixed | Roof
NJADRE1559797339 | Administratively Determined Incentive Program | BRIDGETON | 8302 | 9.55 | Residential | Behind the Meter | Yes | SunPurity, LLC | AC Electric |  | Accepted | 2025-05-27 | 2025-06-19 | 2026-06-19 | Inverters | SolarEdge | SE7600H-US | 7600 |  | 1 |  |  | 0.99 |  | Outdoor
NJADRE1559797339 | Administratively Determined Incentive Program | BRIDGETON | 8302 | 9.55 | Residential | Behind the Meter | Yes | SunPurity, LLC | AC Electric |  | Accepted | 2025-05-27 | 2025-06-19 | 2026-06-19 | Solar Panels | Hanwha Q cells | Q.PEAK DUO BLK-ML-G10+ 415W |  | 0.415 | 23 | 344 | 3 |  | Fixed | Roof
NJADRE1559797356 | Administratively Determined Incentive Program | Paramus | 7652 | 4.3 | Residential | Behind the Meter | Yes | PosiGen Developer, LLC | PSE&G |  | Accepted | 2025-05-23 | 2025-06-18 | 2026-06-18 | Solar Panels | JINKO EAGLE G6R | JKM430N-54HL4-B |  | 0.43 | 10 | 217 | 23 |  | Fixed | Roof
NJADRE1559797356 | Administratively Determined Incentive Program | Paramus | 7652 | 4.3 | Residential | Behind the Meter | Yes | PosiGen Developer, LLC | PSE&G |  | Accepted | 2025-05-23 | 2025-06-18 | 2026-06-18 | Inverters | SolarEdge | SE3800H-US | 3800 |  | 1 |  |  | 0.99 |  | Outside | within ten feet of meter
NJADRE1559797362 | Administratively Determined Incentive Program | Asbury Park | 7712 | 4.15 | Residential | Behind the Meter | Yes | SunPurity, LLC | JCP&L |  | Accepted | 2025-05-27 | 2025-06-19 | 2026-06-19 | Inverters | SolarEdge | SE3800H-US | 3800 |  | 1 |  |  | 0.99 |  | Outdoor
NJADRE1559797362 | Administratively Determined Incentive Program | Asbury Park | 7712 | 4.15 | Residential | Behind the Meter | Yes | SunPurity, LLC | JCP&L |  | Accepted | 2025-05-27 | 2025-06-19 | 2026-06-19 | Solar Panels | Hanwha Q cells | Q.PEAK DUO BLK-ML-G10+ 415W |  | 0.415 | 10 | 265 | 37 |  | Fixed | Roof
NJADRE1559797379 | Administratively Determined Incentive Program | BURLINGTON TWP | 8016 | 8.51 | Residential | Behind the Meter | Yes | Sunrun Installation Services, Inc. | PSE&G |  | Accepted | 2025-05-23 | 2025-06-18 | 2026-06-18 | Solar Panels | JA SOLAR | JAM54S31-405/MR |  | 0.405 | 15 | 119 | 30 |  | Fixed | Roof
NJADRE1559797379 | Administratively Determined Incentive Program | BURLINGTON TWP | 8016 | 8.51 | Residential | Behind the Meter | Yes | Sunrun Installation Services, Inc. | PSE&G |  | Accepted | 2025-05-23 | 2025-06-18 | 2026-06-18 | Solar Panels | JA SOLAR | JAM54S31-405/MR |  | 0.405 | 6 | 297 | 30 |  | Fixed | Roof
NJADRE1559797379 | Administratively Determined Incentive Program | BURLINGTON TWP | 8016 | 8.51 | Residential | Behind the Meter | Yes | Sunrun Installation Services, Inc. | PSE&G |  | Accepted | 2025-05-23 | 2025-06-18 | 2026-06-18 | Inverters | SOLAREDGE TECHNOLOGIES | SE5700H-USMN | 5760 |  | 1 |  |  | 0.99 |  | Outdoor
NJADRE1559797387 | Administratively Determined Incentive Program | CHERRY HILL TOWNSHIP | 8003 | 11.9 | Residential | Behind the Meter | No | US Clean Energy Construction, LLC | PSE&G |  | Accepted | 2025-05-23 | 2025-06-23 | 2026-06-23 | Solar Panels | Trina Solar | TRINA 425W |  | 0.425 | 4 | 123 | 30 |  | Fixed | Roof
NJADRE1559797387 | Administratively Determined Incentive Program | CHERRY HILL TOWNSHIP | 8003 | 11.9 | Residential | Behind the Meter | No | US Clean Energy Construction, LLC | PSE&G |  | Accepted | 2025-05-23 | 2025-06-23 | 2026-06-23 | Meters | VISION METERING | Cat VM-2E2A1P |  |  | 1 |  |  |  | Yes | Outdoor
NJADRE1559797387 | Administratively Determined Incentive Program | CHERRY HILL TOWNSHIP | 8003 | 11.9 | Residential | Behind the Meter | No | US Clean Energy Construction, LLC | PSE&G |  | Accepted | 2025-05-23 | 2025-06-23 | 2026-06-23 | Solar Panels | Trina Solar | TRINA 425W |  | 0.425 | 20 | 33 | 30 |  | Fixed | Roof
NJADRE1559797387 | Administratively Determined Incentive Program | CHERRY HILL TOWNSHIP | 8003 | 11.9 | Residential | Behind the Meter | No | US Clean Energy Construction, LLC | PSE&G |  | Accepted | 2025-05-23 | 2025-06-23 | 2026-06-23 | Solar Panels | Trina Solar | TRINA 425W |  | 0.425 | 4 | 303 | 30 |  | Fixed | Roof
NJADRE1559797387 | Administratively Determined Incentive Program | CHERRY HILL TOWNSHIP | 8003 | 11.9 | Residential | Behind the Meter | No | US Clean Energy Construction, LLC | PSE&G |  | Accepted | 2025-05-23 | 2025-06-23 | 2026-06-23 | Inverters | Trina Solar | SMA SBSE-7.7-50 | 7700 |  | 1 |  |  | 0.96 |  | Outdoor
NJADRE1559797402 | Administratively Determined Incentive Program | TRENTON | 8619 | 8.2 | Residential | Behind the Meter | Yes | Sunrun Installation Services, Inc. | PSE&G |  | Accepted | 2025-05-23 | 2025-06-18 | 2026-06-18 | Electric Storage Battery | Tesla | POWERWALL 3 1707000-XX-Y |  |  | 1 |  |  |  | Lithium Ion |  | OUTSIDE
NJADRE1559797402 | Administratively Determined Incentive Program | TRENTON | 8619 | 8.2 | Residential | Behind the Meter | Yes | Sunrun Installation Services, Inc. | PSE&G |  | Accepted | 2025-05-23 | 2025-06-18 | 2026-06-18 | Solar Panels | HANWHA Q-CELLS | Q.PEAK DUO BLK ML-G10+ 410 DCA |  | 0.41 | 20 | 115 | 35 |  | Fixed | Roof
NJADRE1559797402 | Administratively Determined Incentive Program | TRENTON | 8619 | 8.2 | Residential | Behind the Meter | Yes | Sunrun Installation Services, Inc. | PSE&G |  | Accepted | 2025-05-23 | 2025-06-18 | 2026-06-18 | Inverters | Tesla | POWERWALL 3 1707000-XX-Y | 11500 |  | 1 |  |  | 0.97 |  | Outdoor
NJADRE1559797407 | Administratively Determined Incentive Program | LAKEWOOD | 8701 | 22.41 | Residential | Behind the Meter | Yes | SunPurity, LLC | JCP&L |  | Accepted | 2025-06-12 | 2025-07-11 | 2026-07-11 | Inverters | SolarEdge | SE7600H-US | 15200 |  | 2 |  |  | 0.99 |  | Outdoor
NJADRE1559797407 | Administratively Determined Incentive Program | LAKEWOOD | 8701 | 22.41 | Residential | Behind the Meter | Yes | SunPurity, LLC | JCP&L |  | Accepted | 2025-06-12 | 2025-07-11 | 2026-07-11 | Solar Panels | Hanwha Q cells | Q.PEAK DUO BLK-ML-G10+ 415W |  | 0.415 | 24 | 97 | 30 |  | Fixed | Roof
NJADRE1559797407 | Administratively Determined Incentive Program | LAKEWOOD | 8701 | 22.41 | Residential | Behind the Meter | Yes | SunPurity, LLC | JCP&L |  | Accepted | 2025-06-12 | 2025-07-11 | 2026-07-11 | Solar Panels | Hanwha Q cells | Q.PEAK DUO BLK-ML-G10+ 415W |  | 0.415 | 30 | 277 | 30 |  | Fixed | Roof
NJADRE1559797410 | Administratively Determined Incentive Program | WEST MILFORD | 7480 | 16.34 | Residential | Behind the Meter | Yes | Pro Custom Solar dba Momentum Solar | Orange Rockland Electric |  | Accepted | 2025-05-23 | 2025-06-18 | 2026-06-18 | Inverters | Enphase | IQ8HC-72-M-DOM-US | 380 |  | 38 |  |  | 0.97 |  | Outdoor
NJADRE1559797410 | Administratively Determined Incentive Program | WEST MILFORD | 7480 | 16.34 | Residential | Behind the Meter | Yes | Pro Custom Solar dba Momentum Solar | Orange Rockland Electric |  | Accepted | 2025-05-23 | 2025-06-18 | 2026-06-18 | Solar Panels | Hanwha | Q.Tron BLK M-G2+ 430 |  | 0.43 | 18 | 277 | 4 |  | Fixed | Roof
NJADRE1559797410 | Administratively Determined Incentive Program | WEST MILFORD | 7480 | 16.34 | Residential | Behind the Meter | Yes | Pro Custom Solar dba Momentum Solar | Orange Rockland Electric |  | Accepted | 2025-05-23 | 2025-06-18 | 2026-06-18 | Solar Panels | Hanwha | Q.Tron BLK M-G2+ 430 |  | 0.43 | 20 | 97 | 5 |  | Fixed | Roof
NJADRE1559797430 | Administratively Determined Incentive Program | MANCHESTER TOWNSHIP | 8759 | 5.59 | Residential | Behind the Meter | Yes | Pro Custom Solar dba Momentum Solar | JCP&L |  | Accepted | 2025-05-23 | 2025-06-18 | 2026-06-18 | Solar Panels | Hanwha | Q.Tron BLK M-G2+ 430 |  | 0.43 | 13 | 126 | 34 |  | Fixed | Roof
NJADRE1559797430 | Administratively Determined Incentive Program | MANCHESTER TOWNSHIP | 8759 | 5.59 | Residential | Behind the Meter | Yes | Pro Custom Solar dba Momentum Solar | JCP&L |  | Accepted | 2025-05-23 | 2025-06-18 | 2026-06-18 | Inverters | Enphase | IQ8HC-72-M-DOM-US | 380 |  | 13 |  |  | 0.97 |  | Outdoor
NJADRE1559797435 | Administratively Determined Incentive Program | WILLINGBORO TWP | 8046 | 6.89 | Residential | Behind the Meter | Yes | Sunrun Installation Services, Inc. | PSE&G |  | Accepted | 2025-05-23 | 2025-06-18 | 2026-06-18 | Solar Panels | JA Solar | JAM54S31-405/MR |  | 0.405 | 17 | 162 | 19 |  | Fixed | Roof
NJADRE1559797435 | Administratively Determined Incentive Program | WILLINGBORO TWP | 8046 | 6.89 | Residential | Behind the Meter | Yes | Sunrun Installation Services, Inc. | PSE&G |  | Accepted | 2025-05-23 | 2025-06-18 | 2026-06-18 | Inverters | SolarEdge Technologies | SE5700H-USMN | 5760 |  | 1 |  |  | 0.99 |  | Outdoor | Next to meter
NJADRE1559797465 | Administratively Determined Incentive Program | BAYVILLE | 8721 | 4.46 | Residential | Behind the Meter | Yes | Sunrun Installation Services, Inc. | JCP&L |  | Accepted | 2025-05-23 | 2025-06-18 | 2026-06-18 | Solar Panels | JA Solar | JAM54S31-405/MR |  | 0.405 | 8 | 133 | 36 |  | Fixed | Roof
NJADRE1559797465 | Administratively Determined Incentive Program | BAYVILLE | 8721 | 4.46 | Residential | Behind the Meter | Yes | Sunrun Installation Services, Inc. | JCP&L |  | Accepted | 2025-05-23 | 2025-06-18 | 2026-06-18 | Solar Panels | JA Solar | JAM54S31-405/MR |  | 0.405 | 3 | 227 | 41 |  | Fixed | Roof
NJADRE1559797465 | Administratively Determined Incentive Program | BAYVILLE | 8721 | 4.46 | Residential | Behind the Meter | Yes | Sunrun Installation Services, Inc. | JCP&L |  | Accepted | 2025-05-23 | 2025-06-18 | 2026-06-18 | Inverters | SolarEdge Technologies | SE3800H-USMN | 3800 |  | 1 |  |  | 0.99 |  | Outdoor
NJADRE1559798575 | Administratively Determined Incentive Program | MOUNT HOLLY | 8060 | 6.38 | Residential | Behind the Meter | Yes | Solar Mite Solutions, LLC | PSE&G |  | Accepted | 2025-05-23 | 2025-06-18 | 2026-06-18 | Solar Panels | Jinko | JKM425N |  | 0.425 | 8 | 268 | 45 |  | Fixed | Roof
NJADRE1559798575 | Administratively Determined Incentive Program | MOUNT HOLLY | 8060 | 6.38 | Residential | Behind the Meter | Yes | Solar Mite Solutions, LLC | PSE&G |  | Accepted | 2025-05-23 | 2025-06-18 | 2026-06-18 | Solar Panels | Jinko | JKM425N |  | 0.425 | 3 | 178 | 35 |  | Fixed | Roof
NJADRE1559798575 | Administratively Determined Incentive Program | MOUNT HOLLY | 8060 | 6.38 | Residential | Behind the Meter | Yes | Solar Mite Solutions, LLC | PSE&G |  | Accepted | 2025-05-23 | 2025-06-18 | 2026-06-18 | Inverters | Enphase | IQ8HC-72-M-DOM-US | 380 |  | 15 |  |  | 0.97 |  | Outside
NJADRE1559798575 | Administratively Determined Incentive Program | MOUNT HOLLY | 8060 | 6.38 | Residential | Behind the Meter | Yes | Solar Mite Solutions, LLC | PSE&G |  | Accepted | 2025-05-23 | 2025-06-18 | 2026-06-18 | Solar Panels | Jinko | JKM425N |  | 0.425 | 4 | 88 | 45 |  | Fixed | Roof
NJADRE1559798595 | Administratively Determined Incentive Program | Bridgeton | 8302 | 6 | Residential | Behind the Meter | No | Suntuity Solar, LLC | AC Electric |  | Accepted | 2025-05-23 | 2025-06-19 | 2026-06-19 | Meters | Enphase Energy Inc | X-IQ-AM1-240-4 |  |  | 1 |  |  |  | Yes | Outdoor
NJADRE1559798595 | Administratively Determined Incentive Program | Bridgeton | 8302 | 6 | Residential | Behind the Meter | No | Suntuity Solar, LLC | AC Electric |  | Accepted | 2025-05-23 | 2025-06-19 | 2026-06-19 | Solar Panels | Canadian Solar | CS6R-400MS-HL |  | 0.4 | 15 | 242 | 27 |  | Fixed | Roof
NJADRE1559798595 | Administratively Determined Incentive Program | Bridgeton | 8302 | 6 | Residential | Behind the Meter | No | Suntuity Solar, LLC | AC Electric |  | Accepted | 2025-05-23 | 2025-06-19 | 2026-06-19 | Inverters | Enphase Energy Inc | IQ8PLUS-72-2-US | 290 |  | 15 |  |  | 0.99 |  | Outdoor
NJADRE1559798597 | Administratively Determined Incentive Program | BUDD LAKE | 7828 | 5.67 | Residential | Behind the Meter | Yes | Sunrun Installation Services, Inc. | JCP&L |  | Accepted | 2025-05-23 | 2025-06-18 | 2026-06-18 | Inverters | SolarEdge Technologies | SE3800H-USMN | 3800 |  | 1 |  |  | 0.99 |  | Outdoor | Next to meter
NJADRE1559798597 | Administratively Determined Incentive Program | BUDD LAKE | 7828 | 5.67 | Residential | Behind the Meter | Yes | Sunrun Installation Services, Inc. | JCP&L |  | Accepted | 2025-05-23 | 2025-06-18 | 2026-06-18 | Solar Panels | JA Solar | JAM54S31-405/MR |  | 0.405 | 14 | 149 | 14 |  | Fixed | Roof
NJADRE1559799753 | Administratively Determined Incentive Program | FAIR LAWN | 7410 | 7.47 | Residential | Behind the Meter | No | Solar Living, Inc. | PSE&G |  | Accepted | 2025-05-24 | 2025-06-18 | 2026-06-18 | Inverters | Enphase | IQ8AC | 349 |  | 18 |  |  | 0.975 |  | Outdoor
NJADRE1559799753 | Administratively Determined Incentive Program | FAIR LAWN | 7410 | 7.47 | Residential | Behind the Meter | No | Solar Living, Inc. | PSE&G |  | Accepted | 2025-05-24 | 2025-06-18 | 2026-06-18 | Solar Panels | Hanwha | Q Cell ML-G10+ 415 |  | 0.415 | 9 | 308 | 32 |  | Fixed | Roof
NJADRE1559799753 | Administratively Determined Incentive Program | FAIR LAWN | 7410 | 7.47 | Residential | Behind the Meter | No | Solar Living, Inc. | PSE&G |  | Accepted | 2025-05-24 | 2025-06-18 | 2026-06-18 | Solar Panels | Hanwha | Q Cell ML-G10+ 415 |  | 0.415 | 9 | 128 | 32 |  | Fixed | Roof
NJADRE1559799780 | Administratively Determined Incentive Program | LINWOOD | 8221 | 8.2 | Residential | Behind the Meter | No | Ocean Solar, LLC | AC Electric |  | Accepted | 2025-05-24 | 2025-06-23 | 2026-06-23 | Meters | ENPHASE | X-IQ-AM1-240-5-HDK | 240 |  | 1 |  |  |  | Yes | Outdoor
NJADRE1559799780 | Administratively Determined Incentive Program | LINWOOD | 8221 | 8.2 | Residential | Behind the Meter | No | Ocean Solar, LLC | AC Electric |  | Accepted | 2025-05-24 | 2025-06-23 | 2026-06-23 | Solar Panels | Axitec | AXITEC AXBLACKPREMIUM XXL HC |  | 0.41 | 6 | 212 | 39 |  | Fixed | Roof
NJADRE1559799780 | Administratively Determined Incentive Program | LINWOOD | 8221 | 8.2 | Residential | Behind the Meter | No | Ocean Solar, LLC | AC Electric |  | Accepted | 2025-05-24 | 2025-06-23 | 2026-06-23 | Inverters | ENPHASE | IQ8PLUS-72-M-US | 290 |  | 20 |  |  | 0.97 |  | Outdoor
NJADRE1559799780 | Administratively Determined Incentive Program | LINWOOD | 8221 | 8.2 | Residential | Behind the Meter | No | Ocean Solar, LLC | AC Electric |  | Accepted | 2025-05-24 | 2025-06-23 | 2026-06-23 | Solar Panels | Axitec | AXITEC AXBLACKPREMIUM XXL HC |  | 0.41 | 6 | 206 | 38 |  | Fixed | Roof
NJADRE1559799780 | Administratively Determined Incentive Program | LINWOOD | 8221 | 8.2 | Residential | Behind the Meter | No | Ocean Solar, LLC | AC Electric |  | Accepted | 2025-05-24 | 2025-06-23 | 2026-06-23 | Solar Panels | Axitec | AXITEC AXBLACKPREMIUM XXL HC |  | 0.41 | 8 | 28 | 10 |  | Fixed | Roof
NJADRE1559799793 | Administratively Determined Incentive Program | PENNSAUKEN | 8110 | 5.95 | Residential | Behind the Meter | Yes | Fusion Solar Energy, LLC | PSE&G |  | Accepted | 2025-05-24 | 2025-06-18 | 2026-06-18 | Solar Panels | TRINA SOLAR | TSM-425NE09RC.05 |  | 0.425 | 2 | 237.73 | 40 |  | Fixed | Roof
NJADRE1559799793 | Administratively Determined Incentive Program | PENNSAUKEN | 8110 | 5.95 | Residential | Behind the Meter | Yes | Fusion Solar Energy, LLC | PSE&G |  | Accepted | 2025-05-24 | 2025-06-18 | 2026-06-18 | Inverters | ENPHASE | IQ8HC-72-M-DOM-US | 380 |  | 14 |  |  | 0.97 |  | Outside | Roof
NJADRE1559799793 | Administratively Determined Incentive Program | PENNSAUKEN | 8110 | 5.95 | Residential | Behind the Meter | Yes | Fusion Solar Energy, LLC | PSE&G |  | Accepted | 2025-05-24 | 2025-06-18 | 2026-06-18 | Solar Panels | TRINA SOLAR | TSM-425NE09RC.05 |  | 0.425 | 12 | 237.73 | 24 |  | Fixed | Roof
NJADRE1559799797 | Administratively Determined Incentive Program | LEONIA | 7605 | 11.05 | Residential | Behind the Meter | No | PlugPV, LLC | PSE&G |  | Accepted | 2025-05-24 | 2025-06-18 | 2026-06-18 | Solar Panels | Jinko Solar | JKM425N-54HL4-B |  | 0.425 | 16 | 210 | 45 |  | Fixed | Roof
NJADRE1559799797 | Administratively Determined Incentive Program | LEONIA | 7605 | 11.05 | Residential | Behind the Meter | No | PlugPV, LLC | PSE&G |  | Accepted | 2025-05-24 | 2025-06-18 | 2026-06-18 | Solar Panels | Enphase | IQ8PLUS-72-M-US |  | 0.425 | 10 | 120 | 22 |  | Fixed | Roof
NJADRE1559799797 | Administratively Determined Incentive Program | LEONIA | 7605 | 11.05 | Residential | Behind the Meter | No | PlugPV, LLC | PSE&G |  | Accepted | 2025-05-24 | 2025-06-18 | 2026-06-18 | Inverters | Enphase | IQ8PLUS-72-M-US | 290 |  | 26 |  |  | 0.98 |  | Outside
NJADRE1559800237 | Administratively Determined Incentive Program | Hackensack | 7601 | 5.74 | Residential | Behind the Meter | Yes | Trinity Solar, LLC | PSE&G |  | Accepted | 2025-05-24 | 2025-06-23 | 2026-06-23 | Inverters | TESLA | TESLA 5.0kW (1538000-XX-Y) | 5000 |  | 1 |  |  | 0.97 |  | Outdoor
NJADRE1559800237 | Administratively Determined Incentive Program | Hackensack | 7601 | 5.74 | Residential | Behind the Meter | Yes | Trinity Solar, LLC | PSE&G |  | Accepted | 2025-05-24 | 2025-06-23 | 2026-06-23 | Solar Panels | HANWHA | (Q.PEAK DUO BLK ML-G10+ 410) |  | 0.41 | 14 | 218 | 45 |  | Fixed | Roof
NJADRE1559800352 | Administratively Determined Incentive Program | PERTH AMBOY | 8861 | 2.05 | Residential | Behind the Meter | Yes | Trinity Solar, LLC | PSE&G |  | Accepted | 2025-05-24 | 2025-06-19 | 2026-06-19 | Solar Panels | HANWHA | (Q.PEAK DUO BLK ML-G10+ 410) |  | 0.41 | 5 | 198 | 23 |  | Fixed | Roof
NJADRE1559800352 | Administratively Determined Incentive Program | PERTH AMBOY | 8861 | 2.05 | Residential | Behind the Meter | Yes | Trinity Solar, LLC | PSE&G |  | Accepted | 2025-05-24 | 2025-06-19 | 2026-06-19 | Inverters | Enphase | IQ8PLUS-72-M-US | 290 |  | 5 |  |  | 0.97 |  | Outdoor
NJADRE1559800516 | Administratively Determined Incentive Program | Clementon | 8021 | 10.8 | Residential | Behind the Meter | No | Suntuity Solar, LLC | AC Electric |  | Accepted | 2025-05-24 | 2025-06-19 | 2026-06-19 | Solar Panels | Canadian Solar | CS6R-400MS-HL |  | 0.4 | 8 | 143 | 34 |  | Fixed | Roof
NJADRE1559800516 | Administratively Determined Incentive Program | Clementon | 8021 | 10.8 | Residential | Behind the Meter | No | Suntuity Solar, LLC | AC Electric |  | Accepted | 2025-05-24 | 2025-06-19 | 2026-06-19 | Inverters | Enphase Energy Inc | IQ8PLUS-72-2-US | 290 |  | 27 |  |  | 0.99 |  | Outdoor
NJADRE1559800516 | Administratively Determined Incentive Program | Clementon | 8021 | 10.8 | Residential | Behind the Meter | No | Suntuity Solar, LLC | AC Electric |  | Accepted | 2025-05-24 | 2025-06-19 | 2026-06-19 | Solar Panels | Canadian Solar | CS6R-400MS-HL |  | 0.4 | 6 | 313 | 18 |  | Fixed | Roof
NJADRE1559800516 | Administratively Determined Incentive Program | Clementon | 8021 | 10.8 | Residential | Behind the Meter | No | Suntuity Solar, LLC | AC Electric |  | Accepted | 2025-05-24 | 2025-06-19 | 2026-06-19 | Solar Panels | Canadian Solar | CS6R-400MS-HL |  | 0.4 | 5 | 143 | 18 |  | Fixed | Roof
NJADRE1559800516 | Administratively Determined Incentive Program | Clementon | 8021 | 10.8 | Residential | Behind the Meter | No | Suntuity Solar, LLC | AC Electric |  | Accepted | 2025-05-24 | 2025-06-19 | 2026-06-19 | Meters | Enphase Energy Inc | X2-IQ-AM1-240-4 |  |  | 1 |  |  |  | Yes | Outdoor
NJADRE1559800516 | Administratively Determined Incentive Program | Clementon | 8021 | 10.8 | Residential | Behind the Meter | No | Suntuity Solar, LLC | AC Electric |  | Accepted | 2025-05-24 | 2025-06-19 | 2026-06-19 | Solar Panels | Canadian Solar | CS6R-400MS-HL |  | 0.4 | 8 | 314 | 34 |  | Fixed | Roof
NJADRE1559801240 | Administratively Determined Incentive Program | SOMERSET | 8873 | 16 | Residential | Behind the Meter | No | Greentech Solar USA, LLC | PSE&G |  | Accepted | 2025-05-26 | 2025-06-18 | 2026-06-18 | Solar Panels | ZNSHINE Solar | ZXM7-NH108-400 |  | 0.4 | 30 | 150 | 34 |  | Fixed | Roof | Roof
NJADRE1559801240 | Administratively Determined Incentive Program | SOMERSET | 8873 | 16 | Residential | Behind the Meter | No | Greentech Solar USA, LLC | PSE&G |  | Accepted | 2025-05-26 | 2025-06-18 | 2026-06-18 | Inverters | Growatt | MIN7600TL-XH-US | 7600 |  | 2 |  |  | 0.97 |  | Outdoor | Outside Wall
NJADRE1559801240 | Administratively Determined Incentive Program | SOMERSET | 8873 | 16 | Residential | Behind the Meter | No | Greentech Solar USA, LLC | PSE&G |  | Accepted | 2025-05-26 | 2025-06-18 | 2026-06-18 | Solar Panels | ZNSHINE Solar | ZXM7-NH108-400 |  | 0.4 | 10 | 240 | 35 |  | Fixed | Roof | Roof
NJADRE1559801550 | Administratively Determined Incentive Program | HIGHLAND PARK | 8904 | 8.51 | Residential | Behind the Meter | Yes | Sunrun Installation Services, Inc. | PSE&G |  | Accepted | 2025-05-26 | 2025-06-18 | 2026-06-18 | Inverters | SolarEdge Technologies | SE5700H-USMN | 5760 |  | 1 |  |  | 0.99 |  | Outdoor | Next to meter
NJADRE1559801550 | Administratively Determined Incentive Program | HIGHLAND PARK | 8904 | 8.51 | Residential | Behind the Meter | Yes | Sunrun Installation Services, Inc. | PSE&G |  | Accepted | 2025-05-26 | 2025-06-18 | 2026-06-18 | Solar Panels | JA Solar | JAM54S31-405/MR |  | 0.405 | 21 | 253 | 35 |  | Fixed | Roof
NJADRE1559801553 | Administratively Determined Incentive Program | ISELIN | 8830 | 9.32 | Residential | Behind the Meter | Yes | Sunrun Installation Services, Inc. | PSE&G |  | Accepted | 2025-05-26 | 2025-06-18 | 2026-06-18 | Solar Panels | JA Solar | JAM54S31-405/MR |  | 0.405 | 12 | 353 | 23 |  | Fixed | Roof
NJADRE1559801553 | Administratively Determined Incentive Program | ISELIN | 8830 | 9.32 | Residential | Behind the Meter | Yes | Sunrun Installation Services, Inc. | PSE&G |  | Accepted | 2025-05-26 | 2025-06-18 | 2026-06-18 | Solar Panels | JA Solar | JAM54S31-405/MR |  | 0.405 | 11 | 173 | 22 |  | Fixed | Roof
NJADRE1559801553 | Administratively Determined Incentive Program | ISELIN | 8830 | 9.32 | Residential | Behind the Meter | Yes | Sunrun Installation Services, Inc. | PSE&G |  | Accepted | 2025-05-26 | 2025-06-18 | 2026-06-18 | Inverters | SolarEdge Technologies | SE7600H-USMN | 7600 |  | 1 |  |  | 0.99 |  | Outdoor | Next to meter
NJADRE1559801555 | Administratively Determined Incentive Program | WEST WINDSOR | 8550 | 10.53 | Residential | Behind the Meter | Yes | Sunrun Installation Services, Inc. | PSE&G |  | Accepted | 2025-05-26 | 2025-06-18 | 2026-06-18 | Inverters | SolarEdge Technologies | SE7600H-USMN | 7600 |  | 1 |  |  | 0.99 |  | Outdoor | Next to meter
NJADRE1559801555 | Administratively Determined Incentive Program | WEST WINDSOR | 8550 | 10.53 | Residential | Behind the Meter | Yes | Sunrun Installation Services, Inc. | PSE&G |  | Accepted | 2025-05-26 | 2025-06-18 | 2026-06-18 | Solar Panels | JA Solar | JAM54S31-405/MR |  | 0.405 | 10 | 222 | 30 |  | Fixed | Roof
NJADRE1559801555 | Administratively Determined Incentive Program | WEST WINDSOR | 8550 | 10.53 | Residential | Behind the Meter | Yes | Sunrun Installation Services, Inc. | PSE&G |  | Accepted | 2025-05-26 | 2025-06-18 | 2026-06-18 | Solar Panels | JA Solar | JAM54S31-405/MR |  | 0.405 | 7 | 42 | 30 |  | Fixed | Roof
NJADRE1559801555 | Administratively Determined Incentive Program | WEST WINDSOR | 8550 | 10.53 | Residential | Behind the Meter | Yes | Sunrun Installation Services, Inc. | PSE&G |  | Accepted | 2025-05-26 | 2025-06-18 | 2026-06-18 | Solar Panels | JA Solar | JAM54S31-405/MR |  | 0.405 | 9 | 222 | 30 |  | Fixed | Roof
NJADRE1559801556 | Administratively Determined Incentive Program | TRENTON | 8619 | 6.89 | Residential | Behind the Meter | Yes | Sunrun Installation Services, Inc. | PSE&G |  | Accepted | 2025-05-26 | 2025-06-18 | 2026-06-18 | Solar Panels | JA Solar | JAM54S31-405/MR |  | 0.405 | 6 | 296 | 22 |  | Fixed | Roof
NJADRE1559801556 | Administratively Determined Incentive Program | TRENTON | 8619 | 6.89 | Residential | Behind the Meter | Yes | Sunrun Installation Services, Inc. | PSE&G |  | Accepted | 2025-05-26 | 2025-06-18 | 2026-06-18 | Solar Panels | JA Solar | JAM54S31-405/MR |  | 0.405 | 11 | 116 | 22 |  | Fixed | Roof
NJADRE1559801556 | Administratively Determined Incentive Program | TRENTON | 8619 | 6.89 | Residential | Behind the Meter | Yes | Sunrun Installation Services, Inc. | PSE&G |  | Accepted | 2025-05-26 | 2025-06-18 | 2026-06-18 | Inverters | SolarEdge Technologies | SE5700H-USMN | 5760 |  | 1 |  |  | 0.99 |  | Outdoor | Next to meter
NJADRE1559801562 | Administratively Determined Incentive Program | TABERNACLE | 8088 | 17.42 | Residential | Behind the Meter | Yes | Sunrun Installation Services, Inc. | AC Electric |  | Accepted | 2025-05-26 | 2025-06-18 | 2026-06-18 | Inverters | SolarEdge Technologies | SE7600H-USMN | 7600 |  | 1 |  |  | 0.99 |  | Outdoor
NJADRE1559801562 | Administratively Determined Incentive Program | TABERNACLE | 8088 | 17.42 | Residential | Behind the Meter | Yes | Sunrun Installation Services, Inc. | AC Electric |  | Accepted | 2025-05-26 | 2025-06-18 | 2026-06-18 | Solar Panels | JA Solar | JAM54S31-405/MR |  | 0.405 | 11 | 281 | 26 |  | Fixed | Roof
NJADRE1559801562 | Administratively Determined Incentive Program | TABERNACLE | 8088 | 17.42 | Residential | Behind the Meter | Yes | Sunrun Installation Services, Inc. | AC Electric |  | Accepted | 2025-05-26 | 2025-06-18 | 2026-06-18 | Solar Panels | JA Solar | JAM54S31-405/MR |  | 0.405 | 3 | 101 | 27 |  | Fixed | Roof
NJADRE1559801562 | Administratively Determined Incentive Program | TABERNACLE | 8088 | 17.42 | Residential | Behind the Meter | Yes | Sunrun Installation Services, Inc. | AC Electric |  | Accepted | 2025-05-26 | 2025-06-18 | 2026-06-18 | Solar Panels | JA Solar | JAM54S31-405/MR |  | 0.405 | 7 | 281 | 18 |  | Fixed | Roof
NJADRE1559801562 | Administratively Determined Incentive Program | TABERNACLE | 8088 | 17.42 | Residential | Behind the Meter | Yes | Sunrun Installation Services, Inc. | AC Electric |  | Accepted | 2025-05-26 | 2025-06-18 | 2026-06-18 | Solar Panels | JA Solar | JAM54S31-405/MR |  | 0.405 | 15 | 101 | 27 |  | Fixed | Roof
NJADRE1559801562 | Administratively Determined Incentive Program | TABERNACLE | 8088 | 17.42 | Residential | Behind the Meter | Yes | Sunrun Installation Services, Inc. | AC Electric |  | Accepted | 2025-05-26 | 2025-06-18 | 2026-06-18 | Inverters | SolarEdge Technologies | SE5700H-USMN | 5760 |  | 1 |  |  | 0.99 |  | Outdoor
NJADRE1559801562 | Administratively Determined Incentive Program | TABERNACLE | 8088 | 17.42 | Residential | Behind the Meter | Yes | Sunrun Installation Services, Inc. | AC Electric |  | Accepted | 2025-05-26 | 2025-06-18 | 2026-06-18 | Solar Panels | JA Solar | JAM54S31-405/MR |  | 0.405 | 7 | 281 | 26 |  | Fixed | Roof
NJADRE1559801566 | Administratively Determined Incentive Program | BELLE MEAD | 8502 | 15.225 | Residential | Behind the Meter | Yes | SunnyMac, LLC | PSE&G |  | Accepted | 2025-05-26 | 2025-06-18 | 2026-06-18 | Solar Panels | HANWHA | Q.TRON BLK M-G2+ |  | 0.435 | 3 | 285 | 34 |  | Fixed | Roof
NJADRE1559801566 | Administratively Determined Incentive Program | BELLE MEAD | 8502 | 15.225 | Residential | Behind the Meter | Yes | SunnyMac, LLC | PSE&G |  | Accepted | 2025-05-26 | 2025-06-18 | 2026-06-18 | Solar Panels | HANWHA | Q.TRON BLK M-G2+ |  | 0.435 | 7 | 196 | 33 |  | Fixed | Roof
NJADRE1559801566 | Administratively Determined Incentive Program | BELLE MEAD | 8502 | 15.225 | Residential | Behind the Meter | Yes | SunnyMac, LLC | PSE&G |  | Accepted | 2025-05-26 | 2025-06-18 | 2026-06-18 | Inverters | SOLAREDGE HOME HUB | SE7600H-US | 7600 |  | 1 |  |  | 0.99 |  | Outdoor | next to meter
NJADRE1559801566 | Administratively Determined Incentive Program | BELLE MEAD | 8502 | 15.225 | Residential | Behind the Meter | Yes | SunnyMac, LLC | PSE&G |  | Accepted | 2025-05-26 | 2025-06-18 | 2026-06-18 | Solar Panels | HANWHA | Q.TRON BLK M-G2+ |  | 0.435 | 7 | 105 | 34 |  | Fixed | Roof
NJADRE1559801566 | Administratively Determined Incentive Program | BELLE MEAD | 8502 | 15.225 | Residential | Behind the Meter | Yes | SunnyMac, LLC | PSE&G |  | Accepted | 2025-05-26 | 2025-06-18 | 2026-06-18 | Solar Panels | HANWHA | Q.TRON BLK M-G2+ |  | 0.435 | 3 | 16 | 33 |  | Fixed | Roof
NJADRE1559801566 | Administratively Determined Incentive Program | BELLE MEAD | 8502 | 15.225 | Residential | Behind the Meter | Yes | SunnyMac, LLC | PSE&G |  | Accepted | 2025-05-26 | 2025-06-18 | 2026-06-18 | Solar Panels | HANWHA | Q.TRON BLK M-G2+ |  | 0.435 | 3 | 196 | 33 |  | Fixed | Roof
NJADRE1559801566 | Administratively Determined Incentive Program | BELLE MEAD | 8502 | 15.225 | Residential | Behind the Meter | Yes | SunnyMac, LLC | PSE&G |  | Accepted | 2025-05-26 | 2025-06-18 | 2026-06-18 | Solar Panels | HANWHA | Q.TRON BLK M-G2+ |  | 0.435 | 8 | 16 | 33 |  | Fixed | Roof
NJADRE1559801566 | Administratively Determined Incentive Program | BELLE MEAD | 8502 | 15.225 | Residential | Behind the Meter | Yes | SunnyMac, LLC | PSE&G |  | Accepted | 2025-05-26 | 2025-06-18 | 2026-06-18 | Solar Panels | HANWHA | Q.TRON BLK M-G2+ |  | 0.435 | 4 | 195 | 33 |  | Fixed | Roof
NJADRE1559801566 | Administratively Determined Incentive Program | BELLE MEAD | 8502 | 15.225 | Residential | Behind the Meter | Yes | SunnyMac, LLC | PSE&G |  | Accepted | 2025-05-26 | 2025-06-18 | 2026-06-18 | Meters | SOLAREDGE HOME HUB | SE-RGMTR-1D-240C-B |  |  | 1 |  |  |  | Yes | Outdoor
NJADRE1559801577 | Administratively Determined Incentive Program | GLOUCESTER TOWNSHIP | 8081 | 13.92 | Residential | Behind the Meter | Yes | SunnyMac, LLC | AC Electric |  | Accepted | 2025-05-26 | 2025-06-19 | 2026-06-19 | Solar Panels | HANWHA | Q.TRON BLK M-G2+ |  | 0.435 | 21 | 157 | 28 |  | Fixed | Roof
NJADRE1559801577 | Administratively Determined Incentive Program | GLOUCESTER TOWNSHIP | 8081 | 13.92 | Residential | Behind the Meter | Yes | SunnyMac, LLC | AC Electric |  | Accepted | 2025-05-26 | 2025-06-19 | 2026-06-19 | Solar Panels | HANWHA | Q.TRON BLK M-G2+ |  | 0.435 | 11 | 157 | 25 |  | Fixed | Roof
NJADRE1559801577 | Administratively Determined Incentive Program | GLOUCESTER TOWNSHIP | 8081 | 13.92 | Residential | Behind the Meter | Yes | SunnyMac, LLC | AC Electric |  | Accepted | 2025-05-26 | 2025-06-19 | 2026-06-19 | Inverters | SOLAREDGE HOME HUB | SE10000H-US | 10000 |  | 1 |  |  | 0.99 |  | Outdoor | next to meter
NJADRE1559801577 | Administratively Determined Incentive Program | GLOUCESTER TOWNSHIP | 8081 | 13.92 | Residential | Behind the Meter | Yes | SunnyMac, LLC | AC Electric |  | Accepted | 2025-05-26 | 2025-06-19 | 2026-06-19 | Meters | SOLAREDGE HOME HUB | SE-RGMTR-1D-240C-B |  |  | 1 |  |  |  | Yes | Outdoor
NJADRE1559801591 | Administratively Determined Incentive Program | Somerdale | 8083 | 14.45 | Commercial | Behind the Meter | No | Sun Up Zero Down, LLC | PSE&G |  | Accepted | 2025-05-26 | 2025-06-18 | 2026-06-18 | Inverters | Enphase | IQ8PLUS-72-2-US | 290 |  | 34 |  |  | 0.976 |  | Outdoor
NJADRE1559801591 | Administratively Determined Incentive Program | Somerdale | 8083 | 14.45 | Commercial | Behind the Meter | No | Sun Up Zero Down, LLC | PSE&G |  | Accepted | 2025-05-26 | 2025-06-18 | 2026-06-18 | Solar Panels | TRINA | TSM-425-NE09RC.05 |  | 0.425 | 34 | 148 | 24 |  | Fixed | Roof
NJADRE1559801591 | Administratively Determined Incentive Program | Somerdale | 8083 | 14.45 | Commercial | Behind the Meter | No | Sun Up Zero Down, LLC | PSE&G |  | Accepted | 2025-05-26 | 2025-06-18 | 2026-06-18 | Meters | Enphase | TBD |  |  | 1 |  |  |  | Yes | Outdoor
NJADRE1559801823 | Administratively Determined Incentive Program | PENNSVILLE | 8070 | 6.09 | Residential | Behind the Meter | Yes | SunnyMac, LLC | AC Electric |  | Accepted | 2025-05-26 | 2025-06-18 | 2026-06-18 | Solar Panels | HANWHA | Q.TRON BLK M-G2+ 435W |  | 0.435 | 12 | 125 | 19 |  | Fixed | Roof
NJADRE1559801823 | Administratively Determined Incentive Program | PENNSVILLE | 8070 | 6.09 | Residential | Behind the Meter | Yes | SunnyMac, LLC | AC Electric |  | Accepted | 2025-05-26 | 2025-06-18 | 2026-06-18 | Solar Panels | HANWHA | Q.TRON BLK M-G2+ 435W |  | 0.435 | 2 | 305 | 19 |  | Fixed | Roof
NJADRE1559801823 | Administratively Determined Incentive Program | PENNSVILLE | 8070 | 6.09 | Residential | Behind the Meter | Yes | SunnyMac, LLC | AC Electric |  | Accepted | 2025-05-26 | 2025-06-18 | 2026-06-18 | Inverters | SOLAREDGE HOME HUB | SE5700H-US | 5760 |  | 1 |  |  | 0.99 |  | Outdoor | next to meter
NJADRE1559801942 | Administratively Determined Incentive Program | Swedesboro | 8085 | 21.3 | Residential | Behind the Meter | No | Kaitanna Solar, LLC | AC Electric |  | Accepted | 2025-05-26 | 2025-06-18 | 2026-06-18 | Meters | Leviton | 1K240-02W |  |  | 1 |  |  |  | Yes | Indoor
NJADRE1559801942 | Administratively Determined Incentive Program | Swedesboro | 8085 | 21.3 | Residential | Behind the Meter | No | Kaitanna Solar, LLC | AC Electric |  | Accepted | 2025-05-26 | 2025-06-18 | 2026-06-18 | Solar Panels | REC Solar | REC355TP2S 72 |  | 0.355 | 60 | 160 | 30 |  | Fixed | Roof
NJADRE1559801942 | Administratively Determined Incentive Program | Swedesboro | 8085 | 21.3 | Residential | Behind the Meter | No | Kaitanna Solar, LLC | AC Electric |  | Accepted | 2025-05-26 | 2025-06-18 | 2026-06-18 | Inverters | Fronius International GMBH | Fronius Primo 12.5-1 | 12500 |  | 2 |  |  | 0.979 |  | Indoor | Garage
NJADRE1559801961 | Administratively Determined Incentive Program | Deptford Twp | 8096 | 5.67 | Residential | Behind the Meter | Yes | Sunrun Installation Services, Inc. | PSE&G |  | Accepted | 2025-05-26 | 2025-06-18 | 2026-06-18 | Solar Panels | JA Solar | JAM54S31-405/MR |  | 0.405 | 6 | 131 | 9 |  | Fixed | Roof
NJADRE1559801961 | Administratively Determined Incentive Program | Deptford Twp | 8096 | 5.67 | Residential | Behind the Meter | Yes | Sunrun Installation Services, Inc. | PSE&G |  | Accepted | 2025-05-26 | 2025-06-18 | 2026-06-18 | Solar Panels | JA Solar | JAM54S31-405/MR |  | 0.405 | 8 | 220 | 34 |  | Fixed | Roof
NJADRE1559801961 | Administratively Determined Incentive Program | Deptford Twp | 8096 | 5.67 | Residential | Behind the Meter | Yes | Sunrun Installation Services, Inc. | PSE&G |  | Accepted | 2025-05-26 | 2025-06-18 | 2026-06-18 | Inverters | SolarEdge Technologies | SE3800H-USMN | 3800 |  | 1 |  |  | 0.99 |  | Outdoor
NJADRE1559801976 | Administratively Determined Incentive Program | GIBBSBORO | 8026 | 7.29 | Residential | Behind the Meter | Yes | Sunrun Installation Services, Inc. | AC Electric |  | Accepted | 2025-05-26 | 2025-06-18 | 2026-06-18 | Solar Panels | JA Solar | JAM54S31-405/MR |  | 0.405 | 6 | 134 | 17 |  | Fixed | Roof
NJADRE1559801976 | Administratively Determined Incentive Program | GIBBSBORO | 8026 | 7.29 | Residential | Behind the Meter | Yes | Sunrun Installation Services, Inc. | AC Electric |  | Accepted | 2025-05-26 | 2025-06-18 | 2026-06-18 | Inverters | SolarEdge Technologies | SE5700H-USMN | 5760 |  | 1 |  |  | 0.99 |  | Outdoor | Next to meter
NJADRE1559801976 | Administratively Determined Incentive Program | GIBBSBORO | 8026 | 7.29 | Residential | Behind the Meter | Yes | Sunrun Installation Services, Inc. | AC Electric |  | Accepted | 2025-05-26 | 2025-06-18 | 2026-06-18 | Solar Panels | JA Solar | JAM54S31-405/MR |  | 0.405 | 6 | 314 | 19 |  | Fixed | Roof
NJADRE1559801976 | Administratively Determined Incentive Program | GIBBSBORO | 8026 | 7.29 | Residential | Behind the Meter | Yes | Sunrun Installation Services, Inc. | AC Electric |  | Accepted | 2025-05-26 | 2025-06-18 | 2026-06-18 | Solar Panels | JA Solar | JAM54S31-405/MR |  | 0.405 | 6 | 224 | 19 |  | Fixed | Roof
NJADRE1559801988 | Administratively Determined Incentive Program | KEYPORT | 7735 | 4.46 | Residential | Behind the Meter | Yes | Sunrun Installation Services, Inc. | JCP&L |  | Accepted | 2025-05-26 | 2025-06-18 | 2026-06-18 | Inverters | SolarEdge Technologies | SE5700H-USMN | 5760 |  | 1 |  |  | 0.99 |  | Outdoor | Next to meter
NJADRE1559801988 | Administratively Determined Incentive Program | KEYPORT | 7735 | 4.46 | Residential | Behind the Meter | Yes | Sunrun Installation Services, Inc. | JCP&L |  | Accepted | 2025-05-26 | 2025-06-18 | 2026-06-18 | Solar Panels | JA Solar | JAM54S31-405/MR |  | 0.405 | 11 | 166 | 28 |  | Fixed | Roof
NJADRE1559801991 | Administratively Determined Incentive Program | FORT LEE | 7024 | 3.65 | Residential | Behind the Meter | Yes | Sunrun Installation Services, Inc. | PSE&G |  | Accepted | 2025-05-26 | 2025-06-18 | 2026-06-18 | Inverters | SolarEdge Technologies | SE3800H-USMN | 3800 |  | 1 |  |  | 0.99 |  | Outdoor
NJADRE1559801991 | Administratively Determined Incentive Program | FORT LEE | 7024 | 3.65 | Residential | Behind the Meter | Yes | Sunrun Installation Services, Inc. | PSE&G |  | Accepted | 2025-05-26 | 2025-06-18 | 2026-06-18 | Solar Panels | JA Solar | JAM54S31-405/MR |  | 0.405 | 9 | 109 | 22 |  | Fixed | Roof
NJADRE1559801997 | Administratively Determined Incentive Program | Fanwood | 7023 | 3.65 | Residential | Behind the Meter | Yes | Sunrun Installation Services, Inc. | PSE&G |  | Accepted | 2025-05-26 | 2025-06-18 | 2026-06-18 | Inverters | SolarEdge Technologies | SE3800H-USMN | 3800 |  | 1 |  |  | 0.99 |  | Outdoor | Next to meter
NJADRE1559801997 | Administratively Determined Incentive Program | Fanwood | 7023 | 3.65 | Residential | Behind the Meter | Yes | Sunrun Installation Services, Inc. | PSE&G |  | Accepted | 2025-05-26 | 2025-06-18 | 2026-06-18 | Solar Panels | JA Solar | JAM54S31-405/MR |  | 0.405 | 2 | 37 | 30 |  | Fixed | Roof
NJADRE1559801997 | Administratively Determined Incentive Program | Fanwood | 7023 | 3.65 | Residential | Behind the Meter | Yes | Sunrun Installation Services, Inc. | PSE&G |  | Accepted | 2025-05-26 | 2025-06-18 | 2026-06-18 | Solar Panels | JA Solar | JAM54S31-405/MR |  | 0.405 | 2 | 217 | 31 |  | Fixed | Roof
NJADRE1559801997 | Administratively Determined Incentive Program | Fanwood | 7023 | 3.65 | Residential | Behind the Meter | Yes | Sunrun Installation Services, Inc. | PSE&G |  | Accepted | 2025-05-26 | 2025-06-18 | 2026-06-18 | Solar Panels | JA Solar | JAM54S31-405/MR |  | 0.405 | 5 | 310 | 36 |  | Fixed | Roof
NJADRE1559801998 | Administratively Determined Incentive Program | Newton | 7860 | 7.38 | Residential | Behind the Meter | Yes | Trinity Solar, LLC | JCP&L |  | Accepted | 2025-05-26 | 2025-06-19 | 2026-06-19 | Solar Panels | HANWHA 410 (Q.PEAK DUO BLK ML-G10+ 410) | HANWHA 410 (Q.PEAK DUO BLK ML-G10+ 410) |  | 0.41 | 6 | 243 | 29 |  | Fixed | Roof
NJADRE1559801998 | Administratively Determined Incentive Program | Newton | 7860 | 7.38 | Residential | Behind the Meter | Yes | Trinity Solar, LLC | JCP&L |  | Accepted | 2025-05-26 | 2025-06-19 | 2026-06-19 | Inverters | SOLAREDGE | USE5700H-USMNBL75 | 5700 |  | 1 |  |  | 0.97 |  | Outside
NJADRE1559801998 | Administratively Determined Incentive Program | Newton | 7860 | 7.38 | Residential | Behind the Meter | Yes | Trinity Solar, LLC | JCP&L |  | Accepted | 2025-05-26 | 2025-06-19 | 2026-06-19 | Solar Panels | HANWHA 410 (Q.PEAK DUO BLK ML-G10+ 410) | HANWHA 410 (Q.PEAK DUO BLK ML-G10+ 410) |  | 0.41 | 12 | 243 | 29 |  | Fixed | Roof
NJADRE1559802126 | Administratively Determined Incentive Program | PORT MURRAY | 7865 | 9.43 | Residential | Behind the Meter | Yes | Trinity Solar, LLC | JCP&L |  | Accepted | 2025-05-26 | 2025-06-18 | 2026-06-18 | Inverters | SOLAREDGE | USE7600H-USMNBL75 | 7600 |  | 1 |  |  | 0.97 |  | Outside
NJADRE1559802126 | Administratively Determined Incentive Program | PORT MURRAY | 7865 | 9.43 | Residential | Behind the Meter | Yes | Trinity Solar, LLC | JCP&L |  | Accepted | 2025-05-26 | 2025-06-18 | 2026-06-18 | Solar Panels | HANWHA 410 (Q.PEAK DUO BLK ML-G10+ 410) | HANWHA 410 (Q.PEAK DUO BLK ML-G10+ 410) |  | 0.41 | 23 | 184 | 27 |  | Fixed | Roof
NJADRE1559802133 | Administratively Determined Incentive Program | HOPATCONG | 7843 | 8.61 | Residential | Behind the Meter | Yes | Trinity Solar, LLC | JCP&L |  | Accepted | 2025-05-26 | 2025-06-19 | 2026-06-19 | Solar Panels | HANWHA 410 (Q.PEAK DUO BLK ML-G10+ 410) | HANWHA 410 (Q.PEAK DUO BLK ML-G10+ 410) |  | 0.41 | 8 | 335 | 18 |  | Fixed | Roof
NJADRE1559802133 | Administratively Determined Incentive Program | HOPATCONG | 7843 | 8.61 | Residential | Behind the Meter | Yes | Trinity Solar, LLC | JCP&L |  | Accepted | 2025-05-26 | 2025-06-19 | 2026-06-19 | Solar Panels | HANWHA 410 (Q.PEAK DUO BLK ML-G10+ 410) | HANWHA 410 (Q.PEAK DUO BLK ML-G10+ 410) |  | 0.41 | 13 | 155 | 18 |  | Fixed | Roof
NJADRE1559802133 | Administratively Determined Incentive Program | HOPATCONG | 7843 | 8.61 | Residential | Behind the Meter | Yes | Trinity Solar, LLC | JCP&L |  | Accepted | 2025-05-26 | 2025-06-19 | 2026-06-19 | Inverters | SOLAREDGE | USE7600H-USMNBL75 | 7600 |  | 1 |  |  | 0.97 |  | Outside
NJADRE1559802141 | Administratively Determined Incentive Program | BAYVILLE | 8721 | 5.74 | Residential | Behind the Meter | Yes | Trinity Solar, LLC | JCP&L |  | Accepted | 2025-05-26 | 2025-06-20 | 2026-06-20 | Solar Panels | HANWHA 410 (Q.PEAK DUO BLK ML-G10+ 410) | HANWHA 410 (Q.PEAK DUO BLK ML-G10+ 410) |  | 0.41 | 14 | 199 | 19 |  | Fixed | Roof
NJADRE1559802141 | Administratively Determined Incentive Program | BAYVILLE | 8721 | 5.74 | Residential | Behind the Meter | Yes | Trinity Solar, LLC | JCP&L |  | Accepted | 2025-05-26 | 2025-06-20 | 2026-06-20 | Inverters | SOLAREDGE | USE5700H-USMNBL75 | 5700 |  | 1 |  |  | 0.97 |  | Outside
NJADRE1559802149 | Administratively Determined Incentive Program | BRICK | 8723 | 4.92 | Residential | Behind the Meter | Yes | Trinity Solar, LLC | JCP&L |  | Accepted | 2025-05-26 | 2025-06-19 | 2026-06-19 | Solar Panels | HANWHA 410 (Q.PEAK DUO BLK ML-G10+ 410) | HANWHA 410 (Q.PEAK DUO BLK ML-G10+ 410) |  | 0.41 | 12 | 118 | 21 |  | Fixed | Roof
NJADRE1559802149 | Administratively Determined Incentive Program | BRICK | 8723 | 4.92 | Residential | Behind the Meter | Yes | Trinity Solar, LLC | JCP&L |  | Accepted | 2025-05-26 | 2025-06-19 | 2026-06-19 | Inverters | SOLAREDGE | USE3800H-USMNBL75 | 3800 |  | 1 |  |  | 0.97 |  | Outside
NJADRE1559802163 | Administratively Determined Incentive Program | Washington | 7882 | 8.61 | Residential | Behind the Meter | Yes | Sunrun Installation Services, Inc. | JCP&L |  | Accepted | 2025-05-26 | 2025-06-18 | 2026-06-18 | Solar Panels | Hanwha Q Cells | Q.PEAK DUO BLK ML-G10+ 410 |  | 0.41 | 5 | 150 | 13 |  | Fixed | Roof
NJADRE1559802163 | Administratively Determined Incentive Program | Washington | 7882 | 8.61 | Residential | Behind the Meter | Yes | Sunrun Installation Services, Inc. | JCP&L |  | Accepted | 2025-05-26 | 2025-06-18 | 2026-06-18 | Solar Panels | Hanwha Q Cells | Q.PEAK DUO BLK ML-G10+ 410 |  | 0.41 | 16 | 330 | 41 |  | Fixed | Roof
NJADRE1559802163 | Administratively Determined Incentive Program | Washington | 7882 | 8.61 | Residential | Behind the Meter | Yes | Sunrun Installation Services, Inc. | JCP&L |  | Accepted | 2025-05-26 | 2025-06-18 | 2026-06-18 | Inverters | SolarEdge Technologies | SE5700H-USMN | 5760 |  | 1 |  |  | 0.99 |  | Outdoor
NJADRE1559802163 | Administratively Determined Incentive Program | Washington | 7882 | 8.61 | Residential | Behind the Meter | Yes | Sunrun Installation Services, Inc. | JCP&L |  | Accepted | 2025-05-26 | 2025-06-18 | 2026-06-18 | Meters | SolarEdge Technologies | SE5700H-USMN |  |  | 1 |  |  |  | Yes | Outdoor
NJADRE1559802476 | Administratively Determined Incentive Program | Secaucus | 7094 | 7.74 | Residential | Behind the Meter | Yes | Brilliant Installations, Inc. | PSE&G |  | Accepted | 2025-05-27 | 2025-06-19 | 2026-06-19 | Solar Panels | JINKO SOLAR | JKM430N-54HL4-B430 |  | 0.43 | 12 | 129 | 8 |  | Fixed | Roof
NJADRE1559802476 | Administratively Determined Incentive Program | Secaucus | 7094 | 7.74 | Residential | Behind the Meter | Yes | Brilliant Installations, Inc. | PSE&G |  | Accepted | 2025-05-27 | 2025-06-19 | 2026-06-19 | Inverters | SOLAREDGE | USE5700H-USMNBL75 | 5700 |  | 1 |  |  | 0.97 |  | Outdoor
NJADRE1559802476 | Administratively Determined Incentive Program | Secaucus | 7094 | 7.74 | Residential | Behind the Meter | Yes | Brilliant Installations, Inc. | PSE&G |  | Accepted | 2025-05-27 | 2025-06-19 | 2026-06-19 | Solar Panels | JINKO SOLAR | JKM430N-54HL4-B430 |  | 0.43 | 6 | 129 | 8 |  | Fixed | Roof
NJADRE1559802492 | Administratively Determined Incentive Program | WHARTON | 7885 | 14.35 | Residential | Behind the Meter | Yes | Sunrun Installation Services, Inc. | JCP&L |  | Accepted | 2025-05-27 | 2025-06-19 | 2026-06-19 | Inverters | SOLAREDGE TECHNOLOGIES | SE10000H-USMN | 10000 |  | 1 |  |  | 0.99 |  | Outdoor
NJADRE1559802492 | Administratively Determined Incentive Program | WHARTON | 7885 | 14.35 | Residential | Behind the Meter | Yes | Sunrun Installation Services, Inc. | JCP&L |  | Accepted | 2025-05-27 | 2025-06-19 | 2026-06-19 | Solar Panels | HANWHA Q-CELLS | Q.PEAK DUO BLK ML-G10+ 410 |  | 0.41 | 8 | 322 | 33 |  | Fixed | Roof
NJADRE1559802492 | Administratively Determined Incentive Program | WHARTON | 7885 | 14.35 | Residential | Behind the Meter | Yes | Sunrun Installation Services, Inc. | JCP&L |  | Accepted | 2025-05-27 | 2025-06-19 | 2026-06-19 | Solar Panels | HANWHA Q-CELLS | Q.PEAK DUO BLK ML-G10+ 410 |  | 0.41 | 12 | 320 | 30 |  | Fixed | Roof
NJADRE1559802492 | Administratively Determined Incentive Program | WHARTON | 7885 | 14.35 | Residential | Behind the Meter | Yes | Sunrun Installation Services, Inc. | JCP&L |  | Accepted | 2025-05-27 | 2025-06-19 | 2026-06-19 | Solar Panels | HANWHA Q-CELLS | Q.PEAK DUO BLK ML-G10+ 410 |  | 0.41 | 5 | 141 | 30 |  | Fixed | Roof
NJADRE1559802492 | Administratively Determined Incentive Program | WHARTON | 7885 | 14.35 | Residential | Behind the Meter | Yes | Sunrun Installation Services, Inc. | JCP&L |  | Accepted | 2025-05-27 | 2025-06-19 | 2026-06-19 | Solar Panels | HANWHA Q-CELLS | Q.PEAK DUO BLK ML-G10+ 410 |  | 0.41 | 3 | 50 | 29 |  | Fixed | Roof
NJADRE1559802492 | Administratively Determined Incentive Program | WHARTON | 7885 | 14.35 | Residential | Behind the Meter | Yes | Sunrun Installation Services, Inc. | JCP&L |  | Accepted | 2025-05-27 | 2025-06-19 | 2026-06-19 | Solar Panels | HANWHA Q-CELLS | Q.PEAK DUO BLK ML-G10+ 410 |  | 0.41 | 4 | 322 | 32 |  | Fixed | Roof
NJADRE1559802492 | Administratively Determined Incentive Program | WHARTON | 7885 | 14.35 | Residential | Behind the Meter | Yes | Sunrun Installation Services, Inc. | JCP&L |  | Accepted | 2025-05-27 | 2025-06-19 | 2026-06-19 | Solar Panels | HANWHA Q-CELLS | Q.PEAK DUO BLK ML-G10+ 410 |  | 0.41 | 3 | 230 | 29 |  | Fixed | Roof
NJADRE1559802498 | Administratively Determined Incentive Program | Westampton | 8060 | 9.43 | Residential | Behind the Meter | No | Trinity Solar, LLC | PSE&G |  | Accepted | 2025-05-27 | 2025-06-18 | 2026-06-18 | Solar Panels | HANWHA 410 (Q.PEAK DUO BLK ML-G10+410) | HANWHA 410 (Q.PEAK DUO BLK ML-G10+410) |  | 0.41 | 6 | 184 | 27 |  | Fixed | Roof
NJADRE1559802498 | Administratively Determined Incentive Program | Westampton | 8060 | 9.43 | Residential | Behind the Meter | No | Trinity Solar, LLC | PSE&G |  | Accepted | 2025-05-27 | 2025-06-18 | 2026-06-18 | Solar Panels | HANWHA 410 (Q.PEAK DUO BLK ML-G10+410) | HANWHA 410 (Q.PEAK DUO BLK ML-G10+410) |  | 0.41 | 17 | 184 | 27 |  | Fixed | Roof
NJADRE1559802498 | Administratively Determined Incentive Program | Westampton | 8060 | 9.43 | Residential | Behind the Meter | No | Trinity Solar, LLC | PSE&G |  | Accepted | 2025-05-27 | 2025-06-18 | 2026-06-18 | Inverters | SOLAREDGE | SE7600H-US | 7600 |  | 1 |  |  | 0.97 |  | Outside
NJADRE1559802500 | Administratively Determined Incentive Program | BROWNS MILLS | 8015 | 6.97 | Residential | Behind the Meter | Yes | Trinity Solar, LLC | JCP&L |  | Accepted | 2025-05-27 | 2025-06-19 | 2026-06-19 | Solar Panels | Hanwha | Q.PEAK DUO BLK ML-G10+ 410 |  | 0.41 | 12 | 155 | 23 |  | Fixed | Roof
NJADRE1559802500 | Administratively Determined Incentive Program | BROWNS MILLS | 8015 | 6.97 | Residential | Behind the Meter | Yes | Trinity Solar, LLC | JCP&L |  | Accepted | 2025-05-27 | 2025-06-19 | 2026-06-19 | Inverters | Solar Edge | USE5700H-US | 5760 |  | 1 |  |  | 0.97 |  | Outside
NJADRE1559802500 | Administratively Determined Incentive Program | BROWNS MILLS | 8015 | 6.97 | Residential | Behind the Meter | Yes | Trinity Solar, LLC | JCP&L |  | Accepted | 2025-05-27 | 2025-06-19 | 2026-06-19 | Solar Panels | Hanwha | Q.PEAK DUO BLK ML-G10+ 410 |  | 0.41 | 5 | 245 | 23 |  | Fixed | Roof
NJADRE1559802516 | Administratively Determined Incentive Program | MOORESTOWN | 8057 | 4.1 | Residential | Behind the Meter | Yes | Trinity Solar, LLC | PSE&G |  | Accepted | 2025-05-27 | 2025-06-19 | 2026-06-19 | Solar Panels | HANWHA 410 (Q.PEAK DUO BLK ML-G10+410) | HANWHA 410 (Q.PEAK DUO BLK ML-G10+410) |  | 0.41 | 4 | 214 | 30 |  | Fixed | Roof
NJADRE1559802516 | Administratively Determined Incentive Program | MOORESTOWN | 8057 | 4.1 | Residential | Behind the Meter | Yes | Trinity Solar, LLC | PSE&G |  | Accepted | 2025-05-27 | 2025-06-19 | 2026-06-19 | Solar Panels | HANWHA 410 (Q.PEAK DUO BLK ML-G10+410) | HANWHA 410 (Q.PEAK DUO BLK ML-G10+410) |  | 0.41 | 6 | 214 | 30 |  | Fixed | Roof
NJADRE1559802516 | Administratively Determined Incentive Program | MOORESTOWN | 8057 | 4.1 | Residential | Behind the Meter | Yes | Trinity Solar, LLC | PSE&G |  | Accepted | 2025-05-27 | 2025-06-19 | 2026-06-19 | Inverters | SOLAREDGE | SE3800H-US | 3800 |  | 1 |  |  | 0.97 |  | Outside
NJADRE1559802534 | Administratively Determined Incentive Program | WILLINGBORO TWP | 8046 | 4.46 | Residential | Behind the Meter | Yes | Sunrun Installation Services, Inc. | PSE&G |  | Accepted | 2025-05-27 | 2025-06-19 | 2026-06-19 | Solar Panels | JA SOLAR | JAM54S31-405/MR |  | 0.405 | 5 | 353 | 18 |  | Fixed | Roof
NJADRE1559802534 | Administratively Determined Incentive Program | WILLINGBORO TWP | 8046 | 4.46 | Residential | Behind the Meter | Yes | Sunrun Installation Services, Inc. | PSE&G |  | Accepted | 2025-05-27 | 2025-06-19 | 2026-06-19 | Inverters | SOLAREDGE TECHNOLOGIES | SE3800H-USMN | 3800 |  | 1 |  |  | 0.99 |  | Outdoor
NJADRE1559802534 | Administratively Determined Incentive Program | WILLINGBORO TWP | 8046 | 4.46 | Residential | Behind the Meter | Yes | Sunrun Installation Services, Inc. | PSE&G |  | Accepted | 2025-05-27 | 2025-06-19 | 2026-06-19 | Solar Panels | JA SOLAR | JAM54S31-405/MR |  | 0.405 | 6 | 353 | 26 |  | Fixed | Roof
NJADRE1559802536 | Administratively Determined Incentive Program | Turnersville | 8012 | 14.79 | Residential | Behind the Meter | No | NJ Solar Power, LLC | AC Electric |  | Accepted | 2025-05-27 | 2025-06-19 | 2026-06-19 | Solar Panels | Hanwha | Q.TRON BLK M-G2+ 435 |  | 0.435 | 23 | 174 | 30 |  | Fixed | Roof | Roof 2
NJADRE1559802536 | Administratively Determined Incentive Program | Turnersville | 8012 | 14.79 | Residential | Behind the Meter | No | NJ Solar Power, LLC | AC Electric |  | Accepted | 2025-05-27 | 2025-06-19 | 2026-06-19 | Solar Panels | Hanwha | Q.TRON BLK M-G2+ 435 |  | 0.435 | 11 | 174 | 30 |  | Fixed | Roof | Roof 1
NJADRE1559802536 | Administratively Determined Incentive Program | Turnersville | 8012 | 14.79 | Residential | Behind the Meter | No | NJ Solar Power, LLC | AC Electric |  | Accepted | 2025-05-27 | 2025-06-19 | 2026-06-19 | Inverters | SolarEdge | SE7600H-US | 7600 |  | 1 |  |  | 0.99 |  | Outside
NJADRE1559802536 | Administratively Determined Incentive Program | Turnersville | 8012 | 14.79 | Residential | Behind the Meter | No | NJ Solar Power, LLC | AC Electric |  | Accepted | 2025-05-27 | 2025-06-19 | 2026-06-19 | Inverters | SolarEdge | SE5700H-US | 5760 |  | 1 |  |  | 0.99 |  | Outside
NJADRE1559802551 | Administratively Determined Incentive Program | Roselle | 7203 | 10.32 | Residential | Behind the Meter | Yes | PosiGen Developer, LLC | PSE&G |  | Accepted | 2025-05-27 | 2025-06-19 | 2026-06-19 | Solar Panels | JINKO EAGLE G6R | JKM430N-54HL4-B |  | 0.43 | 14 | 135 | 23 |  | Fixed | Roof
NJADRE1559802551 | Administratively Determined Incentive Program | Roselle | 7203 | 10.32 | Residential | Behind the Meter | Yes | PosiGen Developer, LLC | PSE&G |  | Accepted | 2025-05-27 | 2025-06-19 | 2026-06-19 | Inverters | SolarEdge | SE10000H-US | 10000 |  | 1 |  |  | 0.99 |  | Outside
NJADRE1559802551 | Administratively Determined Incentive Program | Roselle | 7203 | 10.32 | Residential | Behind the Meter | Yes | PosiGen Developer, LLC | PSE&G |  | Accepted | 2025-05-27 | 2025-06-19 | 2026-06-19 | Solar Panels | JINKO EAGLE G6R | JKM430N-54HL4-B |  | 0.43 | 8 | 225 | 23 |  | Fixed | Roof
NJADRE1559802551 | Administratively Determined Incentive Program | Roselle | 7203 | 10.32 | Residential | Behind the Meter | Yes | PosiGen Developer, LLC | PSE&G |  | Accepted | 2025-05-27 | 2025-06-19 | 2026-06-19 | Solar Panels | JINKO EAGLE G6R | JKM430N-54HL4-B |  | 0.43 | 2 | 225 | 23 |  | Fixed | Roof
NJADRE1559802553 | Administratively Determined Incentive Program | Nutley | 7110 | 8.93 | Residential | Behind the Meter | Yes | Power Energy Solutions, LLC | PSE&G |  | Accepted | 2025-05-27 | 2025-06-19 | 2026-06-19 | Inverters | SolarEdge | SE5700H-US | 6 |  | 1 |  |  | 0.97 |  | Outdoor
NJADRE1559802553 | Administratively Determined Incentive Program | Nutley | 7110 | 8.93 | Residential | Behind the Meter | Yes | Power Energy Solutions, LLC | PSE&G |  | Accepted | 2025-05-27 | 2025-06-19 | 2026-06-19 | Solar Panels | Trina Solar | TSM-425NE09RC.05` |  | 0.425 | 10 | 144 | 7 |  | Fixed | Roof
NJADRE1559802553 | Administratively Determined Incentive Program | Nutley | 7110 | 8.93 | Residential | Behind the Meter | Yes | Power Energy Solutions, LLC | PSE&G |  | Accepted | 2025-05-27 | 2025-06-19 | 2026-06-19 | Solar Panels | Trina Solar | TSM-425NE09RC.05 |  | 0.425 | 11 | 324 | 29 |  | Fixed | Roof
NJADRE1559802558 | Administratively Determined Incentive Program | CHESILHURST | 8089 | 25.01 | Residential | Behind the Meter | Yes | Sunrun Installation Services, Inc. | AC Electric |  | Accepted | 2025-05-27 | 2025-06-24 | 2026-06-24 | Inverters | SOLAREDGE TECHNOLOGIES | SE10000H-USMN | 10000 |  | 1 |  |  | 0.99 |  | Outdoor
NJADRE1559802558 | Administratively Determined Incentive Program | CHESILHURST | 8089 | 25.01 | Residential | Behind the Meter | Yes | Sunrun Installation Services, Inc. | AC Electric |  | Accepted | 2025-05-27 | 2025-06-24 | 2026-06-24 | Inverters | SOLAREDGE TECHNOLOGIES | SE7600H-USMN | 7600 |  | 1 |  |  | 0.99 |  | Outdoor
NJADRE1559802558 | Administratively Determined Incentive Program | CHESILHURST | 8089 | 25.01 | Residential | Behind the Meter | Yes | Sunrun Installation Services, Inc. | AC Electric |  | Accepted | 2025-05-27 | 2025-06-24 | 2026-06-24 | Solar Panels | HANWHA Q-CELLS | Q.PEAK DUO BLK ML-G10+ 410 |  | 0.41 | 12 | 197 | 20 |  | Fixed | Roof
NJADRE1559802558 | Administratively Determined Incentive Program | CHESILHURST | 8089 | 25.01 | Residential | Behind the Meter | Yes | Sunrun Installation Services, Inc. | AC Electric |  | Accepted | 2025-05-27 | 2025-06-24 | 2026-06-24 | Solar Panels | HANWHA Q-CELLS | Q.PEAK DUO BLK ML-G10+ 410 |  | 0.41 | 6 | 19 | 24 |  | Fixed | Roof
NJADRE1559802558 | Administratively Determined Incentive Program | CHESILHURST | 8089 | 25.01 | Residential | Behind the Meter | Yes | Sunrun Installation Services, Inc. | AC Electric |  | Accepted | 2025-05-27 | 2025-06-24 | 2026-06-24 | Solar Panels | HANWHA Q-CELLS | Q.PEAK DUO BLK ML-G10+ 410 |  | 0.41 | 12 | 198 | 21 |  | Fixed | Roof
NJADRE1559802558 | Administratively Determined Incentive Program | CHESILHURST | 8089 | 25.01 | Residential | Behind the Meter | Yes | Sunrun Installation Services, Inc. | AC Electric |  | Accepted | 2025-05-27 | 2025-06-24 | 2026-06-24 | Solar Panels | HANWHA Q-CELLS | Q.PEAK DUO BLK ML-G10+ 410 |  | 0.41 | 4 | 198 | 26 |  | Fixed | Roof
NJADRE1559802558 | Administratively Determined Incentive Program | CHESILHURST | 8089 | 25.01 | Residential | Behind the Meter | Yes | Sunrun Installation Services, Inc. | AC Electric |  | Accepted | 2025-05-27 | 2025-06-24 | 2026-06-24 | Solar Panels | HANWHA Q-CELLS | Q.PEAK DUO BLK ML-G10+ 410 |  | 0.41 | 12 | 19 | 19 |  | Fixed | Roof
NJADRE1559802558 | Administratively Determined Incentive Program | CHESILHURST | 8089 | 25.01 | Residential | Behind the Meter | Yes | Sunrun Installation Services, Inc. | AC Electric |  | Accepted | 2025-05-27 | 2025-06-24 | 2026-06-24 | Solar Panels | HANWHA Q-CELLS | Q.PEAK DUO BLK ML-G10+ 410 |  | 0.41 | 15 | 18 | 18 |  | Fixed | Roof
NJADRE1559802563 | Administratively Determined Incentive Program | Palmyra | 8065 | 7.74 | Residential | Behind the Meter | Yes | Pro Custom dba Momentum Solar | PSE&G |  | Accepted | 2025-05-27 | 2025-06-19 | 2026-06-19 | Solar Panels | HANWHA | Q.TRON BLK M-G2+430 |  | 0.43 | 6 | 164 | 9 |  | Fixed | Roof
NJADRE1559802563 | Administratively Determined Incentive Program | Palmyra | 8065 | 7.74 | Residential | Behind the Meter | Yes | Pro Custom dba Momentum Solar | PSE&G |  | Accepted | 2025-05-27 | 2025-06-19 | 2026-06-19 | Solar Panels | HANWHA | Q.TRON BLK M-G2+430 |  | 0.43 | 4 | 344 | 9 |  | Fixed | Roof
NJADRE1559802563 | Administratively Determined Incentive Program | Palmyra | 8065 | 7.74 | Residential | Behind the Meter | Yes | Pro Custom dba Momentum Solar | PSE&G |  | Accepted | 2025-05-27 | 2025-06-19 | 2026-06-19 | Solar Panels | HANWHA | Q.TRON BLK M-G2+430 |  | 0.43 | 4 | 255 | 5 |  | Fixed | Roof
NJADRE1559802563 | Administratively Determined Incentive Program | Palmyra | 8065 | 7.74 | Residential | Behind the Meter | Yes | Pro Custom dba Momentum Solar | PSE&G |  | Accepted | 2025-05-27 | 2025-06-19 | 2026-06-19 | Solar Panels | HANWHA | Q.TRON BLK M-G2+430 |  | 0.43 | 4 | 255 | 4 |  | Fixed | Roof
NJADRE1559802563 | Administratively Determined Incentive Program | Palmyra | 8065 | 7.74 | Residential | Behind the Meter | Yes | Pro Custom dba Momentum Solar | PSE&G |  | Accepted | 2025-05-27 | 2025-06-19 | 2026-06-19 | Inverters | ENPHASE | IQ8HC-72-M-DOM-US | 380 |  | 18 |  |  | 0.97 |  | Outdoor
NJADRE1559802583 | Administratively Determined Incentive Program | SURF CITY | 8008 | 6.45 | Residential | Behind the Meter | Yes | Sun Up Zero Down, LLC | AC Electric |  | Accepted | 2025-05-27 | 2025-06-19 | 2026-06-19 | Meters | Enphase | TBD |  |  | 1 |  |  |  | Yes | Outdoor
NJADRE1559802583 | Administratively Determined Incentive Program | SURF CITY | 8008 | 6.45 | Residential | Behind the Meter | Yes | Sun Up Zero Down, LLC | AC Electric |  | Accepted | 2025-05-27 | 2025-06-19 | 2026-06-19 | Solar Panels | SEG | SEG-430-BTD-BG |  | 0.43 | 15 | 122 | 20 |  | Fixed | Roof
NJADRE1559802583 | Administratively Determined Incentive Program | SURF CITY | 8008 | 6.45 | Residential | Behind the Meter | Yes | Sun Up Zero Down, LLC | AC Electric |  | Accepted | 2025-05-27 | 2025-06-19 | 2026-06-19 | Inverters | Enphase | IQ8PLUS-72-2-US | 290 |  | 15 |  |  | 0.976 |  | Outdoor
NJADRE1559802594 | Administratively Determined Incentive Program | West Caldwell | 7006 | 11.61 | Residential | Behind the Meter | No | Infinity Solar Systems, LLC | PSE&G |  | Accepted | 2025-05-27 | 2025-06-19 | 2026-06-19 | Solar Panels | SEG Solar | SEG-430-BTD-BG |  | 0.43 | 8 | 221 | 33 |  | Fixed | Roof
NJADRE1559802594 | Administratively Determined Incentive Program | West Caldwell | 7006 | 11.61 | Residential | Behind the Meter | No | Infinity Solar Systems, LLC | PSE&G |  | Accepted | 2025-05-27 | 2025-06-19 | 2026-06-19 | Solar Panels | SEG Solar | SEG-430-BTD-BG |  | 0.43 | 19 | 221 | 33 |  | Fixed | Roof
NJADRE1559802594 | Administratively Determined Incentive Program | West Caldwell | 7006 | 11.61 | Residential | Behind the Meter | No | Infinity Solar Systems, LLC | PSE&G |  | Accepted | 2025-05-27 | 2025-06-19 | 2026-06-19 | Inverters | Enphase | IQ8MC-72-M-US | 380 |  | 27 |  |  | 0.97 |  | Outdoor
NJADRE1559802619 | Administratively Determined Incentive Program | Mount Laurel | 8054 | 19.27 | Residential | Behind the Meter | No | Sunrun Installation Services, Inc. | PSE&G |  | Accepted | 2025-05-27 | 2025-06-19 | 2026-06-19 | Inverters | SolarEdge Technologies | SE5700H-USMN | 5760 |  | 1 |  |  | 0.99 |  | Outdoor
NJADRE1559802619 | Administratively Determined Incentive Program | Mount Laurel | 8054 | 19.27 | Residential | Behind the Meter | No | Sunrun Installation Services, Inc. | PSE&G |  | Accepted | 2025-05-27 | 2025-06-19 | 2026-06-19 | Solar Panels | Hanwha Q Cells | Q.PEAK DUO BLK ML-G10+ 410 |  | 0.41 | 6 | 234 | 39 |  | Fixed | Roof
NJADRE1559802619 | Administratively Determined Incentive Program | Mount Laurel | 8054 | 19.27 | Residential | Behind the Meter | No | Sunrun Installation Services, Inc. | PSE&G |  | Accepted | 2025-05-27 | 2025-06-19 | 2026-06-19 | Solar Panels | HANWHA Q-CELLS | Q.PEAK DUO BLK ML-G10+ 410 |  | 0.41 | 5 | 53 | 40 |  | Fixed | Roof
NJADRE1559802619 | Administratively Determined Incentive Program | Mount Laurel | 8054 | 19.27 | Residential | Behind the Meter | No | Sunrun Installation Services, Inc. | PSE&G |  | Accepted | 2025-05-27 | 2025-06-19 | 2026-06-19 | Solar Panels | Hanwha Q Cells | Q.PEAK DUO BLK ML-G10+ 410 |  | 0.41 | 8 | 144 | 39 |  | Fixed | Roof
NJADRE1559802619 | Administratively Determined Incentive Program | Mount Laurel | 8054 | 19.27 | Residential | Behind the Meter | No | Sunrun Installation Services, Inc. | PSE&G |  | Accepted | 2025-05-27 | 2025-06-19 | 2026-06-19 | Solar Panels | Hanwha Q Cells | Q.PEAK DUO BLK ML-G10+ 410 |  | 0.41 | 9 | 324 | 40 |  | Fixed | Roof
NJADRE1559802619 | Administratively Determined Incentive Program | Mount Laurel | 8054 | 19.27 | Residential | Behind the Meter | No | Sunrun Installation Services, Inc. | PSE&G |  | Accepted | 2025-05-27 | 2025-06-19 | 2026-06-19 | Inverters | SolarEdge Technologies | SE7600H-USMN | 7600 |  | 1 |  |  | 0.99 |  | Outdoor
NJADRE1559802619 | Administratively Determined Incentive Program | Mount Laurel | 8054 | 19.27 | Residential | Behind the Meter | No | Sunrun Installation Services, Inc. | PSE&G |  | Accepted | 2025-05-27 | 2025-06-19 | 2026-06-19 | Solar Panels | Hanwha Q Cells | Q.PEAK DUO BLK ML-G10+ 410 |  | 0.41 | 19 | 144 | 39 |  | Fixed | Roof
NJADRE1559802619 | Administratively Determined Incentive Program | Mount Laurel | 8054 | 19.27 | Residential | Behind the Meter | No | Sunrun Installation Services, Inc. | PSE&G |  | Accepted | 2025-05-27 | 2025-06-19 | 2026-06-19 | Meters | SOLAREDGE TECHNOLOGIES | SE5700H-USMN |  |  | 1 |  |  |  | Yes | Outdoor
NJADRE1559802619 | Administratively Determined Incentive Program | Mount Laurel | 8054 | 19.27 | Residential | Behind the Meter | No | Sunrun Installation Services, Inc. | PSE&G |  | Accepted | 2025-05-27 | 2025-06-19 | 2026-06-19 | Meters | SOLAREDGE TECHNOLOGIES | SE7600H-USMN |  |  | 1 |  |  |  | Yes | Outdoor
NJADRE1559802638 | Administratively Determined Incentive Program | Vineland | 8360 | 6.15 | Residential | Behind the Meter | Yes | Trinity Solar, LLC | AC Electric |  | Accepted | 2025-05-27 | 2025-06-19 | 2026-06-19 | Solar Panels | HANWHA | (Q.PEAK DUO BLK ML-G10+ 410) |  | 0.41 | 15 | 203 | 19 |  | Fixed | Roof
NJADRE1559802638 | Administratively Determined Incentive Program | Vineland | 8360 | 6.15 | Residential | Behind the Meter | Yes | Trinity Solar, LLC | AC Electric |  | Accepted | 2025-05-27 | 2025-06-19 | 2026-06-19 | Inverters | Solar Edge | USE5700H-USMNBL75 | 5760 |  | 1 |  |  | 0.97 |  | Outdoor
NJADRE1559802641 | Administratively Determined Incentive Program | EGG HARBOR | 8215 | 7.23 | Residential | Behind the Meter | Yes | Whitman Construction, LLC | AC Electric |  | Accepted | 2025-05-27 | 2025-06-19 | 2026-06-19 | Solar Panels | JINKO SOLAR | JKM425N-54HL4-B |  | 0.425 | 17 | 312 | 4 |  | Fixed | Roof
NJADRE1559802641 | Administratively Determined Incentive Program | EGG HARBOR | 8215 | 7.23 | Residential | Behind the Meter | Yes | Whitman Construction, LLC | AC Electric |  | Accepted | 2025-05-27 | 2025-06-19 | 2026-06-19 | Inverters | ENPHASE | IQ8HC-72-M-DOM-US | 290 |  | 17 |  |  | 0.975 |  | Outdoor
NJADRE1559802665 | Administratively Determined Incentive Program | Smithville | 8205 | 6.48 | Residential | Behind the Meter | Yes | Sunrun Installation Services, Inc. | AC Electric |  | Accepted | 2025-05-27 | 2025-06-19 | 2026-06-19 | Inverters | SolarEdge Technologies | SE5700H-USMN | 5760 |  | 1 |  |  | 0.99 |  | Outdoor
NJADRE1559802665 | Administratively Determined Incentive Program | Smithville | 8205 | 6.48 | Residential | Behind the Meter | Yes | Sunrun Installation Services, Inc. | AC Electric |  | Accepted | 2025-05-27 | 2025-06-19 | 2026-06-19 | Solar Panels | JA Solar | JAM54S31-405/MR |  | 0.405 | 16 | 263 | 27 |  | Fixed | Roof
NJADRE1559802682 | Administratively Determined Incentive Program | CRANFORD TOWNSHIP | 7016 | 12.04 | Residential | Behind the Meter | No | Green Power Energy, LLC | PSE&G |  | Accepted | 2025-05-27 | 2025-06-19 | 2026-06-19 | Solar Panels | SEG Solar | SEG-430-BTD-BG |  | 0.43 | 7 | 128 | 20 |  | Fixed | Roof
NJADRE1559802682 | Administratively Determined Incentive Program | CRANFORD TOWNSHIP | 7016 | 12.04 | Residential | Behind the Meter | No | Green Power Energy, LLC | PSE&G |  | Accepted | 2025-05-27 | 2025-06-19 | 2026-06-19 | Solar Panels | SEG Solar | SEG-430-BTD-BG |  | 0.43 | 21 | 128 | 30 |  | Fixed | Roof
NJADRE1559802682 | Administratively Determined Incentive Program | CRANFORD TOWNSHIP | 7016 | 12.04 | Residential | Behind the Meter | No | Green Power Energy, LLC | PSE&G |  | Accepted | 2025-05-27 | 2025-06-19 | 2026-06-19 | Inverters | Enphase Energy | IQ8MC-72-M-US [240V] | 320 |  | 28 |  |  | 0.98 |  | Outside | Roof
NJADRE1559802683 | Administratively Determined Incentive Program | SOUTHAMPTON | 8088 | 9.89 | Residential | Behind the Meter | Yes | Pro Custom Solar dba Momentum Solar | PSE&G |  | Accepted | 2025-05-27 | 2025-06-19 | 2026-06-19 | Inverters | ENPHASE | IQ8HC-72-M-DOM-US | 380 |  | 23 |  |  | 0.97 |  | Outdoor
NJADRE1559802683 | Administratively Determined Incentive Program | SOUTHAMPTON | 8088 | 9.89 | Residential | Behind the Meter | Yes | Pro Custom Solar dba Momentum Solar | PSE&G |  | Accepted | 2025-05-27 | 2025-06-19 | 2026-06-19 | Solar Panels | HANWHA | Q.TRON BLK M-G2+430 |  | 0.43 | 7 | 53 | 16 |  | Fixed | Roof
NJADRE1559802683 | Administratively Determined Incentive Program | SOUTHAMPTON | 8088 | 9.89 | Residential | Behind the Meter | Yes | Pro Custom Solar dba Momentum Solar | PSE&G |  | Accepted | 2025-05-27 | 2025-06-19 | 2026-06-19 | Solar Panels | HANWHA | Q.TRON BLK M-G2+430 |  | 0.43 | 16 | 233 | 17 |  | Fixed | Roof
NJADRE1559802704 | Administratively Determined Incentive Program | HILLSBOROUGH TOWNSHIP | 8844 | 15.99 | Residential | Behind the Meter | No | Tesla Energy Operations, Inc. | PSE&G |  | Accepted | 2025-05-27 | 2025-06-19 | 2026-06-19 | Solar Panels | Hanwha | Q.PEAK DUO BLK ML-G10+/TS 410 |  | 0.41 | 4 | 65 | 37 |  | Fixed | Roof
NJADRE1559802704 | Administratively Determined Incentive Program | HILLSBOROUGH TOWNSHIP | 8844 | 15.99 | Residential | Behind the Meter | No | Tesla Energy Operations, Inc. | PSE&G |  | Accepted | 2025-05-27 | 2025-06-19 | 2026-06-19 | Solar Panels | Hanwha | Q.PEAK DUO BLK ML-G10+/TS 410 |  | 0.41 | 12 | 245 | 30 |  | Fixed | Roof
NJADRE1559802704 | Administratively Determined Incentive Program | HILLSBOROUGH TOWNSHIP | 8844 | 15.99 | Residential | Behind the Meter | No | Tesla Energy Operations, Inc. | PSE&G |  | Accepted | 2025-05-27 | 2025-06-19 | 2026-06-19 | Electric Storage Battery | Tesla | Powerwall 3 |  |  | 2 |  |  |  | Lithium Ion |  | Outside
NJADRE1559802704 | Administratively Determined Incentive Program | HILLSBOROUGH TOWNSHIP | 8844 | 15.99 | Residential | Behind the Meter | No | Tesla Energy Operations, Inc. | PSE&G |  | Accepted | 2025-05-27 | 2025-06-19 | 2026-06-19 | Solar Panels | Hanwha | Q.PEAK DUO BLK ML-G10+/TS 410 |  | 0.41 | 13 | 245 | 37 |  | Fixed | Roof
NJADRE1559802704 | Administratively Determined Incentive Program | HILLSBOROUGH TOWNSHIP | 8844 | 15.99 | Residential | Behind the Meter | No | Tesla Energy Operations, Inc. | PSE&G |  | Accepted | 2025-05-27 | 2025-06-19 | 2026-06-19 | Inverters | Tesla | 1707000-XX-Y | 10000 |  | 1 |  |  | 0.98 |  | Outdoor
NJADRE1559802704 | Administratively Determined Incentive Program | HILLSBOROUGH TOWNSHIP | 8844 | 15.99 | Residential | Behind the Meter | No | Tesla Energy Operations, Inc. | PSE&G |  | Accepted | 2025-05-27 | 2025-06-19 | 2026-06-19 | Solar Panels | Hanwha | Q.PEAK DUO BLK ML-G10+/TS 410 |  | 0.41 | 10 | 155 | 40 |  | Fixed | Roof
NJADRE1559802705 | Administratively Determined Incentive Program | BRIDGETON | 8320 | 17.43 | Residential | Behind the Meter | Yes | Power Energy Solutions, LLC | AC Electric |  | Accepted | 2025-05-27 | 2025-06-19 | 2026-06-19 | Inverters | SolarEdge | SE10000H-US | 10 |  | 1 |  |  | 0.97 |  | Outdoor
NJADRE1559802705 | Administratively Determined Incentive Program | BRIDGETON | 8320 | 17.43 | Residential | Behind the Meter | Yes | Power Energy Solutions, LLC | AC Electric |  | Accepted | 2025-05-27 | 2025-06-19 | 2026-06-19 | Solar Panels | Trina Solar | TSM-425NE09RC.05 |  | 0.425 | 4 | 285 | 17 |  | Fixed | Roof
NJADRE1559802705 | Administratively Determined Incentive Program | BRIDGETON | 8320 | 17.43 | Residential | Behind the Meter | Yes | Power Energy Solutions, LLC | AC Electric |  | Accepted | 2025-05-27 | 2025-06-19 | 2026-06-19 | Solar Panels | Trina Solar | TSM-425NE09RC.05 |  | 0.425 | 6 | 195 | 11 |  | Fixed | Roof
NJADRE1559802705 | Administratively Determined Incentive Program | BRIDGETON | 8320 | 17.43 | Residential | Behind the Meter | Yes | Power Energy Solutions, LLC | AC Electric |  | Accepted | 2025-05-27 | 2025-06-19 | 2026-06-19 | Solar Panels | Trina Solar | TSM-425NE09RC.05 |  | 0.425 | 28 | 195 | 17 |  | Fixed | Roof
NJADRE1559802705 | Administratively Determined Incentive Program | BRIDGETON | 8320 | 17.43 | Residential | Behind the Meter | Yes | Power Energy Solutions, LLC | AC Electric |  | Accepted | 2025-05-27 | 2025-06-19 | 2026-06-19 | Solar Panels | Trina Solar | TSM-425NE09RC.05 |  | 0.425 | 3 | 105 | 17 |  | Fixed | Roof
NJADRE1559802706 | Administratively Determined Incentive Program | PENNSAUKEN TWP | 8105 | 6 | Residential | Behind the Meter | Yes | Sunrun Installation Services, Inc. | PSE&G |  | Accepted | 2025-05-27 | 2025-06-19 | 2026-06-19 | Inverters | SOLAREDGE TECHNOLOGIES | SE7600H-USMN | 7600 |  | 1 |  |  | 0.99 |  | Outdoor
NJADRE1559802706 | Administratively Determined Incentive Program | PENNSAUKEN TWP | 8105 | 6 | Residential | Behind the Meter | Yes | Sunrun Installation Services, Inc. | PSE&G |  | Accepted | 2025-05-27 | 2025-06-19 | 2026-06-19 | Solar Panels | HANWHA Q-CELLS | Q.PEAK DUO BLK ML-G10+ 400 |  | 0.4 | 3 | 308 | 31 |  | Fixed | Roof
NJADRE1559802706 | Administratively Determined Incentive Program | PENNSAUKEN TWP | 8105 | 6 | Residential | Behind the Meter | Yes | Sunrun Installation Services, Inc. | PSE&G |  | Accepted | 2025-05-27 | 2025-06-19 | 2026-06-19 | Solar Panels | HANWHA Q-CELLS | Q.PEAK DUO BLK ML-G10+ 400 |  | 0.4 | 12 | 128 | 30 |  | Fixed | Roof
NJADRE1559802734 | Administratively Determined Incentive Program | NEW EGYPT | 8533 | 15.58 | Residential | Behind the Meter | Yes | Trinity Solar, LLC | JCP&L |  | Accepted | 2025-05-27 | 2025-06-19 | 2026-06-19 | Solar Panels | Hanwha | Q.PEAK DUO BLK ML-G10+ 410 |  | 0.41 | 14 | 286 | 30 |  | Fixed | Roof
NJADRE1559802734 | Administratively Determined Incentive Program | NEW EGYPT | 8533 | 15.58 | Residential | Behind the Meter | Yes | Trinity Solar, LLC | JCP&L |  | Accepted | 2025-05-27 | 2025-06-19 | 2026-06-19 | Inverters | Solar Edge | USE7600H-US | 7600 |  | 1 |  |  | 0.97 |  | Outside
NJADRE1559802734 | Administratively Determined Incentive Program | NEW EGYPT | 8533 | 15.58 | Residential | Behind the Meter | Yes | Trinity Solar, LLC | JCP&L |  | Accepted | 2025-05-27 | 2025-06-19 | 2026-06-19 | Solar Panels | Hanwha | Q.PEAK DUO BLK ML-G10+ 410 |  | 0.41 | 9 | 106 | 30 |  | Fixed | Roof
NJADRE1559802734 | Administratively Determined Incentive Program | NEW EGYPT | 8533 | 15.58 | Residential | Behind the Meter | Yes | Trinity Solar, LLC | JCP&L |  | Accepted | 2025-05-27 | 2025-06-19 | 2026-06-19 | Inverters | Solar Edge | USE5700H-US | 5760 |  | 1 |  |  | 0.97 |  | Outside
NJADRE1559802734 | Administratively Determined Incentive Program | NEW EGYPT | 8533 | 15.58 | Residential | Behind the Meter | Yes | Trinity Solar, LLC | JCP&L |  | Accepted | 2025-05-27 | 2025-06-19 | 2026-06-19 | Solar Panels | Hanwha | Q.PEAK DUO BLK ML-G10+ 410 |  | 0.41 | 10 | 106 | 30 |  | Fixed | Roof
NJADRE1559802734 | Administratively Determined Incentive Program | NEW EGYPT | 8533 | 15.58 | Residential | Behind the Meter | Yes | Trinity Solar, LLC | JCP&L |  | Accepted | 2025-05-27 | 2025-06-19 | 2026-06-19 | Solar Panels | Hanwha | Q.PEAK DUO BLK ML-G10+ 410 |  | 0.41 | 5 | 286 | 30 |  | Fixed | Roof
NJADRE1559802735 | Administratively Determined Incentive Program | NORTH PLAINFIELD | 7063 | 5.74 | Residential | Behind the Meter | Yes | Sunrun Installation Services, Inc. | PSE&G |  | Accepted | 2025-05-27 | 2025-06-23 | 2026-06-23 | Electric Storage Battery | Tesla | POWERWALL 3 1707000-XX-Y |  |  | 1 |  |  |  | Lithium Ion |  | OUTSIDE
NJADRE1559802735 | Administratively Determined Incentive Program | NORTH PLAINFIELD | 7063 | 5.74 | Residential | Behind the Meter | Yes | Sunrun Installation Services, Inc. | PSE&G |  | Accepted | 2025-05-27 | 2025-06-23 | 2026-06-23 | Inverters | Tesla | POWERWALL 3 1707000-XX-Y | 11500 |  | 1 |  |  | 0.97 |  | Outdoor
NJADRE1559802735 | Administratively Determined Incentive Program | NORTH PLAINFIELD | 7063 | 5.74 | Residential | Behind the Meter | Yes | Sunrun Installation Services, Inc. | PSE&G |  | Accepted | 2025-05-27 | 2025-06-23 | 2026-06-23 | Solar Panels | HANWHA Q-CELLS | Q.PEAK DUO BLK ML-G10+ 410 |  | 0.41 | 14 | 42 | 20 |  | Fixed | Roof
NJADRE1559802735 | Administratively Determined Incentive Program | NORTH PLAINFIELD | 7063 | 5.74 | Residential | Behind the Meter | Yes | Sunrun Installation Services, Inc. | PSE&G |  | Accepted | 2025-05-27 | 2025-06-23 | 2026-06-23 | Meters | Tesla | POWERWALL 3 1707000-XX-Y |  |  | 1 |  |  |  | Yes | Outdoor
NJADRE1559802750 | Administratively Determined Incentive Program | BAYVILLE | 8721 | 13.18 | Residential | Behind the Meter | Yes | Whitman Construction, LLC | JCP&L |  | Accepted | 2025-05-27 | 2025-06-19 | 2026-06-19 | Solar Panels | JINKO SOLAR | JKM425N-54HL4-B |  | 0.425 | 10 | 197 | 30 |  | Fixed | Roof
NJADRE1559802750 | Administratively Determined Incentive Program | BAYVILLE | 8721 | 13.18 | Residential | Behind the Meter | Yes | Whitman Construction, LLC | JCP&L |  | Accepted | 2025-05-27 | 2025-06-19 | 2026-06-19 | Solar Panels | JINKO SOLAR | JKM425N-54HL4-B |  | 0.425 | 9 | 197 | 30 |  | Fixed | Roof
NJADRE1559802750 | Administratively Determined Incentive Program | BAYVILLE | 8721 | 13.18 | Residential | Behind the Meter | Yes | Whitman Construction, LLC | JCP&L |  | Accepted | 2025-05-27 | 2025-06-19 | 2026-06-19 | Inverters | ENPHASE | IQ8HC-72-M-DOM-US | 380 |  | 31 |  |  | 0.973 |  | Outdoor
NJADRE1559802750 | Administratively Determined Incentive Program | BAYVILLE | 8721 | 13.18 | Residential | Behind the Meter | Yes | Whitman Construction, LLC | JCP&L |  | Accepted | 2025-05-27 | 2025-06-19 | 2026-06-19 | Solar Panels | JINKO SOLAR | JKM425N-54HL4-B |  | 0.425 | 12 | 197 | 30 |  | Fixed | Roof
NJADRE1559802761 | Administratively Determined Incentive Program | GIBBSBORO | 8026 | 11.07 | Residential | Behind the Meter | Yes | Define Solar, LLC | AC Electric |  | Accepted | 2025-05-27 | 2025-06-19 | 2026-06-19 | Inverters | Enphase | IQ8PLUS-72-2-US | 290 |  | 24 |  |  | 0.976 |  | Outside | Under each pv panel
NJADRE1559802761 | Administratively Determined Incentive Program | GIBBSBORO | 8026 | 11.07 | Residential | Behind the Meter | Yes | Define Solar, LLC | AC Electric |  | Accepted | 2025-05-27 | 2025-06-19 | 2026-06-19 | Solar Panels | Znshine | ZXM7-SH108 410 |  | 0.41 | 3 | 191 | 30 |  | Fixed | Ground
NJADRE1559802761 | Administratively Determined Incentive Program | GIBBSBORO | 8026 | 11.07 | Residential | Behind the Meter | Yes | Define Solar, LLC | AC Electric |  | Accepted | 2025-05-27 | 2025-06-19 | 2026-06-19 | Solar Panels | Znshine | ZXM7-SH108 410 |  | 0.41 | 24 | 191 | 30 |  | Fixed | Ground
NJADRE1559802761 | Administratively Determined Incentive Program | GIBBSBORO | 8026 | 11.07 | Residential | Behind the Meter | Yes | Define Solar, LLC | AC Electric |  | Accepted | 2025-05-27 | 2025-06-19 | 2026-06-19 | Inverters | Enphase | IQ8PLUS-72-2-US | 290 |  | 3 |  |  | 0.976 |  | Outside | Under each pv panel
NJADRE1559802780 | Administratively Determined Incentive Program | CLEMENTON | 8021 | 15.39 | Residential | Behind the Meter | Yes | Define Solar, LLC | AC Electric |  | Accepted | 2025-05-27 | 2025-06-19 | 2026-06-19 | Solar Panels | Znshine | ZXM7-SH108 405 |  | 0.405 | 12 | 180 | 20 |  | Fixed | Roof
NJADRE1559802780 | Administratively Determined Incentive Program | CLEMENTON | 8021 | 15.39 | Residential | Behind the Meter | Yes | Define Solar, LLC | AC Electric |  | Accepted | 2025-05-27 | 2025-06-19 | 2026-06-19 | Solar Panels | Znshine | ZXM7-SH108 405 |  | 0.405 | 3 | 360 | 28 |  | Fixed | Roof
NJADRE1559802780 | Administratively Determined Incentive Program | CLEMENTON | 8021 | 15.39 | Residential | Behind the Meter | Yes | Define Solar, LLC | AC Electric |  | Accepted | 2025-05-27 | 2025-06-19 | 2026-06-19 | Inverters | Enphase | IQ8PLUS-72-2-US | 290 |  | 12 |  |  | 0.976 |  | Outside | Under each pv panel
NJADRE1559802780 | Administratively Determined Incentive Program | CLEMENTON | 8021 | 15.39 | Residential | Behind the Meter | Yes | Define Solar, LLC | AC Electric |  | Accepted | 2025-05-27 | 2025-06-19 | 2026-06-19 | Solar Panels | Znshine | ZXM7-SH108 405 |  | 0.405 | 11 | 180 | 28 |  | Fixed | Roof
NJADRE1559802780 | Administratively Determined Incentive Program | CLEMENTON | 8021 | 15.39 | Residential | Behind the Meter | Yes | Define Solar, LLC | AC Electric |  | Accepted | 2025-05-27 | 2025-06-19 | 2026-06-19 | Inverters | Enphase | IQ8PLUS-72-2-US | 290 |  | 11 |  |  | 0.976 |  | Outside | Under each pv panel
NJADRE1559802780 | Administratively Determined Incentive Program | CLEMENTON | 8021 | 15.39 | Residential | Behind the Meter | Yes | Define Solar, LLC | AC Electric |  | Accepted | 2025-05-27 | 2025-06-19 | 2026-06-19 | Inverters | Enphase | IQ8PLUS-72-2-US | 290 |  | 3 |  |  | 0.976 |  | Outside | Under each pv panel
NJADRE1559802780 | Administratively Determined Incentive Program | CLEMENTON | 8021 | 15.39 | Residential | Behind the Meter | Yes | Define Solar, LLC | AC Electric |  | Accepted | 2025-05-27 | 2025-06-19 | 2026-06-19 | Solar Panels | Znshine | ZXM7-SH108 405 |  | 0.405 | 12 | 360 | 20 |  | Fixed | Roof
NJADRE1559802780 | Administratively Determined Incentive Program | CLEMENTON | 8021 | 15.39 | Residential | Behind the Meter | Yes | Define Solar, LLC | AC Electric |  | Accepted | 2025-05-27 | 2025-06-19 | 2026-06-19 | Inverters | Enphase | IQ8PLUS-72-2-US | 290 |  | 12 |  |  | 0.976 |  | Outside | Under each pv panel
NJADRE1559802788 | Administratively Determined Incentive Program | WASHINGTON | 7882 | 14.62 | Residential | Behind the Meter | Yes | Green Power Energy, LLC | JCP&L |  | Accepted | 2025-05-27 | 2025-06-19 | 2026-06-19 | Inverters | Enphase Energy | IQ8MC-72-M-US [240V] | 320 |  | 34 |  |  | 0.98 |  | Outside | Roof
NJADRE1559802788 | Administratively Determined Incentive Program | WASHINGTON | 7882 | 14.62 | Residential | Behind the Meter | Yes | Green Power Energy, LLC | JCP&L |  | Accepted | 2025-05-27 | 2025-06-19 | 2026-06-19 | Solar Panels | SEG Solar | SEG-430-BTD-BG |  | 0.43 | 15 | 230 | 40 |  | Fixed | Roof
NJADRE1559802788 | Administratively Determined Incentive Program | WASHINGTON | 7882 | 14.62 | Residential | Behind the Meter | Yes | Green Power Energy, LLC | JCP&L |  | Accepted | 2025-05-27 | 2025-06-19 | 2026-06-19 | Solar Panels | SEG Solar | SEG-430-BTD-BG |  | 0.43 | 17 | 50 | 40 |  | Fixed | Roof
NJADRE1559802788 | Administratively Determined Incentive Program | WASHINGTON | 7882 | 14.62 | Residential | Behind the Meter | Yes | Green Power Energy, LLC | JCP&L |  | Accepted | 2025-05-27 | 2025-06-19 | 2026-06-19 | Solar Panels | SEG Solar | SEG-430-BTD-BG |  | 0.43 | 2 | 230 | 21 |  | Fixed | Roof
NJADRE1559802795 | Administratively Determined Incentive Program | ASBURY | 8802 | 12.15 | Residential | Behind the Meter | Yes | Sunrun Installation Services, Inc. | JCP&L |  | Accepted | 2025-05-27 | 2025-06-19 | 2026-06-19 | Solar Panels | JA Solar | JAM54S31-405/MR |  | 0.405 | 3 | 351 | 29 |  | Fixed | Roof
NJADRE1559802795 | Administratively Determined Incentive Program | ASBURY | 8802 | 12.15 | Residential | Behind the Meter | Yes | Sunrun Installation Services, Inc. | JCP&L |  | Accepted | 2025-05-27 | 2025-06-19 | 2026-06-19 | Solar Panels | JA Solar | JAM54S31-405/MR |  | 0.405 | 5 | 82 | 28 |  | Fixed | Roof
NJADRE1559802795 | Administratively Determined Incentive Program | ASBURY | 8802 | 12.15 | Residential | Behind the Meter | Yes | Sunrun Installation Services, Inc. | JCP&L |  | Accepted | 2025-05-27 | 2025-06-19 | 2026-06-19 | Solar Panels | JA Solar | JAM54S31-405/MR |  | 0.405 | 7 | 83 | 29 |  | Fixed | Roof
NJADRE1559802795 | Administratively Determined Incentive Program | ASBURY | 8802 | 12.15 | Residential | Behind the Meter | Yes | Sunrun Installation Services, Inc. | JCP&L |  | Accepted | 2025-05-27 | 2025-06-19 | 2026-06-19 | Solar Panels | JA Solar | JAM54S31-405/MR |  | 0.405 | 7 | 262 | 30 |  | Fixed | Roof
NJADRE1559802795 | Administratively Determined Incentive Program | ASBURY | 8802 | 12.15 | Residential | Behind the Meter | Yes | Sunrun Installation Services, Inc. | JCP&L |  | Accepted | 2025-05-27 | 2025-06-19 | 2026-06-19 | Solar Panels | JA Solar | JAM54S31-405/MR |  | 0.405 | 3 | 171 | 30 |  | Fixed | Roof
NJADRE1559802795 | Administratively Determined Incentive Program | ASBURY | 8802 | 12.15 | Residential | Behind the Meter | Yes | Sunrun Installation Services, Inc. | JCP&L |  | Accepted | 2025-05-27 | 2025-06-19 | 2026-06-19 | Solar Panels | JA Solar | JAM54S31-405/MR |  | 0.405 | 5 | 261 | 30 |  | Fixed | Roof
NJADRE1559802795 | Administratively Determined Incentive Program | ASBURY | 8802 | 12.15 | Residential | Behind the Meter | Yes | Sunrun Installation Services, Inc. | JCP&L |  | Accepted | 2025-05-27 | 2025-06-19 | 2026-06-19 | Inverters | SolarEdge Technologies | SE10000H-USMN | 10000 |  | 1 |  |  | 0.99 |  | Outdoor
NJADRE1559802809 | Administratively Determined Incentive Program | CLEMENTON | 8021 | 7.79 | Residential | Behind the Meter | Yes | Define Solar, LLC | AC Electric |  | Accepted | 2025-05-27 | 2025-06-19 | 2026-06-19 | Inverters | Enphase | IQ8PLUS-72-2-US | 290 |  | 6 |  |  | 0.976 |  | Outside | Under each pv panel
NJADRE1559802809 | Administratively Determined Incentive Program | CLEMENTON | 8021 | 7.79 | Residential | Behind the Meter | Yes | Define Solar, LLC | AC Electric |  | Accepted | 2025-05-27 | 2025-06-19 | 2026-06-19 | Solar Panels | Znshine | ZXM7-SH108 410 |  | 0.41 | 6 | 336 | 25 |  | Fixed | Roof
NJADRE1559802809 | Administratively Determined Incentive Program | CLEMENTON | 8021 | 7.79 | Residential | Behind the Meter | Yes | Define Solar, LLC | AC Electric |  | Accepted | 2025-05-27 | 2025-06-19 | 2026-06-19 | Inverters | Enphase | IQ8PLUS-72-2-US | 290 |  | 13 |  |  | 0.976 |  | Outside | Under each pv panel
NJADRE1559802809 | Administratively Determined Incentive Program | CLEMENTON | 8021 | 7.79 | Residential | Behind the Meter | Yes | Define Solar, LLC | AC Electric |  | Accepted | 2025-05-27 | 2025-06-19 | 2026-06-19 | Solar Panels | Znshine | ZXM7-SH108 410 |  | 0.41 | 13 | 156 | 25 |  | Fixed | Roof
NJADRE1559802814 | Administratively Determined Incentive Program | Princeton | 8540 | 619.85 | School Other | Behind the Meter | Yes | HESP Construction, LLC | PSE&G |  | Accepted | 2025-05-27 | 2025-06-23 | 2026-06-23 | Solar Panels | HT-SAAE | HT72-18X-550 |  | 0.55 | 391 | 336 | 9 |  | Fixed | Roof
NJADRE1559802814 | Administratively Determined Incentive Program | Princeton | 8540 | 619.85 | School Other | Behind the Meter | Yes | HESP Construction, LLC | PSE&G |  | Accepted | 2025-05-27 | 2025-06-23 | 2026-06-23 | Solar Panels | HT-SAAE | HT72-18X-550 |  | 0.55 | 190 | 336 | 19 |  | Fixed | Roof
NJADRE1559802814 | Administratively Determined Incentive Program | Princeton | 8540 | 619.85 | School Other | Behind the Meter | Yes | HESP Construction, LLC | PSE&G |  | Accepted | 2025-05-27 | 2025-06-23 | 2026-06-23 | Solar Panels | HT-SAAE | HT72-18X-550 |  | 0.55 | 81 | 65 | 27 |  | Fixed | Roof
NJADRE1559802814 | Administratively Determined Incentive Program | Princeton | 8540 | 619.85 | School Other | Behind the Meter | Yes | HESP Construction, LLC | PSE&G |  | Accepted | 2025-05-27 | 2025-06-23 | 2026-06-23 | Solar Panels | HT-SAAE | HT72-18X-550 |  | 0.55 | 81 | 245 | 27 |  | Fixed | Roof
NJADRE1559802814 | Administratively Determined Incentive Program | Princeton | 8540 | 619.85 | School Other | Behind the Meter | Yes | HESP Construction, LLC | PSE&G |  | Accepted | 2025-05-27 | 2025-06-23 | 2026-06-23 | Inverters | Chint | SCA50KTL-DO/US-480 | 100000 |  | 2 |  |  | 0.985 |  | Outside
NJADRE1559802814 | Administratively Determined Incentive Program | Princeton | 8540 | 619.85 | School Other | Behind the Meter | Yes | HESP Construction, LLC | PSE&G |  | Accepted | 2025-05-27 | 2025-06-23 | 2026-06-23 | Inverters | Chint | SCA50KTL-DO/US-480 | 49000 |  | 1 |  |  | 0.985 |  | Outside
NJADRE1559802814 | Administratively Determined Incentive Program | Princeton | 8540 | 619.85 | School Other | Behind the Meter | Yes | HESP Construction, LLC | PSE&G |  | Accepted | 2025-05-27 | 2025-06-23 | 2026-06-23 | Solar Panels | HT-SAAE | HT72-18X-550 |  | 0.55 | 384 | 156 | 10 |  | Fixed | Roof
NJADRE1559802814 | Administratively Determined Incentive Program | Princeton | 8540 | 619.85 | School Other | Behind the Meter | Yes | HESP Construction, LLC | PSE&G |  | Accepted | 2025-05-27 | 2025-06-23 | 2026-06-23 | Inverters | Chint | SCA60KTL-DO/US-480 | 300000 |  | 5 |  |  | 0.985 |  | Outdoor
NJADRE1559802895 | Administratively Determined Incentive Program | HOWELL | 7731 | 5.74 | Residential | Behind the Meter | Yes | Trinity Solar, LLC | JCP&L |  | Accepted | 2025-05-27 | 2025-06-19 | 2026-06-19 | Inverters | SOLAREDGE | SE5700H-US | 5699 |  | 1 |  |  | 0.97 |  | Outside
NJADRE1559802895 | Administratively Determined Incentive Program | HOWELL | 7731 | 5.74 | Residential | Behind the Meter | Yes | Trinity Solar, LLC | JCP&L |  | Accepted | 2025-05-27 | 2025-06-19 | 2026-06-19 | Solar Panels | HANWHA 410 (Q.PEAK DUO BLK ML-G10+410) | HANWHA 410 (Q.PEAK DUO BLK ML-G10+410) |  | 0.41 | 6 | 177 | 26 |  | Fixed | Roof
NJADRE1559802895 | Administratively Determined Incentive Program | HOWELL | 7731 | 5.74 | Residential | Behind the Meter | Yes | Trinity Solar, LLC | JCP&L |  | Accepted | 2025-05-27 | 2025-06-19 | 2026-06-19 | Solar Panels | HANWHA 410 (Q.PEAK DUO BLK ML-G10+410) | HANWHA 410 (Q.PEAK DUO BLK ML-G10+410) |  | 0.41 | 8 | 87 | 27 |  | Fixed | Roof
NJADRE1559803050 | Administratively Determined Incentive Program | TOMS RIVER | 8757 | 5.1 | Residential | Behind the Meter | Yes | Whitman Construction, LLC | JCP&L |  | Accepted | 2025-05-27 | 2025-06-19 | 2026-06-19 | Solar Panels | JINKO SOLAR | JKM425N-54HL4-B |  | 0.425 | 12 | 167 | 27 |  | Fixed | Roof
NJADRE1559803050 | Administratively Determined Incentive Program | TOMS RIVER | 8757 | 5.1 | Residential | Behind the Meter | Yes | Whitman Construction, LLC | JCP&L |  | Accepted | 2025-05-27 | 2025-06-19 | 2026-06-19 | Inverters | ENPHASE | IQ8PLUS-72-2-US | 290 |  | 12 |  |  | 0.975 |  | Outdoor
NJADRE1559803050 | Administratively Determined Incentive Program | TOMS RIVER | 8757 | 5.1 | Residential | Behind the Meter | Yes | Whitman Construction, LLC | JCP&L |  | Accepted | 2025-05-27 | 2025-06-19 | 2026-06-19 | Meters | ENPHASE | X-IQ-AM1-240-5-HDK |  |  | 1 |  |  |  | Yes | Outdoor
NJADRE1559803051 | Administratively Determined Incentive Program | MARLBORO | 7746 | 9.32 | Residential | Behind the Meter | No | Sunrun Installation Services, Inc. | JCP&L |  | Accepted | 2025-05-27 | 2025-06-19 | 2026-06-19 | Solar Panels | JA SOLAR | JAM54S31-405/MR |  | 0.405 | 8 | 85 | 20 |  | Fixed | Roof
NJADRE1559803051 | Administratively Determined Incentive Program | MARLBORO | 7746 | 9.32 | Residential | Behind the Meter | No | Sunrun Installation Services, Inc. | JCP&L |  | Accepted | 2025-05-27 | 2025-06-19 | 2026-06-19 | Inverters | SOLAREDGE TECHNOLOGIES | SE7600H-USMN | 7600 |  | 1 |  |  | 0.99 |  | Outdoor
NJADRE1559803051 | Administratively Determined Incentive Program | MARLBORO | 7746 | 9.32 | Residential | Behind the Meter | No | Sunrun Installation Services, Inc. | JCP&L |  | Accepted | 2025-05-27 | 2025-06-19 | 2026-06-19 | Solar Panels | JA SOLAR | JAM54S31-405/MR |  | 0.405 | 7 | 354 | 21 |  | Fixed | Roof
NJADRE1559803051 | Administratively Determined Incentive Program | MARLBORO | 7746 | 9.32 | Residential | Behind the Meter | No | Sunrun Installation Services, Inc. | JCP&L |  | Accepted | 2025-05-27 | 2025-06-19 | 2026-06-19 | Solar Panels | JA SOLAR | JAM54S31-405/MR |  | 0.405 | 2 | 175 | 21 |  | Fixed | Roof
NJADRE1559803051 | Administratively Determined Incentive Program | MARLBORO | 7746 | 9.32 | Residential | Behind the Meter | No | Sunrun Installation Services, Inc. | JCP&L |  | Accepted | 2025-05-27 | 2025-06-19 | 2026-06-19 | Solar Panels | JA SOLAR | JAM54S31-405/MR |  | 0.405 | 6 | 265 | 21 |  | Fixed | Roof
NJADRE1559803053 | Administratively Determined Incentive Program | CALIFON | 7830 | 24.6 | Residential | Behind the Meter | Yes | Trinity Solar, LLC | JCP&L |  | Accepted | 2025-05-27 | 2025-06-19 | 2026-06-19 | Inverters | Solar Edge | USE11400H-US | 11400 |  | 1 |  |  | 0.97 |  | Outside
NJADRE1559803053 | Administratively Determined Incentive Program | CALIFON | 7830 | 24.6 | Residential | Behind the Meter | Yes | Trinity Solar, LLC | JCP&L |  | Accepted | 2025-05-27 | 2025-06-19 | 2026-06-19 | Solar Panels | Hanwha | Q.PEAK DUO BLK ML-G10+ 410 |  | 0.41 | 15 | 142 | 28 |  | Fixed | Roof
NJADRE1559803053 | Administratively Determined Incentive Program | CALIFON | 7830 | 24.6 | Residential | Behind the Meter | Yes | Trinity Solar, LLC | JCP&L |  | Accepted | 2025-05-27 | 2025-06-19 | 2026-06-19 | Solar Panels | Hanwha | Q.PEAK DUO BLK ML-G10+ 410 |  | 0.41 | 36 | 142 | 28 |  | Fixed | Roof
NJADRE1559803053 | Administratively Determined Incentive Program | CALIFON | 7830 | 24.6 | Residential | Behind the Meter | Yes | Trinity Solar, LLC | JCP&L |  | Accepted | 2025-05-27 | 2025-06-19 | 2026-06-19 | Inverters | Solar Edge | USE7600H-US | 7600 |  | 1 |  |  | 0.97 |  | Outside
NJADRE1559803053 | Administratively Determined Incentive Program | CALIFON | 7830 | 24.6 | Residential | Behind the Meter | Yes | Trinity Solar, LLC | JCP&L |  | Accepted | 2025-05-27 | 2025-06-19 | 2026-06-19 | Solar Panels | Hanwha | Q.PEAK DUO BLK ML-G10+ 410 |  | 0.41 | 9 | 142 | 28 |  | Fixed | Roof
NJADRE1559803208 | Administratively Determined Incentive Program | Trenton | 8610 | 10.63 | Residential | Behind the Meter | Yes | Power Energy Solutions, LLC | PSE&G |  | Accepted | 2025-05-27 | 2025-06-20 | 2026-06-20 | Solar Panels | Trina Solar | TSM-425NE09RC.05 |  | 0.425 | 9 | 24 | 25 |  | Fixed | Roof
NJADRE1559803208 | Administratively Determined Incentive Program | Trenton | 8610 | 10.63 | Residential | Behind the Meter | Yes | Power Energy Solutions, LLC | PSE&G |  | Accepted | 2025-05-27 | 2025-06-20 | 2026-06-20 | Inverters | SolarEdge | SE5700H-US | 6 |  | 1 |  |  | 0.97 |  | Outdoor
NJADRE1559803208 | Administratively Determined Incentive Program | Trenton | 8610 | 10.63 | Residential | Behind the Meter | Yes | Power Energy Solutions, LLC | PSE&G |  | Accepted | 2025-05-27 | 2025-06-20 | 2026-06-20 | Solar Panels | Trina Solar | TSM-425NE09RC.05 |  | 0.425 | 11 | 204 | 25 |  | Fixed | Roof
NJADRE1559803208 | Administratively Determined Incentive Program | Trenton | 8610 | 10.63 | Residential | Behind the Meter | Yes | Power Energy Solutions, LLC | PSE&G |  | Accepted | 2025-05-27 | 2025-06-20 | 2026-06-20 | Solar Panels | Trina Solar | TSM-425NE09RC.05 |  | 0.425 | 3 | 113 | 22 |  | Fixed | Roof
NJADRE1559803208 | Administratively Determined Incentive Program | Trenton | 8610 | 10.63 | Residential | Behind the Meter | Yes | Power Energy Solutions, LLC | PSE&G |  | Accepted | 2025-05-27 | 2025-06-20 | 2026-06-20 | Solar Panels | Trina Solar | TSM-425NE09RC.05 |  | 0.425 | 2 | 293 | 22 |  | Fixed | Roof
NJADRE1559803231 | Administratively Determined Incentive Program | Perth Amboy | 8861 | 7.74 | Residential | Behind the Meter | Yes | PosiGen Developer, LLC | PSE&G |  | Accepted | 2025-05-27 | 2025-06-19 | 2026-06-19 | Inverters | SOLAREDGE | SE7600H-US | 7600 |  | 1 |  |  | 0.99 |  | Outside | WITHIN TEN FEET OF METER
NJADRE1559803231 | Administratively Determined Incentive Program | Perth Amboy | 8861 | 7.74 | Residential | Behind the Meter | Yes | PosiGen Developer, LLC | PSE&G |  | Accepted | 2025-05-27 | 2025-06-19 | 2026-06-19 | Solar Panels | JINKO EAGLE G6R | JKM430N-54HL4-B |  | 0.43 | 1 | 194 | 21 |  | Fixed | Roof
NJADRE1559803231 | Administratively Determined Incentive Program | Perth Amboy | 8861 | 7.74 | Residential | Behind the Meter | Yes | PosiGen Developer, LLC | PSE&G |  | Accepted | 2025-05-27 | 2025-06-19 | 2026-06-19 | Solar Panels | JINKO EAGLE G6R | JKM430N-54HL4-B |  | 0.43 | 17 | 14 | 21 |  | Fixed | Roof
NJADRE1559803237 | Administratively Determined Incentive Program | BELLEVILLE | 7109 | 5.655 | Residential | Behind the Meter | Yes | Skyline Solar, LLC | PSE&G |  | Accepted | 2025-05-27 | 2025-07-09 | 2026-07-09 | Solar Panels | Hanwha | Q.TRON BLK M-G2+ 435 |  | 0.435 | 13 | 214 | 37 |  | Fixed | Roof
NJADRE1559803237 | Administratively Determined Incentive Program | BELLEVILLE | 7109 | 5.655 | Residential | Behind the Meter | Yes | Skyline Solar, LLC | PSE&G |  | Accepted | 2025-05-27 | 2025-07-09 | 2026-07-09 | Inverters | Enphase | IQ8HC-72-M-DOM-US | 380 |  | 13 |  |  | 0.977 |  | Outside
NJADRE1559803251 | Administratively Determined Incentive Program | Scullville | 8330 | 14.03 | Residential | Behind the Meter | Yes | Whitman Construction, LLC | AC Electric |  | Accepted | 2025-05-27 | 2025-06-19 | 2026-06-19 | Solar Panels | JINKO SOLAR | JKM425N-54HL4-B |  | 0.425 | 15 | 195 | 20 |  | Fixed | Roof
NJADRE1559803251 | Administratively Determined Incentive Program | Scullville | 8330 | 14.03 | Residential | Behind the Meter | Yes | Whitman Construction, LLC | AC Electric |  | Accepted | 2025-05-27 | 2025-06-19 | 2026-06-19 | Solar Panels | JINKO SOLAR | JKM425N-54HL4-B |  | 0.425 | 15 | 195 | 20 |  | Fixed | Roof
NJADRE1559803251 | Administratively Determined Incentive Program | Scullville | 8330 | 14.03 | Residential | Behind the Meter | Yes | Whitman Construction, LLC | AC Electric |  | Accepted | 2025-05-27 | 2025-06-19 | 2026-06-19 | Inverters | ENPHASE | IQ8HC-72-M-DOM-US | 380 |  | 31 |  |  | 0.973 |  | Outdoor
NJADRE1559803251 | Administratively Determined Incentive Program | Scullville | 8330 | 14.03 | Residential | Behind the Meter | Yes | Whitman Construction, LLC | AC Electric |  | Accepted | 2025-05-27 | 2025-06-19 | 2026-06-19 | Solar Panels | JINKO SOLAR | JKM425N-54HL4-B |  | 0.425 | 3 | 105 | 30 |  | Fixed | Roof
NJADRE1559803261 | Administratively Determined Incentive Program | WEST ORANGE | 7052 | 6.02 | Residential | Behind the Meter | No | Tesla Energy Operations, Inc. | PSE&G |  | Accepted | 2025-05-27 | 2025-06-20 | 2026-06-20 | Electric Storage Battery | Tesla | AC Powerwall 2.0 |  |  | 2 |  |  |  | Lithium Ion |  | OUTSIDE?
NJADRE1559803261 | Administratively Determined Incentive Program | WEST ORANGE | 7052 | 6.02 | Residential | Behind the Meter | No | Tesla Energy Operations, Inc. | PSE&G |  | Accepted | 2025-05-27 | 2025-06-20 | 2026-06-20 | Solar Panels | Tesla | SR72T2 |  | 0.07167 | 57 | 204 | 35 |  | Fixed | Roof
NJADRE1559803261 | Administratively Determined Incentive Program | WEST ORANGE | 7052 | 6.02 | Residential | Behind the Meter | No | Tesla Energy Operations, Inc. | PSE&G |  | Accepted | 2025-05-27 | 2025-06-20 | 2026-06-20 | Solar Panels | Tesla | SR72T2 |  | 0.07167 | 27 | 204 | 16 |  | Fixed | Roof
NJADRE1559803261 | Administratively Determined Incentive Program | WEST ORANGE | 7052 | 6.02 | Residential | Behind the Meter | No | Tesla Energy Operations, Inc. | PSE&G |  | Accepted | 2025-05-27 | 2025-06-20 | 2026-06-20 | Inverters | Tesla | 1538000-XX-Y | 7600 |  | 1 |  |  | 0.98 |  | Outdoor
NJADRE1559803276 | Administratively Determined Incentive Program | Hackettstown | 7840 | 8.61 | Residential | Behind the Meter | Yes | Trinity Solar, LLC | JCP&L |  | Accepted | 2025-05-27 | 2025-06-19 | 2026-06-19 | Solar Panels | Hanwha | Q.PEAK DUO BLK ML-G10+ 410 |  | 0.41 | 9 | 169 | 21 |  | Fixed | Roof
NJADRE1559803276 | Administratively Determined Incentive Program | Hackettstown | 7840 | 8.61 | Residential | Behind the Meter | Yes | Trinity Solar, LLC | JCP&L |  | Accepted | 2025-05-27 | 2025-06-19 | 2026-06-19 | Inverters | Solar Edge | USE7600H-US | 7600 |  | 1 |  |  | 0.97 |  | Outside
NJADRE1559803276 | Administratively Determined Incentive Program | Hackettstown | 7840 | 8.61 | Residential | Behind the Meter | Yes | Trinity Solar, LLC | JCP&L |  | Accepted | 2025-05-27 | 2025-06-19 | 2026-06-19 | Solar Panels | Hanwha | Q.PEAK DUO BLK ML-G10+ 410 |  | 0.41 | 12 | 349 | 21 |  | Fixed | Roof
NJADRE1559803292 | Administratively Determined Incentive Program | Jackson | 8527 | 4.86 | Residential | Behind the Meter | No | Green Revolution Solar | JCP&L |  | Accepted | 2025-05-27 | 2025-06-19 | 2026-06-19 | Inverters | Tigo | TSI3.8K-US | 3800 |  | 1 |  |  | 0.95 |  | Outdoor
NJADRE1559803292 | Administratively Determined Incentive Program | Jackson | 8527 | 4.86 | Residential | Behind the Meter | No | Green Revolution Solar | JCP&L |  | Accepted | 2025-05-27 | 2025-06-19 | 2026-06-19 | Solar Panels | ZN Shine | ZXM7-SH108-405W |  | 0.405 | 12 | 183 | 5 |  | Fixed | Roof
NJADRE1559803319 | Administratively Determined Incentive Program | Freehold | 7728 | 10.66 | Residential | Behind the Meter | Yes | Sunrun Installation Services, Inc. | JCP&L |  | Accepted | 2025-05-27 | 2025-06-19 | 2026-06-19 | Solar Panels | Hanwha Q Cells | Q.PEAK DUO BLK ML-G10+ 410 DCA |  | 0.41 | 6 | 186 | 26 |  | Fixed | Roof
NJADRE1559803319 | Administratively Determined Incentive Program | Freehold | 7728 | 10.66 | Residential | Behind the Meter | Yes | Sunrun Installation Services, Inc. | JCP&L |  | Accepted | 2025-05-27 | 2025-06-19 | 2026-06-19 | Solar Panels | Hanwha Q Cells | Q.PEAK DUO BLK ML-G10+ 410 DCA |  | 0.41 | 14 | 186 | 27 |  | Fixed | Roof
NJADRE1559803319 | Administratively Determined Incentive Program | Freehold | 7728 | 10.66 | Residential | Behind the Meter | Yes | Sunrun Installation Services, Inc. | JCP&L |  | Accepted | 2025-05-27 | 2025-06-19 | 2026-06-19 | Solar Panels | Hanwha Q Cells | Q.PEAK DUO BLK ML-G10+ 410 DCA |  | 0.41 | 6 | 96 | 23 |  | Fixed | Roof
NJADRE1559803319 | Administratively Determined Incentive Program | Freehold | 7728 | 10.66 | Residential | Behind the Meter | Yes | Sunrun Installation Services, Inc. | JCP&L |  | Accepted | 2025-05-27 | 2025-06-19 | 2026-06-19 | Inverters | Tesla | Powerwall 3 1707000-xx-y | 11500 |  | 1 |  |  | 0.97 |  | Outdoor
NJADRE1559803319 | Administratively Determined Incentive Program | Freehold | 7728 | 10.66 | Residential | Behind the Meter | Yes | Sunrun Installation Services, Inc. | JCP&L |  | Accepted | 2025-05-27 | 2025-06-19 | 2026-06-19 | Electric Storage Battery | Tesla | Powerwall 3 1707000-xx-y |  |  | 1 |  |  |  | Lithium Ion |  | OUTSIDE
NJADRE1559803322 | Administratively Determined Incentive Program | Toms River | 8755 | 14.26 | Residential | Behind the Meter | Yes | Kamtech Solar Solutions | JCP&L |  | Accepted | 2025-05-27 | 2025-06-19 | 2026-06-19 | Solar Panels | REC | REC 460 AA PURE RX |  | 0.46 | 31 | 154 | 30 |  | Fixed | Roof
NJADRE1559803322 | Administratively Determined Incentive Program | Toms River | 8755 | 14.26 | Residential | Behind the Meter | Yes | Kamtech Solar Solutions | JCP&L |  | Accepted | 2025-05-27 | 2025-06-19 | 2026-06-19 | Inverters | ENPHASE | IQ8X-80-M-US | 380 |  | 31 |  |  | 0.973 |  | Outdoor | ROOFTOP
NJADRE1559803324 | Administratively Determined Incentive Program | PISCATAWAY | 8854 | 7.82 | Residential | Behind the Meter | No | Infinity Solar Systems, LLC | PSE&G |  | Accepted | 2025-05-27 | 2025-06-20 | 2026-06-20 | Inverters | Enphase | IQ8X-80-M-US | 380 |  | 17 |  |  | 0.97 |  | Outdoor
NJADRE1559803324 | Administratively Determined Incentive Program | PISCATAWAY | 8854 | 7.82 | Residential | Behind the Meter | No | Infinity Solar Systems, LLC | PSE&G |  | Accepted | 2025-05-27 | 2025-06-20 | 2026-06-20 | Solar Panels | REC Solar | REC 460AA PURE-RX |  | 0.46 | 17 | 157 | 23 |  | Fixed | Roof
NJADRE1559803333 | Administratively Determined Incentive Program | Ocean View | 8230 | 5.33 | Residential | Behind the Meter | Yes | Trinity Solar, LLC | AC Electric |  | Accepted | 2025-05-27 | 2025-06-20 | 2026-06-20 | Solar Panels | HANWHA 410 (Q.PEAK DUO BLK ML-G10+410) | HANWHA 410 (Q.PEAK DUO BLK ML-G10+410) |  | 0.41 | 4 | 265 | 23 |  | Fixed | Roof
NJADRE1559803333 | Administratively Determined Incentive Program | Ocean View | 8230 | 5.33 | Residential | Behind the Meter | Yes | Trinity Solar, LLC | AC Electric |  | Accepted | 2025-05-27 | 2025-06-20 | 2026-06-20 | Inverters | SOLAREDGE | SE5700H-US | 5700 |  | 1 |  |  | 0.97 |  | Outside
NJADRE1559803333 | Administratively Determined Incentive Program | Ocean View | 8230 | 5.33 | Residential | Behind the Meter | Yes | Trinity Solar, LLC | AC Electric |  | Accepted | 2025-05-27 | 2025-06-20 | 2026-06-20 | Solar Panels | HANWHA 410 (Q.PEAK DUO BLK ML-G10+410) | HANWHA 410 (Q.PEAK DUO BLK ML-G10+410) |  | 0.41 | 2 | 85 | 23 |  | Fixed | Roof
NJADRE1559803333 | Administratively Determined Incentive Program | Ocean View | 8230 | 5.33 | Residential | Behind the Meter | Yes | Trinity Solar, LLC | AC Electric |  | Accepted | 2025-05-27 | 2025-06-20 | 2026-06-20 | Solar Panels | HANWHA 410 (Q.PEAK DUO BLK ML-G10+410) | HANWHA 410 (Q.PEAK DUO BLK ML-G10+410) |  | 0.41 | 7 | 85 | 23 |  | Fixed | Roof
NJADRE1559803343 | Administratively Determined Incentive Program | Glenwood | 7418 | 16.81 | Residential | Behind the Meter | Yes | Trinity Solar, LLC | JCP&L |  | Accepted | 2025-05-27 | 2025-06-19 | 2026-06-19 | Inverters | Solar Edge | USE5700H-US | 5760 |  | 1 |  |  | 0.97 |  | Outside
NJADRE1559803343 | Administratively Determined Incentive Program | Glenwood | 7418 | 16.81 | Residential | Behind the Meter | Yes | Trinity Solar, LLC | JCP&L |  | Accepted | 2025-05-27 | 2025-06-19 | 2026-06-19 | Solar Panels | Hanwha | Q.PEAK DUO BLK ML-G10+ 410 |  | 0.41 | 13 | 196 | 18 |  | Fixed | Roof
NJADRE1559803343 | Administratively Determined Incentive Program | Glenwood | 7418 | 16.81 | Residential | Behind the Meter | Yes | Trinity Solar, LLC | JCP&L |  | Accepted | 2025-05-27 | 2025-06-19 | 2026-06-19 | Solar Panels | Hanwha | Q.PEAK DUO BLK ML-G10+ 410 |  | 0.41 | 9 | 16 | 24 |  | Fixed | Roof
NJADRE1559803343 | Administratively Determined Incentive Program | Glenwood | 7418 | 16.81 | Residential | Behind the Meter | Yes | Trinity Solar, LLC | JCP&L |  | Accepted | 2025-05-27 | 2025-06-19 | 2026-06-19 | Solar Panels | Hanwha | Q.PEAK DUO BLK ML-G10+ 410 |  | 0.41 | 9 | 196 | 24 |  | Fixed | Roof
NJADRE1559803343 | Administratively Determined Incentive Program | Glenwood | 7418 | 16.81 | Residential | Behind the Meter | Yes | Trinity Solar, LLC | JCP&L |  | Accepted | 2025-05-27 | 2025-06-19 | 2026-06-19 | Inverters | Solar Edge | USE7600H-US | 7600 |  | 1 |  |  | 0.97 |  | Outside
NJADRE1559803343 | Administratively Determined Incentive Program | Glenwood | 7418 | 16.81 | Residential | Behind the Meter | Yes | Trinity Solar, LLC | JCP&L |  | Accepted | 2025-05-27 | 2025-06-19 | 2026-06-19 | Solar Panels | Hanwha | Q.PEAK DUO BLK ML-G10+ 410 |  | 0.41 | 10 | 196 | 18 |  | Fixed | Roof
NJADRE1559803346 | Administratively Determined Incentive Program | Newark | 7107 | 2.87 | Residential | Behind the Meter | Yes | Trinity Solar, LLC | PSE&G |  | Accepted | 2025-05-27 | 2025-06-19 | 2026-06-19 | Inverters | Solar Edge | SE3800H-USMNUBL15 | 3800 |  | 1 |  |  | 0.97 |  | Outdoor
NJADRE1559803346 | Administratively Determined Incentive Program | Newark | 7107 | 2.87 | Residential | Behind the Meter | Yes | Trinity Solar, LLC | PSE&G |  | Accepted | 2025-05-27 | 2025-06-19 | 2026-06-19 | Solar Panels | HANWHA | (Q.PEAK DUO BLK ML-G10+ 410) |  | 0.41 | 2 | 21 | 37 |  | Fixed | Roof
NJADRE1559803346 | Administratively Determined Incentive Program | Newark | 7107 | 2.87 | Residential | Behind the Meter | Yes | Trinity Solar, LLC | PSE&G |  | Accepted | 2025-05-27 | 2025-06-19 | 2026-06-19 | Solar Panels | HANWHA | (Q.PEAK DUO BLK ML-G10+ 410) |  | 0.41 | 5 | 201 | 45 |  | Fixed | Roof
NJADRE1559803352 | Administratively Determined Incentive Program | Woodbridge | 7095 | 5.22 | Residential | Behind the Meter | Yes | SunnyMac, LLC | PSE&G |  | Accepted | 2025-05-27 | 2025-06-19 | 2026-06-19 | Solar Panels | HANWHA | Q.TRON BLK M-G2+ 435W |  | 0.435 | 4 | 91 | 6 |  | Fixed | Roof
NJADRE1559803352 | Administratively Determined Incentive Program | Woodbridge | 7095 | 5.22 | Residential | Behind the Meter | Yes | SunnyMac, LLC | PSE&G |  | Accepted | 2025-05-27 | 2025-06-19 | 2026-06-19 | Solar Panels | HANWHA | Q.TRON BLK M-G2+ 435W |  | 0.435 | 8 | 290 | 18 |  | Fixed | Roof
NJADRE1559803352 | Administratively Determined Incentive Program | Woodbridge | 7095 | 5.22 | Residential | Behind the Meter | Yes | SunnyMac, LLC | PSE&G |  | Accepted | 2025-05-27 | 2025-06-19 | 2026-06-19 | Inverters | SOLAREDGE HOME HUB | SE3800H-US | 3800 |  | 1 |  |  | 0.99 |  | Outdoor | next to meter
NJADRE1559803352 | Administratively Determined Incentive Program | Woodbridge | 7095 | 5.22 | Residential | Behind the Meter | Yes | SunnyMac, LLC | PSE&G |  | Accepted | 2025-05-27 | 2025-06-19 | 2026-06-19 | Meters | SOLAREDGE HOME HUB | SE-RGMTR-1D-240C-B |  |  | 1 |  |  |  | Yes | Outdoor
NJADRE1559803367 | Administratively Determined Incentive Program | North Middletown | 7748 | 3.28 | Residential | Behind the Meter | Yes | Trinity Solar, LLC | JCP&L |  | Accepted | 2025-05-27 | 2025-06-19 | 2026-06-19 | Inverters | Solar Edge | SE3800H-USMNUBL15 | 3800 |  | 1 |  |  | 0.97 |  | Outdoor
NJADRE1559803367 | Administratively Determined Incentive Program | North Middletown | 7748 | 3.28 | Residential | Behind the Meter | Yes | Trinity Solar, LLC | JCP&L |  | Accepted | 2025-05-27 | 2025-06-19 | 2026-06-19 | Solar Panels | HANWHA | (Q.PEAK DUO BLK ML-G10+ 410) |  | 0.41 | 2 | 153 | 31 |  | Fixed | Roof
NJADRE1559803367 | Administratively Determined Incentive Program | North Middletown | 7748 | 3.28 | Residential | Behind the Meter | Yes | Trinity Solar, LLC | JCP&L |  | Accepted | 2025-05-27 | 2025-06-19 | 2026-06-19 | Solar Panels | HANWHA | (Q.PEAK DUO BLK ML-G10+ 410) |  | 0.41 | 2 | 63 | 22 |  | Fixed | Roof
NJADRE1559803367 | Administratively Determined Incentive Program | North Middletown | 7748 | 3.28 | Residential | Behind the Meter | Yes | Trinity Solar, LLC | JCP&L |  | Accepted | 2025-05-27 | 2025-06-19 | 2026-06-19 | Solar Panels | HANWHA | (Q.PEAK DUO BLK ML-G10+ 410) |  | 0.41 | 2 | 243 | 22 |  | Fixed | Roof
NJADRE1559803367 | Administratively Determined Incentive Program | North Middletown | 7748 | 3.28 | Residential | Behind the Meter | Yes | Trinity Solar, LLC | JCP&L |  | Accepted | 2025-05-27 | 2025-06-19 | 2026-06-19 | Solar Panels | HANWHA | (Q.PEAK DUO BLK ML-G10+ 410) |  | 0.41 | 2 | 153 | 43 |  | Fixed | Roof
NJADRE1559803404 | Administratively Determined Incentive Program | Paterson | 7522 | 6.15 | Residential | Behind the Meter | Yes | Trinity Solar, LLC | PSE&G |  | Accepted | 2025-05-27 | 2025-06-19 | 2026-06-19 | Solar Panels | HANWHA | (Q.PEAK DUO BLK ML-G10+ 410) |  | 0.41 | 10 | 228 | 33 |  | Fixed | Roof
NJADRE1559803404 | Administratively Determined Incentive Program | Paterson | 7522 | 6.15 | Residential | Behind the Meter | Yes | Trinity Solar, LLC | PSE&G |  | Accepted | 2025-05-27 | 2025-06-19 | 2026-06-19 | Solar Panels | HANWHA | (Q.PEAK DUO BLK ML-G10+ 410) |  | 0.41 | 3 | 318 | 33 |  | Fixed | Roof
NJADRE1559803404 | Administratively Determined Incentive Program | Paterson | 7522 | 6.15 | Residential | Behind the Meter | Yes | Trinity Solar, LLC | PSE&G |  | Accepted | 2025-05-27 | 2025-06-19 | 2026-06-19 | Inverters | Solar Edge | USE5700H-USMNBL75 | 5760 |  | 1 |  |  | 0.97 |  | Outdoor
NJADRE1559803404 | Administratively Determined Incentive Program | Paterson | 7522 | 6.15 | Residential | Behind the Meter | Yes | Trinity Solar, LLC | PSE&G |  | Accepted | 2025-05-27 | 2025-06-19 | 2026-06-19 | Solar Panels | HANWHA | (Q.PEAK DUO BLK ML-G10+ 410) |  | 0.41 | 2 | 228 | 18 |  | Fixed | Roof
NJADRE1559803418 | Administratively Determined Incentive Program | Somers Point | 8244 | 9.89 | Residential | Behind the Meter | Yes | EMT Renewables, LLC | AC Electric |  | Accepted | 2025-05-27 | 2025-06-19 | 2026-06-19 | Solar Panels | SEG SOLAR | SEG 430 |  | 0.43 | 3 | 308 | 21 |  | Fixed | Roof
NJADRE1559803418 | Administratively Determined Incentive Program | Somers Point | 8244 | 9.89 | Residential | Behind the Meter | Yes | EMT Renewables, LLC | AC Electric |  | Accepted | 2025-05-27 | 2025-06-19 | 2026-06-19 | Solar Panels | SEG SOLAR | SEG 430 |  | 0.43 | 4 | 218 | 20 |  | Fixed | Roof
NJADRE1559803418 | Administratively Determined Incentive Program | Somers Point | 8244 | 9.89 | Residential | Behind the Meter | Yes | EMT Renewables, LLC | AC Electric |  | Accepted | 2025-05-27 | 2025-06-19 | 2026-06-19 | Solar Panels | SEG SOLAR | SEG 430 |  | 0.43 | 8 | 308 | 21 |  | Fixed | Roof
NJADRE1559803418 | Administratively Determined Incentive Program | Somers Point | 8244 | 9.89 | Residential | Behind the Meter | Yes | EMT Renewables, LLC | AC Electric |  | Accepted | 2025-05-27 | 2025-06-19 | 2026-06-19 | Solar Panels | SEG SOLAR | SEG 430 |  | 0.43 | 3 | 128 | 21 |  | Fixed | Roof
NJADRE1559803418 | Administratively Determined Incentive Program | Somers Point | 8244 | 9.89 | Residential | Behind the Meter | Yes | EMT Renewables, LLC | AC Electric |  | Accepted | 2025-05-27 | 2025-06-19 | 2026-06-19 | Solar Panels | SEG SOLAR | SEG 430 |  | 0.43 | 5 | 38 | 20 |  | Fixed | Roof
NJADRE1559803418 | Administratively Determined Incentive Program | Somers Point | 8244 | 9.89 | Residential | Behind the Meter | Yes | EMT Renewables, LLC | AC Electric |  | Accepted | 2025-05-27 | 2025-06-19 | 2026-06-19 | Inverters | ENPHASE | IQ8+ | 290 |  | 23 |  |  | 0.98 |  | Other | UNDER EACH PANEL
NJADRE1559803419 | Administratively Determined Incentive Program | Keyport | 7735 | 8.61 | Residential | Behind the Meter | Yes | Trinity Solar, LLC | JCP&L |  | Accepted | 2025-05-27 | 2025-06-19 | 2026-06-19 | Solar Panels | HANWHA 410 (Q.PEAK DUO BLK ML-G10+410) | HANWHA 410 (Q.PEAK DUO BLK ML-G10+410) |  | 0.41 | 10 | 161 | 18 |  | Fixed | Roof
NJADRE1559803419 | Administratively Determined Incentive Program | Keyport | 7735 | 8.61 | Residential | Behind the Meter | Yes | Trinity Solar, LLC | JCP&L |  | Accepted | 2025-05-27 | 2025-06-19 | 2026-06-19 | Solar Panels | HANWHA 410 (Q.PEAK DUO BLK ML-G10+410) | HANWHA 410 (Q.PEAK DUO BLK ML-G10+410) |  | 0.41 | 4 | 71 | 18 |  | Fixed | Roof
NJADRE1559803419 | Administratively Determined Incentive Program | Keyport | 7735 | 8.61 | Residential | Behind the Meter | Yes | Trinity Solar, LLC | JCP&L |  | Accepted | 2025-05-27 | 2025-06-19 | 2026-06-19 | Inverters | SOLAREDGE | SE7600H-US | 7600 |  | 1 |  |  | 0.97 |  | Outside
NJADRE1559803419 | Administratively Determined Incentive Program | Keyport | 7735 | 8.61 | Residential | Behind the Meter | Yes | Trinity Solar, LLC | JCP&L |  | Accepted | 2025-05-27 | 2025-06-19 | 2026-06-19 | Solar Panels | HANWHA 410 (Q.PEAK DUO BLK ML-G10+410) | HANWHA 410 (Q.PEAK DUO BLK ML-G10+410) |  | 0.41 | 7 | 341 | 18 |  | Fixed | Roof
NJADRE1559803431 | Administratively Determined Incentive Program | Woodbury | 8096 | 6.02 | Residential | Behind the Meter | Yes | EMT Renewables, LLC | PSE&G |  | Accepted | 2025-05-27 | 2025-06-19 | 2026-06-19 | Inverters | ENPHASE | IQ8+ | 290 |  | 14 |  |  | 0.98 |  | Other | UNDER EACH PANEL
NJADRE1559803431 | Administratively Determined Incentive Program | Woodbury | 8096 | 6.02 | Residential | Behind the Meter | Yes | EMT Renewables, LLC | PSE&G |  | Accepted | 2025-05-27 | 2025-06-19 | 2026-06-19 | Solar Panels | SEG SOLAR | SEG 430 |  | 0.43 | 14 | 123 | 34 |  | Fixed | Roof
NJADRE1559803433 | Administratively Determined Incentive Program | BEACHWOOD | 8722 | 9.66 | Residential | Behind the Meter | No | NJ Solar Power, LLC | JCP&L |  | Accepted | 2025-05-27 | 2025-06-19 | 2026-06-19 | Inverters | Enphase | IQ8A-72-M-US | 80270 |  | 23 |  |  | 0.976 |  | Outside | attached under each panel in array
NJADRE1559803433 | Administratively Determined Incentive Program | BEACHWOOD | 8722 | 9.66 | Residential | Behind the Meter | No | NJ Solar Power, LLC | JCP&L |  | Accepted | 2025-05-27 | 2025-06-19 | 2026-06-19 | Solar Panels | REC | Rec 420 AA Pure |  | 0.42 | 23 | 126 | 34 |  | Fixed | Roof | Roof 1
NJADRE1559803457 | Administratively Determined Incentive Program | SICKLERVILLE | 8081 | 5.1 | Residential | Behind the Meter | Yes | Whitman Construction, LLC | AC Electric |  | Accepted | 2025-05-27 | 2025-06-19 | 2026-06-19 | Solar Panels | JINKO SOLAR | JKM425N-54HL4-B |  | 0.425 | 4 | 303 | 18 |  | Fixed | Roof
NJADRE1559803457 | Administratively Determined Incentive Program | SICKLERVILLE | 8081 | 5.1 | Residential | Behind the Meter | Yes | Whitman Construction, LLC | AC Electric |  | Accepted | 2025-05-27 | 2025-06-19 | 2026-06-19 | Inverters | ENPHASE | IQ8HC-72-M-DOM-US | 380 |  | 12 |  |  | 0.973 |  | Outdoor
NJADRE1559803457 | Administratively Determined Incentive Program | SICKLERVILLE | 8081 | 5.1 | Residential | Behind the Meter | Yes | Whitman Construction, LLC | AC Electric |  | Accepted | 2025-05-27 | 2025-06-19 | 2026-06-19 | Solar Panels | JINKO SOLAR | JKM425N-54HL4-B |  | 0.425 | 8 | 123 | 18 |  | Fixed | Roof
NJADRE1559803466 | Administratively Determined Incentive Program | GLENDORA | 8029 | 7.47 | Residential | Behind the Meter | Yes | SunnyMac, LLC | PSE&G |  | Accepted | 2025-05-27 | 2025-07-01 | 2026-07-01 | Solar Panels | HANWHA | Q.PEAK DUO BLK ML-G10+ 415W |  | 0.415 | 8 | 115 | 23 |  | Fixed | Roof
NJADRE1559803466 | Administratively Determined Incentive Program | GLENDORA | 8029 | 7.47 | Residential | Behind the Meter | Yes | SunnyMac, LLC | PSE&G |  | Accepted | 2025-05-27 | 2025-07-01 | 2026-07-01 | Solar Panels | HANWHA | Q.PEAK DUO BLK ML-G10+ 415W |  | 0.415 | 3 | 203 | 22 |  | Fixed | Roof
NJADRE1559803466 | Administratively Determined Incentive Program | GLENDORA | 8029 | 7.47 | Residential | Behind the Meter | Yes | SunnyMac, LLC | PSE&G |  | Accepted | 2025-05-27 | 2025-07-01 | 2026-07-01 | Solar Panels | HANWHA | Q.PEAK DUO BLK ML-G10+ 415W |  | 0.415 | 5 | 295 | 23 |  | Fixed | Roof
NJADRE1559803466 | Administratively Determined Incentive Program | GLENDORA | 8029 | 7.47 | Residential | Behind the Meter | Yes | SunnyMac, LLC | PSE&G |  | Accepted | 2025-05-27 | 2025-07-01 | 2026-07-01 | Solar Panels | HANWHA | Q.PEAK DUO BLK ML-G10+ 415W |  | 0.415 | 2 | 114 | 22 |  | Fixed | Roof
NJADRE1559803466 | Administratively Determined Incentive Program | GLENDORA | 8029 | 7.47 | Residential | Behind the Meter | Yes | SunnyMac, LLC | PSE&G |  | Accepted | 2025-05-27 | 2025-07-01 | 2026-07-01 | Inverters | SOLAREDGE | SE5700H-US | 5760 |  | 1 |  |  | 0.99 |  | Outdoor | next to meter
NJADRE1559803466 | Administratively Determined Incentive Program | GLENDORA | 8029 | 7.47 | Residential | Behind the Meter | Yes | SunnyMac, LLC | PSE&G |  | Accepted | 2025-05-27 | 2025-07-01 | 2026-07-01 | Meters | SOLAREDGE | SE-RGMTR-1D-240C-C |  |  | 1 |  |  |  | Yes | Outdoor
NJADRE1559803751 | Administratively Determined Incentive Program | MIDDLESEX | 8846 | 14.025 | Residential | Behind the Meter | Yes | Maier Solar Engineering dba Solar Me | PSE&G |  | Accepted | 2025-05-27 | 2025-06-19 | 2026-06-19 | Solar Panels | Jinko | JKM425N-54HL4-B |  | 0.425 | 18 | 229 | 20 |  | Fixed | Roof
NJADRE1559803751 | Administratively Determined Incentive Program | MIDDLESEX | 8846 | 14.025 | Residential | Behind the Meter | Yes | Maier Solar Engineering dba Solar Me | PSE&G |  | Accepted | 2025-05-27 | 2025-06-19 | 2026-06-19 | Solar Panels | Jinko | JKM425N-54HL4-B |  | 0.425 | 15 | 49 | 20 |  | Fixed | Roof
NJADRE1559803751 | Administratively Determined Incentive Program | MIDDLESEX | 8846 | 14.025 | Residential | Behind the Meter | Yes | Maier Solar Engineering dba Solar Me | PSE&G |  | Accepted | 2025-05-27 | 2025-06-19 | 2026-06-19 | Inverters | Enphase | IQ8+ | 290 |  | 33 |  |  | 0.96 |  | Outdoor | Next to meter
NJADRE1559803751 | Administratively Determined Incentive Program | MIDDLESEX | 8846 | 14.025 | Residential | Behind the Meter | Yes | Maier Solar Engineering dba Solar Me | PSE&G |  | Accepted | 2025-05-27 | 2025-06-19 | 2026-06-19 | Meters | Hialeah | Itron |  |  | 1 |  |  |  | Yes | Outdoor
NJADRE1559803773 | Administratively Determined Incentive Program | CHERRY HILL | 8003 | 10.75 | Residential | Behind the Meter | Yes | Pro Custom Solar dba Momentum Solar | PSE&G |  | Accepted | 2025-05-27 | 2025-06-19 | 2026-06-19 | Solar Panels | HANWHA | Q.TRON BLK M-G2+430 |  | 0.43 | 11 | 231 | 22 |  | Fixed | Roof
NJADRE1559803773 | Administratively Determined Incentive Program | CHERRY HILL | 8003 | 10.75 | Residential | Behind the Meter | Yes | Pro Custom Solar dba Momentum Solar | PSE&G |  | Accepted | 2025-05-27 | 2025-06-19 | 2026-06-19 | Inverters | ENPHASE | IQ8HC-72-M-DOM-US | 380 |  | 25 |  |  | 0.97 |  | Outdoor
NJADRE1559803773 | Administratively Determined Incentive Program | CHERRY HILL | 8003 | 10.75 | Residential | Behind the Meter | Yes | Pro Custom Solar dba Momentum Solar | PSE&G |  | Accepted | 2025-05-27 | 2025-06-19 | 2026-06-19 | Solar Panels | HANWHA | Q.TRON BLK M-G2+430 |  | 0.43 | 14 | 231 | 17 |  | Fixed | Roof
NJADRE1559803831 | Administratively Determined Incentive Program | WENONAH | 8090 | 11.05 | Residential | Behind the Meter | Yes | Power Energy Solutions, LLC | AC Electric |  | Accepted | 2025-05-27 | 2025-06-19 | 2026-06-19 | Solar Panels | Trina Solar | TSM-425NE09RC.05 |  | 0.425 | 8 | 257 | 20 |  | Fixed | Roof
NJADRE1559803831 | Administratively Determined Incentive Program | WENONAH | 8090 | 11.05 | Residential | Behind the Meter | Yes | Power Energy Solutions, LLC | AC Electric |  | Accepted | 2025-05-27 | 2025-06-19 | 2026-06-19 | Inverters | SolarEdge | SE5700H-US | 6 |  | 1 |  |  | 0.97 |  | Outdoor
NJADRE1559803831 | Administratively Determined Incentive Program | WENONAH | 8090 | 11.05 | Residential | Behind the Meter | Yes | Power Energy Solutions, LLC | AC Electric |  | Accepted | 2025-05-27 | 2025-06-19 | 2026-06-19 | Solar Panels | Trina Solar | TSM-425NE09RC.05 |  | 0.425 | 6 | 75 | 20 |  | Fixed | Roof
NJADRE1559803831 | Administratively Determined Incentive Program | WENONAH | 8090 | 11.05 | Residential | Behind the Meter | Yes | Power Energy Solutions, LLC | AC Electric |  | Accepted | 2025-05-27 | 2025-06-19 | 2026-06-19 | Solar Panels | Trina Solar | TSM-425NE09RC.05 |  | 0.425 | 8 | 255 | 20 |  | Fixed | Roof
NJADRE1559803831 | Administratively Determined Incentive Program | WENONAH | 8090 | 11.05 | Residential | Behind the Meter | Yes | Power Energy Solutions, LLC | AC Electric |  | Accepted | 2025-05-27 | 2025-06-19 | 2026-06-19 | Solar Panels | Trina Solar | TSM-425NE09RC.05 |  | 0.425 | 4 | 77 | 20 |  | Fixed | Roof
NJADRE1559803986 | Administratively Determined Incentive Program | MORRIS PLAINS | 7950 | 9.14 | Residential | Behind the Meter | Yes | SunnyMac, LLC | JCP&L |  | Accepted | 2025-05-27 | 2025-06-19 | 2026-06-19 | Inverters | SOLAREDGE HOME HUB | SE7600H-US | 7600 |  | 1 |  |  | 0.99 |  | Outdoor | next to meter
NJADRE1559803986 | Administratively Determined Incentive Program | MORRIS PLAINS | 7950 | 9.14 | Residential | Behind the Meter | Yes | SunnyMac, LLC | JCP&L |  | Accepted | 2025-05-27 | 2025-06-19 | 2026-06-19 | Solar Panels | HANWHA | Q.TRON BLK M-G2+ |  | 0.435 | 21 | 175 | 30 |  | Fixed | Roof
NJADRE1559804026 | Administratively Determined Incentive Program | WEST NEW YORK | 7093 | 4.2 | Residential | Behind the Meter | No | Onsite Energy, Inc. | PSE&G |  | Accepted | 2025-05-27 | 2025-06-19 | 2026-06-19 | Meters | SOLAREDGE TECHNOLOGIES | SE-1000-ZBGW-K-NA |  |  | 1 |  |  |  | Yes | Outdoor
NJADRE1559804026 | Administratively Determined Incentive Program | WEST NEW YORK | 7093 | 4.2 | Residential | Behind the Meter | No | Onsite Energy, Inc. | PSE&G |  | Accepted | 2025-05-27 | 2025-06-19 | 2026-06-19 | Solar Panels | REC SOLAR | REC Solar REC420AA-PURE-R Alpha Series 420 Watt |  | 0.42 | 10 | 0 | 0 |  | Fixed | Roof
NJADRE1559804026 | Administratively Determined Incentive Program | WEST NEW YORK | 7093 | 4.2 | Residential | Behind the Meter | No | Onsite Energy, Inc. | PSE&G |  | Accepted | 2025-05-27 | 2025-06-19 | 2026-06-19 | Inverters | SOLAREDGE TECHNOLOGIES | SE3800H-US | 3800 |  | 1 |  |  | 0.99 |  | Outdoor
NJADRE1559804049 | Administratively Determined Incentive Program | MAYS LANDING | 8330 | 34.85 | Residential | Behind the Meter | Yes | AllSeason Solar | AC Electric |  | Accepted | 2025-05-27 | 2025-06-19 | 2026-06-19 | Inverters | Enphase | IQ8 Plus | 290 |  | 85 |  |  | 0.97 |  | Outside
NJADRE1559804049 | Administratively Determined Incentive Program | MAYS LANDING | 8330 | 34.85 | Residential | Behind the Meter | Yes | AllSeason Solar | AC Electric |  | Accepted | 2025-05-27 | 2025-06-19 | 2026-06-19 | Solar Panels | SEG Solar | SEG410BMD-HV |  | 0.41 | 24 | 148 | 37 |  | Fixed | Roof
NJADRE1559804049 | Administratively Determined Incentive Program | MAYS LANDING | 8330 | 34.85 | Residential | Behind the Meter | Yes | AllSeason Solar | AC Electric |  | Accepted | 2025-05-27 | 2025-06-19 | 2026-06-19 | Solar Panels | SEG Solar | SEG410BMD-HV |  | 0.41 | 48 | 237 | 19 |  | Fixed | Roof
NJADRE1559804049 | Administratively Determined Incentive Program | MAYS LANDING | 8330 | 34.85 | Residential | Behind the Meter | Yes | AllSeason Solar | AC Electric |  | Accepted | 2025-05-27 | 2025-06-19 | 2026-06-19 | Solar Panels | SEG Solar | SEG410BMD-HV |  | 0.41 | 13 | 148 | 37 |  | Fixed | Roof
NJADRE1559804062 | Administratively Determined Incentive Program | RIVERSIDE | 8075 | 3.69 | Residential | Behind the Meter | Yes | Bright Ops, Inc. | PSE&G |  | Accepted | 2025-05-27 | 2025-06-19 | 2026-06-19 | Inverters | SolarEdge Technologies | SE3800H - USMN | 3800 |  | 1 |  |  | 0.98 |  | Outdoor | Outside
NJADRE1559804062 | Administratively Determined Incentive Program | RIVERSIDE | 8075 | 3.69 | Residential | Behind the Meter | Yes | Bright Ops, Inc. | PSE&G |  | Accepted | 2025-05-27 | 2025-06-19 | 2026-06-19 | Solar Panels | Hanwha Q-Cells | Q.PEAK DUO BLK ML-G10+ 410 |  | 0.41 | 3 | 238 | 47 |  | Fixed | Roof
NJADRE1559804062 | Administratively Determined Incentive Program | RIVERSIDE | 8075 | 3.69 | Residential | Behind the Meter | Yes | Bright Ops, Inc. | PSE&G |  | Accepted | 2025-05-27 | 2025-06-19 | 2026-06-19 | Solar Panels | Hanwha Q-Cells | Q.PEAK DUO BLK ML-G10+ 410 |  | 0.41 | 2 | 237 | 9 |  | Fixed | Roof
NJADRE1559804062 | Administratively Determined Incentive Program | RIVERSIDE | 8075 | 3.69 | Residential | Behind the Meter | Yes | Bright Ops, Inc. | PSE&G |  | Accepted | 2025-05-27 | 2025-06-19 | 2026-06-19 | Solar Panels | Hanwha Q-Cells | Q.PEAK DUO BLK ML-G10+ 410 |  | 0.41 | 2 | 58 | 9 |  | Fixed | Roof
NJADRE1559804062 | Administratively Determined Incentive Program | RIVERSIDE | 8075 | 3.69 | Residential | Behind the Meter | Yes | Bright Ops, Inc. | PSE&G |  | Accepted | 2025-05-27 | 2025-06-19 | 2026-06-19 | Solar Panels | Hanwha Q-Cells | Q.PEAK DUO BLK ML-G10+ 410 |  | 0.41 | 2 | 57 | 47 |  | Fixed | Roof
NJADRE1559804066 | Administratively Determined Incentive Program | UNION BEACH | 7735 | 10.25 | Residential | Behind the Meter | Yes | Sunrun Installation Services, Inc. | JCP&L |  | Accepted | 2025-05-27 | 2025-06-19 | 2026-06-19 | Inverters | Tesla | POWERWALL 3 1707000-XX-Y | 11500 |  | 1 |  |  | 0.97 |  | Outdoor
NJADRE1559804066 | Administratively Determined Incentive Program | UNION BEACH | 7735 | 10.25 | Residential | Behind the Meter | Yes | Sunrun Installation Services, Inc. | JCP&L |  | Accepted | 2025-05-27 | 2025-06-19 | 2026-06-19 | Electric Storage Battery | Tesla | POWERWALL 3 1707000-XX-Y |  |  | 1 |  |  |  | Lithium Ion |  | OUTSIDE
NJADRE1559804066 | Administratively Determined Incentive Program | UNION BEACH | 7735 | 10.25 | Residential | Behind the Meter | Yes | Sunrun Installation Services, Inc. | JCP&L |  | Accepted | 2025-05-27 | 2025-06-19 | 2026-06-19 | Solar Panels | HANWHA Q-CELLS | Q.PEAK DUO BLK ML-G10+ 410 |  | 0.41 | 11 | 267 | 11 |  | Fixed | Roof
NJADRE1559804066 | Administratively Determined Incentive Program | UNION BEACH | 7735 | 10.25 | Residential | Behind the Meter | Yes | Sunrun Installation Services, Inc. | JCP&L |  | Accepted | 2025-05-27 | 2025-06-19 | 2026-06-19 | Solar Panels | HANWHA Q-CELLS | Q.PEAK DUO BLK ML-G10+ 410 |  | 0.41 | 14 | 87 | 11 |  | Fixed | Roof
NJADRE1559804073 | Administratively Determined Incentive Program | LAKE HOPATCONG | 7849 | 13.6 | Residential | Behind the Meter | Yes | Onsite Energy, Inc. | JCP&L |  | Accepted | 2025-05-27 | 2025-06-20 | 2026-06-20 | Solar Panels | Jinko Solar | JKM425N-54HL4-B BOB |  | 0.425 | 13 | 275 | 25 |  | Fixed | Roof
NJADRE1559804073 | Administratively Determined Incentive Program | LAKE HOPATCONG | 7849 | 13.6 | Residential | Behind the Meter | Yes | Onsite Energy, Inc. | JCP&L |  | Accepted | 2025-05-27 | 2025-06-20 | 2026-06-20 | Meters | Enphase | 125A ENPHASE IQ COMBINER 5 |  |  | 1 |  |  |  | Yes | Outdoor
NJADRE1559804073 | Administratively Determined Incentive Program | LAKE HOPATCONG | 7849 | 13.6 | Residential | Behind the Meter | Yes | Onsite Energy, Inc. | JCP&L |  | Accepted | 2025-05-27 | 2025-06-20 | 2026-06-20 | Solar Panels | Jinko Solar | JKM425N-54HL4-B BOB |  | 0.425 | 19 | 95 | 25 |  | Fixed | Roof
NJADRE1559804073 | Administratively Determined Incentive Program | LAKE HOPATCONG | 7849 | 13.6 | Residential | Behind the Meter | Yes | Onsite Energy, Inc. | JCP&L |  | Accepted | 2025-05-27 | 2025-06-20 | 2026-06-20 | Inverters | Enphase | IQ8M-72-2-US 240V | 325 |  | 32 |  |  | 0.975 |  | Outside | ROOF TOP
NJADRE1559804111 | Administratively Determined Incentive Program | BROWNS MILLS | 8015 | 24.51 | Residential | Behind the Meter | Yes | Pro Custom Solar dba Momentum Solar | JCP&L |  | Accepted | 2025-05-27 | 2025-06-19 | 2026-06-19 | Solar Panels | HANWHA | Q.TRON BLK M-G2+430 |  | 0.43 | 32 | 340 | 21 |  | Fixed | Roof
NJADRE1559804111 | Administratively Determined Incentive Program | BROWNS MILLS | 8015 | 24.51 | Residential | Behind the Meter | Yes | Pro Custom Solar dba Momentum Solar | JCP&L |  | Accepted | 2025-05-27 | 2025-06-19 | 2026-06-19 | Solar Panels | HANWHA | Q.TRON BLK M-G2+430 |  | 0.43 | 25 | 160 | 21 |  | Fixed | Roof
NJADRE1559804111 | Administratively Determined Incentive Program | BROWNS MILLS | 8015 | 24.51 | Residential | Behind the Meter | Yes | Pro Custom Solar dba Momentum Solar | JCP&L |  | Accepted | 2025-05-27 | 2025-06-19 | 2026-06-19 | Inverters | ENPHASE | IQ8HC-72-M-DOM-US | 380 |  | 57 |  |  | 0.97 |  | Outdoor
NJADRE1559804177 | Administratively Determined Incentive Program | PLEASANTVILLE | 8232 | 7.74 | Residential | Behind the Meter | Yes | Pro Custom Solar dba Momentum Solar | AC Electric |  | Accepted | 2025-05-27 | 2025-06-19 | 2026-06-19 | Solar Panels | HANWHA | Q.TRON BLK M-G2+430 |  | 0.43 | 6 | 219 | 22 |  | Fixed | Roof
NJADRE1559804177 | Administratively Determined Incentive Program | PLEASANTVILLE | 8232 | 7.74 | Residential | Behind the Meter | Yes | Pro Custom Solar dba Momentum Solar | AC Electric |  | Accepted | 2025-05-27 | 2025-06-19 | 2026-06-19 | Inverters | ENPHASE | IQ8HC-72-M-DOM-US | 380 |  | 18 |  |  | 0.97 |  | Outdoor
NJADRE1559804177 | Administratively Determined Incentive Program | PLEASANTVILLE | 8232 | 7.74 | Residential | Behind the Meter | Yes | Pro Custom Solar dba Momentum Solar | AC Electric |  | Accepted | 2025-05-27 | 2025-06-19 | 2026-06-19 | Solar Panels | HANWHA | Q.TRON BLK M-G2+430 |  | 0.43 | 12 | 219 | 21 |  | Fixed | Roof
NJADRE1559804181 | Administratively Determined Incentive Program | EGG HARBOR TOWNSHIP | 8234 | 7.38 | Residential | Behind the Meter | Yes | Bright Ops, Inc. | AC Electric |  | Accepted | 2025-05-27 | 2025-06-19 | 2026-06-19 | Inverters | SolarEdge Technologies | SE5700H - USSN | 5700 |  | 1 |  |  | 0.98 |  | Outdoor | Outside
NJADRE1559804181 | Administratively Determined Incentive Program | EGG HARBOR TOWNSHIP | 8234 | 7.38 | Residential | Behind the Meter | Yes | Bright Ops, Inc. | AC Electric |  | Accepted | 2025-05-27 | 2025-06-19 | 2026-06-19 | Solar Panels | Hanwha Q-Cells | Q.PEAK DUO BLK ML-G10+ 410 |  | 0.41 | 5 | 119 | 18 |  | Fixed | Roof
NJADRE1559804181 | Administratively Determined Incentive Program | EGG HARBOR TOWNSHIP | 8234 | 7.38 | Residential | Behind the Meter | Yes | Bright Ops, Inc. | AC Electric |  | Accepted | 2025-05-27 | 2025-06-19 | 2026-06-19 | Solar Panels | Hanwha Q-Cells | Q.PEAK DUO BLK ML-G10+ 410 |  | 0.41 | 13 | 298 | 18 |  | Fixed | Roof
NJADRE1559804206 | Administratively Determined Incentive Program | STRATFORD | 8084 | 7.38 | Residential | Behind the Meter | Yes | Sunrun Installation Services, Inc. | AC Electric |  | Accepted | 2025-05-27 | 2025-06-19 | 2026-06-19 | Inverters | Tesla | Powerwall 3 1707000-xx-y | 11500 |  | 1 |  |  | 0.97 |  | Outdoor
NJADRE1559804206 | Administratively Determined Incentive Program | STRATFORD | 8084 | 7.38 | Residential | Behind the Meter | Yes | Sunrun Installation Services, Inc. | AC Electric |  | Accepted | 2025-05-27 | 2025-06-19 | 2026-06-19 | Solar Panels | Hanwha Q Cells | Q.PEAK DUO BLK ML-G10+ 410 DCA |  | 0.41 | 6 | 71 | 23 |  | Fixed | Roof
NJADRE1559804206 | Administratively Determined Incentive Program | STRATFORD | 8084 | 7.38 | Residential | Behind the Meter | Yes | Sunrun Installation Services, Inc. | AC Electric |  | Accepted | 2025-05-27 | 2025-06-19 | 2026-06-19 | Electric Storage Battery | Tesla | Powerwall 3 1707000-xx-y |  |  | 1 |  |  |  | Lithium Ion |  | OUTSIDE
NJADRE1559804206 | Administratively Determined Incentive Program | STRATFORD | 8084 | 7.38 | Residential | Behind the Meter | Yes | Sunrun Installation Services, Inc. | AC Electric |  | Accepted | 2025-05-27 | 2025-06-19 | 2026-06-19 | Solar Panels | Hanwha Q Cells | Q.PEAK DUO BLK ML-G10+ 410 DCA |  | 0.41 | 6 | 251 | 22 |  | Fixed | Roof
NJADRE1559804206 | Administratively Determined Incentive Program | STRATFORD | 8084 | 7.38 | Residential | Behind the Meter | Yes | Sunrun Installation Services, Inc. | AC Electric |  | Accepted | 2025-05-27 | 2025-06-19 | 2026-06-19 | Solar Panels | Hanwha Q Cells | Q.PEAK DUO BLK ML-G10+ 410 DCA |  | 0.41 | 6 | 160 | 23 |  | Fixed | Roof
NJADRE1559806170 | Administratively Determined Incentive Program | JACKSON | 8527 | 11.89 | Residential | Behind the Meter | Yes | Sunrun Installation Services, Inc. | JCP&L |  | Accepted | 2025-05-27 | 2025-06-19 | 2026-06-19 | Inverters | Tesla | Powerwall 3 1707000-xx-y | 11500 |  | 1 |  |  | 0.97 |  | Outdoor
NJADRE1559806170 | Administratively Determined Incentive Program | JACKSON | 8527 | 11.89 | Residential | Behind the Meter | Yes | Sunrun Installation Services, Inc. | JCP&L |  | Accepted | 2025-05-27 | 2025-06-19 | 2026-06-19 | Electric Storage Battery | Tesla | Powerwall 3 1707000-xx-y |  |  | 1 |  |  |  | Lithium Ion |  | OUTSIDE
NJADRE1559806170 | Administratively Determined Incentive Program | JACKSON | 8527 | 11.89 | Residential | Behind the Meter | Yes | Sunrun Installation Services, Inc. | JCP&L |  | Accepted | 2025-05-27 | 2025-06-19 | 2026-06-19 | Solar Panels | Hanwha Q Cells | Q.PEAK DUO BLK ML-G10+ 410 DCA |  | 0.41 | 5 | 125 | 31 |  | Fixed | Roof
NJADRE1559806170 | Administratively Determined Incentive Program | JACKSON | 8527 | 11.89 | Residential | Behind the Meter | Yes | Sunrun Installation Services, Inc. | JCP&L |  | Accepted | 2025-05-27 | 2025-06-19 | 2026-06-19 | Solar Panels | Hanwha Q Cells | Q.PEAK DUO BLK ML-G10+ 410 DCA |  | 0.41 | 10 | 215 | 31 |  | Fixed | Roof
NJADRE1559806170 | Administratively Determined Incentive Program | JACKSON | 8527 | 11.89 | Residential | Behind the Meter | Yes | Sunrun Installation Services, Inc. | JCP&L |  | Accepted | 2025-05-27 | 2025-06-19 | 2026-06-19 | Solar Panels | Hanwha Q Cells | Q.PEAK DUO BLK ML-G10+ 410 DCA |  | 0.41 | 10 | 125 | 32 |  | Fixed | Roof
NJADRE1559806170 | Administratively Determined Incentive Program | JACKSON | 8527 | 11.89 | Residential | Behind the Meter | Yes | Sunrun Installation Services, Inc. | JCP&L |  | Accepted | 2025-05-27 | 2025-06-19 | 2026-06-19 | Solar Panels | Hanwha Q Cells | Q.PEAK DUO BLK ML-G10+ 410 DCA |  | 0.41 | 4 | 215 | 31 |  | Fixed | Roof
NJADRE1559807312 | Administratively Determined Incentive Program | FAIR LAWN BORO | 7410 | 8.2 | Residential | Behind the Meter | Yes | Sunrun Installation Services, Inc. | PSE&G |  | Accepted | 2025-05-28 | 2025-06-19 | 2026-06-19 | Inverters | TESLA | Powerwall 3 1707000-xx-y | 11500 |  | 1 |  |  | 0.97 |  | Outdoor | Next to meter
NJADRE1559807312 | Administratively Determined Incentive Program | FAIR LAWN BORO | 7410 | 8.2 | Residential | Behind the Meter | Yes | Sunrun Installation Services, Inc. | PSE&G |  | Accepted | 2025-05-28 | 2025-06-19 | 2026-06-19 | Solar Panels | Hanwha Q-Cells | Q.PEAK DUO BLK ML-G10+ 410 DCA (MD06G100A-017) |  | 0.41 | 3 | 251 | 11 |  | Fixed | Roof
NJADRE1559807312 | Administratively Determined Incentive Program | FAIR LAWN BORO | 7410 | 8.2 | Residential | Behind the Meter | Yes | Sunrun Installation Services, Inc. | PSE&G |  | Accepted | 2025-05-28 | 2025-06-19 | 2026-06-19 | Solar Panels | Hanwha Q-Cells | Q.PEAK DUO BLK ML-G10+ 410 DCA (MD06G100A-017) |  | 0.41 | 7 | 253 | 34 |  | Fixed | Roof
NJADRE1559807312 | Administratively Determined Incentive Program | FAIR LAWN BORO | 7410 | 8.2 | Residential | Behind the Meter | Yes | Sunrun Installation Services, Inc. | PSE&G |  | Accepted | 2025-05-28 | 2025-06-19 | 2026-06-19 | Solar Panels | Hanwha Q-Cells | Q.PEAK DUO BLK ML-G10+ 410 DCA (MD06G100A-017) |  | 0.41 | 10 | 252 | 45 |  | Fixed | Roof
NJADRE1559807312 | Administratively Determined Incentive Program | FAIR LAWN BORO | 7410 | 8.2 | Residential | Behind the Meter | Yes | Sunrun Installation Services, Inc. | PSE&G |  | Accepted | 2025-05-28 | 2025-06-19 | 2026-06-19 | Electric Storage Battery | TESLA | POWERWALL 3 1707000-XX-Y |  |  | 1 |  |  |  | Lithium Ion |  | OUTSIDE
NJADRE1559807312 | Administratively Determined Incentive Program | FAIR LAWN BORO | 7410 | 8.2 | Residential | Behind the Meter | Yes | Sunrun Installation Services, Inc. | PSE&G |  | Accepted | 2025-05-28 | 2025-06-19 | 2026-06-19 | Meters | Tesla | POWERWALL 3 1707000-XX-Y |  |  | 1 |  |  |  | Yes | Outdoor
NJADRE1559807313 | Administratively Determined Incentive Program | CHESILHURST | 8089 | 13.94 | Residential | Behind the Meter | Yes | EMT Renewables, LLC | AC Electric |  | Accepted | 2025-05-28 | 2025-06-19 | 2026-06-19 | Solar Panels | MSE PERC | MSE-410 |  | 0.41 | 20 | 197 | 22 |  | Fixed | Roof
NJADRE1559807313 | Administratively Determined Incentive Program | CHESILHURST | 8089 | 13.94 | Residential | Behind the Meter | Yes | EMT Renewables, LLC | AC Electric |  | Accepted | 2025-05-28 | 2025-06-19 | 2026-06-19 | Inverters | ENPHASE | IQ8+ | 290 |  | 34 |  |  | 0.98 |  | Other | UNDER EACH PANEL
NJADRE1559807313 | Administratively Determined Incentive Program | CHESILHURST | 8089 | 13.94 | Residential | Behind the Meter | Yes | EMT Renewables, LLC | AC Electric |  | Accepted | 2025-05-28 | 2025-06-19 | 2026-06-19 | Solar Panels | MSE PERC | MSE-410 |  | 0.41 | 14 | 17 | 22 |  | Fixed | Roof
NJADRE1559807316 | Administratively Determined Incentive Program | PENNS GROVE | 8069 | 5.16 | Residential | Behind the Meter | Yes | EMT Renewables, LLC | AC Electric |  | Accepted | 2025-05-28 | 2025-06-19 | 2026-06-19 | Inverters | IQ8HC | IQ8+ | 290 |  | 12 |  |  | 0.98 |  | Other | UNDER EACH PANEL
NJADRE1559807316 | Administratively Determined Incentive Program | PENNS GROVE | 8069 | 5.16 | Residential | Behind the Meter | Yes | EMT Renewables, LLC | AC Electric |  | Accepted | 2025-05-28 | 2025-06-19 | 2026-06-19 | Solar Panels | SEG SOLAR | SEG 430 |  | 0.43 | 12 | 123 | 35 |  | Fixed | Roof
NJADRE1559807318 | Administratively Determined Incentive Program | LITTLE EGG HARBOR TWP | 8087 | 4.3 | Residential | Behind the Meter | Yes | EMT Renewables, LLC | AC Electric |  | Accepted | 2025-05-28 | 2025-06-19 | 2026-06-19 | Solar Panels | SEG SOLAR | SEG 430 |  | 0.43 | 10 | 114 | 37 |  | Fixed | Roof
NJADRE1559807318 | Administratively Determined Incentive Program | LITTLE EGG HARBOR TWP | 8087 | 4.3 | Residential | Behind the Meter | Yes | EMT Renewables, LLC | AC Electric |  | Accepted | 2025-05-28 | 2025-06-19 | 2026-06-19 | Inverters | IQ8HC | IQ8+ | 290 |  | 10 |  |  | 0.98 |  | Other | UNDER EACH PANEL
NJADRE1559807322 | Administratively Determined Incentive Program | CAPE MAY COURT HOUSE | 8210 | 10.32 | Residential | Behind the Meter | Yes | EMT Renewables, LLC | AC Electric |  | Accepted | 2025-05-28 | 2025-06-20 | 2026-06-20 | Inverters | Enphase | IQ8HC- | 380 |  | 24 |  |  | 0.98 |  | Other | UNDER EACH PANEL
NJADRE1559807322 | Administratively Determined Incentive Program | CAPE MAY COURT HOUSE | 8210 | 10.32 | Residential | Behind the Meter | Yes | EMT Renewables, LLC | AC Electric |  | Accepted | 2025-05-28 | 2025-06-20 | 2026-06-20 | Solar Panels | SEG SOLAR | SEG 430 |  | 0.43 | 5 | 115 | 9 |  | Fixed | Roof
NJADRE1559807322 | Administratively Determined Incentive Program | CAPE MAY COURT HOUSE | 8210 | 10.32 | Residential | Behind the Meter | Yes | EMT Renewables, LLC | AC Electric |  | Accepted | 2025-05-28 | 2025-06-20 | 2026-06-20 | Solar Panels | SEG SOLAR | SEG 430 |  | 0.43 | 2 | 115 | 33 |  | Fixed | Roof
NJADRE1559807322 | Administratively Determined Incentive Program | CAPE MAY COURT HOUSE | 8210 | 10.32 | Residential | Behind the Meter | Yes | EMT Renewables, LLC | AC Electric |  | Accepted | 2025-05-28 | 2025-06-20 | 2026-06-20 | Solar Panels | SEG SOLAR | SEG 430 |  | 0.43 | 2 | 295 | 31 |  | Fixed | Roof
NJADRE1559807322 | Administratively Determined Incentive Program | CAPE MAY COURT HOUSE | 8210 | 10.32 | Residential | Behind the Meter | Yes | EMT Renewables, LLC | AC Electric |  | Accepted | 2025-05-28 | 2025-06-20 | 2026-06-20 | Solar Panels | SEG SOLAR | SEG 430 |  | 0.43 | 3 | 25 | 2 |  | Fixed | Roof
NJADRE1559807322 | Administratively Determined Incentive Program | CAPE MAY COURT HOUSE | 8210 | 10.32 | Residential | Behind the Meter | Yes | EMT Renewables, LLC | AC Electric |  | Accepted | 2025-05-28 | 2025-06-20 | 2026-06-20 | Solar Panels | SEG SOLAR | SEG 430 |  | 0.43 | 9 | 205 | 26 |  | Fixed | Roof
NJADRE1559807322 | Administratively Determined Incentive Program | CAPE MAY COURT HOUSE | 8210 | 10.32 | Residential | Behind the Meter | Yes | EMT Renewables, LLC | AC Electric |  | Accepted | 2025-05-28 | 2025-06-20 | 2026-06-20 | Solar Panels | SEG SOLAR | SEG 430 |  | 0.43 | 3 | 25 | 26 |  | Fixed | Roof
NJADRE1559807330 | Administratively Determined Incentive Program | CAPE MAY COURT HOUSE | 8210 | 10.75 | Residential | Behind the Meter | Yes | EMT Renewables, LLC | AC Electric |  | Accepted | 2025-05-28 | 2025-06-19 | 2026-06-19 | Solar Panels | SEG SOLAR | SEG 430 |  | 0.43 | 4 | 22 | 11 |  | Fixed | Roof
NJADRE1559807330 | Administratively Determined Incentive Program | CAPE MAY COURT HOUSE | 8210 | 10.75 | Residential | Behind the Meter | Yes | EMT Renewables, LLC | AC Electric |  | Accepted | 2025-05-28 | 2025-06-19 | 2026-06-19 | Inverters | ENPHASE | IQ8+ | 290 |  | 25 |  |  | 0.98 |  | Other | UNDER EACH PANEL
NJADRE1559807330 | Administratively Determined Incentive Program | CAPE MAY COURT HOUSE | 8210 | 10.75 | Residential | Behind the Meter | Yes | EMT Renewables, LLC | AC Electric |  | Accepted | 2025-05-28 | 2025-06-19 | 2026-06-19 | Solar Panels | SEG SOLAR | SEG 430 |  | 0.43 | 3 | 22 | 11 |  | Fixed | Roof
NJADRE1559807330 | Administratively Determined Incentive Program | CAPE MAY COURT HOUSE | 8210 | 10.75 | Residential | Behind the Meter | Yes | EMT Renewables, LLC | AC Electric |  | Accepted | 2025-05-28 | 2025-06-19 | 2026-06-19 | Solar Panels | SEG SOLAR | SEG 430 |  | 0.43 | 7 | 202 | 21 |  | Fixed | Roof
NJADRE1559807330 | Administratively Determined Incentive Program | CAPE MAY COURT HOUSE | 8210 | 10.75 | Residential | Behind the Meter | Yes | EMT Renewables, LLC | AC Electric |  | Accepted | 2025-05-28 | 2025-06-19 | 2026-06-19 | Solar Panels | SEG SOLAR | SEG 430 |  | 0.43 | 5 | 27 | 22 |  | Fixed | Roof
NJADRE1559807330 | Administratively Determined Incentive Program | CAPE MAY COURT HOUSE | 8210 | 10.75 | Residential | Behind the Meter | Yes | EMT Renewables, LLC | AC Electric |  | Accepted | 2025-05-28 | 2025-06-19 | 2026-06-19 | Solar Panels | SEG SOLAR | SEG 430 |  | 0.43 | 6 | 202 | 4 |  | Fixed | Roof
NJADRE1559807333 | Administratively Determined Incentive Program | HAMMONTON | 8037 | 15.73 | Residential | Behind the Meter | Yes | Whitman Construction, LLC | AC Electric |  | Accepted | 2025-05-28 | 2025-06-19 | 2026-06-19 | Solar Panels | JINKO SOLAR | JKM425N-54HL4-B |  | 0.425 | 26 | 185 | 15 |  | Fixed | Roof
NJADRE1559807333 | Administratively Determined Incentive Program | HAMMONTON | 8037 | 15.73 | Residential | Behind the Meter | Yes | Whitman Construction, LLC | AC Electric |  | Accepted | 2025-05-28 | 2025-06-19 | 2026-06-19 | Inverters | ENPHASE | IQ8HC-72-M-DOM-US | 380 |  | 37 |  |  | 0.973 |  | Outdoor
NJADRE1559807333 | Administratively Determined Incentive Program | HAMMONTON | 8037 | 15.73 | Residential | Behind the Meter | Yes | Whitman Construction, LLC | AC Electric |  | Accepted | 2025-05-28 | 2025-06-19 | 2026-06-19 | Solar Panels | JINKO SOLAR | JKM425N-54HL4-B |  | 0.425 | 8 | 5 | 16 |  | Fixed | Roof
NJADRE1559807333 | Administratively Determined Incentive Program | HAMMONTON | 8037 | 15.73 | Residential | Behind the Meter | Yes | Whitman Construction, LLC | AC Electric |  | Accepted | 2025-05-28 | 2025-06-19 | 2026-06-19 | Solar Panels | JINKO SOLAR | JKM425N-54HL4-B |  | 0.425 | 3 | 275 | 20 |  | Fixed | Roof
NJADRE1559807350 | Administratively Determined Incentive Program | Villas | 8251 | 10.75 | Residential | Behind the Meter | Yes | EMT Renewables, LLC | AC Electric |  | Accepted | 2025-05-28 | 2025-06-19 | 2026-06-19 | Solar Panels | SEG SOLAR | SEG 430 |  | 0.43 | 9 | 30 | 26 |  | Fixed | Roof
NJADRE1559807350 | Administratively Determined Incentive Program | Villas | 8251 | 10.75 | Residential | Behind the Meter | Yes | EMT Renewables, LLC | AC Electric |  | Accepted | 2025-05-28 | 2025-06-19 | 2026-06-19 | Solar Panels | SEG SOLAR | SEG 430 |  | 0.43 | 16 | 210 | 26 |  | Fixed | Roof
NJADRE1559807350 | Administratively Determined Incentive Program | Villas | 8251 | 10.75 | Residential | Behind the Meter | Yes | EMT Renewables, LLC | AC Electric |  | Accepted | 2025-05-28 | 2025-06-19 | 2026-06-19 | Inverters | IQ8HC | IQ8+ | 290 |  | 25 |  |  | 0.98 |  | Other | UNDER EACH PANEL
NJADRE1559807353 | Administratively Determined Incentive Program | West Windsor | 8550 | 3.24 | Residential | Behind the Meter | Yes | Sunrun Installation Services, Inc. | PSE&G |  | Accepted | 2025-05-28 | 2025-06-19 | 2026-06-19 | Inverters | SOLAREDGE TECHNOLOGIES | SE3800H-USMN | 3800 |  | 1 |  |  | 0.99 |  | Outdoor
NJADRE1559807353 | Administratively Determined Incentive Program | West Windsor | 8550 | 3.24 | Residential | Behind the Meter | Yes | Sunrun Installation Services, Inc. | PSE&G |  | Accepted | 2025-05-28 | 2025-06-19 | 2026-06-19 | Solar Panels | JA SOLAR | JAM54S31-405/MR |  | 0.405 | 6 | 233 | 27 |  | Fixed | Roof
NJADRE1559807353 | Administratively Determined Incentive Program | West Windsor | 8550 | 3.24 | Residential | Behind the Meter | Yes | Sunrun Installation Services, Inc. | PSE&G |  | Accepted | 2025-05-28 | 2025-06-19 | 2026-06-19 | Solar Panels | JA SOLAR | JAM54S31-405/MR |  | 0.405 | 2 | 51 | 27 |  | Fixed | Roof
NJADRE1559807360 | Administratively Determined Incentive Program | Woodbridge Twp | 7077 | 6.48 | Residential | Behind the Meter | Yes | Sunrun Installation Services, Inc. | PSE&G |  | Accepted | 2025-05-28 | 2025-06-19 | 2026-06-19 | Solar Panels | JA Solar | JAM54S31-405/MR |  | 0.405 | 3 | 284 | 42 |  | Fixed | Roof
NJADRE1559807360 | Administratively Determined Incentive Program | Woodbridge Twp | 7077 | 6.48 | Residential | Behind the Meter | Yes | Sunrun Installation Services, Inc. | PSE&G |  | Accepted | 2025-05-28 | 2025-06-19 | 2026-06-19 | Inverters | SolarEdge Technologies | SE5700H-USMN | 5760 |  | 1 |  |  | 0.99 |  | Outdoor | Next to meter
NJADRE1559807360 | Administratively Determined Incentive Program | Woodbridge Twp | 7077 | 6.48 | Residential | Behind the Meter | Yes | Sunrun Installation Services, Inc. | PSE&G |  | Accepted | 2025-05-28 | 2025-06-19 | 2026-06-19 | Solar Panels | JA Solar | JAM54S31-405/MR |  | 0.405 | 2 | 284 | 21 |  | Fixed | Roof
NJADRE1559807360 | Administratively Determined Incentive Program | Woodbridge Twp | 7077 | 6.48 | Residential | Behind the Meter | Yes | Sunrun Installation Services, Inc. | PSE&G |  | Accepted | 2025-05-28 | 2025-06-19 | 2026-06-19 | Solar Panels | JA Solar | JAM54S31-405/MR |  | 0.405 | 11 | 104 | 42 |  | Fixed | Roof
NJADRE1559807363 | Administratively Determined Incentive Program | Matawan | 7747 | 11.89 | Residential | Behind the Meter | Yes | Trinity Solar, LLC | JCP&L |  | Accepted | 2025-05-28 | 2025-06-20 | 2026-06-20 | Solar Panels | HANWHA 410 (Q.PEAK DUO BLK ML-G10+410) | HANWHA 410 (Q.PEAK DUO BLK ML-G10+410) |  | 0.41 | 13 | 268 | 27 |  | Fixed | Roof
NJADRE1559807363 | Administratively Determined Incentive Program | Matawan | 7747 | 11.89 | Residential | Behind the Meter | Yes | Trinity Solar, LLC | JCP&L |  | Accepted | 2025-05-28 | 2025-06-20 | 2026-06-20 | Inverters | SOLAREDGE | SE10000H-US | 10000 |  | 1 |  |  | 0.97 |  | Outside
NJADRE1559807363 | Administratively Determined Incentive Program | Matawan | 7747 | 11.89 | Residential | Behind the Meter | Yes | Trinity Solar, LLC | JCP&L |  | Accepted | 2025-05-28 | 2025-06-20 | 2026-06-20 | Solar Panels | HANWHA 410 (Q.PEAK DUO BLK ML-G10+410) | HANWHA 410 (Q.PEAK DUO BLK ML-G10+410) |  | 0.41 | 16 | 88 | 27 |  | Fixed | Roof
NJADRE1559807367 | Administratively Determined Incentive Program | Egg Harbor Township | 8234 | 18.06 | Residential | Behind the Meter | Yes | EMT Renewables, LLC | AC Electric |  | Accepted | 2025-05-28 | 2025-06-19 | 2026-06-19 | Inverters | IQ8HC | IQ8+ | 290 |  | 42 |  |  | 0.98 |  | Other | UNDER EACH PANEL
NJADRE1559807367 | Administratively Determined Incentive Program | Egg Harbor Township | 8234 | 18.06 | Residential | Behind the Meter | Yes | EMT Renewables, LLC | AC Electric |  | Accepted | 2025-05-28 | 2025-06-19 | 2026-06-19 | Solar Panels | SEG SOLAR | SEG 430 |  | 0.43 | 24 | 111 | 15 |  | Fixed | Roof
NJADRE1559807367 | Administratively Determined Incentive Program | Egg Harbor Township | 8234 | 18.06 | Residential | Behind the Meter | Yes | EMT Renewables, LLC | AC Electric |  | Accepted | 2025-05-28 | 2025-06-19 | 2026-06-19 | Solar Panels | SEG SOLAR | SEG 430 |  | 0.43 | 18 | 291 | 15 |  | Fixed | Roof
NJADRE1559807375 | Administratively Determined Incentive Program | Cape May | 8204 | 13.33 | Residential | Behind the Meter | Yes | EMT Renewables, LLC | AC Electric |  | Accepted | 2025-05-28 | 2025-06-19 | 2026-06-19 | Inverters | IQ8HC | IQ8+ | 290 |  | 31 |  |  | 0.98 |  | Other | UNDER EACH PANEL
NJADRE1559807375 | Administratively Determined Incentive Program | Cape May | 8204 | 13.33 | Residential | Behind the Meter | Yes | EMT Renewables, LLC | AC Electric |  | Accepted | 2025-05-28 | 2025-06-19 | 2026-06-19 | Solar Panels | SEG SOLAR | SEG 430 |  | 0.43 | 10 | 223 | 17 |  | Fixed | Roof
NJADRE1559807375 | Administratively Determined Incentive Program | Cape May | 8204 | 13.33 | Residential | Behind the Meter | Yes | EMT Renewables, LLC | AC Electric |  | Accepted | 2025-05-28 | 2025-06-19 | 2026-06-19 | Solar Panels | SEG SOLAR | SEG 430 |  | 0.43 | 12 | 43 | 17 |  | Fixed | Roof
NJADRE1559807375 | Administratively Determined Incentive Program | Cape May | 8204 | 13.33 | Residential | Behind the Meter | Yes | EMT Renewables, LLC | AC Electric |  | Accepted | 2025-05-28 | 2025-06-19 | 2026-06-19 | Solar Panels | SEG SOLAR | SEG 430 |  | 0.43 | 3 | 314 | 27 |  | Fixed | Roof
NJADRE1559807375 | Administratively Determined Incentive Program | Cape May | 8204 | 13.33 | Residential | Behind the Meter | Yes | EMT Renewables, LLC | AC Electric |  | Accepted | 2025-05-28 | 2025-06-19 | 2026-06-19 | Solar Panels | SEG SOLAR | SEG 430 |  | 0.43 | 1 | 133 | 28 |  | Fixed | Roof
NJADRE1559807375 | Administratively Determined Incentive Program | Cape May | 8204 | 13.33 | Residential | Behind the Meter | Yes | EMT Renewables, LLC | AC Electric |  | Accepted | 2025-05-28 | 2025-06-19 | 2026-06-19 | Solar Panels | SEG SOLAR | SEG 430 |  | 0.43 | 4 | 132 | 27 |  | Fixed | Roof
NJADRE1559807375 | Administratively Determined Incentive Program | Cape May | 8204 | 13.33 | Residential | Behind the Meter | Yes | EMT Renewables, LLC | AC Electric |  | Accepted | 2025-05-28 | 2025-06-19 | 2026-06-19 | Solar Panels | SEG SOLAR | SEG 430 |  | 0.43 | 1 | 313 | 28 |  | Fixed | Roof
NJADRE1559807379 | Administratively Determined Incentive Program | Ewing | 8618 | 5.33 | Residential | Behind the Meter | Yes | Trinity Solar, LLC | PSE&G |  | Accepted | 2025-05-28 | 2025-06-20 | 2026-06-20 | Solar Panels | Hanwha | Q.PEAK DUO BLK ML-G10+ 410 |  | 0.41 | 13 | 191 | 27 |  | Fixed | Roof
NJADRE1559807379 | Administratively Determined Incentive Program | Ewing | 8618 | 5.33 | Residential | Behind the Meter | Yes | Trinity Solar, LLC | PSE&G |  | Accepted | 2025-05-28 | 2025-06-20 | 2026-06-20 | Inverters | Solar Edge | USE5700H-US | 5760 |  | 1 |  |  | 0.97 |  | Outside
NJADRE1559807382 | Administratively Determined Incentive Program | Brick | 8723 | 9.02 | Residential | Behind the Meter | Yes | Reliable Power and Solar | JCP&L |  | Accepted | 2025-05-28 | 2025-06-20 | 2026-06-20 | Solar Panels | mission | MSE140HTOB410 |  | 0.41 | 2 | 71 | 24 |  | Fixed | Roof
NJADRE1559807382 | Administratively Determined Incentive Program | Brick | 8723 | 9.02 | Residential | Behind the Meter | Yes | Reliable Power and Solar | JCP&L |  | Accepted | 2025-05-28 | 2025-06-20 | 2026-06-20 | Solar Panels | mission | MSE140HTOB410 |  | 0.41 | 4 | 251 | 24 |  | Fixed | Roof
NJADRE1559807382 | Administratively Determined Incentive Program | Brick | 8723 | 9.02 | Residential | Behind the Meter | Yes | Reliable Power and Solar | JCP&L |  | Accepted | 2025-05-28 | 2025-06-20 | 2026-06-20 | Inverters | Enphase | IQ8 plus | 290 |  | 22 |  |  | 0.97 |  | Outdoor
NJADRE1559807382 | Administratively Determined Incentive Program | Brick | 8723 | 9.02 | Residential | Behind the Meter | Yes | Reliable Power and Solar | JCP&L |  | Accepted | 2025-05-28 | 2025-06-20 | 2026-06-20 | Solar Panels | Mission | MSE140HTOB410 |  | 0.41 | 16 | 161 | 26 |  | Fixed | Roof
NJADRE1559807386 | Administratively Determined Incentive Program | Irvington | 7111 | 4.1 | Residential | Behind the Meter | Yes | Sunrun Installation Services, Inc. | PSE&G |  | Accepted | 2025-05-28 | 2025-06-23 | 2026-06-23 | Electric Storage Battery | Tesla | POWERWALL 3 1707000-XX-Y |  |  | 1 |  |  |  | Lithium Ion |  | OUTSIDE
NJADRE1559807386 | Administratively Determined Incentive Program | Irvington | 7111 | 4.1 | Residential | Behind the Meter | Yes | Sunrun Installation Services, Inc. | PSE&G |  | Accepted | 2025-05-28 | 2025-06-23 | 2026-06-23 | Solar Panels | HANWHA Q-CELLS | Q.PEAK DUO BLK ML-G10+ 410 DCA |  | 0.41 | 10 | 303 | 18 |  | Fixed | Roof
NJADRE1559807386 | Administratively Determined Incentive Program | Irvington | 7111 | 4.1 | Residential | Behind the Meter | Yes | Sunrun Installation Services, Inc. | PSE&G |  | Accepted | 2025-05-28 | 2025-06-23 | 2026-06-23 | Inverters | Tesla | POWERWALL 3 1707000-XX-Y | 11500 |  | 1 |  |  | 0.97 |  | Outdoor
NJADRE1559807393 | Administratively Determined Incentive Program | Pleasantville | 8232 | 6.45 | Residential | Behind the Meter | Yes | EMT Renewables, LLC | AC Electric |  | Accepted | 2025-05-28 | 2025-06-23 | 2026-06-23 | Solar Panels | SEG SOLAR | SEG 430 |  | 0.43 | 3 | 114 | 20 |  | Fixed | Roof
NJADRE1559807393 | Administratively Determined Incentive Program | Pleasantville | 8232 | 6.45 | Residential | Behind the Meter | Yes | EMT Renewables, LLC | AC Electric |  | Accepted | 2025-05-28 | 2025-06-23 | 2026-06-23 | Solar Panels | SEG SOLAR | SEG 430 |  | 0.43 | 5 | 294 | 20 |  | Fixed | Roof
NJADRE1559807393 | Administratively Determined Incentive Program | Pleasantville | 8232 | 6.45 | Residential | Behind the Meter | Yes | EMT Renewables, LLC | AC Electric |  | Accepted | 2025-05-28 | 2025-06-23 | 2026-06-23 | Inverters | IQ8HC | IQ8+ | 290 |  | 15 |  |  | 0.98 |  | Other | UNDER EACH PANEL
NJADRE1559807393 | Administratively Determined Incentive Program | Pleasantville | 8232 | 6.45 | Residential | Behind the Meter | Yes | EMT Renewables, LLC | AC Electric |  | Accepted | 2025-05-28 | 2025-06-23 | 2026-06-23 | Solar Panels | SEG SOLAR | SEG 430 |  | 0.43 | 3 | 24 | 41 |  | Fixed | Roof
NJADRE1559807393 | Administratively Determined Incentive Program | Pleasantville | 8232 | 6.45 | Residential | Behind the Meter | Yes | EMT Renewables, LLC | AC Electric |  | Accepted | 2025-05-28 | 2025-06-23 | 2026-06-23 | Solar Panels | SEG SOLAR | SEG 430 |  | 0.43 | 4 | 204 | 41 |  | Fixed | Roof
NJADRE1559807403 | Administratively Determined Incentive Program | Cape May Court House | 8210 | 11.61 | Residential | Behind the Meter | Yes | EMT Renewables, LLC | AC Electric |  | Accepted | 2025-05-28 | 2025-06-23 | 2026-06-23 | Solar Panels | SEG SOLAR | SEG 430 |  | 0.43 | 15 | 206 | 20 |  | Fixed | Roof
NJADRE1559807403 | Administratively Determined Incentive Program | Cape May Court House | 8210 | 11.61 | Residential | Behind the Meter | Yes | EMT Renewables, LLC | AC Electric |  | Accepted | 2025-05-28 | 2025-06-23 | 2026-06-23 | Inverters | IQ8HC | IQ8+ | 290 |  | 27 |  |  | 0.98 |  | Other | UNDER EACH PANEL
NJADRE1559807403 | Administratively Determined Incentive Program | Cape May Court House | 8210 | 11.61 | Residential | Behind the Meter | Yes | EMT Renewables, LLC | AC Electric |  | Accepted | 2025-05-28 | 2025-06-23 | 2026-06-23 | Solar Panels | SEG SOLAR | SEG 430 |  | 0.43 | 12 | 26 | 20 |  | Fixed | Roof
NJADRE1559807405 | Administratively Determined Incentive Program | Clifton | 7011 | 7.79 | Residential | Behind the Meter | Yes | Trinity Solar, LLC | PSE&G |  | Accepted | 2025-05-28 | 2025-06-23 | 2026-06-23 | Solar Panels | HANWHA | (Q.PEAK DUO BLK ML-G10+ 410) |  | 0.41 | 4 | 151 | 14 |  | Fixed | Roof
NJADRE1559807405 | Administratively Determined Incentive Program | Clifton | 7011 | 7.79 | Residential | Behind the Meter | Yes | Trinity Solar, LLC | PSE&G |  | Accepted | 2025-05-28 | 2025-06-23 | 2026-06-23 | Inverters | Solar Edge | USE7600H-USMNBL75 | 7600 |  | 1 |  |  | 0.97 |  | Outdoor
NJADRE1559807405 | Administratively Determined Incentive Program | Clifton | 7011 | 7.79 | Residential | Behind the Meter | Yes | Trinity Solar, LLC | PSE&G |  | Accepted | 2025-05-28 | 2025-06-23 | 2026-06-23 | Solar Panels | HANWHA | (Q.PEAK DUO BLK ML-G10+ 410) |  | 0.41 | 12 | 152 | 49 |  | Fixed | Roof
NJADRE1559807405 | Administratively Determined Incentive Program | Clifton | 7011 | 7.79 | Residential | Behind the Meter | Yes | Trinity Solar, LLC | PSE&G |  | Accepted | 2025-05-28 | 2025-06-23 | 2026-06-23 | Solar Panels | HANWHA | (Q.PEAK DUO BLK ML-G10+ 410) |  | 0.41 | 3 | 331 | 24 |  | Fixed | Roof
NJADRE1559807408 | Administratively Determined Incentive Program | Toms River | 8757 | 5.74 | Residential | Behind the Meter | Yes | Sunrun Installation Services, Inc. | JCP&L |  | Accepted | 2025-05-28 | 2025-06-20 | 2026-06-20 | Inverters | Tesla | POWERWALL 3 1707000-XX-Y | 11500 |  | 1 |  |  | 0.97 |  | Outdoor
NJADRE1559807408 | Administratively Determined Incentive Program | Toms River | 8757 | 5.74 | Residential | Behind the Meter | Yes | Sunrun Installation Services, Inc. | JCP&L |  | Accepted | 2025-05-28 | 2025-06-20 | 2026-06-20 | Solar Panels | HANWHA Q-CELLS | Q.PEAK DUO BLK ML-G10+ 410 DCA |  | 0.41 | 8 | 1 | 20 |  | Fixed | Roof
NJADRE1559807408 | Administratively Determined Incentive Program | Toms River | 8757 | 5.74 | Residential | Behind the Meter | Yes | Sunrun Installation Services, Inc. | JCP&L |  | Accepted | 2025-05-28 | 2025-06-20 | 2026-06-20 | Electric Storage Battery | Tesla | POWERWALL 3 1707000-XX-Y |  |  | 1 |  |  |  | Lithium Ion |  | OUTSIDE
NJADRE1559807408 | Administratively Determined Incentive Program | Toms River | 8757 | 5.74 | Residential | Behind the Meter | Yes | Sunrun Installation Services, Inc. | JCP&L |  | Accepted | 2025-05-28 | 2025-06-20 | 2026-06-20 | Solar Panels | HANWHA Q-CELLS | Q.PEAK DUO BLK ML-G10+ 410 DCA |  | 0.41 | 6 | 92 | 21 |  | Fixed | Roof
NJADRE1559807425 | Administratively Determined Incentive Program | Toms River | 8757 | 6.45 | Residential | Behind the Meter | Yes | EMT Renewables, LLC | JCP&L |  | Accepted | 2025-05-28 | 2025-06-24 | 2026-06-24 | Inverters | IQ8HC | IQ8+ | 290 |  | 15 |  |  | 0.98 |  | Other | UNDER EACH PANEL
NJADRE1559807425 | Administratively Determined Incentive Program | Toms River | 8757 | 6.45 | Residential | Behind the Meter | Yes | EMT Renewables, LLC | JCP&L |  | Accepted | 2025-05-28 | 2025-06-24 | 2026-06-24 | Solar Panels | SEG SOLAR | SEG 430 |  | 0.43 | 15 | 157 | 24 |  | Fixed | Roof
NJADRE1559807427 | Administratively Determined Incentive Program | WESTAMPTON | 8060 | 6.97 | Residential | Behind the Meter | Yes | Sunrun Installation Services, Inc. | PSE&G |  | Accepted | 2025-05-28 | 2025-06-19 | 2026-06-19 | Inverters | Tesla | POWERWALL 3 1707000-XX-Y | 11500 |  | 2 |  |  | 0.97 |  | Outdoor
NJADRE1559807427 | Administratively Determined Incentive Program | WESTAMPTON | 8060 | 6.97 | Residential | Behind the Meter | Yes | Sunrun Installation Services, Inc. | PSE&G |  | Accepted | 2025-05-28 | 2025-06-19 | 2026-06-19 | Solar Panels | HANWHA Q-CELLS | Q.PEAK DUO BLK ML-G10+ 410 DCA |  | 0.41 | 15 | 23 | 19 |  | Fixed | Roof
NJADRE1559807427 | Administratively Determined Incentive Program | WESTAMPTON | 8060 | 6.97 | Residential | Behind the Meter | Yes | Sunrun Installation Services, Inc. | PSE&G |  | Accepted | 2025-05-28 | 2025-06-19 | 2026-06-19 | Electric Storage Battery | Tesla | POWERWALL 3 1707000-XX-Y |  |  | 2 |  |  |  | Lithium Ion |  | OUTSIDE
NJADRE1559807427 | Administratively Determined Incentive Program | WESTAMPTON | 8060 | 6.97 | Residential | Behind the Meter | Yes | Sunrun Installation Services, Inc. | PSE&G |  | Accepted | 2025-05-28 | 2025-06-19 | 2026-06-19 | Solar Panels | HANWHA Q-CELLS | Q.PEAK DUO BLK ML-G10+ 410 DCA |  | 0.41 | 2 | 23 | 19 |  | Fixed | Roof
NJADRE1559807430 | Administratively Determined Incentive Program | Millville | 8332 | 12.04 | Residential | Behind the Meter | Yes | Pro Custom Solar dba Momentum Solar | AC Electric |  | Accepted | 2025-05-28 | 2025-06-24 | 2026-06-24 | Solar Panels | HANWHA | Q.TRON BLK M-G2+430 |  | 0.43 | 5 | 260 | 21 |  | Fixed | Roof
NJADRE1559807430 | Administratively Determined Incentive Program | Millville | 8332 | 12.04 | Residential | Behind the Meter | Yes | Pro Custom Solar dba Momentum Solar | AC Electric |  | Accepted | 2025-05-28 | 2025-06-24 | 2026-06-24 | Solar Panels | HANWHA | Q.TRON BLK M-G2+430 |  | 0.43 | 8 | 80 | 21 |  | Fixed | Roof
NJADRE1559807430 | Administratively Determined Incentive Program | Millville | 8332 | 12.04 | Residential | Behind the Meter | Yes | Pro Custom Solar dba Momentum Solar | AC Electric |  | Accepted | 2025-05-28 | 2025-06-24 | 2026-06-24 | Inverters | ENPHASE | IQ8HC-72-M-DOM-US | 380 |  | 28 |  |  | 0.97 |  | Outdoor
NJADRE1559807430 | Administratively Determined Incentive Program | Millville | 8332 | 12.04 | Residential | Behind the Meter | Yes | Pro Custom Solar dba Momentum Solar | AC Electric |  | Accepted | 2025-05-28 | 2025-06-24 | 2026-06-24 | Solar Panels | HANWHA | Q.TRON BLK M-G2+430 |  | 0.43 | 10 | 260 | 22 |  | Fixed | Roof
NJADRE1559807430 | Administratively Determined Incentive Program | Millville | 8332 | 12.04 | Residential | Behind the Meter | Yes | Pro Custom Solar dba Momentum Solar | AC Electric |  | Accepted | 2025-05-28 | 2025-06-24 | 2026-06-24 | Solar Panels | HANWHA | Q.TRON BLK M-G2+430 |  | 0.43 | 5 | 80 | 21 |  | Fixed | Roof
NJADRE1559807432 | Administratively Determined Incentive Program | EDISON | 8820 | 6.56 | Residential | Behind the Meter | Yes | Trinity Solar, LLC | PSE&G |  | Accepted | 2025-05-28 | 2025-06-20 | 2026-06-20 | Inverters | Solar Edge | USE5700H-US | 5760 |  | 1 |  |  | 0.97 |  | Outside
NJADRE1559807432 | Administratively Determined Incentive Program | EDISON | 8820 | 6.56 | Residential | Behind the Meter | Yes | Trinity Solar, LLC | PSE&G |  | Accepted | 2025-05-28 | 2025-06-20 | 2026-06-20 | Solar Panels | Hanwha | Q.PEAK DUO BLK ML-G10+ 410 |  | 0.41 | 6 | 171 | 24 |  | Fixed | Roof
NJADRE1559807432 | Administratively Determined Incentive Program | EDISON | 8820 | 6.56 | Residential | Behind the Meter | Yes | Trinity Solar, LLC | PSE&G |  | Accepted | 2025-05-28 | 2025-06-20 | 2026-06-20 | Solar Panels | Hanwha | Q.PEAK DUO BLK ML-G10+ 410 |  | 0.41 | 8 | 81 | 33 |  | Fixed | Roof
NJADRE1559807432 | Administratively Determined Incentive Program | EDISON | 8820 | 6.56 | Residential | Behind the Meter | Yes | Trinity Solar, LLC | PSE&G |  | Accepted | 2025-05-28 | 2025-06-20 | 2026-06-20 | Solar Panels | Hanwha | Q.PEAK DUO BLK ML-G10+ 410 |  | 0.41 | 2 | 171 | 43 |  | Fixed | Roof
NJADRE1559807434 | Administratively Determined Incentive Program | NORTH WILDWOOD | 8260 | 5.16 | Residential | Behind the Meter | Yes | EMT Renewables, LLC | AC Electric |  | Accepted | 2025-05-28 | 2025-06-20 | 2026-06-20 | Solar Panels | SEG SOLAR | SEG 430 |  | 0.43 | 8 | 272 | 13 |  | Fixed | Roof
NJADRE1559807434 | Administratively Determined Incentive Program | NORTH WILDWOOD | 8260 | 5.16 | Residential | Behind the Meter | Yes | EMT Renewables, LLC | AC Electric |  | Accepted | 2025-05-28 | 2025-06-20 | 2026-06-20 | Inverters | IQ8HC | IQ8+ | 380 |  | 12 |  |  | 0.98 |  | Other | UNDER EACH PANEL
NJADRE1559807434 | Administratively Determined Incentive Program | NORTH WILDWOOD | 8260 | 5.16 | Residential | Behind the Meter | Yes | EMT Renewables, LLC | AC Electric |  | Accepted | 2025-05-28 | 2025-06-20 | 2026-06-20 | Solar Panels | SEG SOLAR | SEG 430 |  | 0.43 | 4 | 92 | 42 |  | Fixed | Roof
NJADRE1559807451 | Administratively Determined Incentive Program | Ocean | 7712 | 10.2 | Residential | Behind the Meter | Yes | Whitman Construction, LLC | JCP&L |  | Accepted | 2025-05-28 | 2025-06-19 | 2026-06-19 | Inverters | ENPHASE | IQ8HC-72-M-DOM-US | 380 |  | 24 |  |  | 0.973 |  | Outdoor
NJADRE1559807451 | Administratively Determined Incentive Program | Ocean | 7712 | 10.2 | Residential | Behind the Meter | Yes | Whitman Construction, LLC | JCP&L |  | Accepted | 2025-05-28 | 2025-06-19 | 2026-06-19 | Solar Panels | JINKO SOLAR | JKM425N-54HL4-B |  | 0.425 | 9 | 149 | 20 |  | Fixed | Roof
NJADRE1559807451 | Administratively Determined Incentive Program | Ocean | 7712 | 10.2 | Residential | Behind the Meter | Yes | Whitman Construction, LLC | JCP&L |  | Accepted | 2025-05-28 | 2025-06-19 | 2026-06-19 | Solar Panels | JINKO SOLAR | JKM425N-54HL4-B |  | 0.425 | 15 | 149 | 20 |  | Fixed | Roof
NJADRE1559807458 | Administratively Determined Incentive Program | WAYNE | 7470 | 15.99 | Residential | Behind the Meter | No | Savkat, Inc | PSE&G |  | Accepted | 2025-05-28 | 2025-06-20 | 2026-06-20 | Solar Panels | Mission Solar | Mission Solar MSE410HT0B |  | 0.41 | 6 | 142 | 39 |  | Fixed | Roof
NJADRE1559807458 | Administratively Determined Incentive Program | WAYNE | 7470 | 15.99 | Residential | Behind the Meter | No | Savkat, Inc | PSE&G |  | Accepted | 2025-05-28 | 2025-06-20 | 2026-06-20 | Solar Panels | Mission Solar | Mission Solar MSE410HT0B |  | 0.41 | 11 | 142 | 38 |  | Fixed | Roof
NJADRE1559807458 | Administratively Determined Incentive Program | WAYNE | 7470 | 15.99 | Residential | Behind the Meter | No | Savkat, Inc | PSE&G |  | Accepted | 2025-05-28 | 2025-06-20 | 2026-06-20 | Inverters | SOLAREDGE | SE11400H-US | 11380 |  | 1 |  |  | 0.99 |  | Outside
NJADRE1559807458 | Administratively Determined Incentive Program | WAYNE | 7470 | 15.99 | Residential | Behind the Meter | No | Savkat, Inc | PSE&G |  | Accepted | 2025-05-28 | 2025-06-20 | 2026-06-20 | Solar Panels | Mission Solar | Mission Solar MSE410HT0B |  | 0.41 | 14 | 320 | 18 |  | Fixed | Roof
NJADRE1559807458 | Administratively Determined Incentive Program | WAYNE | 7470 | 15.99 | Residential | Behind the Meter | No | Savkat, Inc | PSE&G |  | Accepted | 2025-05-28 | 2025-06-20 | 2026-06-20 | Solar Panels | Mission Solar | Mission Solar MSE410HT0B |  | 0.41 | 8 | 142 | 16 |  | Fixed | Roof
NJADRE1559807461 | Administratively Determined Incentive Program | Wood Ridge | 7075 | 469.15 | Commercial | Behind the Meter | No | Vanguard Energy Partners, LLC | PSE&G |  | Accepted | 2025-06-19 | 2025-07-18 | 2026-07-18 | Inverters | SolarEdge | SE100KUS | 100000 |  | 1 |  |  | 0.985 |  | Outside
NJADRE1559807461 | Administratively Determined Incentive Program | Wood Ridge | 7075 | 469.15 | Commercial | Behind the Meter | No | Vanguard Energy Partners, LLC | PSE&G |  | Accepted | 2025-06-19 | 2025-07-18 | 2026-07-18 | Inverters | SolarEdge | SE120KUS | 120000 |  | 2 |  |  | 0.985 |  | Outside
NJADRE1559807461 | Administratively Determined Incentive Program | Wood Ridge | 7075 | 469.15 | Commercial | Behind the Meter | No | Vanguard Energy Partners, LLC | PSE&G |  | Accepted | 2025-06-19 | 2025-07-18 | 2026-07-18 | Solar Panels | Hansol Technics Co. LTD | HA550XD-GGEA0 |  | 0.55 | 853 | 217 | 10 |  | Fixed | Roof | Rooftop
NJADRE1559807473 | Administratively Determined Incentive Program | Edison | 8820 | 12.47 | Residential | Behind the Meter | Yes | Pro Custom Solar dba Momentum Solar | PSE&G |  | Accepted | 2025-05-28 | 2025-06-19 | 2026-06-19 | Solar Panels | HANWHA | Q.TRON BLK M-G2+430 |  | 0.43 | 17 | 177 | 23 |  | Fixed | Roof
NJADRE1559807473 | Administratively Determined Incentive Program | Edison | 8820 | 12.47 | Residential | Behind the Meter | Yes | Pro Custom Solar dba Momentum Solar | PSE&G |  | Accepted | 2025-05-28 | 2025-06-19 | 2026-06-19 | Solar Panels | HANWHA | Q.TRON BLK M-G2+430 |  | 0.43 | 12 | 357 | 23 |  | Fixed | Roof
NJADRE1559807473 | Administratively Determined Incentive Program | Edison | 8820 | 12.47 | Residential | Behind the Meter | Yes | Pro Custom Solar dba Momentum Solar | PSE&G |  | Accepted | 2025-05-28 | 2025-06-19 | 2026-06-19 | Inverters | ENPHASE | IQ8HC-72-M-DOM-US | 380 |  | 29 |  |  | 0.97 |  | Outdoor
NJADRE1559807479 | Administratively Determined Incentive Program | Westville | 8093 | 9.89 | Residential | Behind the Meter | Yes | EMT Renewables, LLC | PSE&G |  | Accepted | 2025-05-28 | 2025-06-20 | 2026-06-20 | Solar Panels | SEG SOLAR | SEG 430 |  | 0.43 | 8 | 103 | 21 |  | Fixed | Roof
NJADRE1559807479 | Administratively Determined Incentive Program | Westville | 8093 | 9.89 | Residential | Behind the Meter | Yes | EMT Renewables, LLC | PSE&G |  | Accepted | 2025-05-28 | 2025-06-20 | 2026-06-20 | Inverters | IQ8HC | IQ8+ | 290 |  | 23 |  |  | 0.98 |  | Other | UNDER EACH PANEL
NJADRE1559807479 | Administratively Determined Incentive Program | Westville | 8093 | 9.89 | Residential | Behind the Meter | Yes | EMT Renewables, LLC | PSE&G |  | Accepted | 2025-05-28 | 2025-06-20 | 2026-06-20 | Solar Panels | SEG SOLAR | SEG 430 |  | 0.43 | 2 | 283 | 21 |  | Fixed | Roof
NJADRE1559807479 | Administratively Determined Incentive Program | Westville | 8093 | 9.89 | Residential | Behind the Meter | Yes | EMT Renewables, LLC | PSE&G |  | Accepted | 2025-05-28 | 2025-06-20 | 2026-06-20 | Solar Panels | SEG SOLAR | SEG 430 |  | 0.43 | 8 | 283 | 21 |  | Fixed | Roof
NJADRE1559807479 | Administratively Determined Incentive Program | Westville | 8093 | 9.89 | Residential | Behind the Meter | Yes | EMT Renewables, LLC | PSE&G |  | Accepted | 2025-05-28 | 2025-06-20 | 2026-06-20 | Solar Panels | SEG SOLAR | SEG 430 |  | 0.43 | 5 | 103 | 21 |  | Fixed | Roof
NJADRE1559807481 | Administratively Determined Incentive Program | Newark | 7103 | 6.97 | Residential | Behind the Meter | Yes | Trinity Solar, LLC | PSE&G |  | Accepted | 2025-05-28 | 2025-06-19 | 2026-06-19 | Solar Panels | HANWHA | (Q.PEAK DUO BLK ML-G10+ 410) |  | 0.41 | 17 | 16 | 18 |  | Fixed | Roof
NJADRE1559807481 | Administratively Determined Incentive Program | Newark | 7103 | 6.97 | Residential | Behind the Meter | Yes | Trinity Solar, LLC | PSE&G |  | Accepted | 2025-05-28 | 2025-06-19 | 2026-06-19 | Inverters | Solar Edge | USE5700H-USMNBL75 | 5760 |  | 1 |  |  | 0.97 |  | Outdoor
NJADRE1559807488 | Administratively Determined Incentive Program | Jersey City | 7305 | 5.74 | Residential | Behind the Meter | Yes | Sunrun Installation Services, Inc. | PSE&G |  | Accepted | 2025-05-28 | 2025-06-19 | 2026-06-19 | Electric Storage Battery | TESLA | POWERWALL 3 1707000-XX-Y |  |  | 1 |  |  |  | Lithium Ion |  | OUTSIDE
NJADRE1559807488 | Administratively Determined Incentive Program | Jersey City | 7305 | 5.74 | Residential | Behind the Meter | Yes | Sunrun Installation Services, Inc. | PSE&G |  | Accepted | 2025-05-28 | 2025-06-19 | 2026-06-19 | Solar Panels | Hanwha Q-Cells | Q.PEAK DUO BLK ML-G10+ 410 |  | 0.41 | 14 | 136 | 41 |  | Fixed | Roof
NJADRE1559807488 | Administratively Determined Incentive Program | Jersey City | 7305 | 5.74 | Residential | Behind the Meter | Yes | Sunrun Installation Services, Inc. | PSE&G |  | Accepted | 2025-05-28 | 2025-06-19 | 2026-06-19 | Inverters | TESLA | Powerwall 3 1707000-xx-y | 11500 |  | 1 |  |  | 0.97 |  | Outdoor | Next to meter
NJADRE1559807496 | Administratively Determined Incentive Program | Lafayette Township | 7848 | 10.75 | Residential | Behind the Meter | Yes | EMT Renewables, LLC | JCP&L |  | Accepted | 2025-05-28 | 2025-06-24 | 2026-06-24 | Solar Panels | SEG SOLAR | SEG 430 |  | 0.43 | 8 | 226 | 45 |  | Fixed | Roof
NJADRE1559807496 | Administratively Determined Incentive Program | Lafayette Township | 7848 | 10.75 | Residential | Behind the Meter | Yes | EMT Renewables, LLC | JCP&L |  | Accepted | 2025-05-28 | 2025-06-24 | 2026-06-24 | Solar Panels | SEG SOLAR | SEG 430 |  | 0.43 | 10 | 135 | 44 |  | Fixed | Roof
NJADRE1559807496 | Administratively Determined Incentive Program | Lafayette Township | 7848 | 10.75 | Residential | Behind the Meter | Yes | EMT Renewables, LLC | JCP&L |  | Accepted | 2025-05-28 | 2025-06-24 | 2026-06-24 | Inverters | IQ8HC | IQ8+ | 290 |  | 25 |  |  | 0.98 |  | Other | UNDER EACH PANEL
NJADRE1559807496 | Administratively Determined Incentive Program | Lafayette Township | 7848 | 10.75 | Residential | Behind the Meter | Yes | EMT Renewables, LLC | JCP&L |  | Accepted | 2025-05-28 | 2025-06-24 | 2026-06-24 | Solar Panels | SEG SOLAR | SEG 430 |  | 0.43 | 7 | 225 | 40 |  | Fixed | Roof
NJADRE1559807504 | Administratively Determined Incentive Program | Branchburg | 8853 | 21.06 | Residential | Behind the Meter | Yes | Define Solar, LLC | JCP&L |  | Accepted | 2025-05-28 | 2025-06-23 | 2026-06-23 | Inverters | Enphase | IQ8PLUS-72-2-US | 290 |  | 5 |  |  | 0.976 |  | Outside | Under each pv panel
NJADRE1559807504 | Administratively Determined Incentive Program | Branchburg | 8853 | 21.06 | Residential | Behind the Meter | Yes | Define Solar, LLC | JCP&L |  | Accepted | 2025-05-28 | 2025-06-23 | 2026-06-23 | Solar Panels | Znshine | ZXM7-SH108 405W |  | 0.405 | 25 | 146 | 41 |  | Fixed | Roof
NJADRE1559807504 | Administratively Determined Incentive Program | Branchburg | 8853 | 21.06 | Residential | Behind the Meter | Yes | Define Solar, LLC | JCP&L |  | Accepted | 2025-05-28 | 2025-06-23 | 2026-06-23 | Solar Panels | Znshine | ZXM7-SH108 405W |  | 0.405 | 19 | 237 | 33 |  | Fixed | Roof
NJADRE1559807504 | Administratively Determined Incentive Program | Branchburg | 8853 | 21.06 | Residential | Behind the Meter | Yes | Define Solar, LLC | JCP&L |  | Accepted | 2025-05-28 | 2025-06-23 | 2026-06-23 | Inverters | Enphase | IQ8PLUS-72-2-US | 290 |  | 25 |  |  | 0.976 |  | Outside | Under each pv panel
NJADRE1559807504 | Administratively Determined Incentive Program | Branchburg | 8853 | 21.06 | Residential | Behind the Meter | Yes | Define Solar, LLC | JCP&L |  | Accepted | 2025-05-28 | 2025-06-23 | 2026-06-23 | Inverters | Enphase | IQ8PLUS-72-2-US | 290 |  | 19 |  |  | 0.976 |  | Outside | Under each pv panel
NJADRE1559807504 | Administratively Determined Incentive Program | Branchburg | 8853 | 21.06 | Residential | Behind the Meter | Yes | Define Solar, LLC | JCP&L |  | Accepted | 2025-05-28 | 2025-06-23 | 2026-06-23 | Inverters | Enphase | IQ8PLUS-72-2-US | 290 |  | 3 |  |  | 0.976 |  | Outside | Under each pv panel
NJADRE1559807504 | Administratively Determined Incentive Program | Branchburg | 8853 | 21.06 | Residential | Behind the Meter | Yes | Define Solar, LLC | JCP&L |  | Accepted | 2025-05-28 | 2025-06-23 | 2026-06-23 | Solar Panels | Znshine | ZXM7-SH108 405W |  | 0.405 | 5 | 146 | 41 |  | Fixed | Roof
NJADRE1559807504 | Administratively Determined Incentive Program | Branchburg | 8853 | 21.06 | Residential | Behind the Meter | Yes | Define Solar, LLC | JCP&L |  | Accepted | 2025-05-28 | 2025-06-23 | 2026-06-23 | Solar Panels | Znshine | ZXM7-SH108 405W |  | 0.405 | 3 | 237 | 36 |  | Fixed | Roof
NJADRE1559807506 | Administratively Determined Incentive Program | Montague | 7827 | 11.07 | Residential | Behind the Meter | Yes | Trinity Solar, LLC | Orange Rockland Electric |  | Accepted | 2025-05-28 | 2025-06-20 | 2026-06-20 | Solar Panels | HANWHA | (Q.PEAK DUO BLK ML-G10+ 410) |  | 0.41 | 7 | 214 | 18 |  | Fixed | Roof
NJADRE1559807506 | Administratively Determined Incentive Program | Montague | 7827 | 11.07 | Residential | Behind the Meter | Yes | Trinity Solar, LLC | Orange Rockland Electric |  | Accepted | 2025-05-28 | 2025-06-20 | 2026-06-20 | Solar Panels | HANWHA | (Q.PEAK DUO BLK ML-G10+ 410) |  | 0.41 | 20 | 214 | 18 |  | Fixed | Roof
NJADRE1559807506 | Administratively Determined Incentive Program | Montague | 7827 | 11.07 | Residential | Behind the Meter | Yes | Trinity Solar, LLC | Orange Rockland Electric |  | Accepted | 2025-05-28 | 2025-06-20 | 2026-06-20 | Inverters | Solar Edge | USE10000H-USMNBL75 | 10000 |  | 1 |  |  | 0.97 |  | Outdoor
NJADRE1559807509 | Administratively Determined Incentive Program | Irvington | 7111 | 6.97 | Residential | Behind the Meter | Yes | Trinity Solar, LLC | PSE&G |  | Accepted | 2025-05-28 | 2025-06-20 | 2026-06-20 | Inverters | Solar Edge | SE6000H-US | 6000 |  | 1 |  |  | 0.97 |  | Outside
NJADRE1559807509 | Administratively Determined Incentive Program | Irvington | 7111 | 6.97 | Residential | Behind the Meter | Yes | Trinity Solar, LLC | PSE&G |  | Accepted | 2025-05-28 | 2025-06-20 | 2026-06-20 | Solar Panels | Hanwha | Q.PEAK DUO BLK ML-G10+ 410 |  | 0.41 | 8 | 211 | 40 |  | Fixed | Roof
NJADRE1559807509 | Administratively Determined Incentive Program | Irvington | 7111 | 6.97 | Residential | Behind the Meter | Yes | Trinity Solar, LLC | PSE&G |  | Accepted | 2025-05-28 | 2025-06-20 | 2026-06-20 | Solar Panels | Hanwha | Q.PEAK DUO BLK ML-G10+ 410 |  | 0.41 | 3 | 211 | 12 |  | Fixed | Roof
NJADRE1559807509 | Administratively Determined Incentive Program | Irvington | 7111 | 6.97 | Residential | Behind the Meter | Yes | Trinity Solar, LLC | PSE&G |  | Accepted | 2025-05-28 | 2025-06-20 | 2026-06-20 | Solar Panels | Hanwha | Q.PEAK DUO BLK ML-G10+ 410 |  | 0.41 | 6 | 211 | 26 |  | Fixed | Roof
NJADRE1559807510 | Administratively Determined Incentive Program | West Deptford | 8051 | 6.45 | Residential | Behind the Meter | Yes | EMT Renewables, LLC | AC Electric |  | Accepted | 2025-05-28 | 2025-06-24 | 2026-06-24 | Inverters | IQ8HC | IQ8+ | 290 |  | 15 |  |  | 0.98 |  | Other | UNDER EACH PANEL
NJADRE1559807510 | Administratively Determined Incentive Program | West Deptford | 8051 | 6.45 | Residential | Behind the Meter | Yes | EMT Renewables, LLC | AC Electric |  | Accepted | 2025-05-28 | 2025-06-24 | 2026-06-24 | Solar Panels | SEG SOLAR | SEG 430 |  | 0.43 | 5 | 107 | 28 |  | Fixed | Roof
NJADRE1559807510 | Administratively Determined Incentive Program | West Deptford | 8051 | 6.45 | Residential | Behind the Meter | Yes | EMT Renewables, LLC | AC Electric |  | Accepted | 2025-05-28 | 2025-06-24 | 2026-06-24 | Solar Panels | SEG SOLAR | SEG 430 |  | 0.43 | 5 | 197 | 33 |  | Fixed | Roof
NJADRE1559807510 | Administratively Determined Incentive Program | West Deptford | 8051 | 6.45 | Residential | Behind the Meter | Yes | EMT Renewables, LLC | AC Electric |  | Accepted | 2025-05-28 | 2025-06-24 | 2026-06-24 | Solar Panels | SEG SOLAR | SEG 430 |  | 0.43 | 3 | 17 | 33 |  | Fixed | Roof
NJADRE1559807510 | Administratively Determined Incentive Program | West Deptford | 8051 | 6.45 | Residential | Behind the Meter | Yes | EMT Renewables, LLC | AC Electric |  | Accepted | 2025-05-28 | 2025-06-24 | 2026-06-24 | Solar Panels | SEG SOLAR | SEG 430 |  | 0.43 | 1 | 197 | 33 |  | Fixed | Roof
NJADRE1559807510 | Administratively Determined Incentive Program | West Deptford | 8051 | 6.45 | Residential | Behind the Meter | Yes | EMT Renewables, LLC | AC Electric |  | Accepted | 2025-05-28 | 2025-06-24 | 2026-06-24 | Solar Panels | SEG SOLAR | SEG 430 |  | 0.43 | 1 | 287 | 29 |  | Fixed | Roof
NJADRE1559807515 | Administratively Determined Incentive Program | NORTHFIELD | 8225 | 15.05 | Residential | Behind the Meter | No | Sun Up Zero Down, LLC | AC Electric |  | Accepted | 2025-05-28 | 2025-06-20 | 2026-06-20 | Solar Panels | SEG | lSEG-430-BTD-BG |  | 0.43 | 35 | 182 | 55 |  | Fixed | Roof
NJADRE1559807515 | Administratively Determined Incentive Program | NORTHFIELD | 8225 | 15.05 | Residential | Behind the Meter | No | Sun Up Zero Down, LLC | AC Electric |  | Accepted | 2025-05-28 | 2025-06-20 | 2026-06-20 | Meters | Enphase | TBD |  |  | 1 |  |  |  | Yes | Outdoor
NJADRE1559807515 | Administratively Determined Incentive Program | NORTHFIELD | 8225 | 15.05 | Residential | Behind the Meter | No | Sun Up Zero Down, LLC | AC Electric |  | Accepted | 2025-05-28 | 2025-06-20 | 2026-06-20 | Inverters | Enphase | IQ8PLUS-72-2-US | 290 |  | 35 |  |  | 0.976 |  | Outdoor
NJADRE1559807520 | Administratively Determined Incentive Program | Bernardsville | 7924 | 7.79 | Residential | Behind the Meter | No | Tesla Energy Operations, Inc. | JCP&L |  | Accepted | 2025-05-28 | 2025-06-20 | 2026-06-20 | Solar Panels | Hanwha | Q.PEAK DUO BLK ML-G10+/TS 410 |  | 0.41 | 4 | 64 | 30 |  | Fixed | Roof
NJADRE1559807520 | Administratively Determined Incentive Program | Bernardsville | 7924 | 7.79 | Residential | Behind the Meter | No | Tesla Energy Operations, Inc. | JCP&L |  | Accepted | 2025-05-28 | 2025-06-20 | 2026-06-20 | Inverters | Tesla | 1538000-XX-Y | 7600 |  | 1 |  |  | 0.98 |  | Outside
NJADRE1559807520 | Administratively Determined Incentive Program | Bernardsville | 7924 | 7.79 | Residential | Behind the Meter | No | Tesla Energy Operations, Inc. | JCP&L |  | Accepted | 2025-05-28 | 2025-06-20 | 2026-06-20 | Solar Panels | Hanwha | Q.PEAK DUO BLK ML-G10+/TS 410 |  | 0.41 | 15 | 244 | 30 |  | Fixed | Roof
NJADRE1559807524 | Administratively Determined Incentive Program | Elmer | 8318 | 12.555 | Residential | Behind the Meter | Yes | Define Solar, LLC | AC Electric |  | Accepted | 2025-05-28 | 2025-06-25 | 2026-06-25 | Inverters | Enphase | IQ8PLUS-72-2-US | 290 |  | 16 |  |  | 0.976 |  | Outside | Under each pv panel
NJADRE1559807524 | Administratively Determined Incentive Program | Elmer | 8318 | 12.555 | Residential | Behind the Meter | Yes | Define Solar, LLC | AC Electric |  | Accepted | 2025-05-28 | 2025-06-25 | 2026-06-25 | Inverters | Enphase | IQ8PLUS-72-2-US | 290 |  | 15 |  |  | 0.976 |  | Outside | Under each pv panel
NJADRE1559807524 | Administratively Determined Incentive Program | Elmer | 8318 | 12.555 | Residential | Behind the Meter | Yes | Define Solar, LLC | AC Electric |  | Accepted | 2025-05-28 | 2025-06-25 | 2026-06-25 | Solar Panels | Znshine | ZXM7-SH108 405W |  | 0.405 | 16 | 110 | 20 |  | Fixed | Roof
NJADRE1559807524 | Administratively Determined Incentive Program | Elmer | 8318 | 12.555 | Residential | Behind the Meter | Yes | Define Solar, LLC | AC Electric |  | Accepted | 2025-05-28 | 2025-06-25 | 2026-06-25 | Solar Panels | Znshine | ZXM7-SH108 405W |  | 0.405 | 15 | 290 | 20 |  | Fixed | Roof
NJADRE1559807529 | Administratively Determined Incentive Program | Chesilhurst | 8089 | 11.89 | Residential | Behind the Meter | Yes | Trinity Solar, LLC | AC Electric |  | Accepted | 2025-05-28 | 2025-06-23 | 2026-06-23 | Solar Panels | HANWHA 410 (Q.PEAK DUO BLK ML-G10+410) | HANWHA 410 (Q.PEAK DUO BLK ML-G10+410) |  | 0.41 | 6 | 149 | 20 |  | Fixed | Roof
NJADRE1559807529 | Administratively Determined Incentive Program | Chesilhurst | 8089 | 11.89 | Residential | Behind the Meter | Yes | Trinity Solar, LLC | AC Electric |  | Accepted | 2025-05-28 | 2025-06-23 | 2026-06-23 | Solar Panels | HANWHA 410 (Q.PEAK DUO BLK ML-G10+410) | HANWHA 410 (Q.PEAK DUO BLK ML-G10+410) |  | 0.41 | 23 | 150 | 25 |  | Fixed | Roof
NJADRE1559807529 | Administratively Determined Incentive Program | Chesilhurst | 8089 | 11.89 | Residential | Behind the Meter | Yes | Trinity Solar, LLC | AC Electric |  | Accepted | 2025-05-28 | 2025-06-23 | 2026-06-23 | Inverters | SOLAREDGE | SE10000H-US | 10000 |  | 1 |  |  | 0.97 |  | Outside
NJADRE1559807530 | Administratively Determined Incentive Program | Atco | 8004 | 13.77 | Residential | Behind the Meter | Yes | Sunrun Installation Services, Inc. | AC Electric |  | Accepted | 2025-05-28 | 2025-06-20 | 2026-06-20 | Solar Panels | JA Solar | JAM54S31-405/MR |  | 0.405 | 18 | 245 | 23 |  | Fixed | Roof
NJADRE1559807530 | Administratively Determined Incentive Program | Atco | 8004 | 13.77 | Residential | Behind the Meter | Yes | Sunrun Installation Services, Inc. | AC Electric |  | Accepted | 2025-05-28 | 2025-06-20 | 2026-06-20 | Inverters | SolarEdge Technologies | SE10000H-USMN | 10000 |  | 1 |  |  | 0.99 |  | Outdoor
NJADRE1559807530 | Administratively Determined Incentive Program | Atco | 8004 | 13.77 | Residential | Behind the Meter | Yes | Sunrun Installation Services, Inc. | AC Electric |  | Accepted | 2025-05-28 | 2025-06-20 | 2026-06-20 | Solar Panels | JA Solar | JAM54S31-405/MR |  | 0.405 | 16 | 65 | 23 |  | Fixed | Roof
NJADRE1559807537 | Administratively Determined Incentive Program | Millville | 8332 | 15.05 | Residential | Behind the Meter | Yes | EMT Renewables, LLC | AC Electric |  | Accepted | 2025-05-28 | 2025-06-24 | 2026-06-24 | Solar Panels | SEG SOLAR | SEG 430 |  | 0.43 | 1 | 226 | 32 |  | Fixed | Roof
NJADRE1559807537 | Administratively Determined Incentive Program | Millville | 8332 | 15.05 | Residential | Behind the Meter | Yes | EMT Renewables, LLC | AC Electric |  | Accepted | 2025-05-28 | 2025-06-24 | 2026-06-24 | Inverters | IQ8HC | IQ8+ | 290 |  | 35 |  |  | 0.98 |  | Other | UNDER EACH PANEL
NJADRE1559807537 | Administratively Determined Incentive Program | Millville | 8332 | 15.05 | Residential | Behind the Meter | Yes | EMT Renewables, LLC | AC Electric |  | Accepted | 2025-05-28 | 2025-06-24 | 2026-06-24 | Solar Panels | SEG SOLAR | SEG 430 |  | 0.43 | 11 | 316 | 10 |  | Fixed | Roof
NJADRE1559807537 | Administratively Determined Incentive Program | Millville | 8332 | 15.05 | Residential | Behind the Meter | Yes | EMT Renewables, LLC | AC Electric |  | Accepted | 2025-05-28 | 2025-06-24 | 2026-06-24 | Solar Panels | SEG SOLAR | SEG 430 |  | 0.43 | 14 | 136 | 10 |  | Fixed | Roof
NJADRE1559807537 | Administratively Determined Incentive Program | Millville | 8332 | 15.05 | Residential | Behind the Meter | Yes | EMT Renewables, LLC | AC Electric |  | Accepted | 2025-05-28 | 2025-06-24 | 2026-06-24 | Solar Panels | SEG SOLAR | SEG 430 |  | 0.43 | 2 | 136 | 32 |  | Fixed | Roof
NJADRE1559807537 | Administratively Determined Incentive Program | Millville | 8332 | 15.05 | Residential | Behind the Meter | Yes | EMT Renewables, LLC | AC Electric |  | Accepted | 2025-05-28 | 2025-06-24 | 2026-06-24 | Solar Panels | SEG SOLAR | SEG 430 |  | 0.43 | 1 | 226 | 32 |  | Fixed | Roof
NJADRE1559807537 | Administratively Determined Incentive Program | Millville | 8332 | 15.05 | Residential | Behind the Meter | Yes | EMT Renewables, LLC | AC Electric |  | Accepted | 2025-05-28 | 2025-06-24 | 2026-06-24 | Solar Panels | SEG SOLAR | SEG 430 |  | 0.43 | 1 | 316 | 39 |  | Fixed | Roof
NJADRE1559807537 | Administratively Determined Incentive Program | Millville | 8332 | 15.05 | Residential | Behind the Meter | Yes | EMT Renewables, LLC | AC Electric |  | Accepted | 2025-05-28 | 2025-06-24 | 2026-06-24 | Solar Panels | SEG SOLAR | SEG 430 |  | 0.43 | 1 | 316 | 2 |  | Fixed | Roof
NJADRE1559807537 | Administratively Determined Incentive Program | Millville | 8332 | 15.05 | Residential | Behind the Meter | Yes | EMT Renewables, LLC | AC Electric |  | Accepted | 2025-05-28 | 2025-06-24 | 2026-06-24 | Solar Panels | SEG SOLAR | SEG 430 |  | 0.43 | 4 | 46 | 32 |  | Fixed | Roof
NJADRE1559807541 | Administratively Determined Incentive Program | Willingboro | 8046 | 5.33 | Residential | Behind the Meter | Yes | Sunrun Installation Services, Inc. | PSE&G |  | Accepted | 2025-05-28 | 2025-06-20 | 2026-06-20 | Electric Storage Battery | TESLA | Powerwall 3 1707000-xx-y |  |  | 1 |  |  |  | Lithium Ion |  | OUTSIDE
NJADRE1559807541 | Administratively Determined Incentive Program | Willingboro | 8046 | 5.33 | Residential | Behind the Meter | Yes | Sunrun Installation Services, Inc. | PSE&G |  | Accepted | 2025-05-28 | 2025-06-20 | 2026-06-20 | Inverters | TESLA | Powerwall 3 1707000-xx-y | 11500 |  | 1 |  |  | 0.97 |  | Outdoor | Next to meter
NJADRE1559807541 | Administratively Determined Incentive Program | Willingboro | 8046 | 5.33 | Residential | Behind the Meter | Yes | Sunrun Installation Services, Inc. | PSE&G |  | Accepted | 2025-05-28 | 2025-06-20 | 2026-06-20 | Solar Panels | Hanwha Q-Cells | Q.PEAK DUO BLK ML-G10+ 410 DCA (MD06G100A-017) |  | 0.41 | 13 | 274 | 26 |  | Fixed | Roof
NJADRE1559807555 | Administratively Determined Incentive Program | Gloucester City | 8030 | 10.66 | Residential | Behind the Meter | Yes | Trinity Solar, LLC | PSE&G |  | Accepted | 2025-05-28 | 2025-06-20 | 2026-06-20 | Solar Panels | Hanwha | Q.PEAK DUO BLK ML-G10+ 410 |  | 0.41 | 12 | 183 | 32 |  | Fixed | Roof
NJADRE1559807555 | Administratively Determined Incentive Program | Gloucester City | 8030 | 10.66 | Residential | Behind the Meter | Yes | Trinity Solar, LLC | PSE&G |  | Accepted | 2025-05-28 | 2025-06-20 | 2026-06-20 | Solar Panels | Hanwha | Q.PEAK DUO BLK ML-G10+ 410 |  | 0.41 | 3 | 3 | 21 |  | Fixed | Roof
NJADRE1559807555 | Administratively Determined Incentive Program | Gloucester City | 8030 | 10.66 | Residential | Behind the Meter | Yes | Trinity Solar, LLC | PSE&G |  | Accepted | 2025-05-28 | 2025-06-20 | 2026-06-20 | Solar Panels | Hanwha | Q.PEAK DUO BLK ML-G10+ 410 |  | 0.41 | 3 | 183 | 19 |  | Fixed | Roof
NJADRE1559807555 | Administratively Determined Incentive Program | Gloucester City | 8030 | 10.66 | Residential | Behind the Meter | Yes | Trinity Solar, LLC | PSE&G |  | Accepted | 2025-05-28 | 2025-06-20 | 2026-06-20 | Inverters | Solar Edge | USE10000H-US | 10000 |  | 1 |  |  | 0.97 |  | Outside
NJADRE1559807555 | Administratively Determined Incentive Program | Gloucester City | 8030 | 10.66 | Residential | Behind the Meter | Yes | Trinity Solar, LLC | PSE&G |  | Accepted | 2025-05-28 | 2025-06-20 | 2026-06-20 | Solar Panels | Hanwha | Q.PEAK DUO BLK ML-G10+ 410 |  | 0.41 | 8 | 3 | 32 |  | Fixed | Roof
NJADRE1559807558 | Administratively Determined Incentive Program | Salem | 8079 | 12.33 | Residential | Behind the Meter | Yes | Whitman Construction, LLC | AC Electric |  | Accepted | 2025-05-28 | 2025-06-20 | 2026-06-20 | Solar Panels | JINKO SOLAR | JKM425N-54HL4-B |  | 0.425 | 12 | 230 | 35 |  | Fixed | Roof
NJADRE1559807558 | Administratively Determined Incentive Program | Salem | 8079 | 12.33 | Residential | Behind the Meter | Yes | Whitman Construction, LLC | AC Electric |  | Accepted | 2025-05-28 | 2025-06-20 | 2026-06-20 | Solar Panels | JINKO SOLAR | JKM425N-54HL4-B |  | 0.425 | 9 | 50 | 10 |  | Fixed | Roof
NJADRE1559807558 | Administratively Determined Incentive Program | Salem | 8079 | 12.33 | Residential | Behind the Meter | Yes | Whitman Construction, LLC | AC Electric |  | Accepted | 2025-05-28 | 2025-06-20 | 2026-06-20 | Inverters | ENPHASE | IQ8PLUS-72-2-US | 290 |  | 29 |  |  | 0.975 |  | Outdoor
NJADRE1559807558 | Administratively Determined Incentive Program | Salem | 8079 | 12.33 | Residential | Behind the Meter | Yes | Whitman Construction, LLC | AC Electric |  | Accepted | 2025-05-28 | 2025-06-20 | 2026-06-20 | Solar Panels | JINKO SOLAR | JKM425N-54HL4-B |  | 0.425 | 8 | 50 | 34 |  | Fixed | Roof
NJADRE1559807561 | Administratively Determined Incentive Program | WESTWOOD | 7675 | 3.87 | Residential | Behind the Meter | Yes | Pro Custom Solar dba Momentum Solar | PSE&G |  | Accepted | 2025-05-28 | 2025-06-20 | 2026-06-20 | Solar Panels | HANWHA | Q.TRON BLK M-G2+430 |  | 0.43 | 9 | 110 | 30 |  | Fixed | Roof
NJADRE1559807561 | Administratively Determined Incentive Program | WESTWOOD | 7675 | 3.87 | Residential | Behind the Meter | Yes | Pro Custom Solar dba Momentum Solar | PSE&G |  | Accepted | 2025-05-28 | 2025-06-20 | 2026-06-20 | Inverters | ENPHASE | IQ8HC-72-M-DOM-US | 380 |  | 9 |  |  | 0.97 |  | Outdoor
NJADRE1559807566 | Administratively Determined Incentive Program | BROWNS MILLS | 8015 | 4.1 | Residential | Behind the Meter | Yes | Define Solar, LLC | JCP&L |  | Accepted | 2025-05-28 | 2025-06-20 | 2026-06-20 | Inverters | Enphase | IQ8PLUS-72-2-US | 290 |  | 10 |  |  | 0.976 |  | Outside | Under each pv panel
NJADRE1559807566 | Administratively Determined Incentive Program | BROWNS MILLS | 8015 | 4.1 | Residential | Behind the Meter | Yes | Define Solar, LLC | JCP&L |  | Accepted | 2025-05-28 | 2025-06-20 | 2026-06-20 | Solar Panels | Znshine | ZXM7-SH108 410W |  | 0.41 | 10 | 170 | 25 |  | Fixed | Roof
NJADRE1559807572 | Administratively Determined Incentive Program | WILLINGBORO | 8046 | 6.45 | Residential | Behind the Meter | Yes | EMT Renewables, LLC | PSE&G |  | Accepted | 2025-05-28 | 2025-06-20 | 2026-06-20 | Solar Panels | SEG SOLAR | SEG 430 |  | 0.43 | 15 | 146 | 26 |  | Fixed | Roof
NJADRE1559807572 | Administratively Determined Incentive Program | WILLINGBORO | 8046 | 6.45 | Residential | Behind the Meter | Yes | EMT Renewables, LLC | PSE&G |  | Accepted | 2025-05-28 | 2025-06-20 | 2026-06-20 | Inverters | Enphase | IQ8HC | 380 |  | 15 |  |  | 0.98 |  | Other | UNDER EACH PANEL
NJADRE1559807586 | Administratively Determined Incentive Program | CHESTER | 7930 | 12.88 | Residential | Behind the Meter | No | Vanguard Energy Partners, LLC | JCP&L |  | Accepted | 2025-06-03 | 2025-06-26 | 2026-06-26 | Solar Panels | REC Solar PTE LTD. | REC ALPHA PURE-RX SERIES 460 W |  | 0.46 | 11 | 304 | 30 |  | Fixed | Roof
NJADRE1559807586 | Administratively Determined Incentive Program | CHESTER | 7930 | 12.88 | Residential | Behind the Meter | No | Vanguard Energy Partners, LLC | JCP&L |  | Accepted | 2025-06-03 | 2025-06-26 | 2026-06-26 | Solar Panels | REC Solar PTE LTD. | REC ALPHA PURE-RX SERIES 460 W |  | 0.46 | 10 | 214 | 36 |  | Fixed | Roof
NJADRE1559807586 | Administratively Determined Incentive Program | CHESTER | 7930 | 12.88 | Residential | Behind the Meter | No | Vanguard Energy Partners, LLC | JCP&L |  | Accepted | 2025-06-03 | 2025-06-26 | 2026-06-26 | Solar Panels | REC Solar PTE LTD. | REC ALPHA PURE-RX SERIES 460 W |  | 0.46 | 4 | 214 | 45 |  | Fixed | Roof
NJADRE1559807586 | Administratively Determined Incentive Program | CHESTER | 7930 | 12.88 | Residential | Behind the Meter | No | Vanguard Energy Partners, LLC | JCP&L |  | Accepted | 2025-06-03 | 2025-06-26 | 2026-06-26 | Solar Panels | REC Solar PTE LTD. | REC ALPHA PURE-RX SERIES 460 W |  | 0.46 | 3 | 124 | 39 |  | Fixed | Roof
NJADRE1559807586 | Administratively Determined Incentive Program | CHESTER | 7930 | 12.88 | Residential | Behind the Meter | No | Vanguard Energy Partners, LLC | JCP&L |  | Accepted | 2025-06-03 | 2025-06-26 | 2026-06-26 | Inverters | Solar Edge | SE-10000H-US | 10000 |  | 1 |  |  | 0.992 |  | Outside
NJADRE1559807598 | Administratively Determined Incentive Program | PENNSVILLE | 8070 | 7.74 | Residential | Behind the Meter | Yes | EMT Renewables, LLC | AC Electric |  | Accepted | 2025-05-28 | 2025-06-20 | 2026-06-20 | Solar Panels | SEG SOLAR | SEG 430 |  | 0.43 | 12 | 198 | 25 |  | Fixed | Roof
NJADRE1559807598 | Administratively Determined Incentive Program | PENNSVILLE | 8070 | 7.74 | Residential | Behind the Meter | Yes | EMT Renewables, LLC | AC Electric |  | Accepted | 2025-05-28 | 2025-06-20 | 2026-06-20 | Inverters | IQ8HC | IQ8+ | 290 |  | 18 |  |  | 0.98 |  | Other | UNDER EACH PANEL
NJADRE1559807598 | Administratively Determined Incentive Program | PENNSVILLE | 8070 | 7.74 | Residential | Behind the Meter | Yes | EMT Renewables, LLC | AC Electric |  | Accepted | 2025-05-28 | 2025-06-20 | 2026-06-20 | Solar Panels | SEG SOLAR | SEG 430 |  | 0.43 | 6 | 107 | 24 |  | Fixed | Roof
NJADRE1559807612 | Administratively Determined Incentive Program | Ewing | 8628 | 6.02 | Residential | Behind the Meter | Yes | EMT Renewables, LLC | PSE&G |  | Accepted | 2025-05-28 | 2025-06-24 | 2026-06-24 | Solar Panels | Q.CELLS | Q TRON |  | 0.43 | 2 | 164 | 31 |  | Fixed | Roof
NJADRE1559807612 | Administratively Determined Incentive Program | Ewing | 8628 | 6.02 | Residential | Behind the Meter | Yes | EMT Renewables, LLC | PSE&G |  | Accepted | 2025-05-28 | 2025-06-24 | 2026-06-24 | Solar Panels | Q.CELLS | Q TRON |  | 0.43 | 9 | 164 | 30 |  | Fixed | Roof
NJADRE1559807612 | Administratively Determined Incentive Program | Ewing | 8628 | 6.02 | Residential | Behind the Meter | Yes | EMT Renewables, LLC | PSE&G |  | Accepted | 2025-05-28 | 2025-06-24 | 2026-06-24 | Solar Panels | Q.CELLS | Q TRON |  | 0.43 | 3 | 344 | 31 |  | Fixed | Roof
NJADRE1559807612 | Administratively Determined Incentive Program | Ewing | 8628 | 6.02 | Residential | Behind the Meter | Yes | EMT Renewables, LLC | PSE&G |  | Accepted | 2025-05-28 | 2025-06-24 | 2026-06-24 | Inverters | ENPHASE | IQ8HC | 380 |  | 14 |  |  | 0.98 |  | Other | UNDER EACH PANEL
NJADRE1559807626 | Administratively Determined Incentive Program | Mount Laurel Twp | 8054 | 8.6 | Residential | Behind the Meter | No | Green Power Energy, LLC | PSE&G |  | Accepted | 2025-05-28 | 2025-06-24 | 2026-06-24 | Solar Panels | SEG Solar | SEG-430-BTD-BG |  | 0.43 | 20 | 26 | 27 |  | Fixed | Roof
NJADRE1559807626 | Administratively Determined Incentive Program | Mount Laurel Twp | 8054 | 8.6 | Residential | Behind the Meter | No | Green Power Energy, LLC | PSE&G |  | Accepted | 2025-05-28 | 2025-06-24 | 2026-06-24 | Inverters | Enphase Energy | IQ8PLUS-72-2-US [240V] | 290 |  | 20 |  |  | 0.98 |  | Outside | Roof
NJADRE1559807628 | Administratively Determined Incentive Program | ANNANDALE | 8801 | 21.32 | Residential | Behind the Meter | Yes | Big Wave Roofing and Solar, LLC | JCP&L |  | Accepted | 2025-05-28 | 2025-06-20 | 2026-06-20 | Solar Panels | MISSION SOLAR | MSE410HT0B |  | 0.41 | 52 | 250 | 20 |  | Fixed | Roof
NJADRE1559807628 | Administratively Determined Incentive Program | ANNANDALE | 8801 | 21.32 | Residential | Behind the Meter | Yes | Big Wave Roofing and Solar, LLC | JCP&L |  | Accepted | 2025-05-28 | 2025-06-20 | 2026-06-20 | Inverters | Enphase | ENPHASE IQ8HC-72-M-DOM-US | 380 |  | 52 |  |  | 0.97 |  | Outdoor
NJADRE1559807633 | Administratively Determined Incentive Program | PENNSVILLE TOWNSHIP | 8070 | 15.225 | Residential | Behind the Meter | Yes | SunnyMac, LLC | AC Electric |  | Accepted | 2025-05-28 | 2025-06-23 | 2026-06-23 | Solar Panels | HANWHA | Q.TRON BLK M-G2+ 435W |  | 0.435 | 22 | 127 | 22 |  | Fixed | Roof
NJADRE1559807633 | Administratively Determined Incentive Program | PENNSVILLE TOWNSHIP | 8070 | 15.225 | Residential | Behind the Meter | Yes | SunnyMac, LLC | AC Electric |  | Accepted | 2025-05-28 | 2025-06-23 | 2026-06-23 | Inverters | SOLAREDGE | SE10000H-US | 10000 |  | 1 |  |  | 0.99 |  | Outdoor | next to meter
NJADRE1559807633 | Administratively Determined Incentive Program | PENNSVILLE TOWNSHIP | 8070 | 15.225 | Residential | Behind the Meter | Yes | SunnyMac, LLC | AC Electric |  | Accepted | 2025-05-28 | 2025-06-23 | 2026-06-23 | Solar Panels | HANWHA | Q.TRON BLK M-G2+ 435W |  | 0.435 | 7 | 307 | 22 |  | Fixed | Roof
NJADRE1559807633 | Administratively Determined Incentive Program | PENNSVILLE TOWNSHIP | 8070 | 15.225 | Residential | Behind the Meter | Yes | SunnyMac, LLC | AC Electric |  | Accepted | 2025-05-28 | 2025-06-23 | 2026-06-23 | Solar Panels | HANWHA | Q.TRON BLK M-G2+ 435W |  | 0.435 | 6 | 127 | 22 |  | Fixed | Roof
NJADRE1559807633 | Administratively Determined Incentive Program | PENNSVILLE TOWNSHIP | 8070 | 15.225 | Residential | Behind the Meter | Yes | SunnyMac, LLC | AC Electric |  | Accepted | 2025-05-28 | 2025-06-23 | 2026-06-23 | Meters | SOLAREDGE | SE-RGMTR-1D-240C-C |  |  | 1 |  |  |  | Yes | Outdoor
NJADRE1559807634 | Administratively Determined Incentive Program | HACKENSACK | 7601 | 5.67 | Residential | Behind the Meter | No | Power Home Remodeling Group | PSE&G |  | Accepted | 2025-05-28 | 2025-06-20 | 2026-06-20 | Meters | SolarEdge | Revenue Grade Data Ansi C12.20 |  |  | 1 |  |  |  | Yes | Outdoor
NJADRE1559807634 | Administratively Determined Incentive Program | HACKENSACK | 7601 | 5.67 | Residential | Behind the Meter | No | Power Home Remodeling Group | PSE&G |  | Accepted | 2025-05-28 | 2025-06-20 | 2026-06-20 | Inverters | SolarEdge | SE3800H-US | 3800 |  | 1 |  |  | 0.99 |  | Outdoor
NJADRE1559807634 | Administratively Determined Incentive Program | HACKENSACK | 7601 | 5.67 | Residential | Behind the Meter | No | Power Home Remodeling Group | PSE&G |  | Accepted | 2025-05-28 | 2025-06-20 | 2026-06-20 | Solar Panels | JA Solar | JAM54S31 405/MR |  | 0.405 | 8 | 219 | 22 |  | Fixed | Roof
NJADRE1559807634 | Administratively Determined Incentive Program | HACKENSACK | 7601 | 5.67 | Residential | Behind the Meter | No | Power Home Remodeling Group | PSE&G |  | Accepted | 2025-05-28 | 2025-06-20 | 2026-06-20 | Solar Panels | JA Solar | JAM54S31 405/MR |  | 0.405 | 6 | 129 | 29 |  | Fixed | Roof
NJADRE1559807635 | Administratively Determined Incentive Program | MERCHANTVILLE | 8109 | 7.83 | Residential | Behind the Meter | Yes | Velocity Energy & Home Solutions, Inc. | PSE&G |  | Accepted | 2025-05-28 | 2025-06-24 | 2026-06-24 | Solar Panels | hin | 435w |  | 0.435 | 8 | 262 | 30 |  | Fixed | Roof
NJADRE1559807635 | Administratively Determined Incentive Program | MERCHANTVILLE | 8109 | 7.83 | Residential | Behind the Meter | Yes | Velocity Energy & Home Solutions, Inc. | PSE&G |  | Accepted | 2025-05-28 | 2025-06-24 | 2026-06-24 | Inverters | enphase | iq8hc | 380 |  | 18 |  |  | 0.99 |  | Outside | behind panels
NJADRE1559807635 | Administratively Determined Incentive Program | MERCHANTVILLE | 8109 | 7.83 | Residential | Behind the Meter | Yes | Velocity Energy & Home Solutions, Inc. | PSE&G |  | Accepted | 2025-05-28 | 2025-06-24 | 2026-06-24 | Solar Panels | seg | 435w |  | 0.435 | 10 | 82 | 30 |  | Fixed | Roof
NJADRE1559807636 | Administratively Determined Incentive Program | TRENTON | 8610 | 5.59 | Residential | Behind the Meter | Yes | Sun Up Zero Down, LLC | PSE&G |  | Accepted | 2025-05-28 | 2025-06-24 | 2026-06-24 | Meters | Enphase | TBD |  |  | 1 |  |  |  | Yes | Outdoor
NJADRE1559807636 | Administratively Determined Incentive Program | TRENTON | 8610 | 5.59 | Residential | Behind the Meter | Yes | Sun Up Zero Down, LLC | PSE&G |  | Accepted | 2025-05-28 | 2025-06-24 | 2026-06-24 | Solar Panels | SEG | SEG-430-BTD-BG |  | 0.43 | 13 | 118 | 40 |  | Fixed | Roof
NJADRE1559807636 | Administratively Determined Incentive Program | TRENTON | 8610 | 5.59 | Residential | Behind the Meter | Yes | Sun Up Zero Down, LLC | PSE&G |  | Accepted | 2025-05-28 | 2025-06-24 | 2026-06-24 | Inverters | Enphase | IQ8PLUS-72-2-US | 290 |  | 13 |  |  | 0.976 |  | Outdoor
NJADRE1559807641 | Administratively Determined Incentive Program | Hammonton | 8037 | 14.76 | Commercial | Behind the Meter | No | NJ Solar Power, LLC | AC Electric |  | Accepted | 2025-05-28 | 2025-06-23 | 2026-06-23 | Solar Panels | Hanwha | Q.Peak Duo BLK ML-G10+ 410 |  | 0.41 | 36 | 97 | 18 |  | Fixed | Roof | Roof 1
NJADRE1559807641 | Administratively Determined Incentive Program | Hammonton | 8037 | 14.76 | Commercial | Behind the Meter | No | NJ Solar Power, LLC | AC Electric |  | Accepted | 2025-05-28 | 2025-06-23 | 2026-06-23 | Inverters | SolarEdge | SE11400H-US | 11400 |  | 1 |  |  | 0.99 |  | Outside
NJADRE1559807642 | Administratively Determined Incentive Program | HACKENSACK | 7601 | 3.69 | Residential | Behind the Meter | Yes | Trinity Solar, LLC | PSE&G |  | Accepted | 2025-05-28 | 2025-06-19 | 2026-06-19 | Inverters | SOLAREDGE | SE3800H-US | 3800 |  | 1 |  |  | 0.97 |  | Outside
NJADRE1559807642 | Administratively Determined Incentive Program | HACKENSACK | 7601 | 3.69 | Residential | Behind the Meter | Yes | Trinity Solar, LLC | PSE&G |  | Accepted | 2025-05-28 | 2025-06-19 | 2026-06-19 | Solar Panels | HANWHA 410 (Q.PEAK DUO BLK ML-G10+410) | HANWHA 410 (Q.PEAK DUO BLK ML-G10+410) |  | 0.41 | 9 | 218 | 30 |  | Fixed | Roof
NJADRE1559807645 | Administratively Determined Incentive Program | Morristown | 7960 | 18.04 | Residential | Behind the Meter | Yes | Sunrun Installation Services, Inc. | JCP&L |  | Accepted | 2025-05-28 | 2025-07-08 | 2026-07-08 | Solar Panels | HANWHA Q-CELLS | Q.PEAK DUO BLK ML-G10+ 410 |  | 0.41 | 7 | 137 | 14 |  | Fixed | Roof
NJADRE1559807645 | Administratively Determined Incentive Program | Morristown | 7960 | 18.04 | Residential | Behind the Meter | Yes | Sunrun Installation Services, Inc. | JCP&L |  | Accepted | 2025-05-28 | 2025-07-08 | 2026-07-08 | Solar Panels | HANWHA Q-CELLS | Q.PEAK DUO BLK ML-G10+ 410 |  | 0.41 | 6 | 317 | 23 |  | Fixed | Roof
NJADRE1559807645 | Administratively Determined Incentive Program | Morristown | 7960 | 18.04 | Residential | Behind the Meter | Yes | Sunrun Installation Services, Inc. | JCP&L |  | Accepted | 2025-05-28 | 2025-07-08 | 2026-07-08 | Solar Panels | HANWHA Q-CELLS | Q.PEAK DUO BLK ML-G10+ 410 |  | 0.41 | 8 | 48 | 23 |  | Fixed | Roof
NJADRE1559807645 | Administratively Determined Incentive Program | Morristown | 7960 | 18.04 | Residential | Behind the Meter | Yes | Sunrun Installation Services, Inc. | JCP&L |  | Accepted | 2025-05-28 | 2025-07-08 | 2026-07-08 | Solar Panels | HANWHA Q-CELLS | Q.PEAK DUO BLK ML-G10+ 410 |  | 0.41 | 3 | 226 | 24 |  | Fixed | Roof
NJADRE1559807645 | Administratively Determined Incentive Program | Morristown | 7960 | 18.04 | Residential | Behind the Meter | Yes | Sunrun Installation Services, Inc. | JCP&L |  | Accepted | 2025-05-28 | 2025-07-08 | 2026-07-08 | Inverters | SOLAREDGE TECHNOLOGIES | SE10000H-USMN | 10000 |  | 2 |  |  | 0.99 |  | Outdoor
NJADRE1559807645 | Administratively Determined Incentive Program | Morristown | 7960 | 18.04 | Residential | Behind the Meter | Yes | Sunrun Installation Services, Inc. | JCP&L |  | Accepted | 2025-05-28 | 2025-07-08 | 2026-07-08 | Solar Panels | HANWHA Q-CELLS | Q.PEAK DUO BLK ML-G10+ 410 |  | 0.41 | 6 | 137 | 22 |  | Fixed | Roof
NJADRE1559807645 | Administratively Determined Incentive Program | Morristown | 7960 | 18.04 | Residential | Behind the Meter | Yes | Sunrun Installation Services, Inc. | JCP&L |  | Accepted | 2025-05-28 | 2025-07-08 | 2026-07-08 | Solar Panels | HANWHA Q-CELLS | Q.PEAK DUO BLK ML-G10+ 410 |  | 0.41 | 14 | 317 | 25 |  | Fixed | Roof
NJADRE1559807645 | Administratively Determined Incentive Program | Morristown | 7960 | 18.04 | Residential | Behind the Meter | Yes | Sunrun Installation Services, Inc. | JCP&L |  | Accepted | 2025-05-28 | 2025-07-08 | 2026-07-08 | Meters | SolarEdge Technologies | SE10000H-USMN |  |  | 1 |  |  |  | Yes | Outdoor
NJADRE1559807645 | Administratively Determined Incentive Program | Morristown | 7960 | 18.04 | Residential | Behind the Meter | Yes | Sunrun Installation Services, Inc. | JCP&L |  | Accepted | 2025-05-28 | 2025-07-08 | 2026-07-08 | Meters | SolarEdge Technologies | SE10000H-USMN |  |  | 1 |  |  |  | Yes | Outdoor
NJADRE1559807649 | Administratively Determined Incentive Program | Willingboro | 8046 | 7.79 | Residential | Behind the Meter | Yes | Sunrun Installation Services, Inc. | PSE&G |  | Accepted | 2025-05-28 | 2025-07-08 | 2026-07-08 | Electric Storage Battery | TESLA | Powerwall 3 Expansion 1807000-xx-y |  |  | 1 |  |  |  | Lithium Ion |  | OUTSIDE
NJADRE1559807649 | Administratively Determined Incentive Program | Willingboro | 8046 | 7.79 | Residential | Behind the Meter | Yes | Sunrun Installation Services, Inc. | PSE&G |  | Accepted | 2025-05-28 | 2025-07-08 | 2026-07-08 | Inverters | TESLA | Powerwall 3 1707000-xx-y | 11500 |  | 1 |  |  | 0.97 |  | Outdoor | Next to meter
NJADRE1559807649 | Administratively Determined Incentive Program | Willingboro | 8046 | 7.79 | Residential | Behind the Meter | Yes | Sunrun Installation Services, Inc. | PSE&G |  | Accepted | 2025-05-28 | 2025-07-08 | 2026-07-08 | Solar Panels | Hanwha Q-Cells | Q.PEAK DUO BLK ML-G10+ 410 DCA (MD06G100A-017) |  | 0.41 | 11 | 91 | 25 |  | Fixed | Roof
NJADRE1559807649 | Administratively Determined Incentive Program | Willingboro | 8046 | 7.79 | Residential | Behind the Meter | Yes | Sunrun Installation Services, Inc. | PSE&G |  | Accepted | 2025-05-28 | 2025-07-08 | 2026-07-08 | Electric Storage Battery | TESLA | Powerwall 3 1707000-xx-y |  |  | 1 |  |  |  | Lithium Ion |  | OUTSIDE
NJADRE1559807649 | Administratively Determined Incentive Program | Willingboro | 8046 | 7.79 | Residential | Behind the Meter | Yes | Sunrun Installation Services, Inc. | PSE&G |  | Accepted | 2025-05-28 | 2025-07-08 | 2026-07-08 | Solar Panels | Hanwha Q-Cells | Q.PEAK DUO BLK ML-G10+ 410 DCA (MD06G100A-017) |  | 0.41 | 8 | 270 | 26 |  | Fixed | Roof
NJADRE1559807653 | Administratively Determined Incentive Program | UNION BEACH | 7735 | 8.715 | Residential | Behind the Meter | Yes | Venture Home Solar, LLC | JCP&L |  | Accepted | 2025-05-28 | 2025-06-25 | 2026-06-25 | Inverters | EnPhase | IQ8HC-72-M-DOM-US (240V) | 366 |  | 21 |  |  | 0.98361 |  | Outside
NJADRE1559807653 | Administratively Determined Incentive Program | UNION BEACH | 7735 | 8.715 | Residential | Behind the Meter | Yes | Venture Home Solar, LLC | JCP&L |  | Accepted | 2025-05-28 | 2025-06-25 | 2026-06-25 | Solar Panels | Hanwha | Q.PEAK DUO BLK ML-G10+ 415W |  | 0.415 | 8 | 298 | 24 |  | Fixed | Roof
NJADRE1559807653 | Administratively Determined Incentive Program | UNION BEACH | 7735 | 8.715 | Residential | Behind the Meter | Yes | Venture Home Solar, LLC | JCP&L |  | Accepted | 2025-05-28 | 2025-06-25 | 2026-06-25 | Solar Panels | Hanwha | Q.PEAK DUO BLK ML-G10+ 415W |  | 0.415 | 13 | 118 | 24 |  | Fixed | Roof
NJADRE1559807661 | Administratively Determined Incentive Program | MANTUA | 8051 | 9.43 | Residential | Behind the Meter | Yes | Define Solar, LLC | AC Electric |  | Accepted | 2025-05-28 | 2025-06-20 | 2026-06-20 | Inverters | Enphase | IQ8PLUS-72-2-US | 290 |  | 17 |  |  | 0.976 |  | Outside | Under each pv panel
NJADRE1559807661 | Administratively Determined Incentive Program | MANTUA | 8051 | 9.43 | Residential | Behind the Meter | Yes | Define Solar, LLC | AC Electric |  | Accepted | 2025-05-28 | 2025-06-20 | 2026-06-20 | Solar Panels | Znshine | ZXM7-SH108 410W |  | 0.41 | 17 | 268 | 18 |  | Fixed | Roof
NJADRE1559807661 | Administratively Determined Incentive Program | MANTUA | 8051 | 9.43 | Residential | Behind the Meter | Yes | Define Solar, LLC | AC Electric |  | Accepted | 2025-05-28 | 2025-06-20 | 2026-06-20 | Solar Panels | Znshine | ZXM7-SH108 410W |  | 0.41 | 6 | 88 | 25 |  | Fixed | Roof
NJADRE1559807661 | Administratively Determined Incentive Program | MANTUA | 8051 | 9.43 | Residential | Behind the Meter | Yes | Define Solar, LLC | AC Electric |  | Accepted | 2025-05-28 | 2025-06-20 | 2026-06-20 | Inverters | Enphase | IQ8PLUS-72-2-US | 290 |  | 6 |  |  | 0.976 |  | Outside | Under each pv panel
NJADRE1559807670 | Administratively Determined Incentive Program | MAPLE SHADE | 8052 | 5.67 | Residential | Behind the Meter | Yes | Sunrun Installation Services, Inc. | PSE&G |  | Accepted | 2025-05-28 | 2025-06-19 | 2026-06-19 | Inverters | SolarEdge Technologies | SE3800H-USMN | 3800 |  | 1 |  |  | 0.99 |  | Outdoor
NJADRE1559807670 | Administratively Determined Incentive Program | MAPLE SHADE | 8052 | 5.67 | Residential | Behind the Meter | Yes | Sunrun Installation Services, Inc. | PSE&G |  | Accepted | 2025-05-28 | 2025-06-19 | 2026-06-19 | Solar Panels | JA Solar | JAM54S31-405/MR |  | 0.405 | 8 | 132 | 25 |  | Fixed | Roof
NJADRE1559807670 | Administratively Determined Incentive Program | MAPLE SHADE | 8052 | 5.67 | Residential | Behind the Meter | Yes | Sunrun Installation Services, Inc. | PSE&G |  | Accepted | 2025-05-28 | 2025-06-19 | 2026-06-19 | Solar Panels | JA Solar | JAM54S31-405/MR |  | 0.405 | 6 | 313 | 25 |  | Fixed | Roof
NJADRE1559807680 | Administratively Determined Incentive Program | Lidenwold | 8021 | 6.56 | Residential | Behind the Meter | Yes | Define Solar, LLC | AC Electric |  | Accepted | 2025-05-28 | 2025-06-20 | 2026-06-20 | Solar Panels | Znshine | ZXM7-SH108 410 |  | 0.41 | 3 | 202 | 4 |  | Fixed | Roof
NJADRE1559807680 | Administratively Determined Incentive Program | Lidenwold | 8021 | 6.56 | Residential | Behind the Meter | Yes | Define Solar, LLC | AC Electric |  | Accepted | 2025-05-28 | 2025-06-20 | 2026-06-20 | Solar Panels | Znshine | ZXM7-SH108 410 |  | 0.41 | 10 | 22 | 25 |  | Fixed | Roof
NJADRE1559807680 | Administratively Determined Incentive Program | Lidenwold | 8021 | 6.56 | Residential | Behind the Meter | Yes | Define Solar, LLC | AC Electric |  | Accepted | 2025-05-28 | 2025-06-20 | 2026-06-20 | Inverters | Enphase | IQ8PLUS-72-2-US | 290 |  | 10 |  |  | 0.976 |  | Outside | Under each pv panel
NJADRE1559807680 | Administratively Determined Incentive Program | Lidenwold | 8021 | 6.56 | Residential | Behind the Meter | Yes | Define Solar, LLC | AC Electric |  | Accepted | 2025-05-28 | 2025-06-20 | 2026-06-20 | Solar Panels | Znshine | ZXM7-SH108 410 |  | 0.41 | 3 | 202 | 11 |  | Fixed | Roof
NJADRE1559807680 | Administratively Determined Incentive Program | Lidenwold | 8021 | 6.56 | Residential | Behind the Meter | Yes | Define Solar, LLC | AC Electric |  | Accepted | 2025-05-28 | 2025-06-20 | 2026-06-20 | Inverters | Enphase | IQ8PLUS-72-2-US | 290 |  | 3 |  |  | 0.976 |  | Outside | Under each pv panel
NJADRE1559807680 | Administratively Determined Incentive Program | Lidenwold | 8021 | 6.56 | Residential | Behind the Meter | Yes | Define Solar, LLC | AC Electric |  | Accepted | 2025-05-28 | 2025-06-20 | 2026-06-20 | Inverters | Enphase | IQ8PLUS-72-2-US | 290 |  | 3 |  |  | 0.976 |  | Outside | Under each pv panel
NJADRE1559807683 | Administratively Determined Incentive Program | Forked River | 8731 | 20.01 | Residential | Behind the Meter | Yes | Venture Home Solar, LLC | JCP&L |  | Accepted | 2025-05-28 | 2025-06-25 | 2026-06-25 | Solar Panels | Hanwha | Q.TRON BLK M-G2+ 435 |  | 0.435 | 2 | 98 | 19 |  | Fixed | Roof
NJADRE1559807683 | Administratively Determined Incentive Program | Forked River | 8731 | 20.01 | Residential | Behind the Meter | Yes | Venture Home Solar, LLC | JCP&L |  | Accepted | 2025-05-28 | 2025-06-25 | 2026-06-25 | Inverters | EnPhase | IQ8HC-72-M-DOM-US (240V) | 366 |  | 46 |  |  | 0.98361 |  | Outside
NJADRE1559807683 | Administratively Determined Incentive Program | Forked River | 8731 | 20.01 | Residential | Behind the Meter | Yes | Venture Home Solar, LLC | JCP&L |  | Accepted | 2025-05-28 | 2025-06-25 | 2026-06-25 | Solar Panels | Hanwha | Q.TRON BLK M-G2+ 435 |  | 0.435 | 26 | 8 | 19 |  | Fixed | Roof
NJADRE1559807683 | Administratively Determined Incentive Program | Forked River | 8731 | 20.01 | Residential | Behind the Meter | Yes | Venture Home Solar, LLC | JCP&L |  | Accepted | 2025-05-28 | 2025-06-25 | 2026-06-25 | Solar Panels | Hanwha | Q.TRON BLK M-G2+ 435 |  | 0.435 | 18 | 188 | 19 |  | Fixed | Roof
NJADRE1559807692 | Administratively Determined Incentive Program | Edison | 8820 | 7.74 | Residential | Behind the Meter | Yes | Pro Custom Solar dba Momentum Solar | PSE&G |  | Accepted | 2025-05-28 | 2025-06-20 | 2026-06-20 | Inverters | ENPHASE | IQ8HC-72-M-DOM-US | 380 |  | 18 |  |  | 0.97 |  | Outdoor
NJADRE1559807692 | Administratively Determined Incentive Program | Edison | 8820 | 7.74 | Residential | Behind the Meter | Yes | Pro Custom Solar dba Momentum Solar | PSE&G |  | Accepted | 2025-05-28 | 2025-06-20 | 2026-06-20 | Solar Panels | HANWHA | Q.TRON BLK M-G2+430 |  | 0.43 | 18 | 268 | 30 |  | Fixed | Roof
NJADRE1559807710 | Administratively Determined Incentive Program | Stratford | 8084 | 8.2 | Residential | Behind the Meter | Yes | Sunrun Installation Services, Inc. | AC Electric |  | Accepted | 2025-05-28 | 2025-06-20 | 2026-06-20 | Solar Panels | HANWHA Q-CELLS | Q.PEAK DUO BLK ML-G10+ 410 |  | 0.41 | 2 | 159 | 26 |  | Fixed | Roof
NJADRE1559807710 | Administratively Determined Incentive Program | Stratford | 8084 | 8.2 | Residential | Behind the Meter | Yes | Sunrun Installation Services, Inc. | AC Electric |  | Accepted | 2025-05-28 | 2025-06-20 | 2026-06-20 | Solar Panels | HANWHA Q-CELLS | Q.PEAK DUO BLK ML-G10+ 410 |  | 0.41 | 2 | 159 | 26 |  | Fixed | Roof
NJADRE1559807710 | Administratively Determined Incentive Program | Stratford | 8084 | 8.2 | Residential | Behind the Meter | Yes | Sunrun Installation Services, Inc. | AC Electric |  | Accepted | 2025-05-28 | 2025-06-20 | 2026-06-20 | Inverters | SOLAREDGE TECHNOLOGIES | SE5700H-USMN | 5760 |  | 1 |  |  | 0.99 |  | Outdoor
NJADRE1559807710 | Administratively Determined Incentive Program | Stratford | 8084 | 8.2 | Residential | Behind the Meter | Yes | Sunrun Installation Services, Inc. | AC Electric |  | Accepted | 2025-05-28 | 2025-06-20 | 2026-06-20 | Solar Panels | HANWHA Q-CELLS | Q.PEAK DUO BLK ML-G10+ 410 |  | 0.41 | 9 | 338 | 26 |  | Fixed | Roof
NJADRE1559807710 | Administratively Determined Incentive Program | Stratford | 8084 | 8.2 | Residential | Behind the Meter | Yes | Sunrun Installation Services, Inc. | AC Electric |  | Accepted | 2025-05-28 | 2025-06-20 | 2026-06-20 | Solar Panels | HANWHA Q-CELLS | Q.PEAK DUO BLK ML-G10+ 410 |  | 0.41 | 7 | 338 | 26 |  | Fixed | Roof
NJADRE1559807710 | Administratively Determined Incentive Program | Stratford | 8084 | 8.2 | Residential | Behind the Meter | Yes | Sunrun Installation Services, Inc. | AC Electric |  | Accepted | 2025-05-28 | 2025-06-20 | 2026-06-20 | Electric Storage Battery | Tesla | POWERWALL 3 1707000-XX-Y |  |  | 1 |  |  |  | Lithium Ion |  | OUTSIDE
NJADRE1559807731 | Administratively Determined Incentive Program | Clementon | 8021 | 3.69 | Residential | Behind the Meter | Yes | Define Solar, LLC | AC Electric |  | Accepted | 2025-05-28 | 2025-06-24 | 2026-06-24 | Inverters | Enphase | IQ8PLUS-72-2-US | 290 |  | 9 |  |  | 0.976 |  | Outside | Under each pv panel
NJADRE1559807731 | Administratively Determined Incentive Program | Clementon | 8021 | 3.69 | Residential | Behind the Meter | Yes | Define Solar, LLC | AC Electric |  | Accepted | 2025-05-28 | 2025-06-24 | 2026-06-24 | Solar Panels | Znshine | ZXM7-SH108 410 |  | 0.41 | 9 | 208 | 25 |  | Fixed | Roof
NJADRE1559807738 | Administratively Determined Incentive Program | PENNS GROVE | 8069 | 20.01 | Residential | Behind the Meter | Yes | Velocity Energy & Home Solutions, Inc. | AC Electric |  | Accepted | 2025-05-28 | 2025-06-24 | 2026-06-24 | Solar Panels | seg | 435w |  | 0.435 | 4 | 263 | 23 |  | Fixed | Roof
NJADRE1559807738 | Administratively Determined Incentive Program | PENNS GROVE | 8069 | 20.01 | Residential | Behind the Meter | Yes | Velocity Energy & Home Solutions, Inc. | AC Electric |  | Accepted | 2025-05-28 | 2025-06-24 | 2026-06-24 | Inverters | enphase | iq8hc | 380 |  | 46 |  |  | 0.99 |  | Outside | behind panels
NJADRE1559807738 | Administratively Determined Incentive Program | PENNS GROVE | 8069 | 20.01 | Residential | Behind the Meter | Yes | Velocity Energy & Home Solutions, Inc. | AC Electric |  | Accepted | 2025-05-28 | 2025-06-24 | 2026-06-24 | Solar Panels | seg | 435w |  | 0.435 | 26 | 263 | 23 |  | Fixed | Roof
NJADRE1559807738 | Administratively Determined Incentive Program | PENNS GROVE | 8069 | 20.01 | Residential | Behind the Meter | Yes | Velocity Energy & Home Solutions, Inc. | AC Electric |  | Accepted | 2025-05-28 | 2025-06-24 | 2026-06-24 | Solar Panels | seg | 435w |  | 0.435 | 16 | 83 | 23 |  | Fixed | Roof
NJADRE1559808095 | Administratively Determined Incentive Program | RIDGEFIELD PARK | 7660 | 5.74 | Residential | Behind the Meter | Yes | Trinity Solar, LLC | PSE&G |  | Accepted | 2025-05-28 | 2025-06-20 | 2026-06-20 | Solar Panels | HANWHA | Q.PEAK DUO BLK ML-G10+410 |  | 0.41 | 3 | 211 | 28 |  | Fixed | Roof
NJADRE1559808095 | Administratively Determined Incentive Program | RIDGEFIELD PARK | 7660 | 5.74 | Residential | Behind the Meter | Yes | Trinity Solar, LLC | PSE&G |  | Accepted | 2025-05-28 | 2025-06-20 | 2026-06-20 | Solar Panels | HANWHA | Q.PEAK DUO BLK ML-G10+410 |  | 0.41 | 3 | 301 | 28 |  | Fixed | Roof
NJADRE1559808095 | Administratively Determined Incentive Program | RIDGEFIELD PARK | 7660 | 5.74 | Residential | Behind the Meter | Yes | Trinity Solar, LLC | PSE&G |  | Accepted | 2025-05-28 | 2025-06-20 | 2026-06-20 | Solar Panels | HANWHA | Q.PEAK DUO BLK ML-G10+410 |  | 0.41 | 5 | 31 | 28 |  | Fixed | Roof
NJADRE1559808095 | Administratively Determined Incentive Program | RIDGEFIELD PARK | 7660 | 5.74 | Residential | Behind the Meter | Yes | Trinity Solar, LLC | PSE&G |  | Accepted | 2025-05-28 | 2025-06-20 | 2026-06-20 | Solar Panels | HANWHA | Q.PEAK DUO BLK ML-G10+410 |  | 0.41 | 3 | 211 | 28 |  | Fixed | Roof
NJADRE1559808095 | Administratively Determined Incentive Program | RIDGEFIELD PARK | 7660 | 5.74 | Residential | Behind the Meter | Yes | Trinity Solar, LLC | PSE&G |  | Accepted | 2025-05-28 | 2025-06-20 | 2026-06-20 | Inverters | SOLAREDGE | SE5700H-US | 5760 |  | 1 |  |  | 0.97 |  | Outside
NJADRE1559808401 | Administratively Determined Incentive Program | ELIZABETH | 7202 | 12.75 | Residential | Behind the Meter | Yes | Big Wave Roofing and Solar, LLC | PSE&G |  | Accepted | 2025-05-28 | 2025-06-20 | 2026-06-20 | Inverters | Enphase | IQ8HC-72-M-DOM-US | 380 |  | 30 |  |  | 0.98 |  | Outside
NJADRE1559808401 | Administratively Determined Incentive Program | ELIZABETH | 7202 | 12.75 | Residential | Behind the Meter | Yes | Big Wave Roofing and Solar, LLC | PSE&G |  | Accepted | 2025-05-28 | 2025-06-20 | 2026-06-20 | Solar Panels | Jinko | JKM425N-54HL4-B |  | 0.425 | 17 | 4 | 42 |  | Fixed | Roof
NJADRE1559808401 | Administratively Determined Incentive Program | ELIZABETH | 7202 | 12.75 | Residential | Behind the Meter | Yes | Big Wave Roofing and Solar, LLC | PSE&G |  | Accepted | 2025-05-28 | 2025-06-20 | 2026-06-20 | Solar Panels | Jinko | JKM425N-54HL4-B |  | 0.425 | 13 | 184 | 42 |  | Fixed | Roof
NJADRE1559809413 | Administratively Determined Incentive Program | WALDWICK | 7463 | 9.72 | Residential | Behind the Meter | Yes | Sunrun Installation Services, Inc. | PSE&G |  | Accepted | 2025-05-28 | 2025-06-20 | 2026-06-20 | Solar Panels | JA Solar | JAM54S31-405/MR |  | 0.405 | 4 | 102 | 36 |  | Fixed | Roof
NJADRE1559809413 | Administratively Determined Incentive Program | WALDWICK | 7463 | 9.72 | Residential | Behind the Meter | Yes | Sunrun Installation Services, Inc. | PSE&G |  | Accepted | 2025-05-28 | 2025-06-20 | 2026-06-20 | Inverters | SolarEdge Technologies | SE7600H-USMN | 7600 |  | 1 |  |  | 0.99 |  | Outdoor | Next to meter
NJADRE1559809413 | Administratively Determined Incentive Program | WALDWICK | 7463 | 9.72 | Residential | Behind the Meter | Yes | Sunrun Installation Services, Inc. | PSE&G |  | Accepted | 2025-05-28 | 2025-06-20 | 2026-06-20 | Solar Panels | JA Solar | JAM54S31-405/MR |  | 0.405 | 10 | 192 | 23 |  | Fixed | Roof
NJADRE1559809413 | Administratively Determined Incentive Program | WALDWICK | 7463 | 9.72 | Residential | Behind the Meter | Yes | Sunrun Installation Services, Inc. | PSE&G |  | Accepted | 2025-05-28 | 2025-06-20 | 2026-06-20 | Solar Panels | JA Solar | JAM54S31-405/MR |  | 0.405 | 10 | 281 | 34 |  | Fixed | Roof
NJADRE1559809811 | Administratively Determined Incentive Program | Phillipsburg | 8865 | 10.32 | Residential | Behind the Meter | Yes | Green Power Energy, LLC | JCP&L |  | Accepted | 2025-05-28 | 2025-06-20 | 2026-06-20 | Inverters | Enphase Energy | IQ8MC-72-M-US [240V] | 320 |  | 24 |  |  | 0.98 |  | Outside | Roof
NJADRE1559809811 | Administratively Determined Incentive Program | Phillipsburg | 8865 | 10.32 | Residential | Behind the Meter | Yes | Green Power Energy, LLC | JCP&L |  | Accepted | 2025-05-28 | 2025-06-20 | 2026-06-20 | Solar Panels | SEG Solar | SEG-430-BTD-BG |  | 0.43 | 24 | 190 | 18 |  | Fixed | Roof
NJADRE1559810554 | Administratively Determined Incentive Program | EGG HARBOR CITY | 8215 | 6.525 | Residential | Behind the Meter | Yes | Velocity Energy & Home Solutions, Inc. | AC Electric |  | Accepted | 2025-05-28 | 2025-06-25 | 2026-06-25 | Inverters | Enphase | IQ8Plus | 435 |  | 15 |  |  | 1 |  | Outside
NJADRE1559810554 | Administratively Determined Incentive Program | EGG HARBOR CITY | 8215 | 6.525 | Residential | Behind the Meter | Yes | Velocity Energy & Home Solutions, Inc. | AC Electric |  | Accepted | 2025-05-28 | 2025-06-25 | 2026-06-25 | Solar Panels | HYUNDAI | HIN-T435NF |  | 0.435 | 10 | 1 | 27 |  | Fixed | Roof | Outdoor
NJADRE1559810554 | Administratively Determined Incentive Program | EGG HARBOR CITY | 8215 | 6.525 | Residential | Behind the Meter | Yes | Velocity Energy & Home Solutions, Inc. | AC Electric |  | Accepted | 2025-05-28 | 2025-06-25 | 2026-06-25 | Solar Panels | Hyundai | 0.435 |  | 0.435 | 5 | 1 | 22 |  | Fixed | Roof
NJADRE1559810570 | Administratively Determined Incentive Program | Atco | 8004 | 5.95 | Residential | Behind the Meter | Yes | Big Wave Roofing and Solar, LLC | AC Electric |  | Accepted | 2025-05-28 | 2025-06-20 | 2026-06-20 | Solar Panels | Jinko | JKM425N-54HL4-B |  | 0.425 | 14 | 167 | 20 |  | Fixed | Roof
NJADRE1559810570 | Administratively Determined Incentive Program | Atco | 8004 | 5.95 | Residential | Behind the Meter | Yes | Big Wave Roofing and Solar, LLC | AC Electric |  | Accepted | 2025-05-28 | 2025-06-20 | 2026-06-20 | Inverters | Enphase | IQ8HC-72-M-DOM-US | 380 |  | 14 |  |  | 0.98 |  | Outside
NJADRE1559810972 | Administratively Determined Incentive Program | Ridgefield | 7657 | 165.11 | School Public K-12 | Behind the Meter | Yes | EDPR NA Distributed Generation, LLC | PSE&G |  | Accepted | 2025-05-28 | 2025-07-02 | 2026-07-02 | Inverters | Solaredge | SE100KUS | 100 |  | 1 |  |  | 0.98 |  | Outdoor
NJADRE1559810972 | Administratively Determined Incentive Program | Ridgefield | 7657 | 165.11 | School Public K-12 | Behind the Meter | Yes | EDPR NA Distributed Generation, LLC | PSE&G |  | Accepted | 2025-05-28 | 2025-07-02 | 2026-07-02 | Solar Panels | Hanwha | Q.PEAK DUO L-G5.2 |  | 0.395 | 418 | 216 | 10 |  | Fixed | Roof
NJADRE1559810972 | Administratively Determined Incentive Program | Ridgefield | 7657 | 165.11 | School Public K-12 | Behind the Meter | Yes | EDPR NA Distributed Generation, LLC | PSE&G |  | Accepted | 2025-05-28 | 2025-07-02 | 2026-07-02 | Inverters | Enphase | IQ8PLUS-72-2-US 290W | 290 |  | 138 |  |  | 0.98 |  | Outdoor
NJADRE1559811000 | Administratively Determined Incentive Program | Salem | 8079 | 17.43 | Residential | Behind the Meter | Yes | SunnyMac, LLC | AC Electric |  | Accepted | 2025-05-28 | 2025-06-20 | 2026-06-20 | Inverters | SOLAREDGE HOME HUB | SE5700H-US | 5760 |  | 1 |  |  | 0.99 |  | Outdoor | next to meter
NJADRE1559811000 | Administratively Determined Incentive Program | Salem | 8079 | 17.43 | Residential | Behind the Meter | Yes | SunnyMac, LLC | AC Electric |  | Accepted | 2025-05-28 | 2025-06-20 | 2026-06-20 | Solar Panels | HANWHA | Q.PEAK DUO BLK ML-G10+ |  | 0.415 | 42 | 180 | 27 |  | Fixed | Roof
NJADRE1559811000 | Administratively Determined Incentive Program | Salem | 8079 | 17.43 | Residential | Behind the Meter | Yes | SunnyMac, LLC | AC Electric |  | Accepted | 2025-05-28 | 2025-06-20 | 2026-06-20 | Inverters | SOLAREDGE HOME HUB | SE10000H-US | 10000 |  | 1 |  |  | 0.99 |  | Outdoor | next to meter
NJADRE1559811009 | Administratively Determined Incentive Program | Hammonton | 8037 | 26.24 | Residential | Behind the Meter | No | NJ Solar Power, LLC | AC Electric |  | Accepted | 2025-05-28 | 2025-06-25 | 2026-06-25 | Inverters | SolarEdge | SE10000H-US | 10000 |  | 1 |  |  | 0.99 |  | Outside
NJADRE1559811009 | Administratively Determined Incentive Program | Hammonton | 8037 | 26.24 | Residential | Behind the Meter | No | NJ Solar Power, LLC | AC Electric |  | Accepted | 2025-05-28 | 2025-06-25 | 2026-06-25 | Solar Panels | Hanwha | Q.Peak Duo BLK ML-G10+ 410 |  | 0.41 | 64 | 97 | 18 |  | Fixed | Roof | Roof 1
NJADRE1559811009 | Administratively Determined Incentive Program | Hammonton | 8037 | 26.24 | Residential | Behind the Meter | No | NJ Solar Power, LLC | AC Electric |  | Accepted | 2025-05-28 | 2025-06-25 | 2026-06-25 | Inverters | SolarEdge | SE11400H-US | 11400 |  | 1 |  |  | 0.99 |  | Outside
NJADRE1559811012 | Administratively Determined Incentive Program | Ridgefield | 7657 | 82.16 | School Public K-12 | Behind the Meter | Yes | EDPR NA Distributed Generation, LLC | PSE&G |  | Accepted | 2025-05-28 | 2025-07-02 | 2026-07-02 | Inverters | Enphase | IQ8PLUS-72-2-US 290W | 290 |  | 208 |  |  | 0.98 |  | Outdoor
NJADRE1559811012 | Administratively Determined Incentive Program | Ridgefield | 7657 | 82.16 | School Public K-12 | Behind the Meter | Yes | EDPR NA Distributed Generation, LLC | PSE&G |  | Accepted | 2025-05-28 | 2025-07-02 | 2026-07-02 | Solar Panels | Hanwha | Q.PEAK DUO L-G5.2 |  | 0.395 | 208 | 210 | 10 |  | Fixed | Roof
NJADRE1559811019 | Administratively Determined Incentive Program | Egg Harbor | 8234 | 10.88 | Residential | Behind the Meter | Yes | SunnyMac, LLC | AC Electric |  | Accepted | 2025-05-28 | 2025-06-23 | 2026-06-23 | Solar Panels | HANWHA | Q.TRON BLK M-G2+ 435W |  | 0.435 | 6 | 38 | 20 |  | Fixed | Roof
NJADRE1559811019 | Administratively Determined Incentive Program | Egg Harbor | 8234 | 10.88 | Residential | Behind the Meter | Yes | SunnyMac, LLC | AC Electric |  | Accepted | 2025-05-28 | 2025-06-23 | 2026-06-23 | Solar Panels | HANWHA | Q.TRON BLK M-G2+ 435W |  | 0.435 | 4 | 38 | 13 |  | Fixed | Roof
NJADRE1559811019 | Administratively Determined Incentive Program | Egg Harbor | 8234 | 10.88 | Residential | Behind the Meter | Yes | SunnyMac, LLC | AC Electric |  | Accepted | 2025-05-28 | 2025-06-23 | 2026-06-23 | Solar Panels | HANWHA | Q.TRON BLK M-G2+ 435W |  | 0.435 | 3 | 38 | 20 |  | Fixed | Roof
NJADRE1559811019 | Administratively Determined Incentive Program | Egg Harbor | 8234 | 10.88 | Residential | Behind the Meter | Yes | SunnyMac, LLC | AC Electric |  | Accepted | 2025-05-28 | 2025-06-23 | 2026-06-23 | Solar Panels | HANWHA | Q.TRON BLK M-G2+ 435W |  | 0.435 | 12 | 38 | 7 |  | Fixed | Roof
NJADRE1559811019 | Administratively Determined Incentive Program | Egg Harbor | 8234 | 10.88 | Residential | Behind the Meter | Yes | SunnyMac, LLC | AC Electric |  | Accepted | 2025-05-28 | 2025-06-23 | 2026-06-23 | Inverters | SOLAREDGE HOME HUB | SE7600H-US | 7600 |  | 1 |  |  | 0.99 |  | Outdoor | next to meter
NJADRE1559811022 | Administratively Determined Incentive Program | Ridgefield | 7657 | 218.04 | School Public K-12 | Behind the Meter | Yes | EDPR NA Distributed Generation, LLC | PSE&G |  | Accepted | 2025-05-28 | 2025-07-02 | 2026-07-02 | Inverters | Solaredge | SE100KUS | 100 |  | 2 |  |  | 0.98 |  | Outdoor
NJADRE1559811022 | Administratively Determined Incentive Program | Ridgefield | 7657 | 218.04 | School Public K-12 | Behind the Meter | Yes | EDPR NA Distributed Generation, LLC | PSE&G |  | Accepted | 2025-05-28 | 2025-07-02 | 2026-07-02 | Solar Panels | Hanwha | Q.PEAK DUO L-G5.2 |  | 0.395 | 552 | 206 | 10 |  | Fixed | Roof
NJADRE1559811032 | Administratively Determined Incentive Program | EDISON | 8820 | 4.1 | Residential | Behind the Meter | No | Tesla Energy Operations, Inc. | PSE&G |  | Accepted | 2025-05-28 | 2025-06-20 | 2026-06-20 | Solar Panels | Hanwha | Q.PEAK DUO BLK ML-G10+/TS 410 |  | 0.41 | 10 | 357 | 36 |  | Fixed | Roof
NJADRE1559811032 | Administratively Determined Incentive Program | EDISON | 8820 | 4.1 | Residential | Behind the Meter | No | Tesla Energy Operations, Inc. | PSE&G |  | Accepted | 2025-05-28 | 2025-06-20 | 2026-06-20 | Inverters | Tesla | 1538000-XX-Y | 7600 |  | 1 |  |  | 0.98 |  | Outside
NJADRE1559811036 | Administratively Determined Incentive Program | BOGOTA | 7603 | 3.69 | Residential | Behind the Meter | Yes | Define Solar, LLC | PSE&G |  | Accepted | 2025-05-28 | 2025-06-20 | 2026-06-20 | Inverters | Enphase | IQ8PLUS-72-2-US | 290 |  | 4 |  |  | 0.976 |  | Outside | Under each pv panel
NJADRE1559811036 | Administratively Determined Incentive Program | BOGOTA | 7603 | 3.69 | Residential | Behind the Meter | Yes | Define Solar, LLC | PSE&G |  | Accepted | 2025-05-28 | 2025-06-20 | 2026-06-20 | Solar Panels | Znshine | ZXM7-SH108 410 |  | 0.41 | 3 | 196 | 18 |  | Fixed | Roof
NJADRE1559811036 | Administratively Determined Incentive Program | BOGOTA | 7603 | 3.69 | Residential | Behind the Meter | Yes | Define Solar, LLC | PSE&G |  | Accepted | 2025-05-28 | 2025-06-20 | 2026-06-20 | Solar Panels | Znshine | ZXM7-SH108 410 |  | 0.41 | 2 | 286 | 43 |  | Fixed | Roof
NJADRE1559811036 | Administratively Determined Incentive Program | BOGOTA | 7603 | 3.69 | Residential | Behind the Meter | Yes | Define Solar, LLC | PSE&G |  | Accepted | 2025-05-28 | 2025-06-20 | 2026-06-20 | Inverters | Enphase | IQ8PLUS-72-2-US | 290 |  | 3 |  |  | 0.976 |  | Outside | Under each pv panel
NJADRE1559811036 | Administratively Determined Incentive Program | BOGOTA | 7603 | 3.69 | Residential | Behind the Meter | Yes | Define Solar, LLC | PSE&G |  | Accepted | 2025-05-28 | 2025-06-20 | 2026-06-20 | Solar Panels | Znshine | ZXM7-SH108 410 |  | 0.41 | 4 | 196 | 43 |  | Fixed | Roof
NJADRE1559811036 | Administratively Determined Incentive Program | BOGOTA | 7603 | 3.69 | Residential | Behind the Meter | Yes | Define Solar, LLC | PSE&G |  | Accepted | 2025-05-28 | 2025-06-20 | 2026-06-20 | Inverters | Enphase | IQ8PLUS-72-2-US | 290 |  | 2 |  |  | 0.976 |  | Outside | Under each pv panel
NJADRE1559811040 | Administratively Determined Incentive Program | BRIDGETON | 8302 | 9.89 | Residential | Behind the Meter | Yes | EMT Renewables, LLC | AC Electric |  | Accepted | 2025-05-28 | 2025-06-20 | 2026-06-20 | Solar Panels | SEG SOLAR | SEG 430 |  | 0.43 | 20 | 88 | 23 |  | Fixed | Roof
NJADRE1559811040 | Administratively Determined Incentive Program | BRIDGETON | 8302 | 9.89 | Residential | Behind the Meter | Yes | EMT Renewables, LLC | AC Electric |  | Accepted | 2025-05-28 | 2025-06-20 | 2026-06-20 | Inverters | ENPHASE | IQ8+ | 290 |  | 23 |  |  | 0.98 |  | Other | UNDER EACH PANEL
NJADRE1559811040 | Administratively Determined Incentive Program | BRIDGETON | 8302 | 9.89 | Residential | Behind the Meter | Yes | EMT Renewables, LLC | AC Electric |  | Accepted | 2025-05-28 | 2025-06-20 | 2026-06-20 | Solar Panels | SEG SOLAR | SEG 430 |  | 0.43 | 3 | 268 | 17 |  | Fixed | Roof
NJADRE1559811049 | Administratively Determined Incentive Program | WOODBURY | 8096 | 4.73 | Residential | Behind the Meter | Yes | Pro Custom Solar dba Momentum Solar | PSE&G |  | Accepted | 2025-05-28 | 2025-06-23 | 2026-06-23 | Inverters | ENPHASE | IQ8HC-72-M-DOM-US | 380 |  | 11 |  |  | 0.97 |  | Outdoor
NJADRE1559811049 | Administratively Determined Incentive Program | WOODBURY | 8096 | 4.73 | Residential | Behind the Meter | Yes | Pro Custom Solar dba Momentum Solar | PSE&G |  | Accepted | 2025-05-28 | 2025-06-23 | 2026-06-23 | Solar Panels | HANWHA | Q.TRON BLK M-G2+430 |  | 0.43 | 7 | 69 | 31 |  | Fixed | Roof
NJADRE1559811049 | Administratively Determined Incentive Program | WOODBURY | 8096 | 4.73 | Residential | Behind the Meter | Yes | Pro Custom Solar dba Momentum Solar | PSE&G |  | Accepted | 2025-05-28 | 2025-06-23 | 2026-06-23 | Solar Panels | HANWHA | Q.TRON BLK M-G2+430 |  | 0.43 | 4 | 249 | 27 |  | Fixed | Roof
NJADRE1559811050 | Administratively Determined Incentive Program | MOUNT HOLLY | 8060 | 4.1 | Residential | Behind the Meter | Yes | Define Solar, LLC | PSE&G |  | Accepted | 2025-05-28 | 2025-06-20 | 2026-06-20 | Inverters | Enphase | IQ8PLUS-72-2-US | 290 |  | 10 |  |  | 0.976 |  | Outside | Under each pv panel
NJADRE1559811050 | Administratively Determined Incentive Program | MOUNT HOLLY | 8060 | 4.1 | Residential | Behind the Meter | Yes | Define Solar, LLC | PSE&G |  | Accepted | 2025-05-28 | 2025-06-20 | 2026-06-20 | Solar Panels | Znshine | ZXM7-SH108 410 |  | 0.41 | 10 | 102 | 29 |  | Fixed | Roof
NJADRE1559811052 | Administratively Determined Incentive Program | NORTH BRUNSWICK TOWNSHIP | 8902 | 16.6 | Residential | Behind the Meter | Yes | Solar Energy World | PSE&G |  | Accepted | 2025-05-28 | 2025-06-24 | 2026-06-24 | Inverters | Enphase | IQ8HC-72-M-DOM-US | 384 |  | 40 |  |  | 0.97 |  | Outside
NJADRE1559811052 | Administratively Determined Incentive Program | NORTH BRUNSWICK TOWNSHIP | 8902 | 16.6 | Residential | Behind the Meter | Yes | Solar Energy World | PSE&G |  | Accepted | 2025-05-28 | 2025-06-24 | 2026-06-24 | Solar Panels | Hanwha | Q.PEAK DUO BLK ML-G10+-415W |  | 0.415 | 30 | 114 | 22 |  | Fixed | Roof
NJADRE1559811052 | Administratively Determined Incentive Program | NORTH BRUNSWICK TOWNSHIP | 8902 | 16.6 | Residential | Behind the Meter | Yes | Solar Energy World | PSE&G |  | Accepted | 2025-05-28 | 2025-06-24 | 2026-06-24 | Solar Panels | Hanwha | Q.PEAK DUO BLK ML-G10+-415W |  | 0.415 | 3 | 114 | 24 |  | Fixed | Roof
NJADRE1559811052 | Administratively Determined Incentive Program | NORTH BRUNSWICK TOWNSHIP | 8902 | 16.6 | Residential | Behind the Meter | Yes | Solar Energy World | PSE&G |  | Accepted | 2025-05-28 | 2025-06-24 | 2026-06-24 | Solar Panels | Hanwha | Q.PEAK DUO BLK ML-G10+-415W |  | 0.415 | 7 | 204 | 17 |  | Fixed | Roof
NJADRE1559811059 | Administratively Determined Incentive Program | BLACKWOOD | 8012 | 12.47 | Residential | Behind the Meter | Yes | EMT Renewables, LLC | PSE&G |  | Accepted | 2025-05-28 | 2025-06-20 | 2026-06-20 | Solar Panels | SEG SOLAR | SEG 430 |  | 0.43 | 21 | 119 | 20 |  | Fixed | Roof
NJADRE1559811059 | Administratively Determined Incentive Program | BLACKWOOD | 8012 | 12.47 | Residential | Behind the Meter | Yes | EMT Renewables, LLC | PSE&G |  | Accepted | 2025-05-28 | 2025-06-20 | 2026-06-20 | Inverters | IQ8HC | IQ8+ | 290 |  | 29 |  |  | 0.98 |  | Other | UNDER EACH PANEL
NJADRE1559811059 | Administratively Determined Incentive Program | BLACKWOOD | 8012 | 12.47 | Residential | Behind the Meter | Yes | EMT Renewables, LLC | PSE&G |  | Accepted | 2025-05-28 | 2025-06-20 | 2026-06-20 | Solar Panels | SEG SOLAR | SEG 430 |  | 0.43 | 8 | 119 | 14 |  | Fixed | Roof
NJADRE1559811062 | Administratively Determined Incentive Program | VOORHEES | 8043 | 25.83 | Residential | Behind the Meter | Yes | Define Solar, LLC | AC Electric |  | Accepted | 2025-06-16 | 2025-07-14 | 2026-07-14 | Inverters | Enphase | IQ8PLUS-72-2-US | 290 |  | 4 |  |  | 0.976 |  | Outside | Under each pv panel
NJADRE1559811062 | Administratively Determined Incentive Program | VOORHEES | 8043 | 25.83 | Residential | Behind the Meter | Yes | Define Solar, LLC | AC Electric |  | Accepted | 2025-06-16 | 2025-07-14 | 2026-07-14 | Inverters | Enphase | IQ8PLUS-72-2-US | 290 |  | 4 |  |  | 0.976 |  | Outside | Under each pv panel
NJADRE1559811062 | Administratively Determined Incentive Program | VOORHEES | 8043 | 25.83 | Residential | Behind the Meter | Yes | Define Solar, LLC | AC Electric |  | Accepted | 2025-06-16 | 2025-07-14 | 2026-07-14 | Solar Panels | Znshine | ZXM7-SH108 410 |  | 0.41 | 4 | 2 | 17 |  | Fixed | Roof
NJADRE1559811062 | Administratively Determined Incentive Program | VOORHEES | 8043 | 25.83 | Residential | Behind the Meter | Yes | Define Solar, LLC | AC Electric |  | Accepted | 2025-06-16 | 2025-07-14 | 2026-07-14 | Inverters | Enphase | IQ8PLUS-72-2-US | 290 |  | 34 |  |  | 0.976 |  | Outside | Under each pv panel
NJADRE1559811062 | Administratively Determined Incentive Program | VOORHEES | 8043 | 25.83 | Residential | Behind the Meter | Yes | Define Solar, LLC | AC Electric |  | Accepted | 2025-06-16 | 2025-07-14 | 2026-07-14 | Inverters | Enphase | IQ8PLUS-72-2-US | 290 |  | 21 |  |  | 0.976 |  | Outside | Under each pv panel
NJADRE1559811062 | Administratively Determined Incentive Program | VOORHEES | 8043 | 25.83 | Residential | Behind the Meter | Yes | Define Solar, LLC | AC Electric |  | Accepted | 2025-06-16 | 2025-07-14 | 2026-07-14 | Solar Panels | Znshine | ZXM7-SH108 410 |  | 0.41 | 4 | 272 | 18 |  | Fixed | Roof
NJADRE1559811062 | Administratively Determined Incentive Program | VOORHEES | 8043 | 25.83 | Residential | Behind the Meter | Yes | Define Solar, LLC | AC Electric |  | Accepted | 2025-06-16 | 2025-07-14 | 2026-07-14 | Solar Panels | Znshine | ZXM7-SH108 410 |  | 0.41 | 21 | 92 | 18 |  | Fixed | Roof
NJADRE1559811062 | Administratively Determined Incentive Program | VOORHEES | 8043 | 25.83 | Residential | Behind the Meter | Yes | Define Solar, LLC | AC Electric |  | Accepted | 2025-06-16 | 2025-07-14 | 2026-07-14 | Solar Panels | Znshine | ZXM7-SH108 410 |  | 0.41 | 34 | 272 | 22 |  | Fixed | Roof
NJADRE1559811080 | Administratively Determined Incentive Program | Bridgeton | 8302 | 9.84 | Residential | Behind the Meter | Yes | Define Solar, LLC | AC Electric |  | Accepted | 2025-05-28 | 2025-06-23 | 2026-06-23 | Inverters | Enphase | IQ8PLUS-72-2-US | 290 |  | 9 |  |  | 0.976 |  | Outside | Under each pv panel
NJADRE1559811080 | Administratively Determined Incentive Program | Bridgeton | 8302 | 9.84 | Residential | Behind the Meter | Yes | Define Solar, LLC | AC Electric |  | Accepted | 2025-05-28 | 2025-06-23 | 2026-06-23 | Inverters | Enphase | IQ8PLUS-72-2-US | 290 |  | 7 |  |  | 0.976 |  | Outside | Under each pv panel
NJADRE1559811080 | Administratively Determined Incentive Program | Bridgeton | 8302 | 9.84 | Residential | Behind the Meter | Yes | Define Solar, LLC | AC Electric |  | Accepted | 2025-05-28 | 2025-06-23 | 2026-06-23 | Solar Panels | Znshine | ZXM7-SH108 410 |  | 0.41 | 4 | 173 | 35 |  | Fixed | Roof
NJADRE1559811080 | Administratively Determined Incentive Program | Bridgeton | 8302 | 9.84 | Residential | Behind the Meter | Yes | Define Solar, LLC | AC Electric |  | Accepted | 2025-05-28 | 2025-06-23 | 2026-06-23 | Solar Panels | Znshine | ZXM7-SH108 410 |  | 0.41 | 4 | 353 | 35 |  | Fixed | Roof
NJADRE1559811080 | Administratively Determined Incentive Program | Bridgeton | 8302 | 9.84 | Residential | Behind the Meter | Yes | Define Solar, LLC | AC Electric |  | Accepted | 2025-05-28 | 2025-06-23 | 2026-06-23 | Inverters | Enphase | IQ8PLUS-72-2-US | 290 |  | 4 |  |  | 0.976 |  | Outside | Under each pv panel
NJADRE1559811080 | Administratively Determined Incentive Program | Bridgeton | 8302 | 9.84 | Residential | Behind the Meter | Yes | Define Solar, LLC | AC Electric |  | Accepted | 2025-05-28 | 2025-06-23 | 2026-06-23 | Inverters | Enphase | IQ8PLUS-72-2-US | 290 |  | 4 |  |  | 0.976 |  | Outside | Under each pv panel
NJADRE1559811080 | Administratively Determined Incentive Program | Bridgeton | 8302 | 9.84 | Residential | Behind the Meter | Yes | Define Solar, LLC | AC Electric |  | Accepted | 2025-05-28 | 2025-06-23 | 2026-06-23 | Solar Panels | Znshine | ZXM7-SH108 410 |  | 0.41 | 7 | 263 | 10 |  | Fixed | Roof
NJADRE1559811080 | Administratively Determined Incentive Program | Bridgeton | 8302 | 9.84 | Residential | Behind the Meter | Yes | Define Solar, LLC | AC Electric |  | Accepted | 2025-05-28 | 2025-06-23 | 2026-06-23 | Solar Panels | Znshine | ZXM7-SH108 410 |  | 0.41 | 9 | 353 | 10 |  | Fixed | Roof
NJADRE1559811082 | Administratively Determined Incentive Program | Union | 7083 | 10.63 | Residential | Behind the Meter | Yes | Fusion Solar Energy, LLC | PSE&G |  | Accepted | 2025-05-28 | 2025-06-23 | 2026-06-23 | Solar Panels | TRINA SOLAR | TSM-425NE09RC.05 |  | 0.425 | 14 | 323.7 | 28 |  | Fixed | Roof
NJADRE1559811082 | Administratively Determined Incentive Program | Union | 7083 | 10.63 | Residential | Behind the Meter | Yes | Fusion Solar Energy, LLC | PSE&G |  | Accepted | 2025-05-28 | 2025-06-23 | 2026-06-23 | Solar Panels | TRINA SOLAR | TSM-425NE09RC.05 |  | 0.425 | 3 | 143.7 | 28 |  | Fixed | Roof
NJADRE1559811082 | Administratively Determined Incentive Program | Union | 7083 | 10.63 | Residential | Behind the Meter | Yes | Fusion Solar Energy, LLC | PSE&G |  | Accepted | 2025-05-28 | 2025-06-23 | 2026-06-23 | Solar Panels | TRINA SOLAR | TSM-425NE09RC.05 |  | 0.425 | 8 | 143 | 5 |  | Fixed | Roof
NJADRE1559811082 | Administratively Determined Incentive Program | Union | 7083 | 10.63 | Residential | Behind the Meter | Yes | Fusion Solar Energy, LLC | PSE&G |  | Accepted | 2025-05-28 | 2025-06-23 | 2026-06-23 | Inverters | ENPHASE | IQ8HC-72-M-DOM-US | 380 |  | 25 |  |  | 0.97 |  | Outside | Roof
NJADRE1559811084 | Administratively Determined Incentive Program | MANVILLE | 8835 | 6.45 | Residential | Behind the Meter | Yes | EMT Renewables, LLC | PSE&G |  | Accepted | 2025-05-28 | 2025-06-23 | 2026-06-23 | Inverters | ENPHASE | IQ8HC | 380 |  | 15 |  |  | 0.98 |  | Other | UNDER EACH PANEL
NJADRE1559811084 | Administratively Determined Incentive Program | MANVILLE | 8835 | 6.45 | Residential | Behind the Meter | Yes | EMT Renewables, LLC | PSE&G |  | Accepted | 2025-05-28 | 2025-06-23 | 2026-06-23 | Solar Panels | SEG | SEG-430-BTD-BG |  | 0.43 | 11 | 127 | 29 |  | Fixed | Roof
NJADRE1559811084 | Administratively Determined Incentive Program | MANVILLE | 8835 | 6.45 | Residential | Behind the Meter | Yes | EMT Renewables, LLC | PSE&G |  | Accepted | 2025-05-28 | 2025-06-23 | 2026-06-23 | Solar Panels | SEG | SEG-430-BTD-BG |  | 0.43 | 4 | 307 | 34 |  | Fixed | Roof
NJADRE1559811090 | Administratively Determined Incentive Program | Hillside | 7205 | 3.4 | Residential | Behind the Meter | Yes | Big Wave Roofing and Solar, LLC | PSE&G |  | Accepted | 2025-05-28 | 2025-06-20 | 2026-06-20 | Solar Panels | Jinko | JKM425N-54HL4-B |  | 0.425 | 8 | 221 | 25 |  | Fixed | Roof
NJADRE1559811090 | Administratively Determined Incentive Program | Hillside | 7205 | 3.4 | Residential | Behind the Meter | Yes | Big Wave Roofing and Solar, LLC | PSE&G |  | Accepted | 2025-05-28 | 2025-06-20 | 2026-06-20 | Inverters | Enphase | IQ8HC-72-M-DOM-US | 380 |  | 8 |  |  | 0.98 |  | Outside
NJADRE1559811091 | Administratively Determined Incentive Program | JACKSON | 8527 | 6.97 | Residential | Behind the Meter | Yes | Sunrun Installation Services, Inc. | JCP&L |  | Accepted | 2025-05-28 | 2025-06-20 | 2026-06-20 | Inverters | SolarEdge Technologies | SE5700H-USMN | 5760 |  | 1 |  |  | 0.99 |  | Outdoor | Next to meter
NJADRE1559811091 | Administratively Determined Incentive Program | JACKSON | 8527 | 6.97 | Residential | Behind the Meter | Yes | Sunrun Installation Services, Inc. | JCP&L |  | Accepted | 2025-05-28 | 2025-06-20 | 2026-06-20 | Solar Panels | ELIN ENERGY | ELNSM54M-HC-410 |  | 0.41 | 17 | 143 | 20 |  | Fixed | Roof
NJADRE1559811091 | Administratively Determined Incentive Program | JACKSON | 8527 | 6.97 | Residential | Behind the Meter | Yes | Sunrun Installation Services, Inc. | JCP&L |  | Accepted | 2025-05-28 | 2025-06-20 | 2026-06-20 | Meters | SOLAREDGE TECHNOLOGIES | SE5700H-USMN |  |  | 1 |  |  |  | Yes | Outdoor
NJADRE1559811095 | Administratively Determined Incentive Program | Clifton | 7013 | 6.56 | Residential | Behind the Meter | Yes | Big Wave Roofing and Solar, LLC | PSE&G |  | Accepted | 2025-05-28 | 2025-06-20 | 2026-06-20 | Inverters | Enphase | ENPHASE IQ8HC-72-M-DOM-US | 380 |  | 16 |  |  | 0.97 |  | Outdoor
NJADRE1559811095 | Administratively Determined Incentive Program | Clifton | 7013 | 6.56 | Residential | Behind the Meter | Yes | Big Wave Roofing and Solar, LLC | PSE&G |  | Accepted | 2025-05-28 | 2025-06-20 | 2026-06-20 | Solar Panels | MISSION SOLAR | MSE410HT0B |  | 0.41 | 14 | 200 | 29 |  | Fixed | Roof
NJADRE1559811095 | Administratively Determined Incentive Program | Clifton | 7013 | 6.56 | Residential | Behind the Meter | Yes | Big Wave Roofing and Solar, LLC | PSE&G |  | Accepted | 2025-05-28 | 2025-06-20 | 2026-06-20 | Solar Panels | MISSION SOLAR | MSE410HT0B |  | 0.41 | 2 | 20 | 29 |  | Fixed | Roof
NJADRE1559811097 | Administratively Determined Incentive Program | JERSEY CITY | 7306 | 8.6 | Residential | Behind the Meter | Yes | Pro Custom Solar dba Momentum Solar | PSE&G |  | Accepted | 2025-05-28 | 2025-06-20 | 2026-06-20 | Solar Panels | HANWHA | Q.TRON BLK M-G2+430 |  | 0.43 | 20 | 118 | 4 |  | Fixed | Roof
NJADRE1559811097 | Administratively Determined Incentive Program | JERSEY CITY | 7306 | 8.6 | Residential | Behind the Meter | Yes | Pro Custom Solar dba Momentum Solar | PSE&G |  | Accepted | 2025-05-28 | 2025-06-20 | 2026-06-20 | Inverters | ENPHASE | IQ8HC-72-M-DOM-US | 380 |  | 20 |  |  | 0.97 |  | Outdoor
NJADRE1559811106 | Administratively Determined Incentive Program | Englishtown | 7726 | 15.795 | Residential | Behind the Meter | Yes | Define Solar, LLC | JCP&L |  | Accepted | 2025-05-28 | 2025-06-23 | 2026-06-23 | Solar Panels | Znshine | ZXM7-SH108 405 |  | 0.405 | 8 | 88 | 27 |  | Fixed | Roof
NJADRE1559811106 | Administratively Determined Incentive Program | Englishtown | 7726 | 15.795 | Residential | Behind the Meter | Yes | Define Solar, LLC | JCP&L |  | Accepted | 2025-05-28 | 2025-06-23 | 2026-06-23 | Inverters | Enphase | IQ8PLUS-72-2-US | 290 |  | 18 |  |  | 0.976 |  | Outside | Under each pv panel
NJADRE1559811106 | Administratively Determined Incentive Program | Englishtown | 7726 | 15.795 | Residential | Behind the Meter | Yes | Define Solar, LLC | JCP&L |  | Accepted | 2025-05-28 | 2025-06-23 | 2026-06-23 | Solar Panels | Znshine | ZXM7-SH108 405 |  | 0.405 | 18 | 268 | 27 |  | Fixed | Roof
NJADRE1559811106 | Administratively Determined Incentive Program | Englishtown | 7726 | 15.795 | Residential | Behind the Meter | Yes | Define Solar, LLC | JCP&L |  | Accepted | 2025-05-28 | 2025-06-23 | 2026-06-23 | Inverters | Enphase | IQ8PLUS-72-2-US | 290 |  | 9 |  |  | 0.976 |  | Outside | Under each pv panel
NJADRE1559811106 | Administratively Determined Incentive Program | Englishtown | 7726 | 15.795 | Residential | Behind the Meter | Yes | Define Solar, LLC | JCP&L |  | Accepted | 2025-05-28 | 2025-06-23 | 2026-06-23 | Inverters | Enphase | IQ8PLUS-72-2-US | 290 |  | 4 |  |  | 0.976 |  | Outside | Under each pv panel
NJADRE1559811106 | Administratively Determined Incentive Program | Englishtown | 7726 | 15.795 | Residential | Behind the Meter | Yes | Define Solar, LLC | JCP&L |  | Accepted | 2025-05-28 | 2025-06-23 | 2026-06-23 | Solar Panels | Znshine | ZXM7-SH108 405 |  | 0.405 | 4 | 358 | 31 |  | Fixed | Roof
NJADRE1559811106 | Administratively Determined Incentive Program | Englishtown | 7726 | 15.795 | Residential | Behind the Meter | Yes | Define Solar, LLC | JCP&L |  | Accepted | 2025-05-28 | 2025-06-23 | 2026-06-23 | Solar Panels | Znshine | ZXM7-SH108 405 |  | 0.405 | 9 | 88 | 27 |  | Fixed | Roof
NJADRE1559811106 | Administratively Determined Incentive Program | Englishtown | 7726 | 15.795 | Residential | Behind the Meter | Yes | Define Solar, LLC | JCP&L |  | Accepted | 2025-05-28 | 2025-06-23 | 2026-06-23 | Inverters | Enphase | IQ8PLUS-72-2-US | 290 |  | 8 |  |  | 0.976 |  | Outside | Under each pv panel
NJADRE1559811112 | Administratively Determined Incentive Program | Sicklerville | 8081 | 5.27 | Residential | Behind the Meter | Yes | Define Solar, LLC | AC Electric |  | Accepted | 2025-05-28 | 2025-06-20 | 2026-06-20 | Inverters | Enphase | IQ8PLUS-72-2-US | 290 |  | 13 |  |  | 0.976 |  | Outside | Under each pv panel
NJADRE1559811112 | Administratively Determined Incentive Program | Sicklerville | 8081 | 5.27 | Residential | Behind the Meter | Yes | Define Solar, LLC | AC Electric |  | Accepted | 2025-05-28 | 2025-06-20 | 2026-06-20 | Solar Panels | Znshine | ZXM7-SH108 405 |  | 0.405 | 13 | 126 | 27 |  | Fixed | Roof
NJADRE1559811113 | Administratively Determined Incentive Program | Vernon | 7462 | 9.43 | Residential | Behind the Meter | Yes | Trinity Solar, LLC | Sussex Rural |  | Accepted | 2025-05-28 | 2025-06-23 | 2026-06-23 | Inverters | Solar Edge | USE7600H-USMNBL75 | 7600 |  | 1 |  |  | 0.97 |  | Outdoor
NJADRE1559811113 | Administratively Determined Incentive Program | Vernon | 7462 | 9.43 | Residential | Behind the Meter | Yes | Trinity Solar, LLC | Sussex Rural |  | Accepted | 2025-05-28 | 2025-06-23 | 2026-06-23 | Solar Panels | HANWHA | (Q.PEAK DUO BLK ML-G10+ 410) |  | 0.41 | 17 | 104 | 23 |  | Fixed | Roof
NJADRE1559811113 | Administratively Determined Incentive Program | Vernon | 7462 | 9.43 | Residential | Behind the Meter | Yes | Trinity Solar, LLC | Sussex Rural |  | Accepted | 2025-05-28 | 2025-06-23 | 2026-06-23 | Solar Panels | HANWHA | (Q.PEAK DUO BLK ML-G10+ 410) |  | 0.41 | 6 | 104 | 23 |  | Fixed | Roof
NJADRE1559811114 | Administratively Determined Incentive Program | Boonton | 7005 | 6.15 | Residential | Behind the Meter | Yes | Trinity Solar, LLC | JCP&L |  | Accepted | 2025-05-28 | 2025-06-23 | 2026-06-23 | Inverters | SOLAREDGE | SE5700H-US | 5700 |  | 1 |  |  | 0.97 |  | Outside
NJADRE1559811114 | Administratively Determined Incentive Program | Boonton | 7005 | 6.15 | Residential | Behind the Meter | Yes | Trinity Solar, LLC | JCP&L |  | Accepted | 2025-05-28 | 2025-06-23 | 2026-06-23 | Solar Panels | HANWHA 410 (Q.PEAK DUO BLK ML-G10+410) | HANWHA 410 (Q.PEAK DUO BLK ML-G10+410) |  | 0.41 | 2 | 214 | 36 |  | Fixed | Roof
NJADRE1559811114 | Administratively Determined Incentive Program | Boonton | 7005 | 6.15 | Residential | Behind the Meter | Yes | Trinity Solar, LLC | JCP&L |  | Accepted | 2025-05-28 | 2025-06-23 | 2026-06-23 | Solar Panels | HANWHA 410 (Q.PEAK DUO BLK ML-G10+410) | HANWHA 410 (Q.PEAK DUO BLK ML-G10+410) |  | 0.41 | 6 | 124 | 36 |  | Fixed | Roof
NJADRE1559811114 | Administratively Determined Incentive Program | Boonton | 7005 | 6.15 | Residential | Behind the Meter | Yes | Trinity Solar, LLC | JCP&L |  | Accepted | 2025-05-28 | 2025-06-23 | 2026-06-23 | Solar Panels | HANWHA 410 (Q.PEAK DUO BLK ML-G10+410) | HANWHA 410 (Q.PEAK DUO BLK ML-G10+410) |  | 0.41 | 7 | 304 | 36 |  | Fixed | Roof
NJADRE1559811137 | Administratively Determined Incentive Program | BRICK | 8724 | 9.78 | Residential | Behind the Meter | Yes | Big Wave Roofing and Solar, LLC | JCP&L |  | Accepted | 2025-05-28 | 2025-06-23 | 2026-06-23 | Solar Panels | JINKO | JKM425N-54HL4-B (425W) |  | 0.425 | 1 | 94 | 22 |  | Fixed | Roof
NJADRE1559811137 | Administratively Determined Incentive Program | BRICK | 8724 | 9.78 | Residential | Behind the Meter | Yes | Big Wave Roofing and Solar, LLC | JCP&L |  | Accepted | 2025-05-28 | 2025-06-23 | 2026-06-23 | Solar Panels | JINKO | JKM425N-54HL4-B (425W) |  | 0.425 | 7 | 184 | 10 |  | Fixed | Roof
NJADRE1559811137 | Administratively Determined Incentive Program | BRICK | 8724 | 9.78 | Residential | Behind the Meter | Yes | Big Wave Roofing and Solar, LLC | JCP&L |  | Accepted | 2025-05-28 | 2025-06-23 | 2026-06-23 | Solar Panels | JINKO | JKM425N-54HL4-B (425W) |  | 0.425 | 6 | 184 | 22 |  | Fixed | Roof
NJADRE1559811137 | Administratively Determined Incentive Program | BRICK | 8724 | 9.78 | Residential | Behind the Meter | Yes | Big Wave Roofing and Solar, LLC | JCP&L |  | Accepted | 2025-05-28 | 2025-06-23 | 2026-06-23 | Solar Panels | JINKO | JKM425N-54HL4-B (425W) |  | 0.425 | 5 | 184 | 22 |  | Fixed | Roof
NJADRE1559811137 | Administratively Determined Incentive Program | BRICK | 8724 | 9.78 | Residential | Behind the Meter | Yes | Big Wave Roofing and Solar, LLC | JCP&L |  | Accepted | 2025-05-28 | 2025-06-23 | 2026-06-23 | Inverters | Enphase | ENPHASE IQ8HC-72-M-DOM-US | 380 |  | 23 |  |  | 0.97 |  | Outdoor
NJADRE1559811137 | Administratively Determined Incentive Program | BRICK | 8724 | 9.78 | Residential | Behind the Meter | Yes | Big Wave Roofing and Solar, LLC | JCP&L |  | Accepted | 2025-05-28 | 2025-06-23 | 2026-06-23 | Solar Panels | JINKO | JKM425N-54HL4-B (425W) |  | 0.425 | 4 | 22 | 4 |  | Fixed | Roof
NJADRE1559811145 | Administratively Determined Incentive Program | Pine Hill | 8021 | 9.57 | Residential | Behind the Meter | Yes | SunnyMac, LLC | AC Electric |  | Accepted | 2025-05-28 | 2025-06-23 | 2026-06-23 | Solar Panels | HANWHA | Q.TRON BLK M-G2+ |  | 0.435 | 6 | 193 | 14 |  | Fixed | Roof
NJADRE1559811145 | Administratively Determined Incentive Program | Pine Hill | 8021 | 9.57 | Residential | Behind the Meter | Yes | SunnyMac, LLC | AC Electric |  | Accepted | 2025-05-28 | 2025-06-23 | 2026-06-23 | Inverters | SOLAREDGE HOME HUB | SE7600H-US | 7600 |  | 1 |  |  | 0.99 |  | Outdoor | next to meter
NJADRE1559811145 | Administratively Determined Incentive Program | Pine Hill | 8021 | 9.57 | Residential | Behind the Meter | Yes | SunnyMac, LLC | AC Electric |  | Accepted | 2025-05-28 | 2025-06-23 | 2026-06-23 | Solar Panels | HANWHA | Q.TRON BLK M-G2+ |  | 0.435 | 4 | 14 | 24 |  | Fixed | Roof
NJADRE1559811145 | Administratively Determined Incentive Program | Pine Hill | 8021 | 9.57 | Residential | Behind the Meter | Yes | SunnyMac, LLC | AC Electric |  | Accepted | 2025-05-28 | 2025-06-23 | 2026-06-23 | Solar Panels | HANWHA | Q.TRON BLK M-G2+ |  | 0.435 | 12 | 193 | 24 |  | Fixed | Roof
NJADRE1559811151 | Administratively Determined Incentive Program | Atco | 8004 | 13.77 | Residential | Behind the Meter | Yes | Freedom Forever New Jersey, LLC | AC Electric |  | Accepted | 2025-05-28 | 2025-07-07 | 2026-07-07 | Solar Panels | JA Solar | JAM54S31-405/MR |  | 0.405 | 2 | 101 | 22 |  | Fixed | Roof
NJADRE1559811151 | Administratively Determined Incentive Program | Atco | 8004 | 13.77 | Residential | Behind the Meter | Yes | Freedom Forever New Jersey, LLC | AC Electric |  | Accepted | 2025-05-28 | 2025-07-07 | 2026-07-07 | Inverters | Enphase | IQ8HC-72-M-DOM-US | 380 |  | 34 |  |  | 0.99 |  | Outside
NJADRE1559811151 | Administratively Determined Incentive Program | Atco | 8004 | 13.77 | Residential | Behind the Meter | Yes | Freedom Forever New Jersey, LLC | AC Electric |  | Accepted | 2025-05-28 | 2025-07-07 | 2026-07-07 | Solar Panels | JA Solar | JAM54S31-405/MR |  | 0.405 | 19 | 281 | 22 |  | Fixed | Roof
NJADRE1559811151 | Administratively Determined Incentive Program | Atco | 8004 | 13.77 | Residential | Behind the Meter | Yes | Freedom Forever New Jersey, LLC | AC Electric |  | Accepted | 2025-05-28 | 2025-07-07 | 2026-07-07 | Solar Panels | JA Solar | JAM54S31-405/MR |  | 0.405 | 13 | 101 | 22 |  | Fixed | Roof
NJADRE1559811159 | Administratively Determined Incentive Program | PORT MONMOUTH | 7758 | 8.51 | Residential | Behind the Meter | Yes | Sunrun Installation Services, Inc. | JCP&L |  | Accepted | 2025-05-28 | 2025-06-23 | 2026-06-23 | Solar Panels | JA SOLAR | JAM54S31-405/MR |  | 0.405 | 17 | 297 | 30 |  | Fixed | Roof
NJADRE1559811159 | Administratively Determined Incentive Program | PORT MONMOUTH | 7758 | 8.51 | Residential | Behind the Meter | Yes | Sunrun Installation Services, Inc. | JCP&L |  | Accepted | 2025-05-28 | 2025-06-23 | 2026-06-23 | Solar Panels | JA SOLAR | JAM54S31-405/MR |  | 0.405 | 4 | 117 | 27 |  | Fixed | Roof
NJADRE1559811159 | Administratively Determined Incentive Program | PORT MONMOUTH | 7758 | 8.51 | Residential | Behind the Meter | Yes | Sunrun Installation Services, Inc. | JCP&L |  | Accepted | 2025-05-28 | 2025-06-23 | 2026-06-23 | Inverters | SOLAREDGE TECHNOLOGIES | SE5700H-USMN | 5760 |  | 1 |  |  | 0.99 |  | Outdoor
NJADRE1559811203 | Administratively Determined Incentive Program | Livingston | 7039 | 18.48 | Residential | Behind the Meter | No | Public Service Solar, LLC | PSE&G |  | Accepted | 2025-05-28 | 2025-06-23 | 2026-06-23 | Solar Panels | Panasonic | EVPV420HK2 |  | 0.42 | 14 | 266 | 23 |  | Fixed | Roof
NJADRE1559811203 | Administratively Determined Incentive Program | Livingston | 7039 | 18.48 | Residential | Behind the Meter | No | Public Service Solar, LLC | PSE&G |  | Accepted | 2025-05-28 | 2025-06-23 | 2026-06-23 | Solar Panels | Panasonic | EVPV420HK2 |  | 0.42 | 30 | 266 | 23 |  | Fixed | Roof
NJADRE1559811203 | Administratively Determined Incentive Program | Livingston | 7039 | 18.48 | Residential | Behind the Meter | No | Public Service Solar, LLC | PSE&G |  | Accepted | 2025-05-28 | 2025-06-23 | 2026-06-23 | Inverters | Enphase | iQ8HC-72-M-US | 380 |  | 44 |  |  | 0.96 |  | Outdoor | Under Panels
NJADRE1559811363 | Administratively Determined Incentive Program | Wrightstown | 8562 | 18 | Residential | Behind the Meter | No | Solar Energy World | JCP&L |  | Accepted | 2025-05-28 | 2025-06-23 | 2026-06-23 | Inverters | SolarEdge | SE7600H-USRGM | 7600 |  | 2 |  |  | 0.99 |  | Outside
NJADRE1559811363 | Administratively Determined Incentive Program | Wrightstown | 8562 | 18 | Residential | Behind the Meter | No | Solar Energy World | JCP&L |  | Accepted | 2025-05-28 | 2025-06-23 | 2026-06-23 | Solar Panels | LONGi | LR5-54HABB-400M |  | 0.4 | 45 | 180 | 25 |  | Fixed | Roof
NJADRE1559811365 | Administratively Determined Incentive Program | Manville | 8835 | 5.74 | Residential | Behind the Meter | Yes | Pro Custom Solar dba Momentum Solar | PSE&G |  | Accepted | 2025-05-28 | 2025-06-23 | 2026-06-23 | Solar Panels | Hanwha | Q.PEAK DUO BLK ML-G10+ 410 |  | 0.41 | 7 | 128 | 34 |  | Fixed | Roof
NJADRE1559811365 | Administratively Determined Incentive Program | Manville | 8835 | 5.74 | Residential | Behind the Meter | Yes | Pro Custom Solar dba Momentum Solar | PSE&G |  | Accepted | 2025-05-28 | 2025-06-23 | 2026-06-23 | Inverters | Enphase | IQ8HC-72-M-DOM-US | 380 |  | 14 |  |  | 0.97 |  | Outdoor
NJADRE1559811365 | Administratively Determined Incentive Program | Manville | 8835 | 5.74 | Residential | Behind the Meter | Yes | Pro Custom Solar dba Momentum Solar | PSE&G |  | Accepted | 2025-05-28 | 2025-06-23 | 2026-06-23 | Solar Panels | Hanwha | Q.PEAK DUO BLK ML-G10+ 410 |  | 0.41 | 7 | 219 | 34 |  | Fixed | Roof
NJADRE1559811378 | Administratively Determined Incentive Program | Clementon | 8021 | 22.19 | Residential | Behind the Meter | Yes | SunnyMac, LLC | AC Electric |  | Accepted | 2025-05-28 | 2025-06-24 | 2026-06-24 | Solar Panels | HANWHA | QTRON BLK M-G2+ |  | 0.435 | 45 | 115 | 27 |  | Fixed | Roof
NJADRE1559811378 | Administratively Determined Incentive Program | Clementon | 8021 | 22.19 | Residential | Behind the Meter | Yes | SunnyMac, LLC | AC Electric |  | Accepted | 2025-05-28 | 2025-06-24 | 2026-06-24 | Solar Panels | HANWHA | QTRON BLK M-G2+ |  | 0.435 | 6 | 295 | 26 |  | Fixed | Roof
NJADRE1559811378 | Administratively Determined Incentive Program | Clementon | 8021 | 22.19 | Residential | Behind the Meter | Yes | SunnyMac, LLC | AC Electric |  | Accepted | 2025-05-28 | 2025-06-24 | 2026-06-24 | Inverters | SOLAREDGE HOME HUB | SE10000H-US | 10000 |  | 1 |  |  | 0.99 |  | Outdoor | next to meter
NJADRE1559811378 | Administratively Determined Incentive Program | Clementon | 8021 | 22.19 | Residential | Behind the Meter | Yes | SunnyMac, LLC | AC Electric |  | Accepted | 2025-05-28 | 2025-06-24 | 2026-06-24 | Inverters | SOLAREDGE HOME HUB | SE5700H-US | 5760 |  | 1 |  |  | 0.99 |  | Outdoor | next to meter
NJADRE1559811623 | Administratively Determined Incentive Program | Glen Gardner | 8826 | 17.22 | Residential | Behind the Meter | Yes | Trinity Solar, LLC | JCP&L |  | Accepted | 2025-05-28 | 2025-06-23 | 2026-06-23 | Inverters | Solar Edge | USE10000H-US | 10000 |  | 1 |  |  | 0.97 |  | Outside
NJADRE1559811623 | Administratively Determined Incentive Program | Glen Gardner | 8826 | 17.22 | Residential | Behind the Meter | Yes | Trinity Solar, LLC | JCP&L |  | Accepted | 2025-05-28 | 2025-06-23 | 2026-06-23 | Inverters | Solar Edge | USE3800H-US | 3800 |  | 1 |  |  | 0.97 |  | Outside
NJADRE1559811623 | Administratively Determined Incentive Program | Glen Gardner | 8826 | 17.22 | Residential | Behind the Meter | Yes | Trinity Solar, LLC | JCP&L |  | Accepted | 2025-05-28 | 2025-06-23 | 2026-06-23 | Solar Panels | Hanwha | Q.PEAK DUO BLK ML-G10+ 410 |  | 0.41 | 6 | 275 | 33 |  | Fixed | Roof
NJADRE1559811623 | Administratively Determined Incentive Program | Glen Gardner | 8826 | 17.22 | Residential | Behind the Meter | Yes | Trinity Solar, LLC | JCP&L |  | Accepted | 2025-05-28 | 2025-06-23 | 2026-06-23 | Solar Panels | Hanwha | Q.PEAK DUO BLK ML-G10+ 410 |  | 0.41 | 9 | 95 | 33 |  | Fixed | Roof
NJADRE1559811623 | Administratively Determined Incentive Program | Glen Gardner | 8826 | 17.22 | Residential | Behind the Meter | Yes | Trinity Solar, LLC | JCP&L |  | Accepted | 2025-05-28 | 2025-06-23 | 2026-06-23 | Solar Panels | Hanwha | Q.PEAK DUO BLK ML-G10+ 410 |  | 0.41 | 15 | 95 | 33 |  | Fixed | Roof
NJADRE1559811623 | Administratively Determined Incentive Program | Glen Gardner | 8826 | 17.22 | Residential | Behind the Meter | Yes | Trinity Solar, LLC | JCP&L |  | Accepted | 2025-05-28 | 2025-06-23 | 2026-06-23 | Solar Panels | Hanwha | Q.PEAK DUO BLK ML-G10+ 410 |  | 0.41 | 3 | 95 | 33 |  | Fixed | Roof
NJADRE1559811623 | Administratively Determined Incentive Program | Glen Gardner | 8826 | 17.22 | Residential | Behind the Meter | Yes | Trinity Solar, LLC | JCP&L |  | Accepted | 2025-05-28 | 2025-06-23 | 2026-06-23 | Solar Panels | Hanwha | Q.PEAK DUO BLK ML-G10+ 410 |  | 0.41 | 9 | 275 | 33 |  | Fixed | Roof
NJADRE1559811637 | Administratively Determined Incentive Program | Woodbridge Twp | 8830 | 11.75 | Residential | Behind the Meter | Yes | Freedom Forever New Jersey, LLC | PSE&G |  | Accepted | 2025-05-28 | 2025-06-23 | 2026-06-23 | Solar Panels | JA Solar | JAM54S31-405/MR |  | 0.405 | 8 | 225 | 34 |  | Fixed | Roof
NJADRE1559811637 | Administratively Determined Incentive Program | Woodbridge Twp | 8830 | 11.75 | Residential | Behind the Meter | Yes | Freedom Forever New Jersey, LLC | PSE&G |  | Accepted | 2025-05-28 | 2025-06-23 | 2026-06-23 | Solar Panels | JA Solar | JAM54S31-405/MR |  | 0.405 | 14 | 135 | 45 |  | Fixed | Roof
NJADRE1559811637 | Administratively Determined Incentive Program | Woodbridge Twp | 8830 | 11.75 | Residential | Behind the Meter | Yes | Freedom Forever New Jersey, LLC | PSE&G |  | Accepted | 2025-05-28 | 2025-06-23 | 2026-06-23 | Inverters | Solar Edge | USE10000H-USMNBL75 | 10000 |  | 1 |  |  | 0.99 |  | Outside
NJADRE1559811637 | Administratively Determined Incentive Program | Woodbridge Twp | 8830 | 11.75 | Residential | Behind the Meter | Yes | Freedom Forever New Jersey, LLC | PSE&G |  | Accepted | 2025-05-28 | 2025-06-23 | 2026-06-23 | Solar Panels | JA Solar | JAM54S31-405/MR |  | 0.405 | 7 | 45 | 34 |  | Fixed | Roof
NJADRE1559811652 | Administratively Determined Incentive Program | Cape May Court House | 8210 | 8.2 | Residential | Behind the Meter | Yes | Trinity Solar, LLC | AC Electric |  | Accepted | 2025-05-28 | 2025-06-23 | 2026-06-23 | Inverters | Solar Edge | USE7600H-USMNBL75 | 7600 |  | 1 |  |  | 0.97 |  | Outdoor
NJADRE1559811652 | Administratively Determined Incentive Program | Cape May Court House | 8210 | 8.2 | Residential | Behind the Meter | Yes | Trinity Solar, LLC | AC Electric |  | Accepted | 2025-05-28 | 2025-06-23 | 2026-06-23 | Solar Panels | HANWHA | (Q.PEAK DUO BLK ML-G10+ 410) |  | 0.41 | 20 | 180 | 30 |  | Fixed | Ground
NJADRE1559811662 | Administratively Determined Incentive Program | Pennsauken | 8109 | 13.76 | Residential | Behind the Meter | Yes | PosiGen Developer, LLC | PSE&G |  | Accepted | 2025-05-28 | 2025-06-23 | 2026-06-23 | Solar Panels | JINKO EAGLE | G6RJKM430N-54HL4-B |  | 0.43 | 8 | 55 | 27 |  | Fixed | Roof
NJADRE1559811662 | Administratively Determined Incentive Program | Pennsauken | 8109 | 13.76 | Residential | Behind the Meter | Yes | PosiGen Developer, LLC | PSE&G |  | Accepted | 2025-05-28 | 2025-06-23 | 2026-06-23 | Solar Panels | JINKO EAGLE | G6RJKM430N-54HL4-B |  | 0.43 | 8 | 234 | 27 |  | Fixed | Roof
NJADRE1559811662 | Administratively Determined Incentive Program | Pennsauken | 8109 | 13.76 | Residential | Behind the Meter | Yes | PosiGen Developer, LLC | PSE&G |  | Accepted | 2025-05-28 | 2025-06-23 | 2026-06-23 | Inverters | SOLAREDGE | SE7600H-US | 7600 |  | 1 |  |  | 0.99 |  | Outside | Within ten feet of meter
NJADRE1559811662 | Administratively Determined Incentive Program | Pennsauken | 8109 | 13.76 | Residential | Behind the Meter | Yes | PosiGen Developer, LLC | PSE&G |  | Accepted | 2025-05-28 | 2025-06-23 | 2026-06-23 | Inverters | SOLAREDGE | SE7600H-US | 7600 |  | 1 |  |  | 0.99 |  | Outside | Within ten feet of meter
NJADRE1559811662 | Administratively Determined Incentive Program | Pennsauken | 8109 | 13.76 | Residential | Behind the Meter | Yes | PosiGen Developer, LLC | PSE&G |  | Accepted | 2025-05-28 | 2025-06-23 | 2026-06-23 | Solar Panels | JINKO EAGLE | G6RJKM430N-54HL4-B |  | 0.43 | 7 | 234 | 23 |  | Fixed | Roof
NJADRE1559811662 | Administratively Determined Incentive Program | Pennsauken | 8109 | 13.76 | Residential | Behind the Meter | Yes | PosiGen Developer, LLC | PSE&G |  | Accepted | 2025-05-28 | 2025-06-23 | 2026-06-23 | Solar Panels | JINKO EAGLE | G6RJKM430N-54HL4-B |  | 0.43 | 9 | 144 | 34 |  | Fixed | Roof
NJADRE1559811684 | Administratively Determined Incentive Program | Clifton | 7013 | 7.79 | Residential | Behind the Meter | Yes | Sunrun Installation Services, Inc. | PSE&G |  | Accepted | 2025-05-28 | 2025-06-23 | 2026-06-23 | Solar Panels | Hanwha Q-Cells | Q.PEAK DUO BLK ML-G10+ 410 DCA (MD06G100A-017) |  | 0.41 | 4 | 42 | 24 |  | Fixed | Roof
NJADRE1559811684 | Administratively Determined Incentive Program | Clifton | 7013 | 7.79 | Residential | Behind the Meter | Yes | Sunrun Installation Services, Inc. | PSE&G |  | Accepted | 2025-05-28 | 2025-06-23 | 2026-06-23 | Solar Panels | Hanwha Q-Cells | Q.PEAK DUO BLK ML-G10+ 410 DCA (MD06G100A-017) |  | 0.41 | 5 | 132 | 36 |  | Fixed | Roof
NJADRE1559811684 | Administratively Determined Incentive Program | Clifton | 7013 | 7.79 | Residential | Behind the Meter | Yes | Sunrun Installation Services, Inc. | PSE&G |  | Accepted | 2025-05-28 | 2025-06-23 | 2026-06-23 | Solar Panels | Hanwha Q-Cells | Q.PEAK DUO BLK ML-G10+ 410 DCA (MD06G100A-017) |  | 0.41 | 10 | 222 | 26 |  | Fixed | Roof
NJADRE1559811684 | Administratively Determined Incentive Program | Clifton | 7013 | 7.79 | Residential | Behind the Meter | Yes | Sunrun Installation Services, Inc. | PSE&G |  | Accepted | 2025-05-28 | 2025-06-23 | 2026-06-23 | Electric Storage Battery | TESLA | Powerwall 3 1707000-xx-y |  |  | 2 |  |  |  | Lithium Ion |  | OUTSIDE
NJADRE1559811684 | Administratively Determined Incentive Program | Clifton | 7013 | 7.79 | Residential | Behind the Meter | Yes | Sunrun Installation Services, Inc. | PSE&G |  | Accepted | 2025-05-28 | 2025-06-23 | 2026-06-23 | Inverters | TESLA | Powerwall 3 1707000-xx-y | 23000 |  | 2 |  |  | 0.97 |  | Outdoor | Next to meter
NJADRE1559811690 | Administratively Determined Incentive Program | Egg Harbor Township | 8234 | 12.15 | Residential | Behind the Meter | Yes | Sunrun Installation Services, Inc. | AC Electric |  | Accepted | 2025-05-28 | 2025-06-23 | 2026-06-23 | Inverters | SolarEdge Technologies | SE10000H-USMN | 10000 |  | 1 |  |  | 0.99 |  | Outdoor
NJADRE1559811690 | Administratively Determined Incentive Program | Egg Harbor Township | 8234 | 12.15 | Residential | Behind the Meter | Yes | Sunrun Installation Services, Inc. | AC Electric |  | Accepted | 2025-05-28 | 2025-06-23 | 2026-06-23 | Solar Panels | JA Solar | JAM54S31-405/MR |  | 0.405 | 10 | 0 | 32 |  | Fixed | Roof
NJADRE1559811690 | Administratively Determined Incentive Program | Egg Harbor Township | 8234 | 12.15 | Residential | Behind the Meter | Yes | Sunrun Installation Services, Inc. | AC Electric |  | Accepted | 2025-05-28 | 2025-06-23 | 2026-06-23 | Solar Panels | JA Solar | JAM54S31-405/MR |  | 0.405 | 20 | 179 | 27 |  | Fixed | Roof
NJADRE1559811700 | Administratively Determined Incentive Program | Basking Ridge | 7920 | 26.535 | Residential | Behind the Meter | No | Solar Energy World | JCP&L |  | Accepted | 2025-05-28 | 2025-06-23 | 2026-06-23 | Solar Panels | Hanwha | Q.TRON BLK M-G2+ 435W |  | 0.435 | 3 | 272 | 36 |  | Fixed | Roof
NJADRE1559811700 | Administratively Determined Incentive Program | Basking Ridge | 7920 | 26.535 | Residential | Behind the Meter | No | Solar Energy World | JCP&L |  | Accepted | 2025-05-28 | 2025-06-23 | 2026-06-23 | Solar Panels | Hanwha | Q.TRON BLK M-G2+ 435W |  | 0.435 | 9 | 272 | 37 |  | Fixed | Roof
NJADRE1559811700 | Administratively Determined Incentive Program | Basking Ridge | 7920 | 26.535 | Residential | Behind the Meter | No | Solar Energy World | JCP&L |  | Accepted | 2025-05-28 | 2025-06-23 | 2026-06-23 | Inverters | Enphase | IQ8MC-72-M-US | 320 |  | 61 |  |  | 0.97 |  | Outside
NJADRE1559811700 | Administratively Determined Incentive Program | Basking Ridge | 7920 | 26.535 | Residential | Behind the Meter | No | Solar Energy World | JCP&L |  | Accepted | 2025-05-28 | 2025-06-23 | 2026-06-23 | Solar Panels | Hanwha | Q.TRON BLK M-G2+ 435W |  | 0.435 | 11 | 183 | 37 |  | Fixed | Roof
NJADRE1559811700 | Administratively Determined Incentive Program | Basking Ridge | 7920 | 26.535 | Residential | Behind the Meter | No | Solar Energy World | JCP&L |  | Accepted | 2025-05-28 | 2025-06-23 | 2026-06-23 | Solar Panels | Hanwha | Q.TRON BLK M-G2+ 435W |  | 0.435 | 3 | 272 | 36 |  | Fixed | Roof
NJADRE1559811700 | Administratively Determined Incentive Program | Basking Ridge | 7920 | 26.535 | Residential | Behind the Meter | No | Solar Energy World | JCP&L |  | Accepted | 2025-05-28 | 2025-06-23 | 2026-06-23 | Solar Panels | Hanwha | Q.TRON BLK M-G2+ 435W |  | 0.435 | 8 | 272 | 37 |  | Fixed | Roof
NJADRE1559811700 | Administratively Determined Incentive Program | Basking Ridge | 7920 | 26.535 | Residential | Behind the Meter | No | Solar Energy World | JCP&L |  | Accepted | 2025-05-28 | 2025-06-23 | 2026-06-23 | Solar Panels | Hanwha | Q.TRON BLK M-G2+ 435W |  | 0.435 | 14 | 183 | 36 |  | Fixed | Roof
NJADRE1559811700 | Administratively Determined Incentive Program | Basking Ridge | 7920 | 26.535 | Residential | Behind the Meter | No | Solar Energy World | JCP&L |  | Accepted | 2025-05-28 | 2025-06-23 | 2026-06-23 | Solar Panels | Hanwha | Q.TRON BLK M-G2+ 435W |  | 0.435 | 8 | 92 | 36 |  | Fixed | Roof
NJADRE1559811700 | Administratively Determined Incentive Program | Basking Ridge | 7920 | 26.535 | Residential | Behind the Meter | No | Solar Energy World | JCP&L |  | Accepted | 2025-05-28 | 2025-06-23 | 2026-06-23 | Solar Panels | Hanwha | Q.TRON BLK M-G2+ 435W |  | 0.435 | 5 | 93 | 38 |  | Fixed | Roof
NJADRE1559811729 | Administratively Determined Incentive Program | Lake Hiawatha | 7034 | 10.25 | Residential | Behind the Meter | Yes | Bright Ops, Inc. | JCP&L |  | Accepted | 2025-05-28 | 2025-06-23 | 2026-06-23 | Solar Panels | Hanwha Q-Cells | Q.PEAK DUO BLK ML-G10+ 410 |  | 0.41 | 2 | 178 | 40 |  | Fixed | Roof
NJADRE1559811729 | Administratively Determined Incentive Program | Lake Hiawatha | 7034 | 10.25 | Residential | Behind the Meter | Yes | Bright Ops, Inc. | JCP&L |  | Accepted | 2025-05-28 | 2025-06-23 | 2026-06-23 | Solar Panels | Hanwha Q-Cells | Q.PEAK DUO BLK ML-G10+ 410 |  | 0.41 | 8 | 89 | 40 |  | Fixed | Roof
NJADRE1559811729 | Administratively Determined Incentive Program | Lake Hiawatha | 7034 | 10.25 | Residential | Behind the Meter | Yes | Bright Ops, Inc. | JCP&L |  | Accepted | 2025-05-28 | 2025-06-23 | 2026-06-23 | Inverters | SolarEdge Technologies | SE7600H - USSN | 7600 |  | 1 |  |  | 0.98 |  | Outdoor | Outside
NJADRE1559811729 | Administratively Determined Incentive Program | Lake Hiawatha | 7034 | 10.25 | Residential | Behind the Meter | Yes | Bright Ops, Inc. | JCP&L |  | Accepted | 2025-05-28 | 2025-06-23 | 2026-06-23 | Solar Panels | Hanwha Q-Cells | Q.PEAK DUO BLK ML-G10+ 410 |  | 0.41 | 8 | 359 | 5 |  | Fixed | Roof
NJADRE1559811729 | Administratively Determined Incentive Program | Lake Hiawatha | 7034 | 10.25 | Residential | Behind the Meter | Yes | Bright Ops, Inc. | JCP&L |  | Accepted | 2025-05-28 | 2025-06-23 | 2026-06-23 | Solar Panels | Hanwha Q-Cells | Q.PEAK DUO BLK ML-G10+ 410 |  | 0.41 | 7 | 268 | 40 |  | Fixed | Roof
NJADRE1559811739 | Administratively Determined Incentive Program | Sayreville | 8872 | 13.77 | Residential | Behind the Meter | Yes | Freedom Forever New Jersey, LLC | JCP&L |  | Accepted | 2025-05-28 | 2025-06-26 | 2026-06-26 | Solar Panels | JA Solar | JAM54S31-405/MR |  | 0.405 | 22 | 274 | 33 |  | Fixed | Roof
NJADRE1559811739 | Administratively Determined Incentive Program | Sayreville | 8872 | 13.77 | Residential | Behind the Meter | Yes | Freedom Forever New Jersey, LLC | JCP&L |  | Accepted | 2025-05-28 | 2025-06-26 | 2026-06-26 | Inverters | Solar Edge | USE10000H-USMNBL75) | 10000 |  | 1 |  |  | 0.99 |  | Outside
NJADRE1559811739 | Administratively Determined Incentive Program | Sayreville | 8872 | 13.77 | Residential | Behind the Meter | Yes | Freedom Forever New Jersey, LLC | JCP&L |  | Accepted | 2025-05-28 | 2025-06-26 | 2026-06-26 | Solar Panels | JA Solar | JAM54S31-405/MR |  | 0.405 | 12 | 274 | 33 |  | Fixed | Roof
NJADRE1559811743 | Administratively Determined Incentive Program | Ringoes | 8551 | 17.22 | Residential | Behind the Meter | No | NJ Solar Power, LLC | JCP&L |  | Accepted | 2025-05-28 | 2025-06-23 | 2026-06-23 | Solar Panels | REC | Rec 420 AA Pure 2 |  | 0.42 | 9 | 244 | 39 |  | Fixed | Roof | Roof 1
NJADRE1559811743 | Administratively Determined Incentive Program | Ringoes | 8551 | 17.22 | Residential | Behind the Meter | No | NJ Solar Power, LLC | JCP&L |  | Accepted | 2025-05-28 | 2025-06-23 | 2026-06-23 | Solar Panels | REC | Rec 420 AA Pure 2 |  | 0.42 | 5 | 154 | 45 |  | Fixed | Pole | Roof 2
NJADRE1559811743 | Administratively Determined Incentive Program | Ringoes | 8551 | 17.22 | Residential | Behind the Meter | No | NJ Solar Power, LLC | JCP&L |  | Accepted | 2025-05-28 | 2025-06-23 | 2026-06-23 | Solar Panels | REC | Rec 420 AA Pure 2 |  | 0.42 | 18 | 244 | 40 |  | Fixed | Roof | Roof 3
NJADRE1559811743 | Administratively Determined Incentive Program | Ringoes | 8551 | 17.22 | Residential | Behind the Meter | No | NJ Solar Power, LLC | JCP&L |  | Accepted | 2025-05-28 | 2025-06-23 | 2026-06-23 | Inverters | Enphase | IQ8H-240-72-2-US | 15580 |  | 41 |  |  | 0.976 |  | Outside | attached to bottom of each panel on roof.
NJADRE1559811743 | Administratively Determined Incentive Program | Ringoes | 8551 | 17.22 | Residential | Behind the Meter | No | NJ Solar Power, LLC | JCP&L |  | Accepted | 2025-05-28 | 2025-06-23 | 2026-06-23 | Solar Panels | REC | Rec 420 AA Pure 2 |  | 0.42 | 9 | 154 | 45 |  | Fixed | Roof | Roof 4
NJADRE1559811765 | Administratively Determined Incentive Program | Neptune | 7753 | 6.8 | Residential | Behind the Meter | Yes | Solar Mite Solutions, LLC | JCP&L |  | Accepted | 2025-05-28 | 2025-06-23 | 2026-06-23 | Solar Panels | Jinko | JKM425N |  | 0.425 | 3 | 191 | 25 |  | Fixed | Roof
NJADRE1559811765 | Administratively Determined Incentive Program | Neptune | 7753 | 6.8 | Residential | Behind the Meter | Yes | Solar Mite Solutions, LLC | JCP&L |  | Accepted | 2025-05-28 | 2025-06-23 | 2026-06-23 | Inverters | Enphase | IQ8HC-72-M-DOM-US | 380 |  | 16 |  |  | 0.97 |  | Outside
NJADRE1559811765 | Administratively Determined Incentive Program | Neptune | 7753 | 6.8 | Residential | Behind the Meter | Yes | Solar Mite Solutions, LLC | JCP&L |  | Accepted | 2025-05-28 | 2025-06-23 | 2026-06-23 | Solar Panels | Jinko | JKM425N |  | 0.425 | 8 | 191 | 25 |  | Fixed | Roof
NJADRE1559811765 | Administratively Determined Incentive Program | Neptune | 7753 | 6.8 | Residential | Behind the Meter | Yes | Solar Mite Solutions, LLC | JCP&L |  | Accepted | 2025-05-28 | 2025-06-23 | 2026-06-23 | Solar Panels | Jinko | JKM425N |  | 0.425 | 2 | 11 | 25 |  | Fixed | Roof
NJADRE1559811765 | Administratively Determined Incentive Program | Neptune | 7753 | 6.8 | Residential | Behind the Meter | Yes | Solar Mite Solutions, LLC | JCP&L |  | Accepted | 2025-05-28 | 2025-06-23 | 2026-06-23 | Solar Panels | Jinko | JKM425N |  | 0.425 | 3 | 11 | 25 |  | Fixed | Roof
NJADRE1559811770 | Administratively Determined Incentive Program | TRENTON | 8610 | 5.59 | Residential | Behind the Meter | Yes | Pro Custom Solar dba Momentum Solar | PSE&G |  | Accepted | 2025-05-28 | 2025-07-08 | 2026-07-08 | Solar Panels | HANWHA | Q.TRON BLK M-G2+430 |  | 0.43 | 5 | 227 | 30 |  | Fixed | Roof
NJADRE1559811770 | Administratively Determined Incentive Program | TRENTON | 8610 | 5.59 | Residential | Behind the Meter | Yes | Pro Custom Solar dba Momentum Solar | PSE&G |  | Accepted | 2025-05-28 | 2025-07-08 | 2026-07-08 | Solar Panels | HANWHA | Q.TRON BLK M-G2+430 |  | 0.43 | 2 | 227 | 14 |  | Fixed | Roof
NJADRE1559811770 | Administratively Determined Incentive Program | TRENTON | 8610 | 5.59 | Residential | Behind the Meter | Yes | Pro Custom Solar dba Momentum Solar | PSE&G |  | Accepted | 2025-05-28 | 2025-07-08 | 2026-07-08 | Solar Panels | HANWHA | Q.TRON BLK M-G2+430 |  | 0.43 | 3 | 226 | 23 |  | Fixed | Roof
NJADRE1559811770 | Administratively Determined Incentive Program | TRENTON | 8610 | 5.59 | Residential | Behind the Meter | Yes | Pro Custom Solar dba Momentum Solar | PSE&G |  | Accepted | 2025-05-28 | 2025-07-08 | 2026-07-08 | Inverters | ENPHASE | IQ8HC-72-M-DOM-US | 380 |  | 13 |  |  | 0.97 |  | Outdoor
NJADRE1559811770 | Administratively Determined Incentive Program | TRENTON | 8610 | 5.59 | Residential | Behind the Meter | Yes | Pro Custom Solar dba Momentum Solar | PSE&G |  | Accepted | 2025-05-28 | 2025-07-08 | 2026-07-08 | Solar Panels | HANWHA | Q.TRON BLK M-G2+430 |  | 0.43 | 3 | 227 | 17 |  | Fixed | Roof
NJADRE1559811838 | Administratively Determined Incentive Program | Cherry Hill | 8003 | 6.96 | Residential | Behind the Meter | Yes | Venture Home Solar, LLC | PSE&G |  | Accepted | 2025-05-28 | 2025-06-25 | 2026-06-25 | Inverters | EnPhase | IQ8HC-72-M-DOM-US (240V) | 366 |  | 16 |  |  | 0.98361 |  | Outside
NJADRE1559811838 | Administratively Determined Incentive Program | Cherry Hill | 8003 | 6.96 | Residential | Behind the Meter | Yes | Venture Home Solar, LLC | PSE&G |  | Accepted | 2025-05-28 | 2025-06-25 | 2026-06-25 | Solar Panels | Hanwha | Q.TRON BLK M-G2+ 435 |  | 0.435 | 16 | 208 | 21 |  | Fixed | Roof
NJADRE1559811845 | Administratively Determined Incentive Program | Hillsborough | 8844 | 16.8 | Residential | Behind the Meter | No | Public Service Solar, LLC | PSE&G |  | Accepted | 2025-05-28 | 2025-06-23 | 2026-06-23 | Solar Panels | Panasonic | EVPV420HK2 |  | 0.42 | 10 | 127 | 45 |  | Fixed | Roof
NJADRE1559811845 | Administratively Determined Incentive Program | Hillsborough | 8844 | 16.8 | Residential | Behind the Meter | No | Public Service Solar, LLC | PSE&G |  | Accepted | 2025-05-28 | 2025-06-23 | 2026-06-23 | Solar Panels | Panasonic | EVPV420HK2 |  | 0.42 | 7 | 127 | 40 |  | Fixed | Roof
NJADRE1559811845 | Administratively Determined Incentive Program | Hillsborough | 8844 | 16.8 | Residential | Behind the Meter | No | Public Service Solar, LLC | PSE&G |  | Accepted | 2025-05-28 | 2025-06-23 | 2026-06-23 | Solar Panels | Panasonic | EVPV420HK2 |  | 0.42 | 3 | 127 | 40 |  | Fixed | Roof
NJADRE1559811845 | Administratively Determined Incentive Program | Hillsborough | 8844 | 16.8 | Residential | Behind the Meter | No | Public Service Solar, LLC | PSE&G |  | Accepted | 2025-05-28 | 2025-06-23 | 2026-06-23 | Solar Panels | Panasonic | EVPV420HK2 |  | 0.42 | 20 | 217 | 34 |  | Fixed | Roof
NJADRE1559811845 | Administratively Determined Incentive Program | Hillsborough | 8844 | 16.8 | Residential | Behind the Meter | No | Public Service Solar, LLC | PSE&G |  | Accepted | 2025-05-28 | 2025-06-23 | 2026-06-23 | Inverters | Enphase | iQ8HC-72-M-US | 380 |  | 40 |  |  | 0.96 |  | Outdoor | Under Panels
NJADRE1559811864 | Administratively Determined Incentive Program | Fair Lawn | 7410 | 11.62 | Residential | Behind the Meter | No | Venture Home Solar, LLC | PSE&G |  | Accepted | 2025-05-28 | 2025-06-24 | 2026-06-24 | Solar Panels | Hanwha | Q.PEAK DUO BLK ML-G10+ 415W |  | 0.415 | 6 | 340 | 29 |  | Fixed | Roof
NJADRE1559811864 | Administratively Determined Incentive Program | Fair Lawn | 7410 | 11.62 | Residential | Behind the Meter | No | Venture Home Solar, LLC | PSE&G |  | Accepted | 2025-05-28 | 2025-06-24 | 2026-06-24 | Inverters | EnPhase | IQ8MC-72-M-US (240V) | 330 |  | 28 |  |  | 0.9697 |  | Outside
NJADRE1559811864 | Administratively Determined Incentive Program | Fair Lawn | 7410 | 11.62 | Residential | Behind the Meter | No | Venture Home Solar, LLC | PSE&G |  | Accepted | 2025-05-28 | 2025-06-24 | 2026-06-24 | Solar Panels | Hanwha | Q.PEAK DUO BLK ML-G10+ 415W |  | 0.415 | 8 | 160 | 29 |  | Fixed | Roof
NJADRE1559811864 | Administratively Determined Incentive Program | Fair Lawn | 7410 | 11.62 | Residential | Behind the Meter | No | Venture Home Solar, LLC | PSE&G |  | Accepted | 2025-05-28 | 2025-06-24 | 2026-06-24 | Solar Panels | Hanwha | Q.PEAK DUO BLK ML-G10+ 415W |  | 0.415 | 3 | 250 | 28 |  | Fixed | Roof
NJADRE1559811864 | Administratively Determined Incentive Program | Fair Lawn | 7410 | 11.62 | Residential | Behind the Meter | No | Venture Home Solar, LLC | PSE&G |  | Accepted | 2025-05-28 | 2025-06-24 | 2026-06-24 | Solar Panels | Hanwha | Q.PEAK DUO BLK ML-G10+ 415W |  | 0.415 | 2 | 70 | 28 |  | Fixed | Roof
NJADRE1559811864 | Administratively Determined Incentive Program | Fair Lawn | 7410 | 11.62 | Residential | Behind the Meter | No | Venture Home Solar, LLC | PSE&G |  | Accepted | 2025-05-28 | 2025-06-24 | 2026-06-24 | Solar Panels | Hanwha | Q.PEAK DUO BLK ML-G10+ 415W |  | 0.415 | 9 | 160 | 18 |  | Fixed | Roof
NJADRE1559812242 | Administratively Determined Incentive Program | Prospect Park | 7508 | 7.38 | Residential | Behind the Meter | Yes | Bright Ops, Inc. | PSE&G |  | Accepted | 2025-05-28 | 2025-06-23 | 2026-06-23 | Inverters | SolarEdge Technologies | SE5700H - USMN | 5700 |  | 1 |  |  | 0.98 |  | Outdoor | Outside
NJADRE1559812242 | Administratively Determined Incentive Program | Prospect Park | 7508 | 7.38 | Residential | Behind the Meter | Yes | Bright Ops, Inc. | PSE&G |  | Accepted | 2025-05-28 | 2025-06-23 | 2026-06-23 | Solar Panels | Hanwha Q-Cells | Q.PEAK DUO BLK ML-G10+ 410 |  | 0.41 | 2 | 247 | 40 |  | Fixed | Roof
NJADRE1559812242 | Administratively Determined Incentive Program | Prospect Park | 7508 | 7.38 | Residential | Behind the Meter | Yes | Bright Ops, Inc. | PSE&G |  | Accepted | 2025-05-28 | 2025-06-23 | 2026-06-23 | Solar Panels | Hanwha Q-Cells | Q.PEAK DUO BLK ML-G10+ 410 |  | 0.41 | 7 | 247 | 17 |  | Fixed | Roof
NJADRE1559812242 | Administratively Determined Incentive Program | Prospect Park | 7508 | 7.38 | Residential | Behind the Meter | Yes | Bright Ops, Inc. | PSE&G |  | Accepted | 2025-05-28 | 2025-06-23 | 2026-06-23 | Solar Panels | Hanwha Q-Cells | Q.PEAK DUO BLK ML-G10+ 410 |  | 0.41 | 4 | 72 | 18 |  | Fixed | Roof
NJADRE1559812242 | Administratively Determined Incentive Program | Prospect Park | 7508 | 7.38 | Residential | Behind the Meter | Yes | Bright Ops, Inc. | PSE&G |  | Accepted | 2025-05-28 | 2025-06-23 | 2026-06-23 | Solar Panels | Hanwha Q-Cells | Q.PEAK DUO BLK ML-G10+ 410 |  | 0.41 | 5 | 72 | 40 |  | Fixed | Roof
NJADRE1559812304 | Administratively Determined Incentive Program | Pemberton | 8068 | 157.7 | Commercial | Behind the Meter | Yes | Absolute Enery Corp | JCP&L |  | Accepted | 2025-05-28 | 2025-07-18 | 2026-07-18 | Solar Panels | Trina Solar | TSM-415NE09RC.05 |  | 0.415 | 380 | 100 | 5 |  | Fixed | Roof | Canopy
NJADRE1559812304 | Administratively Determined Incentive Program | Pemberton | 8068 | 157.7 | Commercial | Behind the Meter | Yes | Absolute Enery Corp | JCP&L |  | Accepted | 2025-05-28 | 2025-07-18 | 2026-07-18 | Inverters | SAM America | Sunnyboy SB6k-us | 6000 |  | 26 |  |  | 0.98 |  | Outside | outdoor
NJADRE1559813238 | Administratively Determined Incentive Program | MIDDLE TOWNSHIP | 8210 | 19.55 | Residential | Behind the Meter | Yes | RCL Enterprises, Inc. | AC Electric |  | Accepted | 2025-05-29 | 2025-06-23 | 2026-06-23 | Solar Panels | Jinko | JKM425N |  | 0.425 | 24 | 182 | 18 |  | Fixed | Roof
NJADRE1559813238 | Administratively Determined Incentive Program | MIDDLE TOWNSHIP | 8210 | 19.55 | Residential | Behind the Meter | Yes | RCL Enterprises, Inc. | AC Electric |  | Accepted | 2025-05-29 | 2025-06-23 | 2026-06-23 | Inverters | Enphase | IQ8HC | 380 |  | 46 |  |  | 0.97 |  | Outside
NJADRE1559813238 | Administratively Determined Incentive Program | MIDDLE TOWNSHIP | 8210 | 19.55 | Residential | Behind the Meter | Yes | RCL Enterprises, Inc. | AC Electric |  | Accepted | 2025-05-29 | 2025-06-23 | 2026-06-23 | Solar Panels | Jinko | JKM425N |  | 0.425 | 22 | 2 | 18 |  | Fixed | Roof
NJADRE1559813243 | Administratively Determined Incentive Program | Bridgeton | 8302 | 22.55 | Residential | Behind the Meter | No | RCL Enterprises, Inc. | AC Electric |  | Accepted | 2025-05-29 | 2025-06-23 | 2026-06-23 | Inverters | Enphase | IQ8plus | 290 |  | 55 |  |  | 0.97 |  | Outside
NJADRE1559813243 | Administratively Determined Incentive Program | Bridgeton | 8302 | 22.55 | Residential | Behind the Meter | No | RCL Enterprises, Inc. | AC Electric |  | Accepted | 2025-05-29 | 2025-06-23 | 2026-06-23 | Solar Panels | Mission Solar | MSE410 PERC |  | 0.41 | 55 | 175 | 25 |  | Fixed | Ground
NJADRE1559813253 | Administratively Determined Incentive Program | FORKED RIVER | 8731 | 14.99 | Residential | Behind the Meter | Yes | Sunrun Installation Services, Inc. | JCP&L |  | Accepted | 2025-05-29 | 2025-06-24 | 2026-06-24 | Solar Panels | JA SOLAR | JAM54S31-405/MR |  | 0.405 | 2 | 60 | 24 |  | Fixed | Roof
NJADRE1559813253 | Administratively Determined Incentive Program | FORKED RIVER | 8731 | 14.99 | Residential | Behind the Meter | Yes | Sunrun Installation Services, Inc. | JCP&L |  | Accepted | 2025-05-29 | 2025-06-24 | 2026-06-24 | Solar Panels | JA SOLAR | JAM54S31-405/MR |  | 0.405 | 2 | 60 | 24 |  | Fixed | Roof
NJADRE1559813253 | Administratively Determined Incentive Program | FORKED RIVER | 8731 | 14.99 | Residential | Behind the Meter | Yes | Sunrun Installation Services, Inc. | JCP&L |  | Accepted | 2025-05-29 | 2025-06-24 | 2026-06-24 | Solar Panels | JA SOLAR | JAM54S31-405/MR |  | 0.405 | 4 | 150 | 24 |  | Fixed | Roof
NJADRE1559813253 | Administratively Determined Incentive Program | FORKED RIVER | 8731 | 14.99 | Residential | Behind the Meter | Yes | Sunrun Installation Services, Inc. | JCP&L |  | Accepted | 2025-05-29 | 2025-06-24 | 2026-06-24 | Solar Panels | JA SOLAR | JAM54S31-405/MR |  | 0.405 | 27 | 330 | 24 |  | Fixed | Roof
NJADRE1559813253 | Administratively Determined Incentive Program | FORKED RIVER | 8731 | 14.99 | Residential | Behind the Meter | Yes | Sunrun Installation Services, Inc. | JCP&L |  | Accepted | 2025-05-29 | 2025-06-24 | 2026-06-24 | Inverters | SOLAREDGE TECHNOLOGIES | SE10000H-USMN | 10000 |  | 1 |  |  | 0.99 |  | Outdoor
NJADRE1559813253 | Administratively Determined Incentive Program | FORKED RIVER | 8731 | 14.99 | Residential | Behind the Meter | Yes | Sunrun Installation Services, Inc. | JCP&L |  | Accepted | 2025-05-29 | 2025-06-24 | 2026-06-24 | Solar Panels | JA SOLAR | JAM54S31-405/MR |  | 0.405 | 2 | 240 | 24 |  | Fixed | Roof
NJADRE1559813255 | Administratively Determined Incentive Program | Highland Park | 8904 | 5.67 | Residential | Behind the Meter | No | Power Home Remodeling Group | PSE&G |  | Accepted | 2025-05-29 | 2025-06-23 | 2026-06-23 | Inverters | SolarEdge | SE3800H-US | 3800 |  | 1 |  |  | 0.99 |  | Outdoor
NJADRE1559813255 | Administratively Determined Incentive Program | Highland Park | 8904 | 5.67 | Residential | Behind the Meter | No | Power Home Remodeling Group | PSE&G |  | Accepted | 2025-05-29 | 2025-06-23 | 2026-06-23 | Solar Panels | JA Solar | JAM54S31 405/MR |  | 0.405 | 6 | 334 | 46 |  | Fixed | Roof
NJADRE1559813255 | Administratively Determined Incentive Program | Highland Park | 8904 | 5.67 | Residential | Behind the Meter | No | Power Home Remodeling Group | PSE&G |  | Accepted | 2025-05-29 | 2025-06-23 | 2026-06-23 | Meters | SolarEdge | Revenue Grade Data Ansi C12.20 |  |  | 1 |  |  |  | Yes | Outdoor
NJADRE1559813255 | Administratively Determined Incentive Program | Highland Park | 8904 | 5.67 | Residential | Behind the Meter | No | Power Home Remodeling Group | PSE&G |  | Accepted | 2025-05-29 | 2025-06-23 | 2026-06-23 | Solar Panels | JA Solar | JAM54S31 405/MR |  | 0.405 | 8 | 154 | 46 |  | Fixed | Roof
NJADRE1559813257 | Administratively Determined Incentive Program | Belleville | 7109 | 7.79 | Residential | Behind the Meter | Yes | Sunrun Installation Services, Inc. | PSE&G |  | Accepted | 2025-05-29 | 2025-06-23 | 2026-06-23 | Solar Panels | Hanwha Q-Cells | Q.PEAK DUO BLK ML-G10+ 410 DCA (MD06G100A-017) |  | 0.41 | 9 | 297 | 23 |  | Fixed | Roof
NJADRE1559813257 | Administratively Determined Incentive Program | Belleville | 7109 | 7.79 | Residential | Behind the Meter | Yes | Sunrun Installation Services, Inc. | PSE&G |  | Accepted | 2025-05-29 | 2025-06-23 | 2026-06-23 | Electric Storage Battery | TESLA | Powerwall 3 1707000-xx-y |  |  | 1 |  |  |  | Lithium Ion |  | OUTSIDE
NJADRE1559813257 | Administratively Determined Incentive Program | Belleville | 7109 | 7.79 | Residential | Behind the Meter | Yes | Sunrun Installation Services, Inc. | PSE&G |  | Accepted | 2025-05-29 | 2025-06-23 | 2026-06-23 | Inverters | TESLA | Powerwall 3 1707000-xx-y | 11500 |  | 1 |  |  | 0.97 |  | Outdoor | Next to meter
NJADRE1559813257 | Administratively Determined Incentive Program | Belleville | 7109 | 7.79 | Residential | Behind the Meter | Yes | Sunrun Installation Services, Inc. | PSE&G |  | Accepted | 2025-05-29 | 2025-06-23 | 2026-06-23 | Solar Panels | Hanwha Q-Cells | Q.PEAK DUO BLK ML-G10+ 410 DCA (MD06G100A-017) |  | 0.41 | 10 | 116 | 24 |  | Fixed | Roof
NJADRE1559813260 | Administratively Determined Incentive Program | Union | 7083 | 5.27 | Residential | Behind the Meter | Yes | Sunrun Installation Services, Inc. | PSE&G |  | Accepted | 2025-05-29 | 2025-06-23 | 2026-06-23 | Solar Panels | JA SOLAR | JAM54S31-405/MR |  | 0.405 | 8 | 259 | 35 |  | Fixed | Roof
NJADRE1559813260 | Administratively Determined Incentive Program | Union | 7083 | 5.27 | Residential | Behind the Meter | Yes | Sunrun Installation Services, Inc. | PSE&G |  | Accepted | 2025-05-29 | 2025-06-23 | 2026-06-23 | Solar Panels | JA SOLAR | JAM54S31-405/MR |  | 0.405 | 5 | 79 | 35 |  | Fixed | Roof
NJADRE1559813260 | Administratively Determined Incentive Program | Union | 7083 | 5.27 | Residential | Behind the Meter | Yes | Sunrun Installation Services, Inc. | PSE&G |  | Accepted | 2025-05-29 | 2025-06-23 | 2026-06-23 | Inverters | SOLAREDGE TECHNOLOGIES | SE3800H-USMN | 3800 |  | 1 |  |  | 0.99 |  | Outdoor
NJADRE1559813262 | Administratively Determined Incentive Program | EVESHAM | 8053 | 15.66 | Residential | Behind the Meter | Yes | SunnyMac, LLC | AC Electric |  | Accepted | 2025-05-29 | 2025-06-23 | 2026-06-23 | Solar Panels | HANWHA | Q.TRON BLK M-G2+ |  | 0.435 | 36 | 180 | 24 |  | Fixed | Ground
NJADRE1559813262 | Administratively Determined Incentive Program | EVESHAM | 8053 | 15.66 | Residential | Behind the Meter | Yes | SunnyMac, LLC | AC Electric |  | Accepted | 2025-05-29 | 2025-06-23 | 2026-06-23 | Inverters | SOLAREDGE HOME HUB | SE11400H-US | 11400 |  | 1 |  |  | 0.99 |  | Outdoor | next to meter
NJADRE1559813262 | Administratively Determined Incentive Program | EVESHAM | 8053 | 15.66 | Residential | Behind the Meter | Yes | SunnyMac, LLC | AC Electric |  | Accepted | 2025-05-29 | 2025-06-23 | 2026-06-23 | Meters | SOLAREDGE HOME HUB | SE-RGMTR-1D-240C-B |  |  | 1 |  |  |  | Yes | Outdoor
NJADRE1559813293 | Administratively Determined Incentive Program | SICKLERVILLE | 8081 | 6.15 | Residential | Behind the Meter | Yes | EMT Renewables, LLC | AC Electric |  | Accepted | 2025-05-29 | 2025-06-26 | 2026-06-26 | Solar Panels | MSE PERC | MSE-410 |  | 0.41 | 9 | 331 | 25 |  | Fixed | Roof
NJADRE1559813293 | Administratively Determined Incentive Program | SICKLERVILLE | 8081 | 6.15 | Residential | Behind the Meter | Yes | EMT Renewables, LLC | AC Electric |  | Accepted | 2025-05-29 | 2025-06-26 | 2026-06-26 | Inverters | ENPHASE | IQ8+ | 290 |  | 15 |  |  | 0.98 |  | Other | UNDER EACH PANEL
NJADRE1559813293 | Administratively Determined Incentive Program | SICKLERVILLE | 8081 | 6.15 | Residential | Behind the Meter | Yes | EMT Renewables, LLC | AC Electric |  | Accepted | 2025-05-29 | 2025-06-26 | 2026-06-26 | Solar Panels | MSE PERC | MSE-410 |  | 0.41 | 6 | 151 | 26 |  | Fixed | Roof
NJADRE1559813302 | Administratively Determined Incentive Program | PISCATAWAY | 8854 | 5.67 | Residential | Behind the Meter | No | Power Home Remodeling Group | PSE&G |  | Accepted | 2025-05-29 | 2025-06-23 | 2026-06-23 | Inverters | SolarEdge | SE3800H-US | 3800 |  | 1 |  |  | 0.99 |  | Outdoor
NJADRE1559813302 | Administratively Determined Incentive Program | PISCATAWAY | 8854 | 5.67 | Residential | Behind the Meter | No | Power Home Remodeling Group | PSE&G |  | Accepted | 2025-05-29 | 2025-06-23 | 2026-06-23 | Solar Panels | JA Solar | JAM54S31 405/MR |  | 0.405 | 8 | 178 | 23 |  | Fixed | Roof
NJADRE1559813302 | Administratively Determined Incentive Program | PISCATAWAY | 8854 | 5.67 | Residential | Behind the Meter | No | Power Home Remodeling Group | PSE&G |  | Accepted | 2025-05-29 | 2025-06-23 | 2026-06-23 | Solar Panels | JA Solar | JAM54S31 405/MR |  | 0.405 | 4 | 178 | 23 |  | Fixed | Roof
NJADRE1559813302 | Administratively Determined Incentive Program | PISCATAWAY | 8854 | 5.67 | Residential | Behind the Meter | No | Power Home Remodeling Group | PSE&G |  | Accepted | 2025-05-29 | 2025-06-23 | 2026-06-23 | Solar Panels | JA Solar | JAM54S31 405/MR |  | 0.405 | 2 | 358 | 23 |  | Fixed | Roof
NJADRE1559813302 | Administratively Determined Incentive Program | PISCATAWAY | 8854 | 5.67 | Residential | Behind the Meter | No | Power Home Remodeling Group | PSE&G |  | Accepted | 2025-05-29 | 2025-06-23 | 2026-06-23 | Meters | SolarEdge | Revenue Grade Data Ansi C12.20 |  |  | 1 |  |  |  | Yes | Outdoor
NJADRE1559813313 | Administratively Determined Incentive Program | CAPE MAY COURT HOUSE | 8210 | 12.04 | Residential | Behind the Meter | Yes | EMT Renewables, LLC | AC Electric |  | Accepted | 2025-05-29 | 2025-06-23 | 2026-06-23 | Solar Panels | SEG SOLAR | SEG 430 |  | 0.43 | 19 | 203 | 24 |  | Fixed | Roof
NJADRE1559813313 | Administratively Determined Incentive Program | CAPE MAY COURT HOUSE | 8210 | 12.04 | Residential | Behind the Meter | Yes | EMT Renewables, LLC | AC Electric |  | Accepted | 2025-05-29 | 2025-06-23 | 2026-06-23 | Solar Panels | SEG SOLAR | SEG 430 |  | 0.43 | 9 | 23 | 24 |  | Fixed | Roof
NJADRE1559813313 | Administratively Determined Incentive Program | CAPE MAY COURT HOUSE | 8210 | 12.04 | Residential | Behind the Meter | Yes | EMT Renewables, LLC | AC Electric |  | Accepted | 2025-05-29 | 2025-06-23 | 2026-06-23 | Inverters | IQ8HC | IQ8+ | 290 |  | 28 |  |  | 0.98 |  | Other | UNDER EACH PANEL
NJADRE1559813322 | Administratively Determined Incentive Program | KEARNY TOWN | 7032 | 6.89 | Residential | Behind the Meter | Yes | Sunrun Installation Services, Inc. | PSE&G |  | Accepted | 2025-05-29 | 2025-06-23 | 2026-06-23 | Inverters | SolarEdge Technologies | SE5700H-USMN | 5760 |  | 1 |  |  | 0.99 |  | Outdoor | Next to meter
NJADRE1559813322 | Administratively Determined Incentive Program | KEARNY TOWN | 7032 | 6.89 | Residential | Behind the Meter | Yes | Sunrun Installation Services, Inc. | PSE&G |  | Accepted | 2025-05-29 | 2025-06-23 | 2026-06-23 | Solar Panels | JA Solar | JAM54S31-405/MR |  | 0.405 | 8 | 292 | 22 |  | Fixed | Roof
NJADRE1559813322 | Administratively Determined Incentive Program | KEARNY TOWN | 7032 | 6.89 | Residential | Behind the Meter | Yes | Sunrun Installation Services, Inc. | PSE&G |  | Accepted | 2025-05-29 | 2025-06-23 | 2026-06-23 | Solar Panels | JA Solar | JAM54S31-405/MR |  | 0.405 | 9 | 112 | 23 |  | Fixed | Roof
NJADRE1559813361 | Administratively Determined Incentive Program | BERGENFIELD BORO | 7621 | 4.05 | Residential | Behind the Meter | Yes | Sunrun Installation Services, Inc. | PSE&G |  | Accepted | 2025-05-29 | 2025-06-23 | 2026-06-23 | Solar Panels | JA Solar | JAM54S31-405/MR |  | 0.405 | 10 | 176 | 32 |  | Fixed | Roof
NJADRE1559813361 | Administratively Determined Incentive Program | BERGENFIELD BORO | 7621 | 4.05 | Residential | Behind the Meter | Yes | Sunrun Installation Services, Inc. | PSE&G |  | Accepted | 2025-05-29 | 2025-06-23 | 2026-06-23 | Inverters | SolarEdge Technologies | SE3800H-USMN | 3800 |  | 1 |  |  | 0.99 |  | Outdoor | Next to meter
NJADRE1559813373 | Administratively Determined Incentive Program | SICKLERVILLE | 8081 | 7.31 | Residential | Behind the Meter | Yes | EMT Renewables, LLC | AC Electric |  | Accepted | 2025-05-29 | 2025-06-23 | 2026-06-23 | Inverters | ENPHASE | IQ8+ | 290 |  | 17 |  |  | 0.98 |  | Other | UNDER EACH PANEL
NJADRE1559813373 | Administratively Determined Incentive Program | SICKLERVILLE | 8081 | 7.31 | Residential | Behind the Meter | Yes | EMT Renewables, LLC | AC Electric |  | Accepted | 2025-05-29 | 2025-06-23 | 2026-06-23 | Solar Panels | SEG SOLAR | SEG 430 |  | 0.43 | 9 | 219 | 23 |  | Fixed | Roof
NJADRE1559813373 | Administratively Determined Incentive Program | SICKLERVILLE | 8081 | 7.31 | Residential | Behind the Meter | Yes | EMT Renewables, LLC | AC Electric |  | Accepted | 2025-05-29 | 2025-06-23 | 2026-06-23 | Solar Panels | SEG SOLAR | SEG 430 |  | 0.43 | 5 | 39 | 23 |  | Fixed | Roof
NJADRE1559813373 | Administratively Determined Incentive Program | SICKLERVILLE | 8081 | 7.31 | Residential | Behind the Meter | Yes | EMT Renewables, LLC | AC Electric |  | Accepted | 2025-05-29 | 2025-06-23 | 2026-06-23 | Solar Panels | SEG SOLAR | SEG 430 |  | 0.43 | 3 | 219 | 22 |  | Fixed | Roof
NJADRE1559813378 | Administratively Determined Incentive Program | PAULSBORO | 8066 | 7.74 | Residential | Behind the Meter | Yes | Pro Custom Solar dba Momentum Solar | AC Electric |  | Accepted | 2025-05-29 | 2025-06-23 | 2026-06-23 | Solar Panels | HANWHA | Q.TRON BLK M-G2+430 |  | 0.43 | 7 | 187 | 35 |  | Fixed | Roof
NJADRE1559813378 | Administratively Determined Incentive Program | PAULSBORO | 8066 | 7.74 | Residential | Behind the Meter | Yes | Pro Custom Solar dba Momentum Solar | AC Electric |  | Accepted | 2025-05-29 | 2025-06-23 | 2026-06-23 | Inverters | ENPHASE | IQ8HC-72-M-DOM-US | 380 |  | 18 |  |  | 0.97 |  | Outdoor
NJADRE1559813378 | Administratively Determined Incentive Program | PAULSBORO | 8066 | 7.74 | Residential | Behind the Meter | Yes | Pro Custom Solar dba Momentum Solar | AC Electric |  | Accepted | 2025-05-29 | 2025-06-23 | 2026-06-23 | Solar Panels | HANWHA | Q.TRON BLK M-G2+430 |  | 0.43 | 3 | 187 | 23 |  | Fixed | Roof
NJADRE1559813378 | Administratively Determined Incentive Program | PAULSBORO | 8066 | 7.74 | Residential | Behind the Meter | Yes | Pro Custom Solar dba Momentum Solar | AC Electric |  | Accepted | 2025-05-29 | 2025-06-23 | 2026-06-23 | Solar Panels | HANWHA | Q.TRON BLK M-G2+430 |  | 0.43 | 5 | 97 | 34 |  | Fixed | Roof
NJADRE1559813378 | Administratively Determined Incentive Program | PAULSBORO | 8066 | 7.74 | Residential | Behind the Meter | Yes | Pro Custom Solar dba Momentum Solar | AC Electric |  | Accepted | 2025-05-29 | 2025-06-23 | 2026-06-23 | Solar Panels | HANWHA | Q.TRON BLK M-G2+430 |  | 0.43 | 3 | 7 | 23 |  | Fixed | Roof
NJADRE1559813416 | Administratively Determined Incentive Program | EDISON | 8820 | 11.05 | Residential | Behind the Meter | No | US Clean Energy Construction, Inc. | PSE&G |  | Accepted | 2025-05-29 | 2025-06-23 | 2026-06-23 | Inverters | SMA AMERICA | SMA SBSE-7.7-50 | 7700 |  | 1 |  |  | 0.96 |  | Outdoor
NJADRE1559813416 | Administratively Determined Incentive Program | EDISON | 8820 | 11.05 | Residential | Behind the Meter | No | US Clean Energy Construction, Inc. | PSE&G |  | Accepted | 2025-05-29 | 2025-06-23 | 2026-06-23 | Solar Panels | Trina Solar | TRINA 425W |  | 0.425 | 26 | 232 | 20 |  | Fixed | Roof
NJADRE1559813416 | Administratively Determined Incentive Program | EDISON | 8820 | 11.05 | Residential | Behind the Meter | No | US Clean Energy Construction, Inc. | PSE&G |  | Accepted | 2025-05-29 | 2025-06-23 | 2026-06-23 | Meters | VISION METERING | Cat VM-2E2A1P |  |  | 1 |  |  |  | Yes | Outdoor
NJADRE1559813428 | Administratively Determined Incentive Program | LAUREL SPRINGS | 8021 | 12.9 | Residential | Behind the Meter | Yes | Infinity Solar Systems, LLC | AC Electric |  | Accepted | 2025-05-29 | 2025-06-24 | 2026-06-24 | Solar Panels | SEG Solar | SEG-430-BTD-BG |  | 0.43 | 30 | 261 | 21 |  | Fixed | Roof
NJADRE1559813428 | Administratively Determined Incentive Program | LAUREL SPRINGS | 8021 | 12.9 | Residential | Behind the Meter | Yes | Infinity Solar Systems, LLC | AC Electric |  | Accepted | 2025-05-29 | 2025-06-24 | 2026-06-24 | Inverters | Enphase | IQ8MC-72-M-US | 320 |  | 30 |  |  | 0.97 |  | Outdoor
NJADRE1559813439 | Administratively Determined Incentive Program | IRVINGTON | 7111 | 4.51 | Residential | Behind the Meter | Yes | Pro Custom Solar dba Momentum Solar | PSE&G |  | Accepted | 2025-05-29 | 2025-06-25 | 2026-06-25 | Inverters | Enphase | IQ8HC-72-M-DOM-US | 380 |  | 11 |  |  | 0.97 |  | Outdoor
NJADRE1559813439 | Administratively Determined Incentive Program | IRVINGTON | 7111 | 4.51 | Residential | Behind the Meter | Yes | Pro Custom Solar dba Momentum Solar | PSE&G |  | Accepted | 2025-05-29 | 2025-06-25 | 2026-06-25 | Solar Panels | Hanwha | Q.PEAK DUO BLK ML-G10+ 410 |  | 0.41 | 7 | 214 | 49 |  | Fixed | Roof
NJADRE1559813439 | Administratively Determined Incentive Program | IRVINGTON | 7111 | 4.51 | Residential | Behind the Meter | Yes | Pro Custom Solar dba Momentum Solar | PSE&G |  | Accepted | 2025-05-29 | 2025-06-25 | 2026-06-25 | Solar Panels | Hanwha | Q.PEAK DUO BLK ML-G10+ 410 |  | 0.41 | 4 | 34 | 49 |  | Fixed | Roof
NJADRE1559813454 | Administratively Determined Incentive Program | SICKLERVILLE | 8081 | 11.83 | Residential | Behind the Meter | Yes | Panel Masters of NJ, LLC | AC Electric |  | Accepted | 2025-05-29 | 2025-06-24 | 2026-06-24 | Solar Panels | Canadian Solar | CS6.1-54TM-455H |  | 0.455 | 13 | 127 | 24 |  | Fixed | Roof
NJADRE1559813454 | Administratively Determined Incentive Program | SICKLERVILLE | 8081 | 11.83 | Residential | Behind the Meter | Yes | Panel Masters of NJ, LLC | AC Electric |  | Accepted | 2025-05-29 | 2025-06-24 | 2026-06-24 | Solar Panels | Canadian Solar | CS6.1-54TM-455H |  | 0.455 | 4 | 307 | 24 |  | Fixed | Roof
NJADRE1559813454 | Administratively Determined Incentive Program | SICKLERVILLE | 8081 | 11.83 | Residential | Behind the Meter | Yes | Panel Masters of NJ, LLC | AC Electric |  | Accepted | 2025-05-29 | 2025-06-24 | 2026-06-24 | Solar Panels | Canadian Solar | CS6.1-54TM-455H |  | 0.455 | 9 | 127 | 19 |  | Fixed | Roof
NJADRE1559813454 | Administratively Determined Incentive Program | SICKLERVILLE | 8081 | 11.83 | Residential | Behind the Meter | Yes | Panel Masters of NJ, LLC | AC Electric |  | Accepted | 2025-05-29 | 2025-06-24 | 2026-06-24 | Inverters | Enphase | IQ8HC-72-m-Dom | 380 |  | 26 |  |  | 0.973 |  | Outside | Roof Top Under Panels
NJADRE1559813490 | Administratively Determined Incentive Program | Hackettstown | 7840 | 11.745 | Residential | Behind the Meter | Yes | Venture Home Solar, LLC | JCP&L |  | Accepted | 2025-05-29 | 2025-06-25 | 2026-06-25 | Solar Panels | Hanwha | Q.TRON BLK M-G2+ 435 |  | 0.435 | 18 | 217 | 28 |  | Fixed | Roof
NJADRE1559813490 | Administratively Determined Incentive Program | Hackettstown | 7840 | 11.745 | Residential | Behind the Meter | Yes | Venture Home Solar, LLC | JCP&L |  | Accepted | 2025-05-29 | 2025-06-25 | 2026-06-25 | Solar Panels | Hanwha | Q.TRON BLK M-G2+ 435 |  | 0.435 | 2 | 127 | 19 |  | Fixed | Roof
NJADRE1559813490 | Administratively Determined Incentive Program | Hackettstown | 7840 | 11.745 | Residential | Behind the Meter | Yes | Venture Home Solar, LLC | JCP&L |  | Accepted | 2025-05-29 | 2025-06-25 | 2026-06-25 | Solar Panels | Hanwha | Q.TRON BLK M-G2+ 435 |  | 0.435 | 7 | 217 | 28 |  | Fixed | Roof
NJADRE1559813490 | Administratively Determined Incentive Program | Hackettstown | 7840 | 11.745 | Residential | Behind the Meter | Yes | Venture Home Solar, LLC | JCP&L |  | Accepted | 2025-05-29 | 2025-06-25 | 2026-06-25 | Inverters | Enphase Energy Inc. | IQ8HC-72-M-DOM-US (240V) | 366 |  | 27 |  |  | 0.98361 |  | Outside
NJADRE1559813493 | Administratively Determined Incentive Program | PRINCETON | 8540 | 31.875 | Residential | Behind the Meter | Yes | Power Energy Solutions, LLC | PSE&G |  | Accepted | 2025-05-29 | 2025-06-26 | 2026-06-26 | Inverters | SolarEdge | SE10000H-US | 10 |  | 1 |  |  | 0.97 |  | Outdoor
NJADRE1559813493 | Administratively Determined Incentive Program | PRINCETON | 8540 | 31.875 | Residential | Behind the Meter | Yes | Power Energy Solutions, LLC | PSE&G |  | Accepted | 2025-05-29 | 2025-06-26 | 2026-06-26 | Solar Panels | Trina Solar | TSM-425NE09RC.05 |  | 0.425 | 32 | 124 | 31 |  | Fixed | Roof
NJADRE1559813493 | Administratively Determined Incentive Program | PRINCETON | 8540 | 31.875 | Residential | Behind the Meter | Yes | Power Energy Solutions, LLC | PSE&G |  | Accepted | 2025-05-29 | 2025-06-26 | 2026-06-26 | Solar Panels | Trina Solar | TSM-425NE09RC.05 |  | 0.425 | 43 | 124 | 6 |  | Fixed | Roof
NJADRE1559813493 | Administratively Determined Incentive Program | PRINCETON | 8540 | 31.875 | Residential | Behind the Meter | Yes | Power Energy Solutions, LLC | PSE&G |  | Accepted | 2025-05-29 | 2025-06-26 | 2026-06-26 | Inverters | SolarEdge | SE7600H-US | 8 |  | 1 |  |  | 0.97 |  | Outdoor
NJADRE1559813499 | Administratively Determined Incentive Program | SOMERSET | 8873 | 19.85 | Residential | Behind the Meter | Yes | Sunrun Installation Services, Inc. | PSE&G |  | Accepted | 2025-05-29 | 2025-06-23 | 2026-06-23 | Inverters | SolarEdge Technologies | SE7600H-USMN | 7600 |  | 1 |  |  | 0.99 |  | Outdoor | Next to meter
NJADRE1559813499 | Administratively Determined Incentive Program | SOMERSET | 8873 | 19.85 | Residential | Behind the Meter | Yes | Sunrun Installation Services, Inc. | PSE&G |  | Accepted | 2025-05-29 | 2025-06-23 | 2026-06-23 | Solar Panels | JA Solar | JAM54S31-405/MR |  | 0.405 | 23 | 120 | 26 |  | Fixed | Roof
NJADRE1559813499 | Administratively Determined Incentive Program | SOMERSET | 8873 | 19.85 | Residential | Behind the Meter | Yes | Sunrun Installation Services, Inc. | PSE&G |  | Accepted | 2025-05-29 | 2025-06-23 | 2026-06-23 | Solar Panels | JA Solar | JAM54S31-405/MR |  | 0.405 | 12 | 300 | 26 |  | Fixed | Roof
NJADRE1559813499 | Administratively Determined Incentive Program | SOMERSET | 8873 | 19.85 | Residential | Behind the Meter | Yes | Sunrun Installation Services, Inc. | PSE&G |  | Accepted | 2025-05-29 | 2025-06-23 | 2026-06-23 | Solar Panels | JA Solar | JAM54S31-405/MR |  | 0.405 | 6 | 119 | 26 |  | Fixed | Roof
NJADRE1559813499 | Administratively Determined Incentive Program | SOMERSET | 8873 | 19.85 | Residential | Behind the Meter | Yes | Sunrun Installation Services, Inc. | PSE&G |  | Accepted | 2025-05-29 | 2025-06-23 | 2026-06-23 | Solar Panels | JA Solar | JAM54S31-405/MR |  | 0.405 | 8 | 300 | 27 |  | Fixed | Roof
NJADRE1559813499 | Administratively Determined Incentive Program | SOMERSET | 8873 | 19.85 | Residential | Behind the Meter | Yes | Sunrun Installation Services, Inc. | PSE&G |  | Accepted | 2025-05-29 | 2025-06-23 | 2026-06-23 | Inverters | SolarEdge Technologies | SE5700H-USMN | 5760 |  | 1 |  |  | 0.99 |  | Outdoor | Next to meter
NJADRE1559813509 | Administratively Determined Incentive Program | Marlton | 8053 | 12.615 | Residential | Behind the Meter | Yes | Venture Home Solar, LLC | PSE&G |  | Accepted | 2025-05-29 | 2025-06-25 | 2026-06-25 | Solar Panels | Hanwha | Q.TRON BLK M-G2+ 435 |  | 0.435 | 16 | 261 | 35 |  | Fixed | Roof
NJADRE1559813509 | Administratively Determined Incentive Program | Marlton | 8053 | 12.615 | Residential | Behind the Meter | Yes | Venture Home Solar, LLC | PSE&G |  | Accepted | 2025-05-29 | 2025-06-25 | 2026-06-25 | Solar Panels | Hanwha | Q.TRON BLK M-G2+ 435 |  | 0.435 | 13 | 81 | 35 |  | Fixed | Roof
NJADRE1559813509 | Administratively Determined Incentive Program | Marlton | 8053 | 12.615 | Residential | Behind the Meter | Yes | Venture Home Solar, LLC | PSE&G |  | Accepted | 2025-05-29 | 2025-06-25 | 2026-06-25 | Inverters | EnPhase | IQ8HC-72-M-DOM-US (240V) | 366 |  | 29 |  |  | 0.98361 |  | Outside
NJADRE1559813539 | Administratively Determined Incentive Program | EAST BRUNSWICK | 8816 | 11.31 | Residential | Behind the Meter | No | NJ Solar Power, LLC | PSE&G |  | Accepted | 2025-05-29 | 2025-06-23 | 2026-06-23 | Solar Panels | Hanwha | Q.TRON BLK M-G2+ 435 |  | 0.435 | 9 | 283 | 38 |  | Fixed | Roof | Roof 1
NJADRE1559813539 | Administratively Determined Incentive Program | EAST BRUNSWICK | 8816 | 11.31 | Residential | Behind the Meter | No | NJ Solar Power, LLC | PSE&G |  | Accepted | 2025-05-29 | 2025-06-23 | 2026-06-23 | Solar Panels | Hanwha | Q.TRON BLK M-G2+ 435 |  | 0.435 | 17 | 193 | 37 |  | Fixed | Roof | Roof 2
NJADRE1559813539 | Administratively Determined Incentive Program | EAST BRUNSWICK | 8816 | 11.31 | Residential | Behind the Meter | No | NJ Solar Power, LLC | PSE&G |  | Accepted | 2025-05-29 | 2025-06-23 | 2026-06-23 | Inverters | SolarEdge | SE10000H-US | 10000 |  | 1 |  |  | 0.99 |  | Outside
NJADRE1559813541 | Administratively Determined Incentive Program | Clayton | 8312 | 10.35 | Residential | Behind the Meter | Yes | Panel Masters of NJ, LLC | AC Electric |  | Accepted | 2025-05-29 | 2025-06-23 | 2026-06-23 | Inverters | Enphase | IQ8HC-72-m-Dom | 380 |  | 23 |  |  | 0.973 |  | Outside | Roof Top Under Panels
NJADRE1559813541 | Administratively Determined Incentive Program | Clayton | 8312 | 10.35 | Residential | Behind the Meter | Yes | Panel Masters of NJ, LLC | AC Electric |  | Accepted | 2025-05-29 | 2025-06-23 | 2026-06-23 | Solar Panels | Canadian Solar | CS6.1-54TM-450H |  | 0.45 | 4 | 172 | 20 |  | Fixed | Roof
NJADRE1559813541 | Administratively Determined Incentive Program | Clayton | 8312 | 10.35 | Residential | Behind the Meter | Yes | Panel Masters of NJ, LLC | AC Electric |  | Accepted | 2025-05-29 | 2025-06-23 | 2026-06-23 | Solar Panels | Canadian Solar | CS6.1-54TM-450H |  | 0.45 | 19 | 172 | 20 |  | Fixed | Roof
NJADRE1559813549 | Administratively Determined Incentive Program | Bordentown | 8505 | 8.28 | Residential | Behind the Meter | No | SEA BRIGHT SOLAR, LLC | PSE&G |  | Accepted | 2025-05-29 | 2025-06-23 | 2026-06-23 | Solar Panels | REC | REC460AA Pure-RX |  | 0.46 | 18 | 192 | 33 |  | Fixed | Roof
NJADRE1559813549 | Administratively Determined Incentive Program | Bordentown | 8505 | 8.28 | Residential | Behind the Meter | No | SEA BRIGHT SOLAR, LLC | PSE&G |  | Accepted | 2025-05-29 | 2025-06-23 | 2026-06-23 | Inverters | Enphase | IQ8X-80-M-US | 380 |  | 18 |  |  | 0.97 |  | Outdoor
NJADRE1559813549 | Administratively Determined Incentive Program | Bordentown | 8505 | 8.28 | Residential | Behind the Meter | No | SEA BRIGHT SOLAR, LLC | PSE&G |  | Accepted | 2025-05-29 | 2025-06-23 | 2026-06-23 | Meters | Enphase | IQ Combiner 5C |  |  | 1 |  |  |  | Yes | Outdoor
NJADRE1559813552 | Administratively Determined Incentive Program | Beachwood | 8722 | 8.1 | Residential | Behind the Meter | Yes | Sunrun Installation Services, Inc. | JCP&L |  | Accepted | 2025-05-29 | 2025-06-23 | 2026-06-23 | Solar Panels | JA SOLAR | JAM54S31-405/MR |  | 0.405 | 5 | 306 | 26 |  | Fixed | Roof
NJADRE1559813552 | Administratively Determined Incentive Program | Beachwood | 8722 | 8.1 | Residential | Behind the Meter | Yes | Sunrun Installation Services, Inc. | JCP&L |  | Accepted | 2025-05-29 | 2025-06-23 | 2026-06-23 | Solar Panels | JA SOLAR | JAM54S31-405/MR |  | 0.405 | 15 | 125 | 26 |  | Fixed | Roof
NJADRE1559813552 | Administratively Determined Incentive Program | Beachwood | 8722 | 8.1 | Residential | Behind the Meter | Yes | Sunrun Installation Services, Inc. | JCP&L |  | Accepted | 2025-05-29 | 2025-06-23 | 2026-06-23 | Inverters | SOLAREDGE TECHNOLOGIES | SE5700H-USMN | 5760 |  | 1 |  |  | 0.99 |  | Outside
NJADRE1559813558 | Administratively Determined Incentive Program | Westville | 8093 | 9.78 | Residential | Behind the Meter | Yes | Power Energy Solutions, LLC | PSE&G |  | Accepted | 2025-05-29 | 2025-06-23 | 2026-06-23 | Inverters | SolarEdge | SE5700H-US | 6 |  | 1 |  |  | 0.97 |  | Outdoor
NJADRE1559813558 | Administratively Determined Incentive Program | Westville | 8093 | 9.78 | Residential | Behind the Meter | Yes | Power Energy Solutions, LLC | PSE&G |  | Accepted | 2025-05-29 | 2025-06-23 | 2026-06-23 | Solar Panels | Trina Solar | TSM-425NE09RC.05 |  | 0.425 | 12 | 261 | 24 |  | Fixed | Roof
NJADRE1559813558 | Administratively Determined Incentive Program | Westville | 8093 | 9.78 | Residential | Behind the Meter | Yes | Power Energy Solutions, LLC | PSE&G |  | Accepted | 2025-05-29 | 2025-06-23 | 2026-06-23 | Solar Panels | Trina Solar | TSM-425NE09RC.05 |  | 0.425 | 11 | 81 | 24 |  | Fixed | Roof
NJADRE1559813563 | Administratively Determined Incentive Program | Bayonne | 7002 | 4.73 | Residential | Behind the Meter | Yes | Pro Custom Solar dba Momentum Solar | PSE&G |  | Accepted | 2025-05-29 | 2025-06-23 | 2026-06-23 | Inverters | Enphase | IQ8PLUS-72-2-US | 290 |  | 11 |  |  | 0.97 |  | Outdoor
NJADRE1559813563 | Administratively Determined Incentive Program | Bayonne | 7002 | 4.73 | Residential | Behind the Meter | Yes | Pro Custom Solar dba Momentum Solar | PSE&G |  | Accepted | 2025-05-29 | 2025-06-23 | 2026-06-23 | Solar Panels | Hanwha | Q.Tron BLK M-G2+ 430 |  | 0.43 | 11 | 33 | 1 |  | Fixed | Roof
NJADRE1559813584 | Administratively Determined Incentive Program | Pleasantville | 8232 | 14.36 | Residential | Behind the Meter | Yes | SunnyMac, LLC | AC Electric |  | Accepted | 2025-05-29 | 2025-06-23 | 2026-06-23 | Solar Panels | HANWHA | Q.TRON BLK M-G2+ |  | 0.435 | 6 | 25 | 30 |  | Fixed | Roof
NJADRE1559813584 | Administratively Determined Incentive Program | Pleasantville | 8232 | 14.36 | Residential | Behind the Meter | Yes | SunnyMac, LLC | AC Electric |  | Accepted | 2025-05-29 | 2025-06-23 | 2026-06-23 | Solar Panels | HANWHA | Q.TRON BLK M-G2+ |  | 0.435 | 3 | 205 | 30 |  | Fixed | Roof
NJADRE1559813584 | Administratively Determined Incentive Program | Pleasantville | 8232 | 14.36 | Residential | Behind the Meter | Yes | SunnyMac, LLC | AC Electric |  | Accepted | 2025-05-29 | 2025-06-23 | 2026-06-23 | Solar Panels | HANWHA | Q.TRON BLK M-G2+ |  | 0.435 | 9 | 205 | 36 |  | Fixed | Roof
NJADRE1559813584 | Administratively Determined Incentive Program | Pleasantville | 8232 | 14.36 | Residential | Behind the Meter | Yes | SunnyMac, LLC | AC Electric |  | Accepted | 2025-05-29 | 2025-06-23 | 2026-06-23 | Solar Panels | HANWHA | Q.TRON BLK M-G2+ |  | 0.435 | 3 | 115 | 36 |  | Fixed | Roof
NJADRE1559813584 | Administratively Determined Incentive Program | Pleasantville | 8232 | 14.36 | Residential | Behind the Meter | Yes | SunnyMac, LLC | AC Electric |  | Accepted | 2025-05-29 | 2025-06-23 | 2026-06-23 | Solar Panels | HANWHA | Q.TRON BLK M-G2+ |  | 0.435 | 3 | 295 | 36 |  | Fixed | Roof
NJADRE1559813584 | Administratively Determined Incentive Program | Pleasantville | 8232 | 14.36 | Residential | Behind the Meter | Yes | SunnyMac, LLC | AC Electric |  | Accepted | 2025-05-29 | 2025-06-23 | 2026-06-23 | Solar Panels | HANWHA | Q.TRON BLK M-G2+ |  | 0.435 | 4 | 115 | 9 |  | Fixed | Roof
NJADRE1559813584 | Administratively Determined Incentive Program | Pleasantville | 8232 | 14.36 | Residential | Behind the Meter | Yes | SunnyMac, LLC | AC Electric |  | Accepted | 2025-05-29 | 2025-06-23 | 2026-06-23 | Inverters | SOLAREDGE HOME HUB | SE3800H-US | 3800 |  | 1 |  |  | 0.99 |  | Outdoor | next to meter
NJADRE1559813584 | Administratively Determined Incentive Program | Pleasantville | 8232 | 14.36 | Residential | Behind the Meter | Yes | SunnyMac, LLC | AC Electric |  | Accepted | 2025-05-29 | 2025-06-23 | 2026-06-23 | Solar Panels | HANWHA | Q.TRON BLK M-G2+ |  | 0.435 | 5 | 25 | 36 |  | Fixed | Roof
NJADRE1559813584 | Administratively Determined Incentive Program | Pleasantville | 8232 | 14.36 | Residential | Behind the Meter | Yes | SunnyMac, LLC | AC Electric |  | Accepted | 2025-05-29 | 2025-06-23 | 2026-06-23 | Inverters | SOLAREDGE HOME HUB | SE7600H-US | 7600 |  | 1 |  |  | 0.99 |  | Outdoor | next to meter
NJADRE1559813599 | Administratively Determined Incentive Program | CEDAR BROOK | 8018 | 13.18 | Residential | Behind the Meter | Yes | Integrity Solar & Home Solutions, LLC | AC Electric |  | Accepted | 2025-05-29 | 2025-06-23 | 2026-06-23 | Solar Panels | JINKO | JKM425N-54HL4-B |  | 0.425 | 19 | 146 | 18 |  | Fixed | Roof
NJADRE1559813599 | Administratively Determined Incentive Program | CEDAR BROOK | 8018 | 13.18 | Residential | Behind the Meter | Yes | Integrity Solar & Home Solutions, LLC | AC Electric |  | Accepted | 2025-05-29 | 2025-06-23 | 2026-06-23 | Inverters | ENPHASE | IQ8HC | 380 |  | 31 |  |  | 0.98 |  | Other | UNDER EACH PANEL
NJADRE1559813599 | Administratively Determined Incentive Program | CEDAR BROOK | 8018 | 13.18 | Residential | Behind the Meter | Yes | Integrity Solar & Home Solutions, LLC | AC Electric |  | Accepted | 2025-05-29 | 2025-06-23 | 2026-06-23 | Solar Panels | JINKO | JKM425N-54HL4-B |  | 0.425 | 2 | 236 | 17 |  | Fixed | Roof
NJADRE1559813599 | Administratively Determined Incentive Program | CEDAR BROOK | 8018 | 13.18 | Residential | Behind the Meter | Yes | Integrity Solar & Home Solutions, LLC | AC Electric |  | Accepted | 2025-05-29 | 2025-06-23 | 2026-06-23 | Solar Panels | JINKO | JKM425N-54HL4-B |  | 0.425 | 2 | 56 | 17 |  | Fixed | Roof
NJADRE1559813599 | Administratively Determined Incentive Program | CEDAR BROOK | 8018 | 13.18 | Residential | Behind the Meter | Yes | Integrity Solar & Home Solutions, LLC | AC Electric |  | Accepted | 2025-05-29 | 2025-06-23 | 2026-06-23 | Solar Panels | JINKO | JKM425N-54HL4-B |  | 0.425 | 8 | 326 | 18 |  | Fixed | Roof
NJADRE1559813609 | Administratively Determined Incentive Program | West Berlin Township | 8091 | 6.48 | Residential | Behind the Meter | Yes | Freedom Forever New Jersey, LLC | AC Electric |  | Accepted | 2025-05-29 | 2025-06-26 | 2026-06-26 | Solar Panels | Trina | TSM-405NE09RC.0 |  | 0.405 | 8 | 7 | 20 |  | Fixed | Roof
NJADRE1559813609 | Administratively Determined Incentive Program | West Berlin Township | 8091 | 6.48 | Residential | Behind the Meter | Yes | Freedom Forever New Jersey, LLC | AC Electric |  | Accepted | 2025-05-29 | 2025-06-26 | 2026-06-26 | Solar Panels | Trina | TSM-405NE09RC.0 |  | 0.405 | 8 | 187 | 20 |  | Fixed | Roof
NJADRE1559813609 | Administratively Determined Incentive Program | West Berlin Township | 8091 | 6.48 | Residential | Behind the Meter | Yes | Freedom Forever New Jersey, LLC | AC Electric |  | Accepted | 2025-05-29 | 2025-06-26 | 2026-06-26 | Inverters | Enphase | IQ8HC-72-M-DOM-US | 380 |  | 16 |  |  | 0.99 |  | Outdoor
NJADRE1559813842 | Administratively Determined Incentive Program | JACKSON | 8527 | 13.5 | Residential | Behind the Meter | Yes | Powerlutions, LLC | JCP&L |  | Accepted | 2025-05-29 | 2025-06-24 | 2026-06-24 | Solar Panels | CANADIAN | CS6.1-54TM-450H |  | 0.45 | 19 | 210 | 35 |  | Fixed | Roof
NJADRE1559813842 | Administratively Determined Incentive Program | JACKSON | 8527 | 13.5 | Residential | Behind the Meter | Yes | Powerlutions, LLC | JCP&L |  | Accepted | 2025-05-29 | 2025-06-24 | 2026-06-24 | Solar Panels | CANADIAN | CS6.1-54TM-450H |  | 0.45 | 11 | 210 | 34 |  | Fixed | Roof
NJADRE1559813842 | Administratively Determined Incentive Program | JACKSON | 8527 | 13.5 | Residential | Behind the Meter | Yes | Powerlutions, LLC | JCP&L |  | Accepted | 2025-05-29 | 2025-06-24 | 2026-06-24 | Inverters | Enphase | IQ8HC-72-M-DOM-US | 380 |  | 30 |  |  | 0.98 |  | Outdoor
NJADRE1559813884 | Administratively Determined Incentive Program | SICKLERVILLE | 8081 | 8.5 | Residential | Behind the Meter | Yes | Power Energy Solutions, LLC | AC Electric |  | Accepted | 2025-05-29 | 2025-06-24 | 2026-06-24 | Solar Panels | Trina Solar | TSM-425NE09RC.05 |  | 0.425 | 13 | 163 | 24 |  | Fixed | Roof
NJADRE1559813884 | Administratively Determined Incentive Program | SICKLERVILLE | 8081 | 8.5 | Residential | Behind the Meter | Yes | Power Energy Solutions, LLC | AC Electric |  | Accepted | 2025-05-29 | 2025-06-24 | 2026-06-24 | Inverters | SolarEdge | SE5700H-US | 5760 |  | 1 |  |  | 0.97 |  | Outdoor
NJADRE1559813884 | Administratively Determined Incentive Program | SICKLERVILLE | 8081 | 8.5 | Residential | Behind the Meter | Yes | Power Energy Solutions, LLC | AC Electric |  | Accepted | 2025-05-29 | 2025-06-24 | 2026-06-24 | Solar Panels | Trina Solar | TSM-425NE09RC.05 |  | 0.425 | 7 | 73 | 20 |  | Fixed | Roof
NJADRE1559814051 | Administratively Determined Incentive Program | Winslow Township | 8081 | 4.785 | Residential | Behind the Meter | Yes | SunnyMac, LLC | AC Electric |  | Accepted | 2025-05-29 | 2025-06-24 | 2026-06-24 | Solar Panels | HANWHA | Q.TRON BLK M-G2+ 435W |  | 0.435 | 2 | 309 | 19 |  | Fixed | Roof
NJADRE1559814051 | Administratively Determined Incentive Program | Winslow Township | 8081 | 4.785 | Residential | Behind the Meter | Yes | SunnyMac, LLC | AC Electric |  | Accepted | 2025-05-29 | 2025-06-24 | 2026-06-24 | Inverters | SOLAREDGE | SE3800H-US | 3800 |  | 1 |  |  | 0.99 |  | Outdoor | next to meter
NJADRE1559814051 | Administratively Determined Incentive Program | Winslow Township | 8081 | 4.785 | Residential | Behind the Meter | Yes | SunnyMac, LLC | AC Electric |  | Accepted | 2025-05-29 | 2025-06-24 | 2026-06-24 | Solar Panels | HANWHA | Q.TRON BLK M-G2+ 435W |  | 0.435 | 9 | 129 | 19 |  | Fixed | Roof
NJADRE1559814051 | Administratively Determined Incentive Program | Winslow Township | 8081 | 4.785 | Residential | Behind the Meter | Yes | SunnyMac, LLC | AC Electric |  | Accepted | 2025-05-29 | 2025-06-24 | 2026-06-24 | Meters | SOLAREDGE | SE-RGMTR-1D-240C-C |  |  | 1 |  |  |  | Yes | Outdoor
NJADRE1559814069 | Administratively Determined Incentive Program | Long Branch | 7740 | 4.05 | Residential | Behind the Meter | Yes | Sunrun Installation Services, Inc. | JCP&L |  | Accepted | 2025-05-29 | 2025-06-23 | 2026-06-23 | Solar Panels | JA SOLAR | JAM54S31-405/MR |  | 0.405 | 4 | 238 | 30 |  | Fixed | Roof
NJADRE1559814069 | Administratively Determined Incentive Program | Long Branch | 7740 | 4.05 | Residential | Behind the Meter | Yes | Sunrun Installation Services, Inc. | JCP&L |  | Accepted | 2025-05-29 | 2025-06-23 | 2026-06-23 | Inverters | SOLAREDGE TECHNOLOGIES | SE3800H-USMN | 3800 |  | 1 |  |  | 0.99 |  | Outside
NJADRE1559814069 | Administratively Determined Incentive Program | Long Branch | 7740 | 4.05 | Residential | Behind the Meter | Yes | Sunrun Installation Services, Inc. | JCP&L |  | Accepted | 2025-05-29 | 2025-06-23 | 2026-06-23 | Solar Panels | JA SOLAR | JAM54S31-405/MR |  | 0.405 | 6 | 238 | 30 |  | Fixed | Roof
NJADRE1559814772 | Administratively Determined Incentive Program | Lakewood | 8701 | 10.375 | Residential | Behind the Meter | Yes | SunPurity, LLC | JCP&L |  | Accepted | 2025-06-10 | 2025-07-07 | 2026-07-07 | Inverters | SolarEdge | SE7600H-US | 7600 |  | 1 |  |  | 0.99 |  | Outdoor
NJADRE1559814772 | Administratively Determined Incentive Program | Lakewood | 8701 | 10.375 | Residential | Behind the Meter | Yes | SunPurity, LLC | JCP&L |  | Accepted | 2025-06-10 | 2025-07-07 | 2026-07-07 | Solar Panels | Hanwha Q cells | Q.PEAK DUO BLK-ML-G10+ 415W |  | 0.415 | 25 | 215 | 33 |  | Fixed | Roof
NJADRE1559814789 | Administratively Determined Incentive Program | Millville | 8332 | 12.47 | Residential | Behind the Meter | Yes | RCL Enterprises, Inc. | AC Electric |  | Accepted | 2025-05-29 | 2025-06-23 | 2026-06-23 | Solar Panels | SEG | SEG430BTD |  | 0.43 | 12 | 284 | 15 |  | Fixed | Roof
NJADRE1559814789 | Administratively Determined Incentive Program | Millville | 8332 | 12.47 | Residential | Behind the Meter | Yes | RCL Enterprises, Inc. | AC Electric |  | Accepted | 2025-05-29 | 2025-06-23 | 2026-06-23 | Solar Panels | SEG | SEG430BTD |  | 0.43 | 3 | 104 | 15 |  | Fixed | Roof
NJADRE1559814789 | Administratively Determined Incentive Program | Millville | 8332 | 12.47 | Residential | Behind the Meter | Yes | RCL Enterprises, Inc. | AC Electric |  | Accepted | 2025-05-29 | 2025-06-23 | 2026-06-23 | Solar Panels | SEG | SEG430BTD |  | 0.43 | 2 | 14 | 2 |  | Fixed | Roof
NJADRE1559814789 | Administratively Determined Incentive Program | Millville | 8332 | 12.47 | Residential | Behind the Meter | Yes | RCL Enterprises, Inc. | AC Electric |  | Accepted | 2025-05-29 | 2025-06-23 | 2026-06-23 | Inverters | Enphase | IQ8HC | 380 |  | 29 |  |  | 0.97 |  | Outside
NJADRE1559814789 | Administratively Determined Incentive Program | Millville | 8332 | 12.47 | Residential | Behind the Meter | Yes | RCL Enterprises, Inc. | AC Electric |  | Accepted | 2025-05-29 | 2025-06-23 | 2026-06-23 | Solar Panels | SEG | SEG430BTD |  | 0.43 | 10 | 104 | 15 |  | Fixed | Roof
NJADRE1559814789 | Administratively Determined Incentive Program | Millville | 8332 | 12.47 | Residential | Behind the Meter | Yes | RCL Enterprises, Inc. | AC Electric |  | Accepted | 2025-05-29 | 2025-06-23 | 2026-06-23 | Solar Panels | SEG | SEG430BTD |  | 0.43 | 2 | 284 | 15 |  | Fixed | Roof
NJADRE1559814800 | Administratively Determined Incentive Program | Egg Harbor Township | 8234 | 8.08 | Residential | Behind the Meter | Yes | Whitman Construction, LLC | AC Electric |  | Accepted | 2025-05-29 | 2025-06-23 | 2026-06-23 | Solar Panels | JINKO SOLAR | JKM425N-54HL4-B |  | 0.425 | 9 | 111 | 24 |  | Fixed | Roof
NJADRE1559814800 | Administratively Determined Incentive Program | Egg Harbor Township | 8234 | 8.08 | Residential | Behind the Meter | Yes | Whitman Construction, LLC | AC Electric |  | Accepted | 2025-05-29 | 2025-06-23 | 2026-06-23 | Inverters | ENPHASE | IQ8PLUS-72-2-US | 290 |  | 19 |  |  | 0.975 |  | Outdoor
NJADRE1559814800 | Administratively Determined Incentive Program | Egg Harbor Township | 8234 | 8.08 | Residential | Behind the Meter | Yes | Whitman Construction, LLC | AC Electric |  | Accepted | 2025-05-29 | 2025-06-23 | 2026-06-23 | Solar Panels | JINKO SOLAR | JKM425N-54HL4-B |  | 0.425 | 7 | 291 | 46 |  | Fixed | Roof
NJADRE1559814800 | Administratively Determined Incentive Program | Egg Harbor Township | 8234 | 8.08 | Residential | Behind the Meter | Yes | Whitman Construction, LLC | AC Electric |  | Accepted | 2025-05-29 | 2025-06-23 | 2026-06-23 | Solar Panels | JINKO SOLAR | JKM425N-54HL4-B |  | 0.425 | 3 | 201 | 33 |  | Fixed | Roof
NJADRE1559814847 | Administratively Determined Incentive Program | Egg Harbor Township | 8234 | 17 | Residential | Behind the Meter | Yes | GenSun Roofing and Solar, LLC | AC Electric |  | Accepted | 2025-05-29 | 2025-06-23 | 2026-06-23 | Inverters | ENPHASE | IQ8HC-72-M-DOM-US | 15200 |  | 40 |  |  | 0.99 |  | Outside
NJADRE1559814847 | Administratively Determined Incentive Program | Egg Harbor Township | 8234 | 17 | Residential | Behind the Meter | Yes | GenSun Roofing and Solar, LLC | AC Electric |  | Accepted | 2025-05-29 | 2025-06-23 | 2026-06-23 | Solar Panels | JINKO SOLAR | JKM425N-54HL4-B 425W |  | 0.425 | 16 | 231 | 28 |  | Fixed | Roof
NJADRE1559814847 | Administratively Determined Incentive Program | Egg Harbor Township | 8234 | 17 | Residential | Behind the Meter | Yes | GenSun Roofing and Solar, LLC | AC Electric |  | Accepted | 2025-05-29 | 2025-06-23 | 2026-06-23 | Solar Panels | JINKO SOLAR | JKM425N-54HL4-B 425W |  | 0.425 | 24 | 141 | 22 |  | Fixed | Roof
NJADRE1559814883 | Administratively Determined Incentive Program | Trenton | 8619 | 8.1 | Residential | Behind the Meter | Yes | Sunrun Installation Services, Inc. | PSE&G |  | Accepted | 2025-05-29 | 2025-06-23 | 2026-06-23 | Solar Panels | JA SOLAR | JAM54S31-405/MR |  | 0.405 | 8 | 282 | 20 |  | Fixed | Roof
NJADRE1559814883 | Administratively Determined Incentive Program | Trenton | 8619 | 8.1 | Residential | Behind the Meter | Yes | Sunrun Installation Services, Inc. | PSE&G |  | Accepted | 2025-05-29 | 2025-06-23 | 2026-06-23 | Solar Panels | JA SOLAR | JAM54S31-405/MR |  | 0.405 | 8 | 102 | 38 |  | Fixed | Roof
NJADRE1559814883 | Administratively Determined Incentive Program | Trenton | 8619 | 8.1 | Residential | Behind the Meter | Yes | Sunrun Installation Services, Inc. | PSE&G |  | Accepted | 2025-05-29 | 2025-06-23 | 2026-06-23 | Solar Panels | JA SOLAR | JAM54S31-405/MR |  | 0.405 | 4 | 103 | 15 |  | Fixed | Roof
NJADRE1559814883 | Administratively Determined Incentive Program | Trenton | 8619 | 8.1 | Residential | Behind the Meter | Yes | Sunrun Installation Services, Inc. | PSE&G |  | Accepted | 2025-05-29 | 2025-06-23 | 2026-06-23 | Inverters | SOLAREDGE TECHNOLOGIES | SE7600H-USMN | 7600 |  | 1 |  |  | 0.99 |  | Outdoor
NJADRE1559814883 | Administratively Determined Incentive Program | Trenton | 8619 | 8.1 | Residential | Behind the Meter | Yes | Sunrun Installation Services, Inc. | PSE&G |  | Accepted | 2025-05-29 | 2025-06-23 | 2026-06-23 | Meters | SOLAREDGE TECHNOLOGIES | SE7600H-USMN |  |  | 1 |  |  |  | Yes | Outdoor
NJADRE1559814910 | Administratively Determined Incentive Program | Englishtown | 7726 | 5.74 | Residential | Behind the Meter | Yes | Trinity Solar, LLC | JCP&L |  | Accepted | 2025-05-29 | 2025-06-23 | 2026-06-23 | Solar Panels | Hanwha | Q.PEAK DUO BLK ML-G10+ 410 |  | 0.41 | 14 | 160 | 30 |  | Fixed | Roof
NJADRE1559814910 | Administratively Determined Incentive Program | Englishtown | 7726 | 5.74 | Residential | Behind the Meter | Yes | Trinity Solar, LLC | JCP&L |  | Accepted | 2025-05-29 | 2025-06-23 | 2026-06-23 | Inverters | Solar Edge | USE5700H-US | 5760 |  | 1 |  |  | 0.97 |  | Outside
NJADRE1559814942 | Administratively Determined Incentive Program | Williamstown | 8094 | 5.6 | Residential | Behind the Meter | No | Advanced Renewable Solutions, LLC | AC Electric |  | Accepted | 2025-05-29 | 2025-06-24 | 2026-06-24 | Inverters | Enphase | IQ8+ | 289 |  | 14 |  |  | 0.976 |  | Outside
NJADRE1559814942 | Administratively Determined Incentive Program | Williamstown | 8094 | 5.6 | Residential | Behind the Meter | No | Advanced Renewable Solutions, LLC | AC Electric |  | Accepted | 2025-05-29 | 2025-06-24 | 2026-06-24 | Solar Panels | Certainteed | CTM10400HC11 |  | 0.4 | 14 | 135 | 15 |  | Fixed | Roof
NJADRE1559814974 | Administratively Determined Incentive Program | Teaneck | 7666 | 3.83 | Residential | Behind the Meter | Yes | Power Energy Solutions, LLC | PSE&G |  | Accepted | 2025-05-29 | 2025-06-23 | 2026-06-23 | Solar Panels | Trina Solar | TSM-425NE09RC.05 |  | 0.425 | 9 | 167 | 32 |  | Fixed | Roof
NJADRE1559814974 | Administratively Determined Incentive Program | Teaneck | 7666 | 3.83 | Residential | Behind the Meter | Yes | Power Energy Solutions, LLC | PSE&G |  | Accepted | 2025-05-29 | 2025-06-23 | 2026-06-23 | Inverters | SolarEdge | SE3800H-US | 4 |  | 1 |  |  | 0.97 |  | Outdoor
NJADRE1559814981 | Administratively Determined Incentive Program | Lakewood | 8701 | 13.6 | Residential | Behind the Meter | Yes | GenSun Roofing and Solar, LLC | JCP&L |  | Accepted | 2025-05-29 | 2025-06-23 | 2026-06-23 | Inverters | SOLAREDGE | SE10000H-US | 10000 |  | 1 |  |  | 0.99 |  | Outside
NJADRE1559814981 | Administratively Determined Incentive Program | Lakewood | 8701 | 13.6 | Residential | Behind the Meter | Yes | GenSun Roofing and Solar, LLC | JCP&L |  | Accepted | 2025-05-29 | 2025-06-23 | 2026-06-23 | Solar Panels | JINKO SOLAR | JKM425N-54HL4-B 425W |  | 0.425 | 17 | 358 | 24 |  | Fixed | Roof
NJADRE1559814981 | Administratively Determined Incentive Program | Lakewood | 8701 | 13.6 | Residential | Behind the Meter | Yes | GenSun Roofing and Solar, LLC | JCP&L |  | Accepted | 2025-05-29 | 2025-06-23 | 2026-06-23 | Solar Panels | JINKO SOLAR | JKM425N-54HL4-B 425W |  | 0.425 | 15 | 178 | 24 |  | Fixed | Roof
NJADRE1559815039 | Administratively Determined Incentive Program | Asbury | 8802 | 12.71 | Residential | Behind the Meter | Yes | Trinity Solar, LLC | JCP&L |  | Accepted | 2025-05-29 | 2025-06-23 | 2026-06-23 | Inverters | Tesla | 1538000-45-x | 5000 |  | 2 |  |  | 0.97 |  | Outside
NJADRE1559815039 | Administratively Determined Incentive Program | Asbury | 8802 | 12.71 | Residential | Behind the Meter | Yes | Trinity Solar, LLC | JCP&L |  | Accepted | 2025-05-29 | 2025-06-23 | 2026-06-23 | Solar Panels | Hanwha | Q.PEAK DUO BLK ML-G10+ 410 |  | 0.41 | 31 | 146 | 20 |  | Fixed | Roof
NJADRE1559815047 | Administratively Determined Incentive Program | Lakewood | 8701 | 14.45 | Residential | Behind the Meter | Yes | GenSun Roofing and Solar, LLC | JCP&L |  | Accepted | 2025-05-29 | 2025-06-30 | 2026-06-30 | Inverters | SOLAREDGE | SE10000H-US | 10000 |  | 1 |  |  | 0.99 |  | Outside
NJADRE1559815047 | Administratively Determined Incentive Program | Lakewood | 8701 | 14.45 | Residential | Behind the Meter | Yes | GenSun Roofing and Solar, LLC | JCP&L |  | Accepted | 2025-05-29 | 2025-06-30 | 2026-06-30 | Solar Panels | JINKO SOLAR | JKM425N-54HL4-B 425W |  | 0.425 | 15 | 178 | 24 |  | Fixed | Roof
NJADRE1559815047 | Administratively Determined Incentive Program | Lakewood | 8701 | 14.45 | Residential | Behind the Meter | Yes | GenSun Roofing and Solar, LLC | JCP&L |  | Accepted | 2025-05-29 | 2025-06-30 | 2026-06-30 | Solar Panels | JINKO SOLAR | JKM425N-54HL4-B 425W |  | 0.425 | 19 | 358 | 24 |  | Fixed | Roof
NJADRE1559815092 | Administratively Determined Incentive Program | Old Tappan | 7675 | 19.55 | Residential | Behind the Meter | Yes | Power Energy Solutions, LLC | PSE&G |  | Accepted | 2025-05-29 | 2025-06-23 | 2026-06-23 | Inverters | SolarEdge | SE11400H-US | 11 |  | 1 |  |  | 0.97 |  | Outdoor
NJADRE1559815092 | Administratively Determined Incentive Program | Old Tappan | 7675 | 19.55 | Residential | Behind the Meter | Yes | Power Energy Solutions, LLC | PSE&G |  | Accepted | 2025-05-29 | 2025-06-23 | 2026-06-23 | Solar Panels | Trina Solar | TSM-425NE09RC.05 |  | 0.425 | 46 | 231 | 27 |  | Fixed | Roof
NJADRE1559815424 | Administratively Determined Incentive Program | Dunellen | 8812 | 7.31 | Residential | Behind the Meter | Yes | Pro Custom Solar dba Momentum Solar | PSE&G |  | Accepted | 2025-05-29 | 2025-06-23 | 2026-06-23 | Solar Panels | HANWHA | Q.TRON BLK M-G2+430 |  | 0.43 | 11 | 258 | 20 |  | Fixed | Roof
NJADRE1559815424 | Administratively Determined Incentive Program | Dunellen | 8812 | 7.31 | Residential | Behind the Meter | Yes | Pro Custom Solar dba Momentum Solar | PSE&G |  | Accepted | 2025-05-29 | 2025-06-23 | 2026-06-23 | Solar Panels | HANWHA | Q.TRON BLK M-G2+430 |  | 0.43 | 3 | 348 | 16 |  | Fixed | Roof
NJADRE1559815424 | Administratively Determined Incentive Program | Dunellen | 8812 | 7.31 | Residential | Behind the Meter | Yes | Pro Custom Solar dba Momentum Solar | PSE&G |  | Accepted | 2025-05-29 | 2025-06-23 | 2026-06-23 | Inverters | ENPHASE | IQ8HC-72-M-DOM-US | 380 |  | 17 |  |  | 0.97 |  | Outdoor
NJADRE1559815424 | Administratively Determined Incentive Program | Dunellen | 8812 | 7.31 | Residential | Behind the Meter | Yes | Pro Custom Solar dba Momentum Solar | PSE&G |  | Accepted | 2025-05-29 | 2025-06-23 | 2026-06-23 | Solar Panels | HANWHA | Q.TRON BLK M-G2+430 |  | 0.43 | 3 | 168 | 18 |  | Fixed | Roof
NJADRE1559815439 | Administratively Determined Incentive Program | Morganville | 7751 | 18.4 | Residential | Behind the Meter | No | SEA BRIGHT SOLAR, LLC | JCP&L |  | Accepted | 2025-05-29 | 2025-06-24 | 2026-06-24 | Inverters | Enphase | IQ8X-80-M-US | 380 |  | 40 |  |  | 0.97 |  | Outdoor
NJADRE1559815439 | Administratively Determined Incentive Program | Morganville | 7751 | 18.4 | Residential | Behind the Meter | No | SEA BRIGHT SOLAR, LLC | JCP&L |  | Accepted | 2025-05-29 | 2025-06-24 | 2026-06-24 | Solar Panels | REC | REC460AA Pure-RX |  | 0.46 | 14 | 57 | 32 |  | Fixed | Roof
NJADRE1559815439 | Administratively Determined Incentive Program | Morganville | 7751 | 18.4 | Residential | Behind the Meter | No | SEA BRIGHT SOLAR, LLC | JCP&L |  | Accepted | 2025-05-29 | 2025-06-24 | 2026-06-24 | Solar Panels | REC | REC460AA Pure-RX |  | 0.46 | 9 | 57 | 32 |  | Fixed | Roof
NJADRE1559815439 | Administratively Determined Incentive Program | Morganville | 7751 | 18.4 | Residential | Behind the Meter | No | SEA BRIGHT SOLAR, LLC | JCP&L |  | Accepted | 2025-05-29 | 2025-06-24 | 2026-06-24 | Solar Panels | REC | REC460AA Pure-RX |  | 0.46 | 7 | 237 | 32 |  | Fixed | Roof
NJADRE1559815439 | Administratively Determined Incentive Program | Morganville | 7751 | 18.4 | Residential | Behind the Meter | No | SEA BRIGHT SOLAR, LLC | JCP&L |  | Accepted | 2025-05-29 | 2025-06-24 | 2026-06-24 | Solar Panels | REC | REC460AA Pure-RX |  | 0.46 | 10 | 237 | 32 |  | Fixed | Roof
NJADRE1559815439 | Administratively Determined Incentive Program | Morganville | 7751 | 18.4 | Residential | Behind the Meter | No | SEA BRIGHT SOLAR, LLC | JCP&L |  | Accepted | 2025-05-29 | 2025-06-24 | 2026-06-24 | Meters | Enphase | IQ Combiner 5C |  |  | 1 |  |  |  | Yes | Outdoor
NJADRE1559815444 | Administratively Determined Incentive Program | PLEASANTVILLE | 8232 | 6.97 | Residential | Behind the Meter | Yes | Bright Ops, Inc. | AC Electric |  | Accepted | 2025-05-29 | 2025-07-07 | 2026-07-07 | Inverters | SolarEdge Technologies | SE5700H - USMN | 5700 |  | 1 |  |  | 0.98 |  | Outdoor | Outside
NJADRE1559815444 | Administratively Determined Incentive Program | PLEASANTVILLE | 8232 | 6.97 | Residential | Behind the Meter | Yes | Bright Ops, Inc. | AC Electric |  | Accepted | 2025-05-29 | 2025-07-07 | 2026-07-07 | Solar Panels | Hanwha Q-Cells | Q.PEAK DUO BLK ML-G10+ 410 |  | 0.41 | 10 | 133 | 43 |  | Fixed | Roof
NJADRE1559815444 | Administratively Determined Incentive Program | PLEASANTVILLE | 8232 | 6.97 | Residential | Behind the Meter | Yes | Bright Ops, Inc. | AC Electric |  | Accepted | 2025-05-29 | 2025-07-07 | 2026-07-07 | Solar Panels | Hanwha Q-Cells | Q.PEAK DUO BLK ML-G10+ 410 |  | 0.41 | 5 | 213 | 34 |  | Fixed | Roof
NJADRE1559815444 | Administratively Determined Incentive Program | PLEASANTVILLE | 8232 | 6.97 | Residential | Behind the Meter | Yes | Bright Ops, Inc. | AC Electric |  | Accepted | 2025-05-29 | 2025-07-07 | 2026-07-07 | Solar Panels | Hanwha Q-Cells | Q.PEAK DUO BLK ML-G10+ 410 |  | 0.41 | 2 | 302 | 40 |  | Fixed | Roof
NJADRE1559815454 | Administratively Determined Incentive Program | Union | 7083 | 9.78 | Residential | Behind the Meter | Yes | Solar Mite Solutions, LLC | PSE&G |  | Accepted | 2025-05-29 | 2025-06-23 | 2026-06-23 | Solar Panels | Jinko | JKM425N |  | 0.425 | 2 | 40 | 20 |  | Fixed | Roof
NJADRE1559815454 | Administratively Determined Incentive Program | Union | 7083 | 9.78 | Residential | Behind the Meter | Yes | Solar Mite Solutions, LLC | PSE&G |  | Accepted | 2025-05-29 | 2025-06-23 | 2026-06-23 | Solar Panels | Jinko | JKM425N |  | 0.425 | 11 | 220 | 20 |  | Fixed | Roof
NJADRE1559815454 | Administratively Determined Incentive Program | Union | 7083 | 9.78 | Residential | Behind the Meter | Yes | Solar Mite Solutions, LLC | PSE&G |  | Accepted | 2025-05-29 | 2025-06-23 | 2026-06-23 | Inverters | Enphase | IQ8HC-72-M-DOM-US | 380 |  | 23 |  |  | 0.97 |  | Outside
NJADRE1559815454 | Administratively Determined Incentive Program | Union | 7083 | 9.78 | Residential | Behind the Meter | Yes | Solar Mite Solutions, LLC | PSE&G |  | Accepted | 2025-05-29 | 2025-06-23 | 2026-06-23 | Solar Panels | Jinko | JKM425N |  | 0.425 | 10 | 130 | 28 |  | Fixed | Roof
NJADRE1559815646 | Administratively Determined Incentive Program | Salem | 8079 | 13.6 | Residential | Behind the Meter | Yes | Power Energy Solutions, LLC | AC Electric |  | Accepted | 2025-05-29 | 2025-06-24 | 2026-06-24 | Inverters | SolarEdge | SE7600H-US | 8 |  | 1 |  |  | 0.97 |  | Outdoor
NJADRE1559815646 | Administratively Determined Incentive Program | Salem | 8079 | 13.6 | Residential | Behind the Meter | Yes | Power Energy Solutions, LLC | AC Electric |  | Accepted | 2025-05-29 | 2025-06-24 | 2026-06-24 | Solar Panels | Trina Solar | TSM-425NE09RC.05 |  | 0.425 | 16 | 126 | 27 |  | Fixed | Roof
NJADRE1559815646 | Administratively Determined Incentive Program | Salem | 8079 | 13.6 | Residential | Behind the Meter | Yes | Power Energy Solutions, LLC | AC Electric |  | Accepted | 2025-05-29 | 2025-06-24 | 2026-06-24 | Solar Panels | Trina Solar | TSM-425NE09RC.05 |  | 0.425 | 16 | 306 | 27 |  | Fixed | Roof
NJADRE1559815678 | Administratively Determined Incentive Program | Mays Landing | 8330 | 16.77 | Residential | Behind the Meter | Yes | Brilliant Installations, Inc. | AC Electric |  | Accepted | 2025-05-30 | 2025-06-24 | 2026-06-24 | Solar Panels | JINKO SOLAR | JKM430N-54HL4-B430 |  | 0.43 | 12 | 52 | 32 |  | Fixed | Roof
NJADRE1559815678 | Administratively Determined Incentive Program | Mays Landing | 8330 | 16.77 | Residential | Behind the Meter | Yes | Brilliant Installations, Inc. | AC Electric |  | Accepted | 2025-05-30 | 2025-06-24 | 2026-06-24 | Solar Panels | JINKO SOLAR | JKM430N-54HL4-B430 |  | 0.43 | 10 | 232 | 32 |  | Fixed | Roof
NJADRE1559815678 | Administratively Determined Incentive Program | Mays Landing | 8330 | 16.77 | Residential | Behind the Meter | Yes | Brilliant Installations, Inc. | AC Electric |  | Accepted | 2025-05-30 | 2025-06-24 | 2026-06-24 | Inverters | SOLAREDGE | USE11400H-USMNBL75 | 11400 |  | 1 |  |  | 0.97 |  | Outdoor
NJADRE1559815678 | Administratively Determined Incentive Program | Mays Landing | 8330 | 16.77 | Residential | Behind the Meter | Yes | Brilliant Installations, Inc. | AC Electric |  | Accepted | 2025-05-30 | 2025-06-24 | 2026-06-24 | Solar Panels | JINKO SOLAR | JKM430N-54HL4-B430 |  | 0.43 | 17 | 232 | 32 |  | Fixed | Roof
NJADRE1559815709 | Administratively Determined Incentive Program | CLEMENTON | 8021 | 7.31 | Residential | Behind the Meter | Yes | Pro Custom Solar dba Momentum Solar | AC Electric |  | Accepted | 2025-05-29 | 2025-06-23 | 2026-06-23 | Solar Panels | HANWHA | Q.TRON BLK M-G2+430 |  | 0.43 | 13 | 148 | 23 |  | Fixed | Roof
NJADRE1559815709 | Administratively Determined Incentive Program | CLEMENTON | 8021 | 7.31 | Residential | Behind the Meter | Yes | Pro Custom Solar dba Momentum Solar | AC Electric |  | Accepted | 2025-05-29 | 2025-06-23 | 2026-06-23 | Inverters | ENPHASE | IQ8HC-72-M-DOM-US | 380 |  | 17 |  |  | 0.97 |  | Outdoor
NJADRE1559815709 | Administratively Determined Incentive Program | CLEMENTON | 8021 | 7.31 | Residential | Behind the Meter | Yes | Pro Custom Solar dba Momentum Solar | AC Electric |  | Accepted | 2025-05-29 | 2025-06-23 | 2026-06-23 | Solar Panels | HANWHA | Q.TRON BLK M-G2+430 |  | 0.43 | 4 | 328 | 22 |  | Fixed | Roof
NJADRE1559815716 | Administratively Determined Incentive Program | Howell | 7731 | 7.56 | Residential | Behind the Meter | No | Public Service Solar, LLC | JCP&L |  | Accepted | 2025-05-29 | 2025-06-23 | 2026-06-23 | Solar Panels | Panasonic | EVPV420HK2 |  | 0.42 | 6 | 137 | 30 |  | Fixed | Roof
NJADRE1559815716 | Administratively Determined Incentive Program | Howell | 7731 | 7.56 | Residential | Behind the Meter | No | Public Service Solar, LLC | JCP&L |  | Accepted | 2025-05-29 | 2025-06-23 | 2026-06-23 | Inverters | Enphase | iQ8HC-72-M-US | 380 |  | 18 |  |  | 0.96 |  | Outdoor | Under Panels
NJADRE1559815716 | Administratively Determined Incentive Program | Howell | 7731 | 7.56 | Residential | Behind the Meter | No | Public Service Solar, LLC | JCP&L |  | Accepted | 2025-05-29 | 2025-06-23 | 2026-06-23 | Solar Panels | Panasonic | EVPV420HK2 |  | 0.42 | 12 | 137 | 30 |  | Fixed | Roof
NJADRE1559815719 | Administratively Determined Incentive Program | Toms River | 8753 | 10.75 | Residential | Behind the Meter | No | Brilliant Installations, Inc. | JCP&L |  | Accepted | 2025-05-30 | 2025-06-24 | 2026-06-24 | Solar Panels | JINKO SOLAR | JKM430N-54HL4-B430 |  | 0.43 | 22 | 183 | 38 |  | Fixed | Roof
NJADRE1559815719 | Administratively Determined Incentive Program | Toms River | 8753 | 10.75 | Residential | Behind the Meter | No | Brilliant Installations, Inc. | JCP&L |  | Accepted | 2025-05-30 | 2025-06-24 | 2026-06-24 | Solar Panels | JINKO SOLAR | JKM430N-54HL4-B430 |  | 0.43 | 3 | 183 | 14 |  | Fixed | Roof
NJADRE1559815719 | Administratively Determined Incentive Program | Toms River | 8753 | 10.75 | Residential | Behind the Meter | No | Brilliant Installations, Inc. | JCP&L |  | Accepted | 2025-05-30 | 2025-06-24 | 2026-06-24 | Inverters | SOLAREDGE | USE7600H-USMNBL75 | 7600 |  | 1 |  |  | 0.97 |  | Outdoor
NJADRE1559815742 | Administratively Determined Incentive Program | Berlin | 8009 | 9.84 | Residential | Behind the Meter | Yes | Define Solar, LLC | AC Electric |  | Accepted | 2025-05-29 | 2025-06-23 | 2026-06-23 | Inverters | Enphase | IQ8PLUS-72-2-US | 290 |  | 20 |  |  | 0.976 |  | Outside | Under each pv panel
NJADRE1559815742 | Administratively Determined Incentive Program | Berlin | 8009 | 9.84 | Residential | Behind the Meter | Yes | Define Solar, LLC | AC Electric |  | Accepted | 2025-05-29 | 2025-06-23 | 2026-06-23 | Solar Panels | Znshine | ZXM7-SH108 410W |  | 0.41 | 4 | 106 | 19 |  | Fixed | Roof
NJADRE1559815742 | Administratively Determined Incentive Program | Berlin | 8009 | 9.84 | Residential | Behind the Meter | Yes | Define Solar, LLC | AC Electric |  | Accepted | 2025-05-29 | 2025-06-23 | 2026-06-23 | Inverters | Enphase | IQ8PLUS-72-2-US | 290 |  | 4 |  |  | 0.976 |  | Outside | Under each pv panel
NJADRE1559815742 | Administratively Determined Incentive Program | Berlin | 8009 | 9.84 | Residential | Behind the Meter | Yes | Define Solar, LLC | AC Electric |  | Accepted | 2025-05-29 | 2025-06-23 | 2026-06-23 | Solar Panels | Znshine | ZXM7-SH108 410W |  | 0.41 | 20 | 286 | 19 |  | Fixed | Roof
NJADRE1559815749 | Administratively Determined Incentive Program | Wanaque | 7465 | 681.54 | Public University | Behind the Meter | No | Schneider Electric | JCP&L |  | Accepted | 2025-05-29 | 2025-06-25 | 2026-06-25 | Solar Panels | ZNSHINE SOLAR | ZXM7-SHDB144 |  | 0.555 | 1228 | 218 | 5 |  | Fixed | Roof | Carport
NJADRE1559815749 | Administratively Determined Incentive Program | Wanaque | 7465 | 681.54 | Public University | Behind the Meter | No | Schneider Electric | JCP&L |  | Accepted | 2025-05-29 | 2025-06-25 | 2026-06-25 | Inverters | Solis | (1) S5-GC90K; (1)S6-GC50K; (3) S5-GC100K | 440 |  | 5 |  |  | 0.985 |  | Outside
NJADRE1559815749 | Administratively Determined Incentive Program | Wanaque | 7465 | 681.54 | Public University | Behind the Meter | No | Schneider Electric | JCP&L |  | Accepted | 2025-05-29 | 2025-06-25 | 2026-06-25 | Meters | Accu Energy 1300 Series | PowerLCS 400 | NA |  | 1 |  |  |  | Yes | Outdoor
NJADRE1559815762 | Administratively Determined Incentive Program | Howell | 7731 | 10.25 | Residential | Behind the Meter | Yes | Define Solar, LLC | JCP&L |  | Accepted | 2025-05-29 | 2025-06-23 | 2026-06-23 | Solar Panels | Znshine | ZXM7-SH108 410W |  | 0.41 | 13 | 310 | 23 |  | Fixed | Roof
NJADRE1559815762 | Administratively Determined Incentive Program | Howell | 7731 | 10.25 | Residential | Behind the Meter | Yes | Define Solar, LLC | JCP&L |  | Accepted | 2025-05-29 | 2025-06-23 | 2026-06-23 | Inverters | Enphase | IQ8PLUS-72-2-US | 290 |  | 12 |  |  | 0.976 |  | Outside | Under each pv panel
NJADRE1559815762 | Administratively Determined Incentive Program | Howell | 7731 | 10.25 | Residential | Behind the Meter | Yes | Define Solar, LLC | JCP&L |  | Accepted | 2025-05-29 | 2025-06-23 | 2026-06-23 | Inverters | Enphase | IQ8PLUS-72-2-US | 290 |  | 13 |  |  | 0.976 |  | Outside | Under each pv panel
NJADRE1559815762 | Administratively Determined Incentive Program | Howell | 7731 | 10.25 | Residential | Behind the Meter | Yes | Define Solar, LLC | JCP&L |  | Accepted | 2025-05-29 | 2025-06-23 | 2026-06-23 | Solar Panels | Znshine | ZXM7-SH108 410W |  | 0.41 | 12 | 130 | 23 |  | Fixed | Roof
NJADRE1559815766 | Administratively Determined Incentive Program | Little Falls | 7424 | 12.04 | Residential | Behind the Meter | Yes | Pro Custom Solar dba Momentum Solar | PSE&G |  | Accepted | 2025-05-29 | 2025-06-24 | 2026-06-24 | Solar Panels | HANWHA | Q.TRON BLK M-G2+430 |  | 0.43 | 7 | 209 | 8 |  | Fixed | Roof
NJADRE1559815766 | Administratively Determined Incentive Program | Little Falls | 7424 | 12.04 | Residential | Behind the Meter | Yes | Pro Custom Solar dba Momentum Solar | PSE&G |  | Accepted | 2025-05-29 | 2025-06-24 | 2026-06-24 | Solar Panels | HANWHA | Q.TRON BLK M-G2+430 |  | 0.43 | 14 | 29 | 12 |  | Fixed | Roof
NJADRE1559815766 | Administratively Determined Incentive Program | Little Falls | 7424 | 12.04 | Residential | Behind the Meter | Yes | Pro Custom Solar dba Momentum Solar | PSE&G |  | Accepted | 2025-05-29 | 2025-06-24 | 2026-06-24 | Solar Panels | HANWHA | Q.TRON BLK M-G2+430 |  | 0.43 | 7 | 209 | 38 |  | Fixed | Roof
NJADRE1559815766 | Administratively Determined Incentive Program | Little Falls | 7424 | 12.04 | Residential | Behind the Meter | Yes | Pro Custom Solar dba Momentum Solar | PSE&G |  | Accepted | 2025-05-29 | 2025-06-24 | 2026-06-24 | Inverters | ENPHASE | IQ8HC-72-M-DOM-US | 380 |  | 28 |  |  | 0.97 |  | Outdoor
NJADRE1559815770 | Administratively Determined Incentive Program | Pitman | 8071 | 11.75 | Residential | Behind the Meter | Yes | Define Solar, LLC | AC Electric |  | Accepted | 2025-05-29 | 2025-06-23 | 2026-06-23 | Solar Panels | Znshine | ZXM7-SH108 405W |  | 0.405 | 2 | 255 | 20 |  | Fixed | Roof
NJADRE1559815770 | Administratively Determined Incentive Program | Pitman | 8071 | 11.75 | Residential | Behind the Meter | Yes | Define Solar, LLC | AC Electric |  | Accepted | 2025-05-29 | 2025-06-23 | 2026-06-23 | Solar Panels | Znshine | ZXM7-SH108 405W |  | 0.405 | 10 | 75 | 44 |  | Fixed | Roof
NJADRE1559815770 | Administratively Determined Incentive Program | Pitman | 8071 | 11.75 | Residential | Behind the Meter | Yes | Define Solar, LLC | AC Electric |  | Accepted | 2025-05-29 | 2025-06-23 | 2026-06-23 | Inverters | Enphase | IQ8PLUS-72-2-US | 290 |  | 2 |  |  | 0.976 |  | Outside | Under each pv panel
NJADRE1559815770 | Administratively Determined Incentive Program | Pitman | 8071 | 11.75 | Residential | Behind the Meter | Yes | Define Solar, LLC | AC Electric |  | Accepted | 2025-05-29 | 2025-06-23 | 2026-06-23 | Inverters | Enphase | IQ8PLUS-72-2-US | 290 |  | 3 |  |  | 0.976 |  | Outside | Under each pv panel
NJADRE1559815770 | Administratively Determined Incentive Program | Pitman | 8071 | 11.75 | Residential | Behind the Meter | Yes | Define Solar, LLC | AC Electric |  | Accepted | 2025-05-29 | 2025-06-23 | 2026-06-23 | Solar Panels | Znshine | ZXM7-SH108 405W |  | 0.405 | 2 | 75 | 20 |  | Fixed | Roof
NJADRE1559815770 | Administratively Determined Incentive Program | Pitman | 8071 | 11.75 | Residential | Behind the Meter | Yes | Define Solar, LLC | AC Electric |  | Accepted | 2025-05-29 | 2025-06-23 | 2026-06-23 | Inverters | Enphase | IQ8PLUS-72-2-US | 290 |  | 12 |  |  | 0.976 |  | Outside | Under each pv panel
NJADRE1559815770 | Administratively Determined Incentive Program | Pitman | 8071 | 11.75 | Residential | Behind the Meter | Yes | Define Solar, LLC | AC Electric |  | Accepted | 2025-05-29 | 2025-06-23 | 2026-06-23 | Solar Panels | Znshine | ZXM7-SH108 405W |  | 0.405 | 12 | 255 | 44 |  | Fixed | Roof
NJADRE1559815770 | Administratively Determined Incentive Program | Pitman | 8071 | 11.75 | Residential | Behind the Meter | Yes | Define Solar, LLC | AC Electric |  | Accepted | 2025-05-29 | 2025-06-23 | 2026-06-23 | Inverters | Enphase | IQ8PLUS-72-2-US | 290 |  | 2 |  |  | 0.976 |  | Outside | Under each pv panel
NJADRE1559815770 | Administratively Determined Incentive Program | Pitman | 8071 | 11.75 | Residential | Behind the Meter | Yes | Define Solar, LLC | AC Electric |  | Accepted | 2025-05-29 | 2025-06-23 | 2026-06-23 | Inverters | Enphase | IQ8PLUS-72-2-US | 290 |  | 10 |  |  | 0.976 |  | Outside | Under each pv panel
NJADRE1559815770 | Administratively Determined Incentive Program | Pitman | 8071 | 11.75 | Residential | Behind the Meter | Yes | Define Solar, LLC | AC Electric |  | Accepted | 2025-05-29 | 2025-06-23 | 2026-06-23 | Solar Panels | Znshine | ZXM7-SH108 405W |  | 0.405 | 3 | 76 | 20 |  | Fixed | Roof
NJADRE1559815790 | Administratively Determined Incentive Program | Lakewood | 8701 | 17.98 | Residential | Behind the Meter | No | Arosa Solar Energy Systems, Inc. | JCP&L |  | Accepted | 2025-05-29 | 2025-06-25 | 2026-06-25 | Inverters | SolarEdge | SE7.600KH-US | 7600 |  | 2 |  |  | 0.98 |  | Outdoor
NJADRE1559815790 | Administratively Determined Incentive Program | Lakewood | 8701 | 17.98 | Residential | Behind the Meter | No | Arosa Solar Energy Systems, Inc. | JCP&L |  | Accepted | 2025-05-29 | 2025-06-25 | 2026-06-25 | Solar Panels | NE Solar | NESE 580-72THB-M10 |  | 0.58 | 7 | 181 | 8 |  | Fixed | Roof
NJADRE1559815790 | Administratively Determined Incentive Program | Lakewood | 8701 | 17.98 | Residential | Behind the Meter | No | Arosa Solar Energy Systems, Inc. | JCP&L |  | Accepted | 2025-05-29 | 2025-06-25 | 2026-06-25 | Solar Panels | NE Solar | NESE 580-72THB-M10 |  | 0.58 | 8 | 360 | 8 |  | Fixed | Roof
NJADRE1559815790 | Administratively Determined Incentive Program | Lakewood | 8701 | 17.98 | Residential | Behind the Meter | No | Arosa Solar Energy Systems, Inc. | JCP&L |  | Accepted | 2025-05-29 | 2025-06-25 | 2026-06-25 | Solar Panels | NE Solar | NESE 580-72THB-M10 |  | 0.58 | 16 | 181 | 20 |  | Fixed | Roof
NJADRE1559815799 | Administratively Determined Incentive Program | West New York | 7093 | 10.32 | Residential | Behind the Meter | Yes | Pro Custom Solar dba Momentum Solar | PSE&G |  | Accepted | 2025-05-29 | 2025-06-24 | 2026-06-24 | Solar Panels | HANWHA | Q.TRON BLK M-G2+430 |  | 0.43 | 24 | 302 | 5 |  | Fixed | Roof
NJADRE1559815799 | Administratively Determined Incentive Program | West New York | 7093 | 10.32 | Residential | Behind the Meter | Yes | Pro Custom Solar dba Momentum Solar | PSE&G |  | Accepted | 2025-05-29 | 2025-06-24 | 2026-06-24 | Inverters | ENPHASE | IQ8HC-72-M-DOM-US | 380 |  | 24 |  |  | 0.97 |  | Outdoor
NJADRE1559815835 | Administratively Determined Incentive Program | Union City | 7087 | 5.59 | Residential | Behind the Meter | Yes | Pro Custom Solar dba Momentum Solar | PSE&G |  | Accepted | 2025-05-29 | 2025-06-23 | 2026-06-23 | Solar Panels | HANWHA | Q.TRON BLK M-G2+430 |  | 0.43 | 4 | 205 | 14 |  | Fixed | Roof
NJADRE1559815835 | Administratively Determined Incentive Program | Union City | 7087 | 5.59 | Residential | Behind the Meter | Yes | Pro Custom Solar dba Momentum Solar | PSE&G |  | Accepted | 2025-05-29 | 2025-06-23 | 2026-06-23 | Solar Panels | HANWHA | Q.TRON BLK M-G2+430 |  | 0.43 | 9 | 25 | 4 |  | Fixed | Roof
NJADRE1559815835 | Administratively Determined Incentive Program | Union City | 7087 | 5.59 | Residential | Behind the Meter | Yes | Pro Custom Solar dba Momentum Solar | PSE&G |  | Accepted | 2025-05-29 | 2025-06-23 | 2026-06-23 | Inverters | ENPHASE | IQ8HC-72-M-DOM-US | 380 |  | 13 |  |  | 0.97 |  | Outdoor
NJADRE1559816161 | Administratively Determined Incentive Program | SOUTH AMBOY | 8879 | 4.92 | Residential | Behind the Meter | No | Tesla Energy Operations, Inc. | JCP&L |  | Accepted | 2025-05-29 | 2025-06-26 | 2026-06-26 | Electric Storage Battery | Tesla | Powerwall 3 |  |  | 2 |  |  |  | Lithium Ion |  | OUTSIDE
NJADRE1559816161 | Administratively Determined Incentive Program | SOUTH AMBOY | 8879 | 4.92 | Residential | Behind the Meter | No | Tesla Energy Operations, Inc. | JCP&L |  | Accepted | 2025-05-29 | 2025-06-26 | 2026-06-26 | Solar Panels | Hanwha | Q.PEAK DUO BLK ML-G10+/TS 410 |  | 0.41 | 12 | 60 | 25 |  | Fixed | Roof
NJADRE1559816161 | Administratively Determined Incentive Program | SOUTH AMBOY | 8879 | 4.92 | Residential | Behind the Meter | No | Tesla Energy Operations, Inc. | JCP&L |  | Accepted | 2025-05-29 | 2025-06-26 | 2026-06-26 | Inverters | Tesla | 1707000-XX-Y | 11500 |  | 1 |  |  | 0.98 |  | Outdoor
NJADRE1559816568 | Administratively Determined Incentive Program | Passaic | 7055 | 9.78 | Residential | Behind the Meter | Yes | Solar Mite Solutions, LLC | PSE&G |  | Accepted | 2025-05-29 | 2025-06-24 | 2026-06-24 | Inverters | Enphase | IQ8HC-72-M-DOM-US | 380 |  | 23 |  |  | 0.97 |  | Outside
NJADRE1559816568 | Administratively Determined Incentive Program | Passaic | 7055 | 9.78 | Residential | Behind the Meter | Yes | Solar Mite Solutions, LLC | PSE&G |  | Accepted | 2025-05-29 | 2025-06-24 | 2026-06-24 | Solar Panels | Jinko | JKM425N |  | 0.425 | 12 | 252 | 45 |  | Fixed | Roof
NJADRE1559816568 | Administratively Determined Incentive Program | Passaic | 7055 | 9.78 | Residential | Behind the Meter | Yes | Solar Mite Solutions, LLC | PSE&G |  | Accepted | 2025-05-29 | 2025-06-24 | 2026-06-24 | Solar Panels | Jinko | JKM425N |  | 0.425 | 11 | 72 | 15 |  | Fixed | Roof
NJADRE1559816602 | Administratively Determined Incentive Program | DELRAN | 8075 | 81 | Commercial | Behind the Meter | No | LandAir Renewables | PSE&G |  | Accepted | 2025-05-30 | 2025-07-01 | 2026-07-01 | Solar Panels | LONGI | LR5-72HBD-540M |  | 0.54 | 150 | 147 | 1 |  | Fixed | Roof
NJADRE1559816602 | Administratively Determined Incentive Program | DELRAN | 8075 | 81 | Commercial | Behind the Meter | No | LandAir Renewables | PSE&G |  | Accepted | 2025-05-30 | 2025-07-01 | 2026-07-01 | Inverters | SOLAR EDGE | SE80KUS | 80000 |  | 1 |  |  | 0.985 |  | Outside
NJADRE1559816602 | Administratively Determined Incentive Program | DELRAN | 8075 | 81 | Commercial | Behind the Meter | No | LandAir Renewables | PSE&G |  | Accepted | 2025-05-30 | 2025-07-01 | 2026-07-01 | Meters | LANDIS + GYR | G5 26-1905 | 4 |  | 1 |  |  |  | Yes | Outdoor
NJADRE1559816625 | Administratively Determined Incentive Program | PLEASANTVILLE | 8232 | 11.6 | Residential | Behind the Meter | Yes | Suntuity Solar, LLC | AC Electric |  | Accepted | 2025-05-29 | 2025-06-24 | 2026-06-24 | Solar Panels | Canadian Solar | CS6R-400MS-HL |  | 0.4 | 6 | 206 | 21 |  | Fixed | Roof
NJADRE1559816625 | Administratively Determined Incentive Program | PLEASANTVILLE | 8232 | 11.6 | Residential | Behind the Meter | Yes | Suntuity Solar, LLC | AC Electric |  | Accepted | 2025-05-29 | 2025-06-24 | 2026-06-24 | Inverters | Enphase Energy Inc | IQ8PLUS-72-2-US | 290 |  | 29 |  |  | 0.99 |  | Outdoor
NJADRE1559816625 | Administratively Determined Incentive Program | PLEASANTVILLE | 8232 | 11.6 | Residential | Behind the Meter | Yes | Suntuity Solar, LLC | AC Electric |  | Accepted | 2025-05-29 | 2025-06-24 | 2026-06-24 | Meters | Enphase Energy Inc | X-IQ-AM1-240-4 |  |  | 1 |  |  |  | Yes | Outdoor
NJADRE1559816625 | Administratively Determined Incentive Program | PLEASANTVILLE | 8232 | 11.6 | Residential | Behind the Meter | Yes | Suntuity Solar, LLC | AC Electric |  | Accepted | 2025-05-29 | 2025-06-24 | 2026-06-24 | Solar Panels | Canadian Solar | CS6R-400MS-HL |  | 0.4 | 12 | 206 | 21 |  | Fixed | Roof
NJADRE1559816625 | Administratively Determined Incentive Program | PLEASANTVILLE | 8232 | 11.6 | Residential | Behind the Meter | Yes | Suntuity Solar, LLC | AC Electric |  | Accepted | 2025-05-29 | 2025-06-24 | 2026-06-24 | Solar Panels | Canadian Solar | CS6R-400MS-HL |  | 0.4 | 11 | 26 | 21 |  | Fixed | Roof
NJADRE1559816633 | Administratively Determined Incentive Program | Newark | 7107 | 3.735 | Residential | Behind the Meter | Yes | Venture Home Solar, LLC | PSE&G |  | Accepted | 2025-05-29 | 2025-06-25 | 2026-06-25 | Solar Panels | Hanwha | Q.PEAK DUO BLK ML-G10+ 415W |  | 0.415 | 9 | 201 | 27 |  | Fixed | Roof
NJADRE1559816633 | Administratively Determined Incentive Program | Newark | 7107 | 3.735 | Residential | Behind the Meter | Yes | Venture Home Solar, LLC | PSE&G |  | Accepted | 2025-05-29 | 2025-06-25 | 2026-06-25 | Inverters | Tesla Solar | 1538000-XX-Y | 330 |  | 1 |  |  | 0.9697 |  | Outside
NJADRE1559819326 | Administratively Determined Incentive Program | Sewell | 8080 | 34.4 | Residential | Behind the Meter | Yes | Sun Up Zero Down, LLC | AC Electric |  | Accepted | 2025-05-30 | 2025-06-24 | 2026-06-24 | Meters | Enphase | TBD |  |  | 1 |  |  |  | Yes | Outdoor
NJADRE1559819326 | Administratively Determined Incentive Program | Sewell | 8080 | 34.4 | Residential | Behind the Meter | Yes | Sun Up Zero Down, LLC | AC Electric |  | Accepted | 2025-05-30 | 2025-06-24 | 2026-06-24 | Inverters | Enphase | IQ8PLUS-72-2-US | 290 |  | 80 |  |  | 0.976 |  | Outdoor
NJADRE1559819326 | Administratively Determined Incentive Program | Sewell | 8080 | 34.4 | Residential | Behind the Meter | Yes | Sun Up Zero Down, LLC | AC Electric |  | Accepted | 2025-05-30 | 2025-06-24 | 2026-06-24 | Solar Panels | SEG | SEG-430-BTD-BG |  | 0.43 | 80 | 225 | 46 |  | Fixed | Roof
NJADRE1559819341 | Administratively Determined Incentive Program | Egg Harbor | 8234 | 8.51 | Residential | Behind the Meter | Yes | Sunrun Installation Services, Inc. | AC Electric |  | Accepted | 2025-05-30 | 2025-06-23 | 2026-06-23 | Solar Panels | JA Solar | JAM54S31-405/MR |  | 0.405 | 6 | 22 | 17 |  | Fixed | Roof
NJADRE1559819341 | Administratively Determined Incentive Program | Egg Harbor | 8234 | 8.51 | Residential | Behind the Meter | Yes | Sunrun Installation Services, Inc. | AC Electric |  | Accepted | 2025-05-30 | 2025-06-23 | 2026-06-23 | Solar Panels | JA Solar | JAM54S31-405/MR |  | 0.405 | 4 | 22 | 17 |  | Fixed | Roof
NJADRE1559819341 | Administratively Determined Incentive Program | Egg Harbor | 8234 | 8.51 | Residential | Behind the Meter | Yes | Sunrun Installation Services, Inc. | AC Electric |  | Accepted | 2025-05-30 | 2025-06-23 | 2026-06-23 | Solar Panels | JA Solar | JAM54S31-405/MR |  | 0.405 | 6 | 202 | 21 |  | Fixed | Roof
NJADRE1559819341 | Administratively Determined Incentive Program | Egg Harbor | 8234 | 8.51 | Residential | Behind the Meter | Yes | Sunrun Installation Services, Inc. | AC Electric |  | Accepted | 2025-05-30 | 2025-06-23 | 2026-06-23 | Solar Panels | JA Solar | JAM54S31-405/MR |  | 0.405 | 5 | 202 | 20 |  | Fixed | Roof
NJADRE1559819341 | Administratively Determined Incentive Program | Egg Harbor | 8234 | 8.51 | Residential | Behind the Meter | Yes | Sunrun Installation Services, Inc. | AC Electric |  | Accepted | 2025-05-30 | 2025-06-23 | 2026-06-23 | Inverters | SolarEdge Technologies | SE5700H-USMN | 5760 |  | 1 |  |  | 0.99 |  | Outdoor | Next to meter
NJADRE1559819344 | Administratively Determined Incentive Program | Pitman | 8071 | 7.29 | Residential | Behind the Meter | Yes | Sunrun Installation Services, Inc. | AC Electric |  | Accepted | 2025-05-30 | 2025-06-23 | 2026-06-23 | Solar Panels | JA Solar | JAM54S31-405/MR |  | 0.405 | 10 | 143 | 43 |  | Fixed | Roof
NJADRE1559819344 | Administratively Determined Incentive Program | Pitman | 8071 | 7.29 | Residential | Behind the Meter | Yes | Sunrun Installation Services, Inc. | AC Electric |  | Accepted | 2025-05-30 | 2025-06-23 | 2026-06-23 | Inverters | SolarEdge Technologies | SE5700H-USMN | 5760 |  | 1 |  |  | 0.99 |  | Outdoor | Next to meter
NJADRE1559819344 | Administratively Determined Incentive Program | Pitman | 8071 | 7.29 | Residential | Behind the Meter | Yes | Sunrun Installation Services, Inc. | AC Electric |  | Accepted | 2025-05-30 | 2025-06-23 | 2026-06-23 | Solar Panels | JA Solar | JAM54S31-405/MR |  | 0.405 | 8 | 323 | 45 |  | Fixed | Roof
NJADRE1559819354 | Administratively Determined Incentive Program | MIDDLESEX | 8846 | 6.02 | Residential | Behind the Meter | Yes | EMT Renewables, LLC | PSE&G |  | Accepted | 2025-05-30 | 2025-06-26 | 2026-06-26 | Inverters | ENPHASE | IQ8+ | 290 |  | 14 |  |  | 0.98 |  | Other | UNDER EACH PANEL
NJADRE1559819354 | Administratively Determined Incentive Program | MIDDLESEX | 8846 | 6.02 | Residential | Behind the Meter | Yes | EMT Renewables, LLC | PSE&G |  | Accepted | 2025-05-30 | 2025-06-26 | 2026-06-26 | Solar Panels | SEG SOLAR | SEG 430 |  | 0.43 | 2 | 184 | 12 |  | Fixed | Roof
NJADRE1559819354 | Administratively Determined Incentive Program | MIDDLESEX | 8846 | 6.02 | Residential | Behind the Meter | Yes | EMT Renewables, LLC | PSE&G |  | Accepted | 2025-05-30 | 2025-06-26 | 2026-06-26 | Solar Panels | SEG SOLAR | SEG 430 |  | 0.43 | 6 | 94 | 24 |  | Fixed | Roof
NJADRE1559819354 | Administratively Determined Incentive Program | MIDDLESEX | 8846 | 6.02 | Residential | Behind the Meter | Yes | EMT Renewables, LLC | PSE&G |  | Accepted | 2025-05-30 | 2025-06-26 | 2026-06-26 | Solar Panels | SEG SOLAR | SEG 430 |  | 0.43 | 6 | 274 | 24 |  | Fixed | Roof
NJADRE1559819364 | Administratively Determined Incentive Program | MIDDLESEX BORO | 8846 | 14.58 | Residential | Behind the Meter | Yes | Sunrun Installation Services, Inc. | PSE&G |  | Accepted | 2025-05-30 | 2025-06-24 | 2026-06-24 | Solar Panels | JA SOLAR | JAM54S31-405/MR |  | 0.405 | 15 | 308 | 33 |  | Fixed | Roof
NJADRE1559819364 | Administratively Determined Incentive Program | MIDDLESEX BORO | 8846 | 14.58 | Residential | Behind the Meter | Yes | Sunrun Installation Services, Inc. | PSE&G |  | Accepted | 2025-05-30 | 2025-06-24 | 2026-06-24 | Solar Panels | JA SOLAR | JAM54S31-405/MR |  | 0.405 | 21 | 129 | 8 |  | Fixed | Roof
NJADRE1559819364 | Administratively Determined Incentive Program | MIDDLESEX BORO | 8846 | 14.58 | Residential | Behind the Meter | Yes | Sunrun Installation Services, Inc. | PSE&G |  | Accepted | 2025-05-30 | 2025-06-24 | 2026-06-24 | Inverters | SOLAREDGE TECHNOLOGIES | SE10000H-USMN | 10000 |  | 1 |  |  | 0.99 |  | Outdoor
NJADRE1559819369 | Administratively Determined Incentive Program | Egg Harbor City | 8215 | 15.05 | Residential | Behind the Meter | Yes | EMT Renewables, LLC | AC Electric |  | Accepted | 2025-05-30 | 2025-06-24 | 2026-06-24 | Solar Panels | SEG SOLAR | SEG 430 |  | 0.43 | 9 | 132 | 18 |  | Fixed | Roof
NJADRE1559819369 | Administratively Determined Incentive Program | Egg Harbor City | 8215 | 15.05 | Residential | Behind the Meter | Yes | EMT Renewables, LLC | AC Electric |  | Accepted | 2025-05-30 | 2025-06-24 | 2026-06-24 | Solar Panels | SEG SOLAR | SEG 430 |  | 0.43 | 10 | 131 | 7 |  | Fixed | Roof
NJADRE1559819369 | Administratively Determined Incentive Program | Egg Harbor City | 8215 | 15.05 | Residential | Behind the Meter | Yes | EMT Renewables, LLC | AC Electric |  | Accepted | 2025-05-30 | 2025-06-24 | 2026-06-24 | Solar Panels | SEG SOLAR | SEG 430 |  | 0.43 | 4 | 42 | 17 |  | Fixed | Roof
NJADRE1559819369 | Administratively Determined Incentive Program | Egg Harbor City | 8215 | 15.05 | Residential | Behind the Meter | Yes | EMT Renewables, LLC | AC Electric |  | Accepted | 2025-05-30 | 2025-06-24 | 2026-06-24 | Solar Panels | SEG SOLAR | SEG 430 |  | 0.43 | 7 | 312 | 18 |  | Fixed | Roof
NJADRE1559819369 | Administratively Determined Incentive Program | Egg Harbor City | 8215 | 15.05 | Residential | Behind the Meter | Yes | EMT Renewables, LLC | AC Electric |  | Accepted | 2025-05-30 | 2025-06-24 | 2026-06-24 | Solar Panels | SEG SOLAR | SEG 430 |  | 0.43 | 5 | 222 | 17 |  | Fixed | Roof
NJADRE1559819369 | Administratively Determined Incentive Program | Egg Harbor City | 8215 | 15.05 | Residential | Behind the Meter | Yes | EMT Renewables, LLC | AC Electric |  | Accepted | 2025-05-30 | 2025-06-24 | 2026-06-24 | Inverters | ENPHASE | IQ8+ | 290 |  | 35 |  |  | 0.98 |  | Other | UNDER EACH PANEL
NJADRE1559819372 | Administratively Determined Incentive Program | Irvington | 7111 | 3.28 | Residential | Behind the Meter | Yes | Sunrun Installation Services, Inc. | PSE&G |  | Accepted | 2025-05-30 | 2025-06-24 | 2026-06-24 | Inverters | SOLAREDGE TECHNOLOGIES | SE3800H-USMN | 3800 |  | 1 |  |  | 0.99 |  | Outdoor
NJADRE1559819372 | Administratively Determined Incentive Program | Irvington | 7111 | 3.28 | Residential | Behind the Meter | Yes | Sunrun Installation Services, Inc. | PSE&G |  | Accepted | 2025-05-30 | 2025-06-24 | 2026-06-24 | Solar Panels | HANWHA Q-CELLS | Q.PEAK DUO BLK ML-G10+ 410 |  | 0.41 | 8 | 127 | 10 |  | Fixed | Roof
NJADRE1559819372 | Administratively Determined Incentive Program | Irvington | 7111 | 3.28 | Residential | Behind the Meter | Yes | Sunrun Installation Services, Inc. | PSE&G |  | Accepted | 2025-05-30 | 2025-06-24 | 2026-06-24 | Meters | SOLAREDGE TECHNOLOGIES | SE3800H-USMN |  |  | 1 |  |  |  | Yes | Outdoor
NJADRE1559819383 | Administratively Determined Incentive Program | Wenonah | 8090 | 7.74 | Residential | Behind the Meter | Yes | PosiGen Developer, LLC | AC Electric |  | Accepted | 2025-05-30 | 2025-06-24 | 2026-06-24 | Inverters | SolarEdge | SE7600H-US | 7600 |  | 1 |  |  | 0.99 |  | Outside | within ten feet of meter
NJADRE1559819383 | Administratively Determined Incentive Program | Wenonah | 8090 | 7.74 | Residential | Behind the Meter | Yes | PosiGen Developer, LLC | AC Electric |  | Accepted | 2025-05-30 | 2025-06-24 | 2026-06-24 | Solar Panels | JINKO EAGLE G6R | JKM430N-54HL4-B |  | 0.43 | 11 | 245 | 30 |  | Fixed | Roof
NJADRE1559819383 | Administratively Determined Incentive Program | Wenonah | 8090 | 7.74 | Residential | Behind the Meter | Yes | PosiGen Developer, LLC | AC Electric |  | Accepted | 2025-05-30 | 2025-06-24 | 2026-06-24 | Solar Panels | JINKO EAGLE G6R | JKM430N-54HL4-B |  | 0.43 | 7 | 245 | 30 |  | Fixed | Roof
NJADRE1559819384 | Administratively Determined Incentive Program | Burlington Township | 8016 | 3.65 | Residential | Behind the Meter | Yes | Sunrun Installation Services, Inc. | PSE&G |  | Accepted | 2025-05-30 | 2025-06-24 | 2026-06-24 | Inverters | SolarEdge Technologies | SE3800H-USMN | 3800 |  | 1 |  |  | 0.99 |  | Outdoor | Next to meter
NJADRE1559819384 | Administratively Determined Incentive Program | Burlington Township | 8016 | 3.65 | Residential | Behind the Meter | Yes | Sunrun Installation Services, Inc. | PSE&G |  | Accepted | 2025-05-30 | 2025-06-24 | 2026-06-24 | Solar Panels | JA Solar | JAM54S31-405/MR |  | 0.405 | 9 | 178 | 27 |  | Fixed | Roof
NJADRE1559819385 | Administratively Determined Incentive Program | WHIPPANY | 7981 | 6.89 | Residential | Behind the Meter | Yes | Sunrun Installation Services, Inc. | JCP&L |  | Accepted | 2025-05-30 | 2025-06-24 | 2026-06-24 | Solar Panels | JA SOLAR | JAM54S31-405/MR |  | 0.405 | 6 | 223 | 23 |  | Fixed | Roof
NJADRE1559819385 | Administratively Determined Incentive Program | WHIPPANY | 7981 | 6.89 | Residential | Behind the Meter | Yes | Sunrun Installation Services, Inc. | JCP&L |  | Accepted | 2025-05-30 | 2025-06-24 | 2026-06-24 | Solar Panels | JA SOLAR | JAM54S31-405/MR |  | 0.405 | 6 | 223 | 23 |  | Fixed | Roof
NJADRE1559819385 | Administratively Determined Incentive Program | WHIPPANY | 7981 | 6.89 | Residential | Behind the Meter | Yes | Sunrun Installation Services, Inc. | JCP&L |  | Accepted | 2025-05-30 | 2025-06-24 | 2026-06-24 | Solar Panels | JA SOLAR | JAM54S31-405/MR |  | 0.405 | 5 | 43 | 23 |  | Fixed | Roof
NJADRE1559819385 | Administratively Determined Incentive Program | WHIPPANY | 7981 | 6.89 | Residential | Behind the Meter | Yes | Sunrun Installation Services, Inc. | JCP&L |  | Accepted | 2025-05-30 | 2025-06-24 | 2026-06-24 | Inverters | SOLAREDGE TECHNOLOGIES | SE5700H-USMN | 5760 |  | 1 |  |  | 0.99 |  | Outdoor
NJADRE1559819388 | Administratively Determined Incentive Program | Paterson | 7502 | 9.135 | Residential | Behind the Meter | Yes | SunnyMac, LLC | PSE&G |  | Accepted | 2025-05-30 | 2025-06-24 | 2026-06-24 | Inverters | SOLAREDGE HOME HUB | SE7600H-US | 7600 |  | 1 |  |  | 0.99 |  | Outdoor | next to meter
NJADRE1559819388 | Administratively Determined Incentive Program | Paterson | 7502 | 9.135 | Residential | Behind the Meter | Yes | SunnyMac, LLC | PSE&G |  | Accepted | 2025-05-30 | 2025-06-24 | 2026-06-24 | Solar Panels | HANWHA | Q.TRON BLK M-G2+ 435W |  | 0.435 | 21 | 229 | 18 |  | Fixed | Roof | 7600
NJADRE1559819390 | Administratively Determined Incentive Program | Woodbury | 8096 | 7.65 | Residential | Behind the Meter | Yes | Power Energy Solutions, LLC | PSE&G |  | Accepted | 2025-05-30 | 2025-06-24 | 2026-06-24 | Solar Panels | Trina Solar | TSM-425NE09RC.05 |  | 0.425 | 2 | 109 | 20 |  | Fixed | Roof
NJADRE1559819390 | Administratively Determined Incentive Program | Woodbury | 8096 | 7.65 | Residential | Behind the Meter | Yes | Power Energy Solutions, LLC | PSE&G |  | Accepted | 2025-05-30 | 2025-06-24 | 2026-06-24 | Solar Panels | Trina Solar | TSM-425NE09RC.05 |  | 0.425 | 16 | 109 | 20 |  | Fixed | Roof
NJADRE1559819390 | Administratively Determined Incentive Program | Woodbury | 8096 | 7.65 | Residential | Behind the Meter | Yes | Power Energy Solutions, LLC | PSE&G |  | Accepted | 2025-05-30 | 2025-06-24 | 2026-06-24 | Inverters | SolarEdge | SE5700H-US | 6 |  | 1 |  |  | 0.97 |  | Outdoor
NJADRE1559819393 | Administratively Determined Incentive Program | Irvington | 7111 | 7.79 | Residential | Behind the Meter | Yes | Sunrun Installation Services, Inc. | PSE&G |  | Accepted | 2025-05-30 | 2025-06-24 | 2026-06-24 | Solar Panels | Hanwha Q-Cells | Q.PEAK DUO BLK ML-G10+ 410 |  | 0.41 | 14 | 121 | 3 |  | Fixed | Roof
NJADRE1559819393 | Administratively Determined Incentive Program | Irvington | 7111 | 7.79 | Residential | Behind the Meter | Yes | Sunrun Installation Services, Inc. | PSE&G |  | Accepted | 2025-05-30 | 2025-06-24 | 2026-06-24 | Solar Panels | Hanwha Q-Cells | Q.PEAK DUO BLK ML-G10+ 410 |  | 0.41 | 5 | 121 | 33 |  | Fixed | Roof
NJADRE1559819393 | Administratively Determined Incentive Program | Irvington | 7111 | 7.79 | Residential | Behind the Meter | Yes | Sunrun Installation Services, Inc. | PSE&G |  | Accepted | 2025-05-30 | 2025-06-24 | 2026-06-24 | Inverters | SOLAREDGE TECHNOLOGIES | SE5700H-USMN | 5760 |  | 1 |  |  | 0.99 |  | Outside
NJADRE1559819396 | Administratively Determined Incentive Program | MIDDLE | 8210 | 6.02 | Residential | Behind the Meter | Yes | EMT Renewables, LLC | AC Electric |  | Accepted | 2025-05-30 | 2025-06-26 | 2026-06-26 | Solar Panels | SEG SOLAR | SEG 430 |  | 0.43 | 3 | 206 | 23 |  | Fixed | Roof
NJADRE1559819396 | Administratively Determined Incentive Program | MIDDLE | 8210 | 6.02 | Residential | Behind the Meter | Yes | EMT Renewables, LLC | AC Electric |  | Accepted | 2025-05-30 | 2025-06-26 | 2026-06-26 | Inverters | Enphase | IQ8HC | 380 |  | 14 |  |  | 0.98 |  | Other | UNDER EACH PANEL
NJADRE1559819396 | Administratively Determined Incentive Program | MIDDLE | 8210 | 6.02 | Residential | Behind the Meter | Yes | EMT Renewables, LLC | AC Electric |  | Accepted | 2025-05-30 | 2025-06-26 | 2026-06-26 | Solar Panels | SEG SOLAR | SEG 430 |  | 0.43 | 11 | 26 | 30 |  | Fixed | Roof
NJADRE1559819397 | Administratively Determined Incentive Program | Roselle | 7203 | 7.23 | Residential | Behind the Meter | Yes | Power Energy Solutions, LLC | PSE&G |  | Accepted | 2025-05-30 | 2025-06-24 | 2026-06-24 | Inverters | SolarEdge | SE3800H-US | 4 |  | 1 |  |  | 0.97 |  | Outdoor
NJADRE1559819397 | Administratively Determined Incentive Program | Roselle | 7203 | 7.23 | Residential | Behind the Meter | Yes | Power Energy Solutions, LLC | PSE&G |  | Accepted | 2025-05-30 | 2025-06-24 | 2026-06-24 | Solar Panels | Trina Solar | TSM-425NE09RC.05 |  | 0.425 | 8 | 80 | 19 |  | Fixed | Roof
NJADRE1559819397 | Administratively Determined Incentive Program | Roselle | 7203 | 7.23 | Residential | Behind the Meter | Yes | Power Energy Solutions, LLC | PSE&G |  | Accepted | 2025-05-30 | 2025-06-24 | 2026-06-24 | Solar Panels | Trina Solar | TSM-425NE09RC.05 |  | 0.425 | 9 | 260 | 23 |  | Fixed | Roof
NJADRE1559819410 | Administratively Determined Incentive Program | Cape May Court House | 8210 | 13.18 | Residential | Behind the Meter | Yes | Power Energy Solutions, LLC | AC Electric |  | Accepted | 2025-05-30 | 2025-06-24 | 2026-06-24 | Inverters | SolarEdge | SE7600H-US | 8 |  | 1 |  |  | 0.97 |  | Outdoor
NJADRE1559819410 | Administratively Determined Incentive Program | Cape May Court House | 8210 | 13.18 | Residential | Behind the Meter | Yes | Power Energy Solutions, LLC | AC Electric |  | Accepted | 2025-05-30 | 2025-06-24 | 2026-06-24 | Solar Panels | Trina Solar | TSM-425NE09RC.05 |  | 0.425 | 13 | 76 | 29 |  | Fixed | Roof
NJADRE1559819410 | Administratively Determined Incentive Program | Cape May Court House | 8210 | 13.18 | Residential | Behind the Meter | Yes | Power Energy Solutions, LLC | AC Electric |  | Accepted | 2025-05-30 | 2025-06-24 | 2026-06-24 | Solar Panels | Trina Solar | TSM-425NE09RC.05 |  | 0.425 | 18 | 256 | 29 |  | Fixed | Roof
NJADRE1559819421 | Administratively Determined Incentive Program | Sicklerville | 8081 | 6.45 | Residential | Behind the Meter | Yes | EMT Renewables, LLC | AC Electric |  | Accepted | 2025-05-30 | 2025-06-24 | 2026-06-24 | Solar Panels | SEG SOLAR | SEG 430 |  | 0.43 | 11 | 144 | 24 |  | Fixed | Roof
NJADRE1559819421 | Administratively Determined Incentive Program | Sicklerville | 8081 | 6.45 | Residential | Behind the Meter | Yes | EMT Renewables, LLC | AC Electric |  | Accepted | 2025-05-30 | 2025-06-24 | 2026-06-24 | Inverters | ENPHASE | IQ8+ | 290 |  | 15 |  |  | 0.98 |  | Other | UNDER EACH PANEL
NJADRE1559819421 | Administratively Determined Incentive Program | Sicklerville | 8081 | 6.45 | Residential | Behind the Meter | Yes | EMT Renewables, LLC | AC Electric |  | Accepted | 2025-05-30 | 2025-06-24 | 2026-06-24 | Solar Panels | SEG SOLAR | SEG 430 |  | 0.43 | 4 | 324 | 24 |  | Fixed | Roof
NJADRE1559819424 | Administratively Determined Incentive Program | Union City | 7087 | 4.73 | Residential | Behind the Meter | Yes | Pro Custom Solar dba Momentum Solar | PSE&G |  | Accepted | 2025-05-30 | 2025-06-24 | 2026-06-24 | Inverters | ENPHASE | IQ8HC-72-M-DOM-US | 380 |  | 11 |  |  | 0.97 |  | Outdoor
NJADRE1559819424 | Administratively Determined Incentive Program | Union City | 7087 | 4.73 | Residential | Behind the Meter | Yes | Pro Custom Solar dba Momentum Solar | PSE&G |  | Accepted | 2025-05-30 | 2025-06-24 | 2026-06-24 | Solar Panels | HANWHA | Q.TRON BLK M-G2+430 |  | 0.43 | 5 | 205 | 14 |  | Fixed | Roof
NJADRE1559819424 | Administratively Determined Incentive Program | Union City | 7087 | 4.73 | Residential | Behind the Meter | Yes | Pro Custom Solar dba Momentum Solar | PSE&G |  | Accepted | 2025-05-30 | 2025-06-24 | 2026-06-24 | Solar Panels | HANWHA | Q.TRON BLK M-G2+430 |  | 0.43 | 6 | 25 | 11 |  | Fixed | Roof
NJADRE1559819437 | Administratively Determined Incentive Program | Toms River | 8757 | 11.18 | Residential | Behind the Meter | Yes | EMT Renewables, LLC | JCP&L |  | Accepted | 2025-05-30 | 2025-06-24 | 2026-06-24 | Solar Panels | SEG SOLAR | SEG 430 |  | 0.43 | 20 | 167 | 30 |  | Fixed | Roof
NJADRE1559819437 | Administratively Determined Incentive Program | Toms River | 8757 | 11.18 | Residential | Behind the Meter | Yes | EMT Renewables, LLC | JCP&L |  | Accepted | 2025-05-30 | 2025-06-24 | 2026-06-24 | Inverters | IQ8HC | IQ8+ | 290 |  | 26 |  |  | 0.98 |  | Other | UNDER EACH PANEL
NJADRE1559819437 | Administratively Determined Incentive Program | Toms River | 8757 | 11.18 | Residential | Behind the Meter | Yes | EMT Renewables, LLC | JCP&L |  | Accepted | 2025-05-30 | 2025-06-24 | 2026-06-24 | Solar Panels | SEG SOLAR | SEG 430 |  | 0.43 | 6 | 347 | 30 |  | Fixed | Roof
NJADRE1559819443 | Administratively Determined Incentive Program | Whiting | 8759 | 7.38 | Residential | Behind the Meter | Yes | Trinity Solar, LLC | JCP&L |  | Accepted | 2025-05-30 | 2025-06-24 | 2026-06-24 | Solar Panels | HANWHA 410 (Q.PEAK DUO BLK ML-G10+410) | HANWHA 410 (Q.PEAK DUO BLK ML-G10+410) |  | 0.41 | 9 | 15 | 22 |  | Fixed | Roof
NJADRE1559819443 | Administratively Determined Incentive Program | Whiting | 8759 | 7.38 | Residential | Behind the Meter | Yes | Trinity Solar, LLC | JCP&L |  | Accepted | 2025-05-30 | 2025-06-24 | 2026-06-24 | Solar Panels | HANWHA 410 (Q.PEAK DUO BLK ML-G10+410) | HANWHA 410 (Q.PEAK DUO BLK ML-G10+410) |  | 0.41 | 2 | 285 | 35 |  | Fixed | Roof
NJADRE1559819443 | Administratively Determined Incentive Program | Whiting | 8759 | 7.38 | Residential | Behind the Meter | Yes | Trinity Solar, LLC | JCP&L |  | Accepted | 2025-05-30 | 2025-06-24 | 2026-06-24 | Solar Panels | HANWHA 410 (Q.PEAK DUO BLK ML-G10+410) | HANWHA 410 (Q.PEAK DUO BLK ML-G10+410) |  | 0.41 | 7 | 195 | 22 |  | Fixed | Roof
NJADRE1559819443 | Administratively Determined Incentive Program | Whiting | 8759 | 7.38 | Residential | Behind the Meter | Yes | Trinity Solar, LLC | JCP&L |  | Accepted | 2025-05-30 | 2025-06-24 | 2026-06-24 | Inverters | SOLAREDGE | SE6000H-US | 6000 |  | 1 |  |  | 0.97 |  | Outside
NJADRE1559819446 | Administratively Determined Incentive Program | Phillipsburg | 8865 | 5.33 | Residential | Behind the Meter | Yes | Big Wave Roofing and Solar, LLC | JCP&L |  | Accepted | 2025-05-30 | 2025-06-24 | 2026-06-24 | Solar Panels | Mission | MSE410HT0B |  | 0.41 | 7 | 142 | 40 |  | Fixed | Roof
NJADRE1559819446 | Administratively Determined Incentive Program | Phillipsburg | 8865 | 5.33 | Residential | Behind the Meter | Yes | Big Wave Roofing and Solar, LLC | JCP&L |  | Accepted | 2025-05-30 | 2025-06-24 | 2026-06-24 | Solar Panels | Mission | MSE410HT0B |  | 0.41 | 6 | 142 | 5 |  | Fixed | Roof
NJADRE1559819446 | Administratively Determined Incentive Program | Phillipsburg | 8865 | 5.33 | Residential | Behind the Meter | Yes | Big Wave Roofing and Solar, LLC | JCP&L |  | Accepted | 2025-05-30 | 2025-06-24 | 2026-06-24 | Inverters | Enphase | IQ8HC-72-M-DOM-US | 380 |  | 13 |  |  | 0.98 |  | Outside
NJADRE1559819454 | Administratively Determined Incentive Program | Villas | 8251 | 4.1 | Residential | Behind the Meter | Yes | Trinity Solar, LLC | AC Electric |  | Accepted | 2025-06-06 | 2025-07-03 | 2026-07-03 | Inverters | Solar Edge | USE3800H-US | 3800 |  | 1 |  |  | 0.97 |  | Outside
NJADRE1559819454 | Administratively Determined Incentive Program | Villas | 8251 | 4.1 | Residential | Behind the Meter | Yes | Trinity Solar, LLC | AC Electric |  | Accepted | 2025-06-06 | 2025-07-03 | 2026-07-03 | Solar Panels | Hanwha | Q.PEAK DUO BLK ML-G10+ 410 |  | 0.41 | 10 | 118 | 10 |  | Fixed | Roof
NJADRE1559819460 | Administratively Determined Incentive Program | Pennsauken | 8110 | 4.3 | Residential | Behind the Meter | Yes | PosiGen Developer, LLC | PSE&G |  | Accepted | 2025-05-30 | 2025-06-24 | 2026-06-24 | Solar Panels | SilFab Solar | SIL-430 QD |  | 0.43 | 10 | 306 | 1 |  | Fixed | Roof
NJADRE1559819460 | Administratively Determined Incentive Program | Pennsauken | 8110 | 4.3 | Residential | Behind the Meter | Yes | PosiGen Developer, LLC | PSE&G |  | Accepted | 2025-05-30 | 2025-06-24 | 2026-06-24 | Inverters | SolarEdge | SE3800H-US | 3800 |  | 1 |  |  | 0.99 |  | Outside
NJADRE1559819461 | Administratively Determined Incentive Program | Woodbridge Twp | 8330 | 8.5 | Residential | Behind the Meter | Yes | GenSun Roofing and Solar, LLC | PSE&G |  | Accepted | 2025-05-30 | 2025-06-24 | 2026-06-24 | Inverters | ENPHASE | IQ8HC-72-M-DOM-US | 7600 |  | 20 |  |  | 0.99 |  | Outside
NJADRE1559819461 | Administratively Determined Incentive Program | Woodbridge Twp | 8330 | 8.5 | Residential | Behind the Meter | Yes | GenSun Roofing and Solar, LLC | PSE&G |  | Accepted | 2025-05-30 | 2025-06-24 | 2026-06-24 | Solar Panels | JINKO SOLAR | JKM425N-54HL4-B 425W |  | 0.425 | 10 | 124 | 23 |  | Fixed | Roof
NJADRE1559819461 | Administratively Determined Incentive Program | Woodbridge Twp | 8330 | 8.5 | Residential | Behind the Meter | Yes | GenSun Roofing and Solar, LLC | PSE&G |  | Accepted | 2025-05-30 | 2025-06-24 | 2026-06-24 | Solar Panels | JINKO SOLAR | JKM425N-54HL4-B 425W |  | 0.425 | 10 | 124 | 23 |  | Fixed | Roof
NJADRE1559819471 | Administratively Determined Incentive Program | Newark | 7112 | 6.15 | Residential | Behind the Meter | Yes | Pro Custom Solar dba Momentum Solar | PSE&G |  | Accepted | 2025-05-30 | 2025-06-24 | 2026-06-24 | Inverters | ENPHASE | IQ8HC-72-M-DOM-US | 380 |  | 15 |  |  | 0.97 |  | Outdoor
NJADRE1559819471 | Administratively Determined Incentive Program | Newark | 7112 | 6.15 | Residential | Behind the Meter | Yes | Pro Custom Solar dba Momentum Solar | PSE&G |  | Accepted | 2025-05-30 | 2025-06-24 | 2026-06-24 | Solar Panels | HANWHA | Q.PEAK DUO BLK ML-G10+410 |  | 0.41 | 2 | 122 | 28 |  | Fixed | Roof
NJADRE1559819471 | Administratively Determined Incentive Program | Newark | 7112 | 6.15 | Residential | Behind the Meter | Yes | Pro Custom Solar dba Momentum Solar | PSE&G |  | Accepted | 2025-05-30 | 2025-06-24 | 2026-06-24 | Solar Panels | HANWHA | Q.PEAK DUO BLK ML-G10+410 |  | 0.41 | 2 | 302 | 25 |  | Fixed | Roof
NJADRE1559819471 | Administratively Determined Incentive Program | Newark | 7112 | 6.15 | Residential | Behind the Meter | Yes | Pro Custom Solar dba Momentum Solar | PSE&G |  | Accepted | 2025-05-30 | 2025-06-24 | 2026-06-24 | Solar Panels | HANWHA | Q.PEAK DUO BLK ML-G10+410 |  | 0.41 | 11 | 211 | 19 |  | Fixed | Roof
NJADRE1559819493 | Administratively Determined Incentive Program | Somers Point | 8244 | 8.61 | Residential | Behind the Meter | No | Big Wave Roofing and Solar, LLC | AC Electric |  | Accepted | 2025-05-30 | 2025-06-24 | 2026-06-24 | Solar Panels | MISSION SOLAR | MSE410HT0B |  | 0.41 | 8 | 221 | 25 |  | Fixed | Roof
NJADRE1559819493 | Administratively Determined Incentive Program | Somers Point | 8244 | 8.61 | Residential | Behind the Meter | No | Big Wave Roofing and Solar, LLC | AC Electric |  | Accepted | 2025-05-30 | 2025-06-24 | 2026-06-24 | Solar Panels | MISSION SOLAR | MSE410HT0B |  | 0.41 | 7 | 131 | 25 |  | Fixed | Roof
NJADRE1559819493 | Administratively Determined Incentive Program | Somers Point | 8244 | 8.61 | Residential | Behind the Meter | No | Big Wave Roofing and Solar, LLC | AC Electric |  | Accepted | 2025-05-30 | 2025-06-24 | 2026-06-24 | Solar Panels | MISSION SOLAR | MSE410HT0B |  | 0.41 | 6 | 41 | 25 |  | Fixed | Roof
NJADRE1559819493 | Administratively Determined Incentive Program | Somers Point | 8244 | 8.61 | Residential | Behind the Meter | No | Big Wave Roofing and Solar, LLC | AC Electric |  | Accepted | 2025-05-30 | 2025-06-24 | 2026-06-24 | Inverters | Enphase | IQ8PLUS-72-2-US | 290 |  | 21 |  |  | 0.97 |  | Outdoor
NJADRE1559819507 | Administratively Determined Incentive Program | Piscataway | 8854 | 11.61 | Residential | Behind the Meter | Yes | Pro Custom Solar dba Momentum Solar | PSE&G |  | Accepted | 2025-05-30 | 2025-06-24 | 2026-06-24 | Solar Panels | HANWHA | Q.TRON BLK M-G2+430 |  | 0.43 | 17 | 202 | 24 |  | Fixed | Roof
NJADRE1559819507 | Administratively Determined Incentive Program | Piscataway | 8854 | 11.61 | Residential | Behind the Meter | Yes | Pro Custom Solar dba Momentum Solar | PSE&G |  | Accepted | 2025-05-30 | 2025-06-24 | 2026-06-24 | Solar Panels | HANWHA | Q.TRON BLK M-G2+430 |  | 0.43 | 10 | 202 | 24 |  | Fixed | Roof
NJADRE1559819507 | Administratively Determined Incentive Program | Piscataway | 8854 | 11.61 | Residential | Behind the Meter | Yes | Pro Custom Solar dba Momentum Solar | PSE&G |  | Accepted | 2025-05-30 | 2025-06-24 | 2026-06-24 | Inverters | ENPHASE | IQ8HC-72-M-DOM-US | 380 |  | 27 |  |  | 0.97 |  | Outdoor
NJADRE1559819532 | Administratively Determined Incentive Program | WHITEHOUSE STATION | 8889 | 36.98 | Residential | Behind the Meter | No | Green Power Energy, LLC | JCP&L |  | Accepted | 2025-05-30 | 2025-06-25 | 2026-06-25 | Solar Panels | SEG Solar | SEG-430-BTD-BG |  | 0.43 | 26 | 212 | 20 |  | Fixed | Roof
NJADRE1559819532 | Administratively Determined Incentive Program | WHITEHOUSE STATION | 8889 | 36.98 | Residential | Behind the Meter | No | Green Power Energy, LLC | JCP&L |  | Accepted | 2025-05-30 | 2025-06-25 | 2026-06-25 | Inverters | Enphase Energy | IQ8MC-72-M-US [240V] | 320 |  | 86 |  |  | 0.98 |  | Outside | Roof
NJADRE1559819532 | Administratively Determined Incentive Program | WHITEHOUSE STATION | 8889 | 36.98 | Residential | Behind the Meter | No | Green Power Energy, LLC | JCP&L |  | Accepted | 2025-05-30 | 2025-06-25 | 2026-06-25 | Solar Panels | SEG Solar | SEG-430-BTD-BG |  | 0.43 | 30 | 121 | 20 |  | Fixed | Roof
NJADRE1559819532 | Administratively Determined Incentive Program | WHITEHOUSE STATION | 8889 | 36.98 | Residential | Behind the Meter | No | Green Power Energy, LLC | JCP&L |  | Accepted | 2025-05-30 | 2025-06-25 | 2026-06-25 | Solar Panels | SEG Solar | SEG-430-BTD-BG |  | 0.43 | 30 | 301 | 20 |  | Fixed | Roof
NJADRE1559819551 | Administratively Determined Incentive Program | PLEASANTVILLE | 8232 | 19.55 | Residential | Behind the Meter | Yes | Power Energy Solutions, LLC | AC Electric |  | Accepted | 2025-05-30 | 2025-06-25 | 2026-06-25 | Solar Panels | Trina Solar | TSM-425NE09RC.05 |  | 0.425 | 8 | 308 | 25 |  | Fixed | Roof
NJADRE1559819551 | Administratively Determined Incentive Program | PLEASANTVILLE | 8232 | 19.55 | Residential | Behind the Meter | Yes | Power Energy Solutions, LLC | AC Electric |  | Accepted | 2025-05-30 | 2025-06-25 | 2026-06-25 | Solar Panels | Trina Solar | TSM-425NE09RC.05 |  | 0.425 | 14 | 0 | 1 |  | Fixed | Roof
NJADRE1559819551 | Administratively Determined Incentive Program | PLEASANTVILLE | 8232 | 19.55 | Residential | Behind the Meter | Yes | Power Energy Solutions, LLC | AC Electric |  | Accepted | 2025-05-30 | 2025-06-25 | 2026-06-25 | Inverters | SolarEdge | SE10000H-US | 10 |  | 1 |  |  | 0.97 |  | Outdoor
NJADRE1559819551 | Administratively Determined Incentive Program | PLEASANTVILLE | 8232 | 19.55 | Residential | Behind the Meter | Yes | Power Energy Solutions, LLC | AC Electric |  | Accepted | 2025-05-30 | 2025-06-25 | 2026-06-25 | Solar Panels | Trina Solar | TSM-425NE09RC.05 |  | 0.425 | 11 | 128 | 25 |  | Fixed | Roof
NJADRE1559819551 | Administratively Determined Incentive Program | PLEASANTVILLE | 8232 | 19.55 | Residential | Behind the Meter | Yes | Power Energy Solutions, LLC | AC Electric |  | Accepted | 2025-05-30 | 2025-06-25 | 2026-06-25 | Solar Panels | Trina Solar | TSM-425NE09RC.05 |  | 0.425 | 8 | 0 | 6 |  | Fixed | Roof
NJADRE1559819551 | Administratively Determined Incentive Program | PLEASANTVILLE | 8232 | 19.55 | Residential | Behind the Meter | Yes | Power Energy Solutions, LLC | AC Electric |  | Accepted | 2025-05-30 | 2025-06-25 | 2026-06-25 | Solar Panels | Trina Solar | TSM-425NE09RC.05 |  | 0.425 | 5 | 219 | 20 |  | Fixed | Roof
NJADRE1559819563 | Administratively Determined Incentive Program | VILLAS | 8251 | 5.16 | Residential | Behind the Meter | No | Green Power Energy, LLC | AC Electric |  | Accepted | 2025-05-30 | 2025-06-24 | 2026-06-24 | Inverters | Enphase Energy | IQ8MC-72-M-US [240V] | 320 |  | 12 |  |  | 0.98 |  | Outside | Roof
NJADRE1559819563 | Administratively Determined Incentive Program | VILLAS | 8251 | 5.16 | Residential | Behind the Meter | No | Green Power Energy, LLC | AC Electric |  | Accepted | 2025-05-30 | 2025-06-24 | 2026-06-24 | Solar Panels | SEG Solar | SEG-430-BTD-BG |  | 0.43 | 5 | 306 | 18 |  | Fixed | Roof
NJADRE1559819563 | Administratively Determined Incentive Program | VILLAS | 8251 | 5.16 | Residential | Behind the Meter | No | Green Power Energy, LLC | AC Electric |  | Accepted | 2025-05-30 | 2025-06-24 | 2026-06-24 | Solar Panels | SEG Solar | SEG-430-BTD-BG |  | 0.43 | 2 | 36 | 26 |  | Fixed | Roof
NJADRE1559819563 | Administratively Determined Incentive Program | VILLAS | 8251 | 5.16 | Residential | Behind the Meter | No | Green Power Energy, LLC | AC Electric |  | Accepted | 2025-05-30 | 2025-06-24 | 2026-06-24 | Solar Panels | SEG Solar | SEG-430-BTD-BG |  | 0.43 | 5 | 126 | 18 |  | Fixed | Roof
NJADRE1559819574 | Administratively Determined Incentive Program | BRICK | 8723 | 5.33 | Residential | Behind the Meter | Yes | Trinity Solar, LLC | JCP&L |  | Accepted | 2025-05-30 | 2025-06-24 | 2026-06-24 | Solar Panels | HANWHA | (Q.PEAK DUO BLK ML-G10+ 410) |  | 0.41 | 6 | 143 | 25 |  | Fixed | Roof
NJADRE1559819574 | Administratively Determined Incentive Program | BRICK | 8723 | 5.33 | Residential | Behind the Meter | Yes | Trinity Solar, LLC | JCP&L |  | Accepted | 2025-05-30 | 2025-06-24 | 2026-06-24 | Inverters | Solar Edge | USE5700H-USMNBL75 | 5760 |  | 1 |  |  | 0.97 |  | Outdoor
NJADRE1559819574 | Administratively Determined Incentive Program | BRICK | 8723 | 5.33 | Residential | Behind the Meter | Yes | Trinity Solar, LLC | JCP&L |  | Accepted | 2025-05-30 | 2025-06-24 | 2026-06-24 | Solar Panels | HANWHA | (Q.PEAK DUO BLK ML-G10+ 410) |  | 0.41 | 7 | 233 | 20 |  | Fixed | Roof
NJADRE1559819575 | Administratively Determined Incentive Program | SPARTA | 7871 | 4.25 | Residential | Behind the Meter | Yes | Power Energy Solutions, LLC | JCP&L |  | Accepted | 2025-05-30 | 2025-06-24 | 2026-06-24 | Inverters | SolarEdge | SE3800H-US | 4 |  | 1 |  |  | 0.97 |  | Outdoor
NJADRE1559819575 | Administratively Determined Incentive Program | SPARTA | 7871 | 4.25 | Residential | Behind the Meter | Yes | Power Energy Solutions, LLC | JCP&L |  | Accepted | 2025-05-30 | 2025-06-24 | 2026-06-24 | Solar Panels | Trina Solar | TSM-425NE09RC.05 |  | 0.425 | 3 | 225 | 13 |  | Fixed | Roof
NJADRE1559819575 | Administratively Determined Incentive Program | SPARTA | 7871 | 4.25 | Residential | Behind the Meter | Yes | Power Energy Solutions, LLC | JCP&L |  | Accepted | 2025-05-30 | 2025-06-24 | 2026-06-24 | Solar Panels | Trina Solar | TSM-425NE09RC.05 |  | 0.425 | 2 | 225 | 36 |  | Fixed | Roof
NJADRE1559819575 | Administratively Determined Incentive Program | SPARTA | 7871 | 4.25 | Residential | Behind the Meter | Yes | Power Energy Solutions, LLC | JCP&L |  | Accepted | 2025-05-30 | 2025-06-24 | 2026-06-24 | Solar Panels | Trina Solar | TSM-425NE09RC.05 |  | 0.425 | 4 | 45 | 13 |  | Fixed | Roof
NJADRE1559819575 | Administratively Determined Incentive Program | SPARTA | 7871 | 4.25 | Residential | Behind the Meter | Yes | Power Energy Solutions, LLC | JCP&L |  | Accepted | 2025-05-30 | 2025-06-24 | 2026-06-24 | Solar Panels | Trina Solar | TSM-425NE09RC.05 |  | 0.425 | 1 | 45 | 36 |  | Fixed | Roof
NJADRE1559819596 | Administratively Determined Incentive Program | CAPE MAY | 8204 | 9.46 | Residential | Behind the Meter | Yes | AllSeason Solar | AC Electric |  | Accepted | 2025-05-30 | 2025-06-24 | 2026-06-24 | Solar Panels | SEG Solar | SEG430BTD-BG |  | 0.43 | 13 | 120 | 26 |  | Fixed | Roof
NJADRE1559819596 | Administratively Determined Incentive Program | CAPE MAY | 8204 | 9.46 | Residential | Behind the Meter | Yes | AllSeason Solar | AC Electric |  | Accepted | 2025-05-30 | 2025-06-24 | 2026-06-24 | Solar Panels | SEG Solar | SEG430BTD-BG |  | 0.43 | 5 | 210 | 24 |  | Fixed | Roof
NJADRE1559819596 | Administratively Determined Incentive Program | CAPE MAY | 8204 | 9.46 | Residential | Behind the Meter | Yes | AllSeason Solar | AC Electric |  | Accepted | 2025-05-30 | 2025-06-24 | 2026-06-24 | Solar Panels | SEG Solar | SEG430BTD-BG |  | 0.43 | 4 | 210 | 13 |  | Fixed | Roof
NJADRE1559819596 | Administratively Determined Incentive Program | CAPE MAY | 8204 | 9.46 | Residential | Behind the Meter | Yes | AllSeason Solar | AC Electric |  | Accepted | 2025-05-30 | 2025-06-24 | 2026-06-24 | Inverters | Enphase | IQ8 Plus | 290 |  | 22 |  |  | 0.97 |  | Outside
NJADRE1559819601 | Administratively Determined Incentive Program | ROBBINSVILLE | 8691 | 10.75 | Residential | Behind the Meter | No | Green Power Energy, LLC | JCP&L |  | Accepted | 2025-05-30 | 2025-06-24 | 2026-06-24 | Inverters | Enphase Energy | IQ8MC-72-M-US [240V] | 320 |  | 25 |  |  | 0.98 |  | Outside | Roof
NJADRE1559819601 | Administratively Determined Incentive Program | ROBBINSVILLE | 8691 | 10.75 | Residential | Behind the Meter | No | Green Power Energy, LLC | JCP&L |  | Accepted | 2025-05-30 | 2025-06-24 | 2026-06-24 | Solar Panels | SEG Solar | SEG-430-BTD-BG |  | 0.43 | 8 | 166 | 34 |  | Fixed | Roof
NJADRE1559819601 | Administratively Determined Incentive Program | ROBBINSVILLE | 8691 | 10.75 | Residential | Behind the Meter | No | Green Power Energy, LLC | JCP&L |  | Accepted | 2025-05-30 | 2025-06-24 | 2026-06-24 | Solar Panels | SEG Solar | SEG-430-BTD-BG |  | 0.43 | 17 | 166 | 45 |  | Fixed | Roof
NJADRE1559819603 | Administratively Determined Incentive Program | ROSELLE | 7203 | 4.25 | Residential | Behind the Meter | Yes | Power Energy Solutions, LLC | PSE&G |  | Accepted | 2025-05-30 | 2025-06-25 | 2026-06-25 | Inverters | SolarEdge | SE3800H-US | 4 |  | 1 |  |  | 0.97 |  | Outdoor
NJADRE1559819603 | Administratively Determined Incentive Program | ROSELLE | 7203 | 4.25 | Residential | Behind the Meter | Yes | Power Energy Solutions, LLC | PSE&G |  | Accepted | 2025-05-30 | 2025-06-25 | 2026-06-25 | Solar Panels | Trina Solar | TSM-425NE09RC.05 |  | 0.425 | 2 | 245 | 1 |  | Fixed | Roof
NJADRE1559819603 | Administratively Determined Incentive Program | ROSELLE | 7203 | 4.25 | Residential | Behind the Meter | Yes | Power Energy Solutions, LLC | PSE&G |  | Accepted | 2025-05-30 | 2025-06-25 | 2026-06-25 | Solar Panels | Trina Solar | TSM-425NE09RC.05 |  | 0.425 | 8 | 155 | 38 |  | Fixed | Roof
NJADRE1559819620 | Administratively Determined Incentive Program | CLARK TOWNSHIP | 7066 | 4.3 | Residential | Behind the Meter | No | Green Power Energy, LLC | PSE&G |  | Accepted | 2025-05-30 | 2025-06-24 | 2026-06-24 | Inverters | Enphase Energy | IQ7PLUS-72-2-US (240V) | 290 |  | 10 |  |  | 0.98 |  | Outside | Roof
NJADRE1559819620 | Administratively Determined Incentive Program | CLARK TOWNSHIP | 7066 | 4.3 | Residential | Behind the Meter | No | Green Power Energy, LLC | PSE&G |  | Accepted | 2025-05-30 | 2025-06-24 | 2026-06-24 | Solar Panels | SEG Solar | SEG-430-BTD-BG |  | 0.43 | 10 | 248 | 28 |  | Fixed | Roof
NJADRE1559819643 | Administratively Determined Incentive Program | TOMS RIVER | 8753 | 9.32 | Residential | Behind the Meter | Yes | Sunrun Installation Services, Inc. | JCP&L |  | Accepted | 2025-05-30 | 2025-06-24 | 2026-06-24 | Solar Panels | JA SOLAR | JAM54S31-405/MR |  | 0.405 | 16 | 95 | 24 |  | Fixed | Roof
NJADRE1559819643 | Administratively Determined Incentive Program | TOMS RIVER | 8753 | 9.32 | Residential | Behind the Meter | Yes | Sunrun Installation Services, Inc. | JCP&L |  | Accepted | 2025-05-30 | 2025-06-24 | 2026-06-24 | Inverters | TESLA | POWERWALL 3 1707000-XX-Y | 11500 |  | 1 |  |  | 0.97 |  | Outside
NJADRE1559819643 | Administratively Determined Incentive Program | TOMS RIVER | 8753 | 9.32 | Residential | Behind the Meter | Yes | Sunrun Installation Services, Inc. | JCP&L |  | Accepted | 2025-05-30 | 2025-06-24 | 2026-06-24 | Electric Storage Battery | TESLA | POWERWALL 3 1707000-XX-Y |  |  | 1 |  |  |  | Lithium Ion |  | Outside
NJADRE1559819643 | Administratively Determined Incentive Program | TOMS RIVER | 8753 | 9.32 | Residential | Behind the Meter | Yes | Sunrun Installation Services, Inc. | JCP&L |  | Accepted | 2025-05-30 | 2025-06-24 | 2026-06-24 | Solar Panels | JA SOLAR | JAM54S31-405/MR |  | 0.405 | 7 | 275 | 21 |  | Fixed | Roof
NJADRE1559819652 | Administratively Determined Incentive Program | VILLAS | 8251 | 17.2 | Residential | Behind the Meter | Yes | Pro Custom Solar dba Momentum Solar | AC Electric |  | Accepted | 2025-05-30 | 2025-06-24 | 2026-06-24 | Solar Panels | HANWHA | Q.TRON BLK M-G2+430 |  | 0.43 | 26 | 111 | 23 |  | Fixed | Roof
NJADRE1559819652 | Administratively Determined Incentive Program | VILLAS | 8251 | 17.2 | Residential | Behind the Meter | Yes | Pro Custom Solar dba Momentum Solar | AC Electric |  | Accepted | 2025-05-30 | 2025-06-24 | 2026-06-24 | Solar Panels | HANWHA | Q.TRON BLK M-G2+430 |  | 0.43 | 14 | 291 | 23 |  | Fixed | Roof
NJADRE1559819652 | Administratively Determined Incentive Program | VILLAS | 8251 | 17.2 | Residential | Behind the Meter | Yes | Pro Custom Solar dba Momentum Solar | AC Electric |  | Accepted | 2025-05-30 | 2025-06-24 | 2026-06-24 | Inverters | ENPHASE | IQ8HC-72-M-DOM-US | 380 |  | 40 |  |  | 0.97 |  | Outdoor
NJADRE1559819656 | Administratively Determined Incentive Program | CLIFTON | 7011 | 10.32 | Residential | Behind the Meter | Yes | AllSeason Solar | PSE&G |  | Accepted | 2025-05-30 | 2025-06-24 | 2026-06-24 | Inverters | Enphase | IQ8 Plus | 290 |  | 24 |  |  | 0.97 |  | Outdoor
NJADRE1559819656 | Administratively Determined Incentive Program | CLIFTON | 7011 | 10.32 | Residential | Behind the Meter | Yes | AllSeason Solar | PSE&G |  | Accepted | 2025-05-30 | 2025-06-24 | 2026-06-24 | Solar Panels | SEG Solar | SEG430BTD-BG |  | 0.43 | 24 | 216 | 38 |  | Fixed | Roof
NJADRE1559819676 | Administratively Determined Incentive Program | MYSTIC ISLANDS | 8087 | 9.89 | Residential | Behind the Meter | Yes | Green Power Energy, LLC | AC Electric |  | Accepted | 2025-05-30 | 2025-06-24 | 2026-06-24 | Inverters | Enphase Energy | IQ8MC-72-M-US [240V] | 320 |  | 23 |  |  | 0.98 |  | Outside | Roof
NJADRE1559819676 | Administratively Determined Incentive Program | MYSTIC ISLANDS | 8087 | 9.89 | Residential | Behind the Meter | Yes | Green Power Energy, LLC | AC Electric |  | Accepted | 2025-05-30 | 2025-06-24 | 2026-06-24 | Solar Panels | SEG Solar | SEG-430-BTD-BG |  | 0.43 | 23 | 119 | 34 |  | Fixed | Roof
NJADRE1559819707 | Administratively Determined Incentive Program | PISCATAWAY | 8854 | 16.77 | Residential | Behind the Meter | Yes | Pro Custom dba Momentum Solar | PSE&G |  | Accepted | 2025-05-30 | 2025-06-24 | 2026-06-24 | Solar Panels | HANWHA | Q.TRON BLK M-G2+430 |  | 0.43 | 12 | 218 | 34 |  | Fixed | Roof
NJADRE1559819707 | Administratively Determined Incentive Program | PISCATAWAY | 8854 | 16.77 | Residential | Behind the Meter | Yes | Pro Custom dba Momentum Solar | PSE&G |  | Accepted | 2025-05-30 | 2025-06-24 | 2026-06-24 | Solar Panels | HANWHA | Q.TRON BLK M-G2+430 |  | 0.43 | 4 | 38 | 33 |  | Fixed | Roof
NJADRE1559819707 | Administratively Determined Incentive Program | PISCATAWAY | 8854 | 16.77 | Residential | Behind the Meter | Yes | Pro Custom dba Momentum Solar | PSE&G |  | Accepted | 2025-05-30 | 2025-06-24 | 2026-06-24 | Solar Panels | HANWHA | Q.TRON BLK M-G2+430 |  | 0.43 | 5 | 218 | 34 |  | Fixed | Roof
NJADRE1559819707 | Administratively Determined Incentive Program | PISCATAWAY | 8854 | 16.77 | Residential | Behind the Meter | Yes | Pro Custom dba Momentum Solar | PSE&G |  | Accepted | 2025-05-30 | 2025-06-24 | 2026-06-24 | Inverters | ENPHASE | IQ8HC-72-M-DOM-US | 380 |  | 39 |  |  | 0.97 |  | Outdoor
NJADRE1559819707 | Administratively Determined Incentive Program | PISCATAWAY | 8854 | 16.77 | Residential | Behind the Meter | Yes | Pro Custom dba Momentum Solar | PSE&G |  | Accepted | 2025-05-30 | 2025-06-24 | 2026-06-24 | Solar Panels | HANWHA | Q.TRON BLK M-G2+430 |  | 0.43 | 18 | 38 | 34 |  | Fixed | Roof
NJADRE1559819799 | Administratively Determined Incentive Program | Evesham | 8053 | 7.79 | Residential | Behind the Meter | Yes | Big Wave Roofing and Solar, LLC | PSE&G |  | Accepted | 2025-05-30 | 2025-06-24 | 2026-06-24 | Solar Panels | Mission | MSE410HT0B |  | 0.41 | 8 | 273 | 32 |  | Fixed | Roof
NJADRE1559819799 | Administratively Determined Incentive Program | Evesham | 8053 | 7.79 | Residential | Behind the Meter | Yes | Big Wave Roofing and Solar, LLC | PSE&G |  | Accepted | 2025-05-30 | 2025-06-24 | 2026-06-24 | Inverters | Enphase | IQ8HC-72-M-DOM-US | 380 |  | 19 |  |  | 0.98 |  | Outside
NJADRE1559819799 | Administratively Determined Incentive Program | Evesham | 8053 | 7.79 | Residential | Behind the Meter | Yes | Big Wave Roofing and Solar, LLC | PSE&G |  | Accepted | 2025-05-30 | 2025-06-24 | 2026-06-24 | Solar Panels | Mission | MSE410HT0B |  | 0.41 | 11 | 93 | 32 |  | Fixed | Roof
NJADRE1559820064 | Administratively Determined Incentive Program | Camden | 8103 | 11.18 | Residential | Behind the Meter | Yes | Brilliant Installations, Inc. | PSE&G |  | Accepted | 2025-06-02 | 2025-06-24 | 2026-06-24 | Solar Panels | JINKO SOLAR | JKM430N-54HL4-B430 |  | 0.43 | 6 | 277 | 13 |  | Fixed | Roof
NJADRE1559820064 | Administratively Determined Incentive Program | Camden | 8103 | 11.18 | Residential | Behind the Meter | Yes | Brilliant Installations, Inc. | PSE&G |  | Accepted | 2025-06-02 | 2025-06-24 | 2026-06-24 | Inverters | SOLAREDGE | USE7600H-USMNBL75 | 7600 |  | 1 |  |  | 0.97 |  | Outdoor
NJADRE1559820064 | Administratively Determined Incentive Program | Camden | 8103 | 11.18 | Residential | Behind the Meter | Yes | Brilliant Installations, Inc. | PSE&G |  | Accepted | 2025-06-02 | 2025-06-24 | 2026-06-24 | Solar Panels | JINKO SOLAR | JKM430N-54HL4-B430 |  | 0.43 | 3 | 187 | 12 |  | Fixed | Roof
NJADRE1559820064 | Administratively Determined Incentive Program | Camden | 8103 | 11.18 | Residential | Behind the Meter | Yes | Brilliant Installations, Inc. | PSE&G |  | Accepted | 2025-06-02 | 2025-06-24 | 2026-06-24 | Solar Panels | JINKO SOLAR | JKM430N-54HL4-B430 |  | 0.43 | 13 | 97 | 8 |  | Fixed | Roof
NJADRE1559820064 | Administratively Determined Incentive Program | Camden | 8103 | 11.18 | Residential | Behind the Meter | Yes | Brilliant Installations, Inc. | PSE&G |  | Accepted | 2025-06-02 | 2025-06-24 | 2026-06-24 | Solar Panels | JINKO SOLAR | JKM430N-54HL4-B430 |  | 0.43 | 4 | 187 | 18 |  | Fixed | Roof
NJADRE1559820101 | Administratively Determined Incentive Program | East Brunswick | 8816 | 9.35 | Residential | Behind the Meter | No | US Clean Energy Construction, Inc. | JCP&L |  | Accepted | 2025-05-30 | 2025-06-24 | 2026-06-24 | Meters | VISION METERING | Cat VM-2E2A1P |  |  | 1 |  |  |  | Yes | Outdoor
NJADRE1559820101 | Administratively Determined Incentive Program | East Brunswick | 8816 | 9.35 | Residential | Behind the Meter | No | US Clean Energy Construction, Inc. | JCP&L |  | Accepted | 2025-05-30 | 2025-06-24 | 2026-06-24 | Inverters | SMA AMERICA | SMA SBSE-7.7-50 | 7700 |  | 1 |  |  | 0.96 |  | Outdoor
NJADRE1559820101 | Administratively Determined Incentive Program | East Brunswick | 8816 | 9.35 | Residential | Behind the Meter | No | US Clean Energy Construction, Inc. | JCP&L |  | Accepted | 2025-05-30 | 2025-06-24 | 2026-06-24 | Solar Panels | Trina Solar | TRINA 425W |  | 0.425 | 14 | 168 | 20 |  | Fixed | Roof
NJADRE1559820101 | Administratively Determined Incentive Program | East Brunswick | 8816 | 9.35 | Residential | Behind the Meter | No | US Clean Energy Construction, Inc. | JCP&L |  | Accepted | 2025-05-30 | 2025-06-24 | 2026-06-24 | Solar Panels | Trina Solar | TRINA 425W |  | 0.425 | 8 | 78 | 20 |  | Fixed | Roof
NJADRE1559820159 | Administratively Determined Incentive Program | Toms River | 8755 | 10.125 | Residential | Behind the Meter | No | Power Home Remodeling Group | JCP&L |  | Accepted | 2025-05-30 | 2025-06-24 | 2026-06-24 | Inverters | Solar Edge | SE7600H-US | 7600 |  | 1 |  |  | 0.99 |  | Outside
NJADRE1559820159 | Administratively Determined Incentive Program | Toms River | 8755 | 10.125 | Residential | Behind the Meter | No | Power Home Remodeling Group | JCP&L |  | Accepted | 2025-05-30 | 2025-06-24 | 2026-06-24 | Meters | Solar Edge | Revenue Grade Data Ansi C12.20 |  |  | 1 |  |  |  | Yes | Outdoor
NJADRE1559820159 | Administratively Determined Incentive Program | Toms River | 8755 | 10.125 | Residential | Behind the Meter | No | Power Home Remodeling Group | JCP&L |  | Accepted | 2025-05-30 | 2025-06-24 | 2026-06-24 | Solar Panels | JA Solar | JAM54S1 405/MR |  | 0.405 | 25 | 163 | 24 |  | Fixed | Roof
NJADRE1559820172 | Administratively Determined Incentive Program | Sewell | 8080 | 8.6 | Residential | Behind the Meter | No | EMT Renewables, LLC | AC Electric |  | Accepted | 2025-05-30 | 2025-06-24 | 2026-06-24 | Inverters | Q.MI.3498 | IQ8+ | 290 |  | 20 |  |  | 0.98 |  | Other | UNDER EACH PANEL
NJADRE1559820172 | Administratively Determined Incentive Program | Sewell | 8080 | 8.6 | Residential | Behind the Meter | No | EMT Renewables, LLC | AC Electric |  | Accepted | 2025-05-30 | 2025-06-24 | 2026-06-24 | Solar Panels | Q CELLS | Q TRON |  | 0.43 | 20 | 255 | 32 |  | Fixed | Roof
NJADRE1559820183 | Administratively Determined Incentive Program | NEWARK | 7108 | 4.73 | Residential | Behind the Meter | Yes | Pro Custom Solar dba Momentum Solar | PSE&G |  | Accepted | 2025-05-30 | 2025-06-24 | 2026-06-24 | Inverters | Enphase | IQ8HC-72-M-DOM-US | 380 |  | 11 |  |  | 0.97 |  | Outdoor
NJADRE1559820183 | Administratively Determined Incentive Program | NEWARK | 7108 | 4.73 | Residential | Behind the Meter | Yes | Pro Custom Solar dba Momentum Solar | PSE&G |  | Accepted | 2025-05-30 | 2025-06-24 | 2026-06-24 | Solar Panels | Hanwha | Q.Tron BLK M-G2+ 430 |  | 0.43 | 5 | 97 | 41 |  | Fixed | Roof
NJADRE1559820183 | Administratively Determined Incentive Program | NEWARK | 7108 | 4.73 | Residential | Behind the Meter | Yes | Pro Custom Solar dba Momentum Solar | PSE&G |  | Accepted | 2025-05-30 | 2025-06-24 | 2026-06-24 | Solar Panels | Hanwha | Q.Tron BLK M-G2+ 430 |  | 0.43 | 3 | 7 | 41 |  | Fixed | Roof
NJADRE1559820183 | Administratively Determined Incentive Program | NEWARK | 7108 | 4.73 | Residential | Behind the Meter | Yes | Pro Custom Solar dba Momentum Solar | PSE&G |  | Accepted | 2025-05-30 | 2025-06-24 | 2026-06-24 | Solar Panels | Hanwha | Q.Tron BLK M-G2+ 430 |  | 0.43 | 3 | 187 | 41 |  | Fixed | Roof
NJADRE1559820632 | Administratively Determined Incentive Program | Wood Ridge | 7075 | 11.61 | Residential | Behind the Meter | Yes | AllSeason Solar | PSE&G |  | Accepted | 2025-05-30 | 2025-06-24 | 2026-06-24 | Inverters | Enphase | IQ8 Plus | 290 |  | 27 |  |  | 0.97 |  | Outside
NJADRE1559820632 | Administratively Determined Incentive Program | Wood Ridge | 7075 | 11.61 | Residential | Behind the Meter | Yes | AllSeason Solar | PSE&G |  | Accepted | 2025-05-30 | 2025-06-24 | 2026-06-24 | Solar Panels | SEG Solar | SEG430BTD-BG |  | 0.43 | 4 | 127 | 23 |  | Fixed | Roof
NJADRE1559820632 | Administratively Determined Incentive Program | Wood Ridge | 7075 | 11.61 | Residential | Behind the Meter | Yes | AllSeason Solar | PSE&G |  | Accepted | 2025-05-30 | 2025-06-24 | 2026-06-24 | Solar Panels | SEG Solar | SEG430BTD-BG |  | 0.43 | 3 | 307 | 23 |  | Fixed | Roof
NJADRE1559820632 | Administratively Determined Incentive Program | Wood Ridge | 7075 | 11.61 | Residential | Behind the Meter | Yes | AllSeason Solar | PSE&G |  | Accepted | 2025-05-30 | 2025-06-24 | 2026-06-24 | Solar Panels | SEG Solar | SEG430BTD-BG |  | 0.43 | 10 | 127 | 23 |  | Fixed | Roof
NJADRE1559820632 | Administratively Determined Incentive Program | Wood Ridge | 7075 | 11.61 | Residential | Behind the Meter | Yes | AllSeason Solar | PSE&G |  | Accepted | 2025-05-30 | 2025-06-24 | 2026-06-24 | Solar Panels | SEG Solar | SEG430BTD-BG |  | 0.43 | 2 | 37 | 23 |  | Fixed | Roof
NJADRE1559820632 | Administratively Determined Incentive Program | Wood Ridge | 7075 | 11.61 | Residential | Behind the Meter | Yes | AllSeason Solar | PSE&G |  | Accepted | 2025-05-30 | 2025-06-24 | 2026-06-24 | Solar Panels | Enphase | SEG430BTD-BG |  | 0.43 | 3 | 37 | 23 |  | Fixed | Roof
NJADRE1559820632 | Administratively Determined Incentive Program | Wood Ridge | 7075 | 11.61 | Residential | Behind the Meter | Yes | AllSeason Solar | PSE&G |  | Accepted | 2025-05-30 | 2025-06-24 | 2026-06-24 | Solar Panels | SEG Solar | SEG430BTD-BG |  | 0.43 | 2 | 217 | 23 |  | Fixed | Roof
NJADRE1559820632 | Administratively Determined Incentive Program | Wood Ridge | 7075 | 11.61 | Residential | Behind the Meter | Yes | AllSeason Solar | PSE&G |  | Accepted | 2025-05-30 | 2025-06-24 | 2026-06-24 | Solar Panels | SEG Solar | SEG430BTD-BG |  | 0.43 | 3 | 307 | 33 |  | Fixed | Roof
NJADRE1559820666 | Administratively Determined Incentive Program | Wildwood | 8260 | 15.3 | Residential | Behind the Meter | No | Power Energy Solutions, LLC | AC Electric |  | Accepted | 2025-05-30 | 2025-06-24 | 2026-06-24 | Inverters | SolarEdge | SE10000H-US | 10 |  | 1 |  |  | 0.97 |  | Outdoor
NJADRE1559820666 | Administratively Determined Incentive Program | Wildwood | 8260 | 15.3 | Residential | Behind the Meter | No | Power Energy Solutions, LLC | AC Electric |  | Accepted | 2025-05-30 | 2025-06-24 | 2026-06-24 | Solar Panels | Trina Solar | TSM-425NE09RC.05 |  | 0.425 | 4 | 136 | 3 |  | Fixed | Roof
NJADRE1559820666 | Administratively Determined Incentive Program | Wildwood | 8260 | 15.3 | Residential | Behind the Meter | No | Power Energy Solutions, LLC | AC Electric |  | Accepted | 2025-05-30 | 2025-06-24 | 2026-06-24 | Solar Panels | Trina Solar | TSM-425NE09RC.05 |  | 0.425 | 2 | 318 | 36 |  | Fixed | Roof
NJADRE1559820666 | Administratively Determined Incentive Program | Wildwood | 8260 | 15.3 | Residential | Behind the Meter | No | Power Energy Solutions, LLC | AC Electric |  | Accepted | 2025-05-30 | 2025-06-24 | 2026-06-24 | Solar Panels | Trina Solar | TSM-425NE09RC.05 |  | 0.425 | 5 | 0 | 1 |  | Fixed | Roof
NJADRE1559820666 | Administratively Determined Incentive Program | Wildwood | 8260 | 15.3 | Residential | Behind the Meter | No | Power Energy Solutions, LLC | AC Electric |  | Accepted | 2025-05-30 | 2025-06-24 | 2026-06-24 | Solar Panels | Trina Solar | TSM-425NE09RC.05 |  | 0.425 | 2 | 227 | 33 |  | Fixed | Roof
NJADRE1559820666 | Administratively Determined Incentive Program | Wildwood | 8260 | 15.3 | Residential | Behind the Meter | No | Power Energy Solutions, LLC | AC Electric |  | Accepted | 2025-05-30 | 2025-06-24 | 2026-06-24 | Solar Panels | Trina Solar | TSM-425NE09RC.05 |  | 0.425 | 5 | 137 | 38 |  | Fixed | Roof
NJADRE1559820666 | Administratively Determined Incentive Program | Wildwood | 8260 | 15.3 | Residential | Behind the Meter | No | Power Energy Solutions, LLC | AC Electric |  | Accepted | 2025-05-30 | 2025-06-24 | 2026-06-24 | Solar Panels | Trina Solar | TSM-425NE09RC.05 |  | 0.425 | 8 | 317 | 38 |  | Fixed | Roof
NJADRE1559820666 | Administratively Determined Incentive Program | Wildwood | 8260 | 15.3 | Residential | Behind the Meter | No | Power Energy Solutions, LLC | AC Electric |  | Accepted | 2025-05-30 | 2025-06-24 | 2026-06-24 | Solar Panels | Trina Solar | TSM-425NE09RC.05 |  | 0.425 | 2 | 47 | 33 |  | Fixed | Roof
NJADRE1559820666 | Administratively Determined Incentive Program | Wildwood | 8260 | 15.3 | Residential | Behind the Meter | No | Power Energy Solutions, LLC | AC Electric |  | Accepted | 2025-05-30 | 2025-06-24 | 2026-06-24 | Solar Panels | Trina Solar | TSM-425NE09RC.05 |  | 0.425 | 5 | 316 | 1 |  | Fixed | Roof
NJADRE1559820666 | Administratively Determined Incentive Program | Wildwood | 8260 | 15.3 | Residential | Behind the Meter | No | Power Energy Solutions, LLC | AC Electric |  | Accepted | 2025-05-30 | 2025-06-24 | 2026-06-24 | Solar Panels | Trina Solar | TSM-425NE09RC.05 |  | 0.425 | 3 | 138 | 36 |  | Fixed | Roof
NJADRE1559820671 | Administratively Determined Incentive Program | Atlantic City | 8401 | 14.715 | Residential | Behind the Meter | No | Sea Bright Solar, LLC | AC Electric |  | Accepted | 2025-05-30 | 2025-06-30 | 2026-06-30 | Inverters | Enphase | IQ7XS-96-2-US | 315 |  | 45 |  |  | 0.97 |  | Outdoor
NJADRE1559820671 | Administratively Determined Incentive Program | Atlantic City | 8401 | 14.715 | Residential | Behind the Meter | No | Sea Bright Solar, LLC | AC Electric |  | Accepted | 2025-05-30 | 2025-06-30 | 2026-06-30 | Solar Panels | SunPower | SPR-E20-327-WHT-AC |  | 0.327 | 45 | 63 | 27 |  | Fixed | Roof
NJADRE1559820677 | Administratively Determined Incentive Program | MAPLE SHADE | 8052 | 10.53 | Residential | Behind the Meter | Yes | Sunrun Installation Services, Inc. | PSE&G |  | Accepted | 2025-06-02 | 2025-06-25 | 2026-06-25 | Solar Panels | JA SOLAR | JAM54S31-405/MR |  | 0.405 | 5 | 218 | 24 |  | Fixed | Roof
NJADRE1559820677 | Administratively Determined Incentive Program | MAPLE SHADE | 8052 | 10.53 | Residential | Behind the Meter | Yes | Sunrun Installation Services, Inc. | PSE&G |  | Accepted | 2025-06-02 | 2025-06-25 | 2026-06-25 | Solar Panels | JA SOLAR | JAM54S31-405/MR |  | 0.405 | 12 | 217 | 26 |  | Fixed | Roof
NJADRE1559820677 | Administratively Determined Incentive Program | MAPLE SHADE | 8052 | 10.53 | Residential | Behind the Meter | Yes | Sunrun Installation Services, Inc. | PSE&G |  | Accepted | 2025-06-02 | 2025-06-25 | 2026-06-25 | Inverters | SOLAREDGE TECHNOLOGIES | SE3800H-USMN | 3800 |  | 2 |  |  | 0.99 |  | Outdoor
NJADRE1559820677 | Administratively Determined Incentive Program | MAPLE SHADE | 8052 | 10.53 | Residential | Behind the Meter | Yes | Sunrun Installation Services, Inc. | PSE&G |  | Accepted | 2025-06-02 | 2025-06-25 | 2026-06-25 | Solar Panels | JA SOLAR | JAM54S31-405/MR |  | 0.405 | 9 | 218 | 24 |  | Fixed | Roof
NJADRE1559820679 | Administratively Determined Incentive Program | Towaco | 7082 | 18.06 | Residential | Behind the Meter | Yes | Brilliant Installations, Inc. | JCP&L |  | Accepted | 2025-06-02 | 2025-06-25 | 2026-06-25 | Solar Panels | JINKO SOLAR | JKM430N-54HL4-B430 |  | 0.43 | 6 | 138 | 37 |  | Fixed | Roof
NJADRE1559820679 | Administratively Determined Incentive Program | Towaco | 7082 | 18.06 | Residential | Behind the Meter | Yes | Brilliant Installations, Inc. | JCP&L |  | Accepted | 2025-06-02 | 2025-06-25 | 2026-06-25 | Solar Panels | JINKO SOLAR | JKM430N-54HL4-B430 |  | 0.43 | 22 | 318 | 37 |  | Fixed | Roof
NJADRE1559820679 | Administratively Determined Incentive Program | Towaco | 7082 | 18.06 | Residential | Behind the Meter | Yes | Brilliant Installations, Inc. | JCP&L |  | Accepted | 2025-06-02 | 2025-06-25 | 2026-06-25 | Solar Panels | JINKO SOLAR | JKM430N-54HL4-B430 |  | 0.43 | 6 | 138 | 37 |  | Fixed | Roof
NJADRE1559820679 | Administratively Determined Incentive Program | Towaco | 7082 | 18.06 | Residential | Behind the Meter | Yes | Brilliant Installations, Inc. | JCP&L |  | Accepted | 2025-06-02 | 2025-06-25 | 2026-06-25 | Solar Panels | JINKO SOLAR | JKM430N-54HL4-B430 |  | 0.43 | 8 | 138 | 37 |  | Fixed | Roof
NJADRE1559820679 | Administratively Determined Incentive Program | Towaco | 7082 | 18.06 | Residential | Behind the Meter | Yes | Brilliant Installations, Inc. | JCP&L |  | Accepted | 2025-06-02 | 2025-06-25 | 2026-06-25 | Inverters | SOLAREDGE | USE10000H-USMNBL75 | 10000 |  | 1 |  |  | 0.97 |  | Outdoor
NJADRE1559820679 | Administratively Determined Incentive Program | Towaco | 7082 | 18.06 | Residential | Behind the Meter | Yes | Brilliant Installations, Inc. | JCP&L |  | Accepted | 2025-06-02 | 2025-06-25 | 2026-06-25 | Inverters | SOLAREDGE | USE3800H-USMNBL75 | 3800 |  | 1 |  |  | 0.97 |  | Outdoor
NJADRE1559820687 | Administratively Determined Incentive Program | Denville | 7834 | 15.58 | Residential | Behind the Meter | Yes | Trinity Solar, LLC | JCP&L |  | Accepted | 2025-05-30 | 2025-06-24 | 2026-06-24 | Inverters | Solar Edge | USE5700H-USMNBL75 | 5760 |  | 2 |  |  | 0.97 |  | Outdoor
NJADRE1559820687 | Administratively Determined Incentive Program | Denville | 7834 | 15.58 | Residential | Behind the Meter | Yes | Trinity Solar, LLC | JCP&L |  | Accepted | 2025-05-30 | 2025-06-24 | 2026-06-24 | Solar Panels | HANWHA | (Q.PEAK DUO BLK ML-G10+ 410) |  | 0.41 | 13 | 177 | 41 |  | Fixed | Roof
NJADRE1559820687 | Administratively Determined Incentive Program | Denville | 7834 | 15.58 | Residential | Behind the Meter | Yes | Trinity Solar, LLC | JCP&L |  | Accepted | 2025-05-30 | 2025-06-24 | 2026-06-24 | Solar Panels | HANWHA | (Q.PEAK DUO BLK ML-G10+ 410) |  | 0.41 | 9 | 267 | 27 |  | Fixed | Roof
NJADRE1559820687 | Administratively Determined Incentive Program | Denville | 7834 | 15.58 | Residential | Behind the Meter | Yes | Trinity Solar, LLC | JCP&L |  | Accepted | 2025-05-30 | 2025-06-24 | 2026-06-24 | Solar Panels | HANWHA | (Q.PEAK DUO BLK ML-G10+ 410) |  | 0.41 | 16 | 87 | 28 |  | Fixed | Roof
NJADRE1559820693 | Administratively Determined Incentive Program | Piscataway | 8854 | 4.25 | Residential | Behind the Meter | Yes | Integrity Solar & Home Solutions, LLC | PSE&G |  | Accepted | 2025-05-30 | 2025-06-24 | 2026-06-24 | Solar Panels | JINKO | JKM425N-54HL4-B |  | 0.425 | 5 | 330 | 11 |  | Fixed | Roof
NJADRE1559820693 | Administratively Determined Incentive Program | Piscataway | 8854 | 4.25 | Residential | Behind the Meter | Yes | Integrity Solar & Home Solutions, LLC | PSE&G |  | Accepted | 2025-05-30 | 2025-06-24 | 2026-06-24 | Solar Panels | JINKO | JKM425N-54HL4-B |  | 0.425 | 5 | 330 | 11 |  | Fixed | Roof
NJADRE1559820693 | Administratively Determined Incentive Program | Piscataway | 8854 | 4.25 | Residential | Behind the Meter | Yes | Integrity Solar & Home Solutions, LLC | PSE&G |  | Accepted | 2025-05-30 | 2025-06-24 | 2026-06-24 | Inverters | ENPHASE | IQ8HC | 380 |  | 10 |  |  | 0.98 |  | Other | UNDER EACH PANEL
NJADRE1559820699 | Administratively Determined Incentive Program | Princeton Junction | 8550 | 14.36 | Residential | Behind the Meter | No | Solar Energy World | PSE&G |  | Accepted | 2025-05-30 | 2025-06-24 | 2026-06-24 | Solar Panels | Hanwha | Q.TRON BLK M-G2+ 435W |  | 0.435 | 6 | 232 | 40 |  | Fixed | Roof
NJADRE1559820699 | Administratively Determined Incentive Program | Princeton Junction | 8550 | 14.36 | Residential | Behind the Meter | No | Solar Energy World | PSE&G |  | Accepted | 2025-05-30 | 2025-06-24 | 2026-06-24 | Solar Panels | Hanwha | Q.TRON BLK M-G2+ 435W |  | 0.435 | 27 | 142 | 40 |  | Fixed | Roof
NJADRE1559820699 | Administratively Determined Incentive Program | Princeton Junction | 8550 | 14.36 | Residential | Behind the Meter | No | Solar Energy World | PSE&G |  | Accepted | 2025-05-30 | 2025-06-24 | 2026-06-24 | Inverters | Enphase | IQ8MC-72-M-US | 320 |  | 33 |  |  | 0.97 |  | Outside
NJADRE1559820700 | Administratively Determined Incentive Program | Toms River | 8753 | 13.37 | Residential | Behind the Meter | Yes | Sunrun Installation Services, Inc. | JCP&L |  | Accepted | 2025-05-30 | 2025-06-24 | 2026-06-24 | Inverters | SOLAREDGE TECHNOLOGIES | SE10000H-USMN | 10000 |  | 1 |  |  | 0.99 |  | Outdoor
NJADRE1559820700 | Administratively Determined Incentive Program | Toms River | 8753 | 13.37 | Residential | Behind the Meter | Yes | Sunrun Installation Services, Inc. | JCP&L |  | Accepted | 2025-05-30 | 2025-06-24 | 2026-06-24 | Solar Panels | JA SOLAR | JAM54S31-405/MR |  | 0.405 | 16 | 237 | 19 |  | Fixed | Roof
NJADRE1559820700 | Administratively Determined Incentive Program | Toms River | 8753 | 13.37 | Residential | Behind the Meter | Yes | Sunrun Installation Services, Inc. | JCP&L |  | Accepted | 2025-05-30 | 2025-06-24 | 2026-06-24 | Solar Panels | JA SOLAR | JAM54S31-405/MR |  | 0.405 | 13 | 57 | 17 |  | Fixed | Roof
NJADRE1559820700 | Administratively Determined Incentive Program | Toms River | 8753 | 13.37 | Residential | Behind the Meter | Yes | Sunrun Installation Services, Inc. | JCP&L |  | Accepted | 2025-05-30 | 2025-06-24 | 2026-06-24 | Solar Panels | JA SOLAR | JAM54S31-405/MR |  | 0.405 | 4 | 237 | 9 |  | Fixed | Roof
NJADRE1559820703 | Administratively Determined Incentive Program | Egg Harbor Twp | 8234 | 7.65 | Residential | Behind the Meter | Yes | GenSun Roofing and Solar, LLC | AC Electric |  | Accepted | 2025-05-30 | 2025-06-25 | 2026-06-25 | Solar Panels | JINKO SOLAR | JKM425N-54HL4-B 425W |  | 0.425 | 6 | 307 | 22 |  | Fixed | Roof
NJADRE1559820703 | Administratively Determined Incentive Program | Egg Harbor Twp | 8234 | 7.65 | Residential | Behind the Meter | Yes | GenSun Roofing and Solar, LLC | AC Electric |  | Accepted | 2025-05-30 | 2025-06-25 | 2026-06-25 | Inverters | ENPHASE | IQ8HC-72-M-DOM-US | 6840 |  | 18 |  |  | 0.99 |  | Outside
NJADRE1559820703 | Administratively Determined Incentive Program | Egg Harbor Twp | 8234 | 7.65 | Residential | Behind the Meter | Yes | GenSun Roofing and Solar, LLC | AC Electric |  | Accepted | 2025-05-30 | 2025-06-25 | 2026-06-25 | Solar Panels | JINKO SOLAR | JKM425N-54HL4-B 425W |  | 0.425 | 12 | 127 | 22 |  | Fixed | Roof
NJADRE1559820713 | Administratively Determined Incentive Program | Clementon | 8021 | 12.33 | Residential | Behind the Meter | Yes | Integrity Solar & Home Solutions, LLC | AC Electric |  | Accepted | 2025-05-30 | 2025-06-24 | 2026-06-24 | Solar Panels | JINKO | JKM425N-54HL4-B |  | 0.425 | 2 | 99 | 18 |  | Fixed | Roof
NJADRE1559820713 | Administratively Determined Incentive Program | Clementon | 8021 | 12.33 | Residential | Behind the Meter | Yes | Integrity Solar & Home Solutions, LLC | AC Electric |  | Accepted | 2025-05-30 | 2025-06-24 | 2026-06-24 | Solar Panels | JINKO | JKM425N-54HL4-B |  | 0.425 | 15 | 279 | 18 |  | Fixed | Roof
NJADRE1559820713 | Administratively Determined Incentive Program | Clementon | 8021 | 12.33 | Residential | Behind the Meter | Yes | Integrity Solar & Home Solutions, LLC | AC Electric |  | Accepted | 2025-05-30 | 2025-06-24 | 2026-06-24 | Inverters | ENPHASE | IQ8HC | 380 |  | 29 |  |  | 0.98 |  | Other | UNDER EACH PANEL
NJADRE1559820713 | Administratively Determined Incentive Program | Clementon | 8021 | 12.33 | Residential | Behind the Meter | Yes | Integrity Solar & Home Solutions, LLC | AC Electric |  | Accepted | 2025-05-30 | 2025-06-24 | 2026-06-24 | Solar Panels | JINKO | JKM425N-54HL4-B |  | 0.425 | 12 | 99 | 12 |  | Fixed | Roof
NJADRE1559820743 | Administratively Determined Incentive Program | Atlantic City | 8401 | 11.772 | Residential | Behind the Meter | No | SEA BRIGHT SOLAR, LLC | AC Electric |  | Accepted | 2025-05-30 | 2025-06-26 | 2026-06-26 | Solar Panels | SunPower | SPR-E20-327-WHT-AC |  | 0.327 | 36 | 243 | 27 |  | Fixed | Roof
NJADRE1559820743 | Administratively Determined Incentive Program | Atlantic City | 8401 | 11.772 | Residential | Behind the Meter | No | SEA BRIGHT SOLAR, LLC | AC Electric |  | Accepted | 2025-05-30 | 2025-06-26 | 2026-06-26 | Inverters | Enphase | IQ7XS-96-2-US | 315 |  | 36 |  |  | 0.97 |  | Outdoor
NJADRE1559820745 | Administratively Determined Incentive Program | Lafayette | 7848 | 8.08 | Residential | Behind the Meter | Yes | Fusion Solar Energy, LLC | JCP&L |  | Accepted | 2025-05-30 | 2025-06-24 | 2026-06-24 | Solar Panels | TRINA SOLAR | TSM-425NE09RC.05 |  | 0.425 | 19 | 220.68 | 20 |  | Fixed | Roof
NJADRE1559820745 | Administratively Determined Incentive Program | Lafayette | 7848 | 8.08 | Residential | Behind the Meter | Yes | Fusion Solar Energy, LLC | JCP&L |  | Accepted | 2025-05-30 | 2025-06-24 | 2026-06-24 | Inverters | ENPHASE | IQ8HC-72-M-DOM-US | 380 |  | 19 |  |  | 0.97 |  | Outside | Roof
NJADRE1559820751 | Administratively Determined Incentive Program | Long Branch | 7740 | 5.74 | Residential | Behind the Meter | Yes | Sunrun Installation Services, Inc. | JCP&L |  | Accepted | 2025-05-30 | 2025-07-01 | 2026-07-01 | Inverters | SolarEdge Technologies | SE7600H-USMN | 7600 |  | 1 |  |  | 0.99 |  | Outdoor | Next to meter
NJADRE1559820751 | Administratively Determined Incentive Program | Long Branch | 7740 | 5.74 | Residential | Behind the Meter | Yes | Sunrun Installation Services, Inc. | JCP&L |  | Accepted | 2025-05-30 | 2025-07-01 | 2026-07-01 | Solar Panels | Hanwha Q-Cells | Q.PEAK DUO BLK ML-G10+ 410 |  | 0.41 | 4 | 172 | 38 |  | Fixed | Roof
NJADRE1559820751 | Administratively Determined Incentive Program | Long Branch | 7740 | 5.74 | Residential | Behind the Meter | Yes | Sunrun Installation Services, Inc. | JCP&L |  | Accepted | 2025-05-30 | 2025-07-01 | 2026-07-01 | Solar Panels | Hanwha Q-Cells | Q.PEAK DUO BLK ML-G10+ 410 |  | 0.41 | 10 | 351 | 39 |  | Fixed | Roof
NJADRE1559820756 | Administratively Determined Incentive Program | Bridgeton | 8302 | 11.89 | Residential | Behind the Meter | Yes | Pro Custom Solar dba Momentum Solar | AC Electric |  | Accepted | 2025-05-30 | 2025-06-25 | 2026-06-25 | Inverters | ENPHASE | IQ8HC-72-M-DOM-US | 380 |  | 29 |  |  | 0.97 |  | Outdoor
NJADRE1559820756 | Administratively Determined Incentive Program | Bridgeton | 8302 | 11.89 | Residential | Behind the Meter | Yes | Pro Custom Solar dba Momentum Solar | AC Electric |  | Accepted | 2025-05-30 | 2025-06-25 | 2026-06-25 | Solar Panels | HANWHA | Q.PEAK DUO BLK ML-G10+410 |  | 0.41 | 5 | 235 | 4 |  | Fixed | Roof
NJADRE1559820756 | Administratively Determined Incentive Program | Bridgeton | 8302 | 11.89 | Residential | Behind the Meter | Yes | Pro Custom Solar dba Momentum Solar | AC Electric |  | Accepted | 2025-05-30 | 2025-06-25 | 2026-06-25 | Solar Panels | HANWHA | Q.PEAK DUO BLK ML-G10+410 |  | 0.41 | 5 | 145 | 42 |  | Fixed | Roof
NJADRE1559820756 | Administratively Determined Incentive Program | Bridgeton | 8302 | 11.89 | Residential | Behind the Meter | Yes | Pro Custom Solar dba Momentum Solar | AC Electric |  | Accepted | 2025-05-30 | 2025-06-25 | 2026-06-25 | Solar Panels | HANWHA | Q.PEAK DUO BLK ML-G10+410 |  | 0.41 | 5 | 325 | 42 |  | Fixed | Roof
NJADRE1559820756 | Administratively Determined Incentive Program | Bridgeton | 8302 | 11.89 | Residential | Behind the Meter | Yes | Pro Custom Solar dba Momentum Solar | AC Electric |  | Accepted | 2025-05-30 | 2025-06-25 | 2026-06-25 | Solar Panels | HANWHA | Q.PEAK DUO BLK ML-G10+410 |  | 0.41 | 14 | 145 | 4 |  | Fixed | Roof
NJADRE1559820760 | Administratively Determined Incentive Program | Paterson | 7502 | 5.59 | Residential | Behind the Meter | No | Powur, PBC | PSE&G |  | Accepted | 2025-05-30 | 2025-06-24 | 2026-06-24 | Inverters | Enphase | IQ8MC-72-M-US | 320 |  | 13 |  |  | 0.97 |  | Outside
NJADRE1559820760 | Administratively Determined Incentive Program | Paterson | 7502 | 5.59 | Residential | Behind the Meter | No | Powur, PBC | PSE&G |  | Accepted | 2025-05-30 | 2025-06-24 | 2026-06-24 | Solar Panels | Jinko Solar | JKM430N-54HL4-B |  | 0.43 | 3 | 140 | 34 |  | Fixed | Roof
NJADRE1559820760 | Administratively Determined Incentive Program | Paterson | 7502 | 5.59 | Residential | Behind the Meter | No | Powur, PBC | PSE&G |  | Accepted | 2025-05-30 | 2025-06-24 | 2026-06-24 | Solar Panels | Jinko Solar | JKM430N-54HL4-B |  | 0.43 | 10 | 140 | 10 |  | Fixed | Roof
NJADRE1559820768 | Administratively Determined Incentive Program | TOMS RIVER | 8757 | 7.74 | Residential | Behind the Meter | Yes | AllSeason Solar | JCP&L |  | Accepted | 2025-05-30 | 2025-06-24 | 2026-06-24 | Solar Panels | SEG Solar | SEG430BTD-BG |  | 0.43 | 18 | 258 | 24 |  | Fixed | Roof
NJADRE1559820768 | Administratively Determined Incentive Program | TOMS RIVER | 8757 | 7.74 | Residential | Behind the Meter | Yes | AllSeason Solar | JCP&L |  | Accepted | 2025-05-30 | 2025-06-24 | 2026-06-24 | Inverters | Enphase | IQ8 Plus | 290 |  | 18 |  |  | 0.97 |  | Outside
NJADRE1559820802 | Administratively Determined Incentive Program | Turnersville | 8012 | 913.95 | Commercial | Behind the Meter | Yes | Greenskies Clean Energy, LLC | AC Electric |  | Accepted | 2025-06-03 | 2025-06-30 | 2026-06-30 | Solar Panels | Heliene | Heliene144HC M10SL 530W Bifacial |  | 0.53 | 180 | 142 | 5 |  | Fixed | Roof
NJADRE1559820802 | Administratively Determined Incentive Program | Turnersville | 8012 | 913.95 | Commercial | Behind the Meter | Yes | Greenskies Clean Energy, LLC | AC Electric |  | Accepted | 2025-06-03 | 2025-06-30 | 2026-06-30 | Inverters | SolarEdge | SE100KUS | 100000 |  | 6 |  |  | 0.85 |  | Outside
NJADRE1559820802 | Administratively Determined Incentive Program | Turnersville | 8012 | 913.95 | Commercial | Behind the Meter | Yes | Greenskies Clean Energy, LLC | AC Electric |  | Accepted | 2025-06-03 | 2025-06-30 | 2026-06-30 | Inverters | SolarEdge | SE80KUS | 80000 |  | 2 |  |  | 0.85 |  | Outside
NJADRE1559820802 | Administratively Determined Incentive Program | Turnersville | 8012 | 913.95 | Commercial | Behind the Meter | Yes | Greenskies Clean Energy, LLC | AC Electric |  | Accepted | 2025-06-03 | 2025-06-30 | 2026-06-30 | Solar Panels | Heliene | 144HC-M10 SL 535W Monofacial |  | 0.535 | 1530 | 142 | 5 |  | Fixed | Roof
NJADRE1559820803 | Administratively Determined Incentive Program | Lakewood | 8701 | 18.4 | Residential | Behind the Meter | Yes | Kamtech Solar Solutions | JCP&L |  | Accepted | 2025-05-30 | 2025-06-24 | 2026-06-24 | Solar Panels | REC | REC 460 AA PURE RX |  | 0.46 | 20 | 187 | 30 |  | Fixed | Roof
NJADRE1559820803 | Administratively Determined Incentive Program | Lakewood | 8701 | 18.4 | Residential | Behind the Meter | Yes | Kamtech Solar Solutions | JCP&L |  | Accepted | 2025-05-30 | 2025-06-24 | 2026-06-24 | Solar Panels | REC | REC 460 AA PURE RX |  | 0.46 | 20 | 7 | 30 |  | Fixed | Roof
NJADRE1559820803 | Administratively Determined Incentive Program | Lakewood | 8701 | 18.4 | Residential | Behind the Meter | Yes | Kamtech Solar Solutions | JCP&L |  | Accepted | 2025-05-30 | 2025-06-24 | 2026-06-24 | Inverters | ENPHASE | IQ8X-80-M-US | 380 |  | 40 |  |  | 0.973 |  | Outdoor | ROOFTOP
NJADRE1559820811 | Administratively Determined Incentive Program | PRINCETON | 8540 | 7.65 | Residential | Behind the Meter | No | Daylight Energy, LLC | PSE&G |  | Accepted | 2025-05-30 | 2025-06-24 | 2026-06-24 | Solar Panels | TRINA SOLAR | TSM-425NE09RC.05 |  | 0.425 | 4 | 180 | 34 |  | Fixed | Roof
NJADRE1559820811 | Administratively Determined Incentive Program | PRINCETON | 8540 | 7.65 | Residential | Behind the Meter | No | Daylight Energy, LLC | PSE&G |  | Accepted | 2025-05-30 | 2025-06-24 | 2026-06-24 | Solar Panels | TRINA SOLAR | TSM-425NE09RC.05 |  | 0.425 | 12 | 270 | 34 |  | Fixed | Roof
NJADRE1559820811 | Administratively Determined Incentive Program | PRINCETON | 8540 | 7.65 | Residential | Behind the Meter | No | Daylight Energy, LLC | PSE&G |  | Accepted | 2025-05-30 | 2025-06-24 | 2026-06-24 | Solar Panels | TRINA SOLAR | TSM-425NE09RC.05 |  | 0.425 | 2 | 180 | 34 |  | Fixed | Roof
NJADRE1559820811 | Administratively Determined Incentive Program | PRINCETON | 8540 | 7.65 | Residential | Behind the Meter | No | Daylight Energy, LLC | PSE&G |  | Accepted | 2025-05-30 | 2025-06-24 | 2026-06-24 | Electric Storage Battery | DEYE | RW-F10.2-B |  |  | 1 |  |  |  | Lithium Ion |  | Outside
NJADRE1559820811 | Administratively Determined Incentive Program | PRINCETON | 8540 | 7.65 | Residential | Behind the Meter | No | Daylight Energy, LLC | PSE&G |  | Accepted | 2025-05-30 | 2025-06-24 | 2026-06-24 | Inverters | SOL-ARK | SOL-ARK-12K-P | 9000 |  | 1 |  |  | 0.97 |  | Outside
NJADRE1559820826 | Administratively Determined Incentive Program | PISCATAWAY | 8854 | 16.34 | Residential | Behind the Meter | Yes | Pro Custom Solar dba Momentum Solar | PSE&G |  | Accepted | 2025-05-30 | 2025-06-24 | 2026-06-24 | Solar Panels | HANWHA | Q.TRON BLK M-G2+430 |  | 0.43 | 10 | 243 | 39 |  | Fixed | Roof
NJADRE1559820826 | Administratively Determined Incentive Program | PISCATAWAY | 8854 | 16.34 | Residential | Behind the Meter | Yes | Pro Custom Solar dba Momentum Solar | PSE&G |  | Accepted | 2025-05-30 | 2025-06-24 | 2026-06-24 | Inverters | ENPHASE | IQ8HC-72-M-DOM-US | 380 |  | 38 |  |  | 0.97 |  | Outdoor
NJADRE1559820826 | Administratively Determined Incentive Program | PISCATAWAY | 8854 | 16.34 | Residential | Behind the Meter | Yes | Pro Custom Solar dba Momentum Solar | PSE&G |  | Accepted | 2025-05-30 | 2025-06-24 | 2026-06-24 | Solar Panels | HANWHA | Q.TRON BLK M-G2+430 |  | 0.43 | 18 | 333 | 33 |  | Fixed | Roof
NJADRE1559820826 | Administratively Determined Incentive Program | PISCATAWAY | 8854 | 16.34 | Residential | Behind the Meter | Yes | Pro Custom Solar dba Momentum Solar | PSE&G |  | Accepted | 2025-05-30 | 2025-06-24 | 2026-06-24 | Solar Panels | HANWHA | Q.TRON BLK M-G2+430 |  | 0.43 | 6 | 153 | 33 |  | Fixed | Roof
NJADRE1559820826 | Administratively Determined Incentive Program | PISCATAWAY | 8854 | 16.34 | Residential | Behind the Meter | Yes | Pro Custom Solar dba Momentum Solar | PSE&G |  | Accepted | 2025-05-30 | 2025-06-24 | 2026-06-24 | Solar Panels | HANWHA | Q.TRON BLK M-G2+430 |  | 0.43 | 4 | 153 | 35 |  | Fixed | Roof
NJADRE1559821653 | Administratively Determined Incentive Program | BLOOMSBURY | 8804 | 17.22 | Residential | Behind the Meter | No | Trinity Solar, LLC | JCP&L |  | Accepted | 2025-05-30 | 2025-06-25 | 2026-06-25 | Inverters | Solar Edge | USE5700H-US | 5760 |  | 1 |  |  | 0.97 |  | Outside
NJADRE1559821653 | Administratively Determined Incentive Program | BLOOMSBURY | 8804 | 17.22 | Residential | Behind the Meter | No | Trinity Solar, LLC | JCP&L |  | Accepted | 2025-05-30 | 2025-06-25 | 2026-06-25 | Inverters | Solar Edge | USE7600H-US | 7600 |  | 1 |  |  | 0.97 |  | Outside
NJADRE1559821653 | Administratively Determined Incentive Program | BLOOMSBURY | 8804 | 17.22 | Residential | Behind the Meter | No | Trinity Solar, LLC | JCP&L |  | Accepted | 2025-05-30 | 2025-06-25 | 2026-06-25 | Solar Panels | Hanwha | Q.PEAK DUO BLK ML-G10+ 410 |  | 0.41 | 42 | 260 | 18 |  | Fixed | Roof
NJADRE1559821662 | Administratively Determined Incentive Program | NESHANIC STATION | 8853 | 11.2 | Residential | Behind the Meter | Yes | SunPurity, LLC | JCP&L |  | Accepted | 2025-05-30 | 2025-06-26 | 2026-06-26 | Solar Panels | Hanwha Q cells | Q.PEAK DUO BLK-ML-G10+ 400W |  | 0.4 | 19 | 105 | 26 |  | Fixed | Roof
NJADRE1559821662 | Administratively Determined Incentive Program | NESHANIC STATION | 8853 | 11.2 | Residential | Behind the Meter | Yes | SunPurity, LLC | JCP&L |  | Accepted | 2025-05-30 | 2025-06-26 | 2026-06-26 | Solar Panels | Hanwha Q cells | Q.PEAK DUO BLK-ML-G10+ 405W |  | 0.4 | 9 | 105 | 25 |  | Fixed | Roof
NJADRE1559821662 | Administratively Determined Incentive Program | NESHANIC STATION | 8853 | 11.2 | Residential | Behind the Meter | Yes | SunPurity, LLC | JCP&L |  | Accepted | 2025-05-30 | 2025-06-26 | 2026-06-26 | Inverters | SolarEdge | SE11400H-US | 11400 |  | 1 |  |  | 0.99 |  | Outdoor
NJADRE1559821669 | Administratively Determined Incentive Program | BELLE MEAD | 8502 | 11.76 | Residential | Behind the Meter | No | NJ Solar Power, LLC | PSE&G |  | Accepted | 2025-05-30 | 2025-06-24 | 2026-06-24 | Solar Panels | REC | Rec 420 AA Pure 2 |  | 0.42 | 11 | 182 | 34 |  | Fixed | Roof | Roof 2
NJADRE1559821669 | Administratively Determined Incentive Program | BELLE MEAD | 8502 | 11.76 | Residential | Behind the Meter | No | NJ Solar Power, LLC | PSE&G |  | Accepted | 2025-05-30 | 2025-06-24 | 2026-06-24 | Solar Panels | REC | Rec 420 AA Pure 2 |  | 0.42 | 7 | 272 | 40 |  | Fixed | Roof | Roof 1
NJADRE1559821669 | Administratively Determined Incentive Program | BELLE MEAD | 8502 | 11.76 | Residential | Behind the Meter | No | NJ Solar Power, LLC | PSE&G |  | Accepted | 2025-05-30 | 2025-06-24 | 2026-06-24 | Solar Panels | REC | Rec 420 AA Pure 2 |  | 0.42 | 7 | 92 | 40 |  | Fixed | Roof | Roof 4
NJADRE1559821669 | Administratively Determined Incentive Program | BELLE MEAD | 8502 | 11.76 | Residential | Behind the Meter | No | NJ Solar Power, LLC | PSE&G |  | Accepted | 2025-05-30 | 2025-06-24 | 2026-06-24 | Inverters | Enphase | IQ8A-72-M-US | 349 |  | 28 |  |  | 0.99 |  | Outside | attached to back side of each panel on roof
NJADRE1559821669 | Administratively Determined Incentive Program | BELLE MEAD | 8502 | 11.76 | Residential | Behind the Meter | No | NJ Solar Power, LLC | PSE&G |  | Accepted | 2025-05-30 | 2025-06-24 | 2026-06-24 | Solar Panels | REC | Rec 420 AA Pure 2 |  | 0.42 | 3 | 92 | 41 |  | Fixed | Roof | Roof 3
NJADRE1559821673 | Administratively Determined Incentive Program | Township of Washington | 7676 | 14 | Residential | Behind the Meter | No | Suntuity Solar, LLC | PSE&G |  | Accepted | 2025-05-30 | 2025-06-26 | 2026-06-26 | Solar Panels | Hyperion Solar | HY-DH108P8 400W(B) |  | 0.4 | 14 | 260 | 38 |  | Fixed | Roof
NJADRE1559821673 | Administratively Determined Incentive Program | Township of Washington | 7676 | 14 | Residential | Behind the Meter | No | Suntuity Solar, LLC | PSE&G |  | Accepted | 2025-05-30 | 2025-06-26 | 2026-06-26 | Solar Panels | Hyperion Solar | HY-DH108P8 400W(B) |  | 0.4 | 21 | 81 | 38 |  | Fixed | Roof
NJADRE1559821673 | Administratively Determined Incentive Program | Township of Washington | 7676 | 14 | Residential | Behind the Meter | No | Suntuity Solar, LLC | PSE&G |  | Accepted | 2025-05-30 | 2025-06-26 | 2026-06-26 | Inverters | Enphase Energy Inc | IQ8PLUS-72-2-US | 290 |  | 35 |  |  | 0.99 |  | Outdoor
NJADRE1559821673 | Administratively Determined Incentive Program | Township of Washington | 7676 | 14 | Residential | Behind the Meter | No | Suntuity Solar, LLC | PSE&G |  | Accepted | 2025-05-30 | 2025-06-26 | 2026-06-26 | Meters | Enphase Energy Inc | X-IQ-AM1-240-4C |  |  | 1 |  |  |  | Yes | Outdoor
NJADRE1559821678 | Administratively Determined Incentive Program | Glassboro | 8028 | 12.75 | Residential | Behind the Meter | Yes | Integrity Solar & Home Solutions, LLC | AC Electric |  | Accepted | 2025-05-30 | 2025-06-24 | 2026-06-24 | Solar Panels | JINKO | JKM425N-54HL4-B |  | 0.425 | 17 | 121 | 23 |  | Fixed | Roof
NJADRE1559821678 | Administratively Determined Incentive Program | Glassboro | 8028 | 12.75 | Residential | Behind the Meter | Yes | Integrity Solar & Home Solutions, LLC | AC Electric |  | Accepted | 2025-05-30 | 2025-06-24 | 2026-06-24 | Inverters | ENPHASE | IQ8+ | 290 |  | 30 |  |  | 0.98 |  | Other | UNDER EACH PANEL
NJADRE1559821678 | Administratively Determined Incentive Program | Glassboro | 8028 | 12.75 | Residential | Behind the Meter | Yes | Integrity Solar & Home Solutions, LLC | AC Electric |  | Accepted | 2025-05-30 | 2025-06-24 | 2026-06-24 | Solar Panels | JINKO | JKM425N-54HL4-B |  | 0.425 | 13 | 301 | 23 |  | Fixed | Roof
NJADRE1559821688 | Administratively Determined Incentive Program | Morganville | 7751 | 36 | Non Profit | Behind the Meter | No | Ampericon | JCP&L |  | Accepted | 2025-05-30 | 2025-07-11 | 2026-07-11 | Solar Panels | Phono Solar | PS450M-24TH |  | 0.45 | 80 | 155 | 10 |  | Fixed | Roof
NJADRE1559821688 | Administratively Determined Incentive Program | Morganville | 7751 | 36 | Non Profit | Behind the Meter | No | Ampericon | JCP&L |  | Accepted | 2025-05-30 | 2025-07-11 | 2026-07-11 | Inverters | SolarEdge | SE43.2K-Us9 / P960 | 43200 |  | 1 |  |  | 0.965 |  | Outdoor
NJADRE1559821693 | Administratively Determined Incentive Program | WOODBRIDGE | 7067 | 12.65 | Residential | Behind the Meter | No | GAF Energy | PSE&G |  | Accepted | 2025-05-30 | 2025-06-24 | 2026-06-24 | Solar Panels | GAF Energy | TLS-2 |  | 0.057 | 68 | 82 | 25 |  | Fixed | Roof
NJADRE1559821693 | Administratively Determined Incentive Program | WOODBRIDGE | 7067 | 12.65 | Residential | Behind the Meter | No | GAF Energy | PSE&G |  | Accepted | 2025-05-30 | 2025-06-24 | 2026-06-24 | Solar Panels | GAF Energy | TLS-2 |  | 0.057 | 13 | 262 | 25 |  | Fixed | Roof
NJADRE1559821693 | Administratively Determined Incentive Program | WOODBRIDGE | 7067 | 12.65 | Residential | Behind the Meter | No | GAF Energy | PSE&G |  | Accepted | 2025-05-30 | 2025-06-24 | 2026-06-24 | Solar Panels | GAF Energy | TLS-2 |  | 0.057 | 22 | 82 | 25 |  | Fixed | Roof
NJADRE1559821693 | Administratively Determined Incentive Program | WOODBRIDGE | 7067 | 12.65 | Residential | Behind the Meter | No | GAF Energy | PSE&G |  | Accepted | 2025-05-30 | 2025-06-24 | 2026-06-24 | Inverters | Delta | M10-4-TL-US | 10000 |  | 1 |  |  | 0.975 |  | Outdoor
NJADRE1559821693 | Administratively Determined Incentive Program | WOODBRIDGE | 7067 | 12.65 | Residential | Behind the Meter | No | GAF Energy | PSE&G |  | Accepted | 2025-05-30 | 2025-06-24 | 2026-06-24 | Solar Panels | GAF Energy | TLS-2 |  | 0.057 | 68 | 262 | 25 |  | Fixed | Roof
NJADRE1559821693 | Administratively Determined Incentive Program | WOODBRIDGE | 7067 | 12.65 | Residential | Behind the Meter | No | GAF Energy | PSE&G |  | Accepted | 2025-05-30 | 2025-06-24 | 2026-06-24 | Solar Panels | GAF Energy | TLS-2 |  | 0.057 | 51 | 82 | 14 |  | Fixed | Roof
NJADRE1559821693 | Administratively Determined Incentive Program | WOODBRIDGE | 7067 | 12.65 | Residential | Behind the Meter | No | GAF Energy | PSE&G |  | Accepted | 2025-05-30 | 2025-06-24 | 2026-06-24 | Inverters | Delta | M4-TL-US | 4000 |  | 1 |  |  | 0.975 |  | Outdoor
NJADRE1559821695 | Administratively Determined Incentive Program | WILLINGBORO | 8046 | 6.8 | Residential | Behind the Meter | Yes | Fusion Solar Energy, LLC | PSE&G |  | Accepted | 2025-05-30 | 2025-06-24 | 2026-06-24 | Solar Panels | TRINA SOLAR | TSM-NE09RC.05 |  | 0.425 | 16 | 148 | 43 |  | Fixed | Roof
NJADRE1559821695 | Administratively Determined Incentive Program | WILLINGBORO | 8046 | 6.8 | Residential | Behind the Meter | Yes | Fusion Solar Energy, LLC | PSE&G |  | Accepted | 2025-05-30 | 2025-06-24 | 2026-06-24 | Inverters | ENPHASE | IQ8HC-72-M-DOM-US | 380 |  | 16 |  |  | 0.97 |  | Outside | Roof
NJADRE1559821700 | Administratively Determined Incentive Program | EDISON TWP | 8820 | 10.35 | Residential | Behind the Meter | No | All Phase Installations and Electrical Services | PSE&G |  | Accepted | 2025-05-30 | 2025-06-30 | 2026-06-30 | Solar Panels | CANADIAN SOLAR | CS6.1-54TM-450H |  | 0.45 | 8 | 86 | 45 |  | Fixed | Roof
NJADRE1559821700 | Administratively Determined Incentive Program | EDISON TWP | 8820 | 10.35 | Residential | Behind the Meter | No | All Phase Installations and Electrical Services | PSE&G |  | Accepted | 2025-05-30 | 2025-06-30 | 2026-06-30 | Solar Panels | CANADIAN SOLAR | CS6.1-54TM-450H |  | 0.45 | 7 | 176 | 33 |  | Fixed | Roof
NJADRE1559821700 | Administratively Determined Incentive Program | EDISON TWP | 8820 | 10.35 | Residential | Behind the Meter | No | All Phase Installations and Electrical Services | PSE&G |  | Accepted | 2025-05-30 | 2025-06-30 | 2026-06-30 | Solar Panels | CANADIAN SOLAR | CS6.1-54TM-450H |  | 0.45 | 3 | 266 | 45 |  | Fixed | Roof
NJADRE1559821700 | Administratively Determined Incentive Program | EDISON TWP | 8820 | 10.35 | Residential | Behind the Meter | No | All Phase Installations and Electrical Services | PSE&G |  | Accepted | 2025-05-30 | 2025-06-30 | 2026-06-30 | Electric Storage Battery | DEYE | RW-F10.2-B |  |  | 1 |  |  |  | Lithium Ion |  | Outside
NJADRE1559821700 | Administratively Determined Incentive Program | EDISON TWP | 8820 | 10.35 | Residential | Behind the Meter | No | All Phase Installations and Electrical Services | PSE&G |  | Accepted | 2025-05-30 | 2025-06-30 | 2026-06-30 | Solar Panels | CANADIAN SOLAR | CS6.1-54TM-450H |  | 0.45 | 5 | 176 | 33 |  | Fixed | Roof
NJADRE1559821700 | Administratively Determined Incentive Program | EDISON TWP | 8820 | 10.35 | Residential | Behind the Meter | No | All Phase Installations and Electrical Services | PSE&G |  | Accepted | 2025-05-30 | 2025-06-30 | 2026-06-30 | Inverters | SOL-ARK | SOL-ARK-15K-2P-N | 15000 |  | 1 |  |  | 0.975 |  | Outside
NJADRE1559821711 | Administratively Determined Incentive Program | Linwood | 8221 | 5.6 | Residential | Behind the Meter | Yes | Suntuity Solar, LLC | AC Electric |  | Accepted | 2025-05-30 | 2025-06-25 | 2026-06-25 | Solar Panels | Canadian Solar | CS6R-400MS-HL |  | 0.4 | 5 | 294 | 27 |  | Fixed | Roof
NJADRE1559821711 | Administratively Determined Incentive Program | Linwood | 8221 | 5.6 | Residential | Behind the Meter | Yes | Suntuity Solar, LLC | AC Electric |  | Accepted | 2025-05-30 | 2025-06-25 | 2026-06-25 | Solar Panels | Canadian Solar | CS6R-400MS-HL |  | 0.4 | 9 | 204 | 27 |  | Fixed | Roof
NJADRE1559821711 | Administratively Determined Incentive Program | Linwood | 8221 | 5.6 | Residential | Behind the Meter | Yes | Suntuity Solar, LLC | AC Electric |  | Accepted | 2025-05-30 | 2025-06-25 | 2026-06-25 | Meters | Enphase Energy Inc | X-IQ-AM1-240-4 |  |  | 1 |  |  |  | Yes | Outdoor
NJADRE1559821711 | Administratively Determined Incentive Program | Linwood | 8221 | 5.6 | Residential | Behind the Meter | Yes | Suntuity Solar, LLC | AC Electric |  | Accepted | 2025-05-30 | 2025-06-25 | 2026-06-25 | Inverters | Enphase Energy Inc | IQ8PLUS-72-2-US | 290 |  | 14 |  |  | 0.99 |  | Outdoor
NJADRE1559821732 | Administratively Determined Incentive Program | BARNEGAT | 8005 | 8.51 | Residential | Behind the Meter | No | Solar Energy World | JCP&L |  | Accepted | 2025-05-30 | 2025-06-24 | 2026-06-24 | Solar Panels | LONGi | LR5-54HPB-405M |  | 0.405 | 15 | 174 | 31 |  | Fixed | Roof
NJADRE1559821732 | Administratively Determined Incentive Program | BARNEGAT | 8005 | 8.51 | Residential | Behind the Meter | No | Solar Energy World | JCP&L |  | Accepted | 2025-05-30 | 2025-06-24 | 2026-06-24 | Inverters | Enphase | IQ8HC-72-M-US | 320 |  | 21 |  |  | 0.97 |  | Outside
NJADRE1559821732 | Administratively Determined Incentive Program | BARNEGAT | 8005 | 8.51 | Residential | Behind the Meter | No | Solar Energy World | JCP&L |  | Accepted | 2025-05-30 | 2025-06-24 | 2026-06-24 | Solar Panels | LONGi | LR5-54HPB-405M |  | 0.405 | 6 | 174 | 32 |  | Fixed | Roof
NJADRE1559821733 | Administratively Determined Incentive Program | PLAINFIELD | 7062 | 6.96 | Residential | Behind the Meter | Yes | Skyline Solar NJ | PSE&G |  | Accepted | 2025-05-30 | 2025-06-24 | 2026-06-24 | Solar Panels | Hanwha | Q.TRON BLK M-G2+ 435 |  | 0.435 | 2 | 125 | 41 |  | Fixed | Roof
NJADRE1559821733 | Administratively Determined Incentive Program | PLAINFIELD | 7062 | 6.96 | Residential | Behind the Meter | Yes | Skyline Solar NJ | PSE&G |  | Accepted | 2025-05-30 | 2025-06-24 | 2026-06-24 | Solar Panels | Hanwha | Q.TRON BLK M-G2+ 435 |  | 0.435 | 2 | 305 | 41 |  | Fixed | Roof
NJADRE1559821733 | Administratively Determined Incentive Program | PLAINFIELD | 7062 | 6.96 | Residential | Behind the Meter | Yes | Skyline Solar NJ | PSE&G |  | Accepted | 2025-05-30 | 2025-06-24 | 2026-06-24 | Inverters | Enphase | IQ8PLUS -72-2-US | 290 |  | 16 |  |  | 0.977 |  | Outside
NJADRE1559821733 | Administratively Determined Incentive Program | PLAINFIELD | 7062 | 6.96 | Residential | Behind the Meter | Yes | Skyline Solar NJ | PSE&G |  | Accepted | 2025-05-30 | 2025-06-24 | 2026-06-24 | Solar Panels | Hanwha | Q.TRON BLK M-G2+ 435 |  | 0.435 | 6 | 215 | 41 |  | Fixed | Roof
NJADRE1559821733 | Administratively Determined Incentive Program | PLAINFIELD | 7062 | 6.96 | Residential | Behind the Meter | Yes | Skyline Solar NJ | PSE&G |  | Accepted | 2025-05-30 | 2025-06-24 | 2026-06-24 | Solar Panels | Hanwha | Q.TRON BLK M-G2+ 435 |  | 0.435 | 6 | 215 | 17 |  | Fixed | Roof
NJADRE1559821739 | Administratively Determined Incentive Program | NEWARK | 7112 | 13.76 | Residential | Behind the Meter | Yes | PosiGen Developer, LLC | PSE&G |  | Accepted | 2025-05-30 | 2025-06-24 | 2026-06-24 | Inverters | SOLAREDGE | SE5700H-US | 5760 |  | 2 |  |  | 0.99 |  | Outside | WITHIN TEN FEET OF METER
NJADRE1559821739 | Administratively Determined Incentive Program | NEWARK | 7112 | 13.76 | Residential | Behind the Meter | Yes | PosiGen Developer, LLC | PSE&G |  | Accepted | 2025-05-30 | 2025-06-24 | 2026-06-24 | Solar Panels | JINKO EAGLE G6R | JKM430N-54HL4-B |  | 0.43 | 15 | 212 | 23 |  | Fixed | Roof
NJADRE1559821739 | Administratively Determined Incentive Program | NEWARK | 7112 | 13.76 | Residential | Behind the Meter | Yes | PosiGen Developer, LLC | PSE&G |  | Accepted | 2025-05-30 | 2025-06-24 | 2026-06-24 | Solar Panels | JINKO EAGLE G6R | JKM430N-54HL4-B |  | 0.43 | 17 | 32 | 23 |  | Fixed | Roof
NJADRE1559821747 | Administratively Determined Incentive Program | MAYS LANDING | 8330 | 7.74 | Residential | Behind the Meter | Yes | PosiGen Developer, LLC | AC Electric |  | Accepted | 2025-05-30 | 2025-06-24 | 2026-06-24 | Inverters | SolarEdge | SE7600H-US | 7600 |  | 1 |  |  | 0.99 |  | Outside | within ten feet of meter
NJADRE1559821747 | Administratively Determined Incentive Program | MAYS LANDING | 8330 | 7.74 | Residential | Behind the Meter | Yes | PosiGen Developer, LLC | AC Electric |  | Accepted | 2025-05-30 | 2025-06-24 | 2026-06-24 | Solar Panels | JINKO EAGLE G6R | JKM430N-54HL4-B |  | 0.43 | 18 | 117 | 34 |  | Fixed | Roof
NJADRE1559821760 | Administratively Determined Incentive Program | GLASSBORO | 8028 | 6.02 | Residential | Behind the Meter | Yes | PosiGen Developer, LLC | AC Electric |  | Accepted | 2025-05-30 | 2025-06-24 | 2026-06-24 | Solar Panels | JINKO EAGLE G6R | JKM430N-54HL4-B |  | 0.43 | 11 | 213 | 25 |  | Fixed | Roof
NJADRE1559821760 | Administratively Determined Incentive Program | GLASSBORO | 8028 | 6.02 | Residential | Behind the Meter | Yes | PosiGen Developer, LLC | AC Electric |  | Accepted | 2025-05-30 | 2025-06-24 | 2026-06-24 | Inverters | SOLAREDGE | SE5700H-US | 5760 |  | 1 |  |  | 0.99 |  | Outside | WITHIN TEN FEET OF METER
NJADRE1559821760 | Administratively Determined Incentive Program | GLASSBORO | 8028 | 6.02 | Residential | Behind the Meter | Yes | PosiGen Developer, LLC | AC Electric |  | Accepted | 2025-05-30 | 2025-06-24 | 2026-06-24 | Solar Panels | JINKO EAGLE G6R | JKM430N-54HL4-B |  | 0.43 | 3 | 213 | 25 |  | Fixed | Roof
NJADRE1559821782 | Administratively Determined Incentive Program | NEWARK | 7105 | 6.02 | Residential | Behind the Meter | Yes | Pro Custom Solar dba Momentum Solar | PSE&G |  | Accepted | 2025-05-30 | 2025-06-24 | 2026-06-24 | Inverters | ENPHASE | IQ8HC-72-M-DOM-US | 380 |  | 14 |  |  | 0.97 |  | Outdoor
NJADRE1559821782 | Administratively Determined Incentive Program | NEWARK | 7105 | 6.02 | Residential | Behind the Meter | Yes | Pro Custom Solar dba Momentum Solar | PSE&G |  | Accepted | 2025-05-30 | 2025-06-24 | 2026-06-24 | Solar Panels | HANWHA | Q.TRON BLK M-G2+430 |  | 0.43 | 14 | 25 | 6 |  | Fixed | Roof
NJADRE1559821788 | Administratively Determined Incentive Program | NORTH CAPE MAY | 8204 | 5.33 | Residential | Behind the Meter | Yes | Sunrun Installation Services, Inc. | AC Electric |  | Accepted | 2025-05-30 | 2025-06-24 | 2026-06-24 | Solar Panels | Hanwha Q Cells | Q.PEAK DUO BLK ML-G10+ 410 |  | 0.41 | 6 | 229 | 21 |  | Fixed | Roof
NJADRE1559821788 | Administratively Determined Incentive Program | NORTH CAPE MAY | 8204 | 5.33 | Residential | Behind the Meter | Yes | Sunrun Installation Services, Inc. | AC Electric |  | Accepted | 2025-05-30 | 2025-06-24 | 2026-06-24 | Inverters | SolarEdge Technologies | SE3800H-USMN | 3800 |  | 1 |  |  | 0.99 |  | Outdoor
NJADRE1559821788 | Administratively Determined Incentive Program | NORTH CAPE MAY | 8204 | 5.33 | Residential | Behind the Meter | Yes | Sunrun Installation Services, Inc. | AC Electric |  | Accepted | 2025-05-30 | 2025-06-24 | 2026-06-24 | Solar Panels | Hanwha Q Cells | Q.PEAK DUO BLK ML-G10+ 410 |  | 0.41 | 7 | 229 | 21 |  | Fixed | Roof
NJADRE1559821812 | Administratively Determined Incentive Program | Toms River | 8753 | 7.7 | Residential | Behind the Meter | Yes | Sunrun Installation Services, Inc. | JCP&L |  | Accepted | 2025-05-30 | 2025-06-24 | 2026-06-24 | Solar Panels | JA Solar | JAM54S31-405/MR |  | 0.405 | 4 | 153 | 32 |  | Fixed | Roof
NJADRE1559821812 | Administratively Determined Incentive Program | Toms River | 8753 | 7.7 | Residential | Behind the Meter | Yes | Sunrun Installation Services, Inc. | JCP&L |  | Accepted | 2025-05-30 | 2025-06-24 | 2026-06-24 | Inverters | SolarEdge Technologies | SE5700H-USMN | 5760 |  | 1 |  |  | 0.99 |  | Outdoor
NJADRE1559821812 | Administratively Determined Incentive Program | Toms River | 8753 | 7.7 | Residential | Behind the Meter | Yes | Sunrun Installation Services, Inc. | JCP&L |  | Accepted | 2025-05-30 | 2025-06-24 | 2026-06-24 | Solar Panels | JA Solar | JAM54S31-405/MR |  | 0.405 | 15 | 153 | 33 |  | Fixed | Roof
NJADRE1559826591 | Administratively Determined Incentive Program | Hillside | 7205 | 7.2 | Residential | Behind the Meter | No | Suntuity Solar, LLC | PSE&G |  | Accepted | 2025-05-31 | 2025-07-07 | 2026-07-07 | Solar Panels | Hyperion Solar | HY-DH108P8 400W(B) |  | 0.4 | 11 | 128 | 34 |  | Fixed | Roof
NJADRE1559826591 | Administratively Determined Incentive Program | Hillside | 7205 | 7.2 | Residential | Behind the Meter | No | Suntuity Solar, LLC | PSE&G |  | Accepted | 2025-05-31 | 2025-07-07 | 2026-07-07 | Inverters | Enphase Energy Inc | IQ8PLUS-72-2-US | 290 |  | 18 |  |  | 0.99 |  | Outdoor
NJADRE1559826591 | Administratively Determined Incentive Program | Hillside | 7205 | 7.2 | Residential | Behind the Meter | No | Suntuity Solar, LLC | PSE&G |  | Accepted | 2025-05-31 | 2025-07-07 | 2026-07-07 | Meters | Enphase Energy Inc | X-IQ-AM1-240-4 |  |  | 1 |  |  |  | Yes | Outdoor
NJADRE1559826591 | Administratively Determined Incentive Program | Hillside | 7205 | 7.2 | Residential | Behind the Meter | No | Suntuity Solar, LLC | PSE&G |  | Accepted | 2025-05-31 | 2025-07-07 | 2026-07-07 | Solar Panels | Hyperion Solar | HY-DH108P8 400W(B) |  | 0.4 | 7 | 308 | 34 |  | Fixed | Roof
NJADRE1559827736 | Administratively Determined Incentive Program | Monroe | 8831 | 12.4 | Residential | Behind the Meter | No | Greentech Solar USA, LLC | JCP&L |  | Accepted | 2025-06-01 | 2025-06-25 | 2026-06-25 | Inverters | Growatt | MIN10000TL-XH-US | 10000 |  | 1 |  |  | 0.97 |  | Outdoor | Outside Wall
NJADRE1559827736 | Administratively Determined Incentive Program | Monroe | 8831 | 12.4 | Residential | Behind the Meter | No | Greentech Solar USA, LLC | JCP&L |  | Accepted | 2025-06-01 | 2025-06-25 | 2026-06-25 | Solar Panels | ZNSHINE Solar | ZXM7-NH108-400 |  | 0.4 | 11 | 160 | 36 |  | Fixed | Roof | Roof
NJADRE1559827736 | Administratively Determined Incentive Program | Monroe | 8831 | 12.4 | Residential | Behind the Meter | No | Greentech Solar USA, LLC | JCP&L |  | Accepted | 2025-06-01 | 2025-06-25 | 2026-06-25 | Solar Panels | ZNSHINE Solar | ZXM7-NH108-400 |  | 0.4 | 20 | 159 | 36 |  | Fixed | Roof | Roof
NJADRE1559827751 | Administratively Determined Incentive Program | Monroe | 8831 | 16.8 | Residential | Behind the Meter | No | Greentech Solar USA, LLC | JCP&L |  | Accepted | 2025-06-01 | 2025-06-25 | 2026-06-25 | Solar Panels | ZNSHINE Solar | ZXM7-NH108-400 |  | 0.4 | 31 | 240 | 36 |  | Fixed | Roof | Roof
NJADRE1559827751 | Administratively Determined Incentive Program | Monroe | 8831 | 16.8 | Residential | Behind the Meter | No | Greentech Solar USA, LLC | JCP&L |  | Accepted | 2025-06-01 | 2025-06-25 | 2026-06-25 | Solar Panels | ZNSHINE Solar | ZXM7-NH108-400 |  | 0.4 | 11 | 240 | 36 |  | Fixed | Roof | Roof
NJADRE1559827751 | Administratively Determined Incentive Program | Monroe | 8831 | 16.8 | Residential | Behind the Meter | No | Greentech Solar USA, LLC | JCP&L |  | Accepted | 2025-06-01 | 2025-06-25 | 2026-06-25 | Inverters | Growatt | MIN7600TL-XH-US | 7600 |  | 2 |  |  | 0.97 |  | Outdoor | Outside Wall
NJADRE1559827757 | Administratively Determined Incentive Program | LAWNSIDE | 8045 | 17.63 | Residential | Behind the Meter | Yes | Sun Up Zero Down, LLC | PSE&G |  | Accepted | 2025-06-01 | 2025-06-24 | 2026-06-24 | Solar Panels | SEG | SEG-430-BTD-BG |  | 0.43 | 41 | 226 | 23 |  | Fixed | Roof
NJADRE1559827757 | Administratively Determined Incentive Program | LAWNSIDE | 8045 | 17.63 | Residential | Behind the Meter | Yes | Sun Up Zero Down, LLC | PSE&G |  | Accepted | 2025-06-01 | 2025-06-24 | 2026-06-24 | Inverters | Enphase | IQ8PLUS-72-2-US | 290 |  | 41 |  |  | 0.976 |  | Outdoor
NJADRE1559827757 | Administratively Determined Incentive Program | LAWNSIDE | 8045 | 17.63 | Residential | Behind the Meter | Yes | Sun Up Zero Down, LLC | PSE&G |  | Accepted | 2025-06-01 | 2025-06-24 | 2026-06-24 | Meters | Enphase | TBD |  |  | 1 |  |  |  | Yes | Outdoor
NJADRE1559828482 | Administratively Determined Incentive Program | MONTCLAIR | 7042 | 6.89 | Residential | Behind the Meter | Yes | Sunrun Installation Services, Inc. | PSE&G |  | Accepted | 2025-06-02 | 2025-06-24 | 2026-06-24 | Inverters | SolarEdge Technologies | SE5700H-USMN | 5760 |  | 1 |  |  | 0.99 |  | Outdoor | Next to meter
NJADRE1559828482 | Administratively Determined Incentive Program | MONTCLAIR | 7042 | 6.89 | Residential | Behind the Meter | Yes | Sunrun Installation Services, Inc. | PSE&G |  | Accepted | 2025-06-02 | 2025-06-24 | 2026-06-24 | Solar Panels | JA Solar | JAM54S31-405/MR |  | 0.405 | 8 | 27 | 41 |  | Fixed | Roof
NJADRE1559828482 | Administratively Determined Incentive Program | MONTCLAIR | 7042 | 6.89 | Residential | Behind the Meter | Yes | Sunrun Installation Services, Inc. | PSE&G |  | Accepted | 2025-06-02 | 2025-06-24 | 2026-06-24 | Solar Panels | JA Solar | JAM54S31-405/MR |  | 0.405 | 9 | 209 | 23 |  | Fixed | Roof
NJADRE1559828499 | Administratively Determined Incentive Program | Pitman | 8071 | 2.05 | Residential | Behind the Meter | Yes | Trinity Solar, LLC | AC Electric |  | Accepted | 2025-06-02 | 2025-06-25 | 2026-06-25 | Inverters | Enphase | IQ8PLUS-72-M-US | 290 |  | 5 |  |  | 0.97 |  | Outdoor
NJADRE1559828499 | Administratively Determined Incentive Program | Pitman | 8071 | 2.05 | Residential | Behind the Meter | Yes | Trinity Solar, LLC | AC Electric |  | Accepted | 2025-06-02 | 2025-06-25 | 2026-06-25 | Solar Panels | HANWHA | Q.PEAK DUO BLK ML-G10+ 410 |  | 0.41 | 5 | 156 | 26 |  | Fixed | Roof
NJADRE1559828505 | Administratively Determined Incentive Program | Livingston | 7039 | 10.66 | Residential | Behind the Meter | Yes | Sunrun Installation Services, Inc. | JCP&L |  | Accepted | 2025-06-02 | 2025-06-25 | 2026-06-25 | Electric Storage Battery | Tesla | Powerwall 3 1707000-xx-y |  |  | 1 |  |  |  | Lithium Ion |  | OUTSIDE
NJADRE1559828505 | Administratively Determined Incentive Program | Livingston | 7039 | 10.66 | Residential | Behind the Meter | Yes | Sunrun Installation Services, Inc. | JCP&L |  | Accepted | 2025-06-02 | 2025-06-25 | 2026-06-25 | Inverters | Tesla | Powerwall 3 1707000-xx-y | 11500 |  | 1 |  |  | 0.97 |  | Outdoor
NJADRE1559828505 | Administratively Determined Incentive Program | Livingston | 7039 | 10.66 | Residential | Behind the Meter | Yes | Sunrun Installation Services, Inc. | JCP&L |  | Accepted | 2025-06-02 | 2025-06-25 | 2026-06-25 | Solar Panels | Hanwha Q Cells | Q.PEAK DUO BLK ML-G10+ 410 DCA |  | 0.41 | 19 | 203 | 27 |  | Fixed | Roof
NJADRE1559828505 | Administratively Determined Incentive Program | Livingston | 7039 | 10.66 | Residential | Behind the Meter | Yes | Sunrun Installation Services, Inc. | JCP&L |  | Accepted | 2025-06-02 | 2025-06-25 | 2026-06-25 | Solar Panels | Hanwha Q Cells | Q.PEAK DUO BLK ML-G10+ 410 DCA |  | 0.41 | 7 | 203 | 27 |  | Fixed | Roof
NJADRE1559828508 | Administratively Determined Incentive Program | Monmouth Junction | 8852 | 20.4 | Residential | Behind the Meter | No | US Clean Energy Construction, Inc. | PSE&G |  | Accepted | 2025-06-02 | 2025-06-26 | 2026-06-26 | Meters | VISION METERING | Cat VM-2E2A1P |  |  | 1 |  |  |  | Yes | Outdoor
NJADRE1559828508 | Administratively Determined Incentive Program | Monmouth Junction | 8852 | 20.4 | Residential | Behind the Meter | No | US Clean Energy Construction, Inc. | PSE&G |  | Accepted | 2025-06-02 | 2025-06-26 | 2026-06-26 | Solar Panels | Trina Solar | TRINA 425W |  | 0.425 | 9 | 208 | 30 |  | Fixed | Roof
NJADRE1559828508 | Administratively Determined Incentive Program | Monmouth Junction | 8852 | 20.4 | Residential | Behind the Meter | No | US Clean Energy Construction, Inc. | PSE&G |  | Accepted | 2025-06-02 | 2025-06-26 | 2026-06-26 | Solar Panels | Trina Solar | TRINA 425W |  | 0.425 | 19 | 118 | 30 |  | Fixed | Roof
NJADRE1559828508 | Administratively Determined Incentive Program | Monmouth Junction | 8852 | 20.4 | Residential | Behind the Meter | No | US Clean Energy Construction, Inc. | PSE&G |  | Accepted | 2025-06-02 | 2025-06-26 | 2026-06-26 | Solar Panels | Trina Solar | TRINA 425W |  | 0.425 | 20 | 298 | 30 |  | Fixed | Roof
NJADRE1559828508 | Administratively Determined Incentive Program | Monmouth Junction | 8852 | 20.4 | Residential | Behind the Meter | No | US Clean Energy Construction, Inc. | PSE&G |  | Accepted | 2025-06-02 | 2025-06-26 | 2026-06-26 | Inverters | SMA AMERICA | SMA SBSE-7.7-50 | 7700 |  | 2 |  |  | 0.96 |  | Outdoor
NJADRE1559828510 | Administratively Determined Incentive Program | Wayne | 7470 | 9.43 | Residential | Behind the Meter | Yes | Big Wave Roofing and Solar, LLC | PSE&G |  | Accepted | 2025-06-02 | 2025-06-25 | 2026-06-25 | Inverters | Enphase | ENPHASE IQ8HC-72-M-DOM-US | 380 |  | 23 |  |  | 0.97 |  | Outdoor
NJADRE1559828510 | Administratively Determined Incentive Program | Wayne | 7470 | 9.43 | Residential | Behind the Meter | Yes | Big Wave Roofing and Solar, LLC | PSE&G |  | Accepted | 2025-06-02 | 2025-06-25 | 2026-06-25 | Solar Panels | MISSION SOLAR | MSE410HT0B |  | 0.41 | 9 | 219 | 38 |  | Fixed | Roof
NJADRE1559828510 | Administratively Determined Incentive Program | Wayne | 7470 | 9.43 | Residential | Behind the Meter | Yes | Big Wave Roofing and Solar, LLC | PSE&G |  | Accepted | 2025-06-02 | 2025-06-25 | 2026-06-25 | Solar Panels | MISSION SOLAR | MSE410HT0B |  | 0.41 | 5 | 39 | 38 |  | Fixed | Roof
NJADRE1559828510 | Administratively Determined Incentive Program | Wayne | 7470 | 9.43 | Residential | Behind the Meter | Yes | Big Wave Roofing and Solar, LLC | PSE&G |  | Accepted | 2025-06-02 | 2025-06-25 | 2026-06-25 | Solar Panels | MISSION SOLAR | MSE410HT0B |  | 0.41 | 3 | 219 | 38 |  | Fixed | Roof
NJADRE1559828510 | Administratively Determined Incentive Program | Wayne | 7470 | 9.43 | Residential | Behind the Meter | Yes | Big Wave Roofing and Solar, LLC | PSE&G |  | Accepted | 2025-06-02 | 2025-06-25 | 2026-06-25 | Solar Panels | MISSION SOLAR | MSE410HT0B |  | 0.41 | 6 | 219 | 38 |  | Fixed | Roof
NJADRE1559828519 | Administratively Determined Incentive Program | Bridgewater | 8807 | 14.99 | Residential | Behind the Meter | Yes | Sunrun Installation Services, Inc. | JCP&L |  | Accepted | 2025-06-02 | 2025-06-25 | 2026-06-25 | Inverters | SolarEdge Technologies | SE10000H-USMN | 10000 |  | 1 |  |  | 0.99 |  | Outdoor | Next to meter
NJADRE1559828519 | Administratively Determined Incentive Program | Bridgewater | 8807 | 14.99 | Residential | Behind the Meter | Yes | Sunrun Installation Services, Inc. | JCP&L |  | Accepted | 2025-06-02 | 2025-06-25 | 2026-06-25 | Solar Panels | JA Solar | JAM54S31-405/MR |  | 0.405 | 15 | 258 | 31 |  | Fixed | Roof
NJADRE1559828519 | Administratively Determined Incentive Program | Bridgewater | 8807 | 14.99 | Residential | Behind the Meter | Yes | Sunrun Installation Services, Inc. | JCP&L |  | Accepted | 2025-06-02 | 2025-06-25 | 2026-06-25 | Solar Panels | JA Solar | JAM54S31-405/MR |  | 0.405 | 16 | 257 | 36 |  | Fixed | Roof
NJADRE1559828519 | Administratively Determined Incentive Program | Bridgewater | 8807 | 14.99 | Residential | Behind the Meter | Yes | Sunrun Installation Services, Inc. | JCP&L |  | Accepted | 2025-06-02 | 2025-06-25 | 2026-06-25 | Solar Panels | JA Solar | JAM54S31-405/MR |  | 0.405 | 6 | 257 | 19 |  | Fixed | Roof
NJADRE1559828525 | Administratively Determined Incentive Program | Montclair | 7043 | 11.89 | Residential | Behind the Meter | No | Trinity Solar, LLC | PSE&G |  | Accepted | 2025-06-02 | 2025-06-25 | 2026-06-25 | Solar Panels | HANWHA | (Q.PEAK DUO BLK ML-G10+ 410) |  | 0.41 | 5 | 195 | 20 |  | Fixed | Roof
NJADRE1559828525 | Administratively Determined Incentive Program | Montclair | 7043 | 11.89 | Residential | Behind the Meter | No | Trinity Solar, LLC | PSE&G |  | Accepted | 2025-06-02 | 2025-06-25 | 2026-06-25 | Solar Panels | HANWHA | (Q.PEAK DUO BLK ML-G10+ 410) |  | 0.41 | 9 | 285 | 41 |  | Fixed | Roof
NJADRE1559828525 | Administratively Determined Incentive Program | Montclair | 7043 | 11.89 | Residential | Behind the Meter | No | Trinity Solar, LLC | PSE&G |  | Accepted | 2025-06-02 | 2025-06-25 | 2026-06-25 | Inverters | Solar Edge | USE10000H-USMNBL75 | 10000 |  | 1 |  |  | 0.97 |  | Outdoor
NJADRE1559828525 | Administratively Determined Incentive Program | Montclair | 7043 | 11.89 | Residential | Behind the Meter | No | Trinity Solar, LLC | PSE&G |  | Accepted | 2025-06-02 | 2025-06-25 | 2026-06-25 | Solar Panels | HANWHA | (Q.PEAK DUO BLK ML-G10+ 410) |  | 0.41 | 15 | 105 | 41 |  | Fixed | Roof
NJADRE1559828567 | Administratively Determined Incentive Program | Roselle | 7203 | 6.97 | Residential | Behind the Meter | Yes | Big Wave Roofing and Solar, LLC | PSE&G |  | Accepted | 2025-06-02 | 2025-06-25 | 2026-06-25 | Inverters | Enphase | IQ8HC-72-M-DOM-US | 380 |  | 17 |  |  | 0.97 |  | Outside
NJADRE1559828567 | Administratively Determined Incentive Program | Roselle | 7203 | 6.97 | Residential | Behind the Meter | Yes | Big Wave Roofing and Solar, LLC | PSE&G |  | Accepted | 2025-06-02 | 2025-06-25 | 2026-06-25 | Solar Panels | Mission | MSE410HT0B |  | 0.41 | 7 | 349 | 6 |  | Fixed | Roof
NJADRE1559828567 | Administratively Determined Incentive Program | Roselle | 7203 | 6.97 | Residential | Behind the Meter | Yes | Big Wave Roofing and Solar, LLC | PSE&G |  | Accepted | 2025-06-02 | 2025-06-25 | 2026-06-25 | Solar Panels | Mission | MSE410HT0B |  | 0.41 | 10 | 169 | 42 |  | Fixed | Roof
NJADRE1559828603 | Administratively Determined Incentive Program | Matawan | 7747 | 8.5 | Residential | Behind the Meter | Yes | Power Energy Solutions, LLC | JCP&L |  | Accepted | 2025-06-02 | 2025-06-25 | 2026-06-25 | Solar Panels | Trina Solar | TSM-425NE09RC.05 |  | 0.425 | 2 | 0 | 1 |  | Fixed | Roof
NJADRE1559828603 | Administratively Determined Incentive Program | Matawan | 7747 | 8.5 | Residential | Behind the Meter | Yes | Power Energy Solutions, LLC | JCP&L |  | Accepted | 2025-06-02 | 2025-06-25 | 2026-06-25 | Inverters | SolarEdge | SE5700H-US | 6 |  | 1 |  |  | 0.97 |  | Outdoor
NJADRE1559828603 | Administratively Determined Incentive Program | Matawan | 7747 | 8.5 | Residential | Behind the Meter | Yes | Power Energy Solutions, LLC | JCP&L |  | Accepted | 2025-06-02 | 2025-06-25 | 2026-06-25 | Solar Panels | Trina Solar | TSM-425NE09RC.05 |  | 0.425 | 18 | 86 | 23 |  | Fixed | Roof
NJADRE1559828612 | Administratively Determined Incentive Program | Salem | 8079 | 5.22 | Residential | Behind the Meter | Yes | SunnyMac, LLC | AC Electric |  | Accepted | 2025-06-02 | 2025-06-25 | 2026-06-25 | Solar Panels | HANWHA | Q.TRON BLK M-G2+ 435W |  | 0.435 | 12 | 43 | 15 |  | Fixed | Roof
NJADRE1559828612 | Administratively Determined Incentive Program | Salem | 8079 | 5.22 | Residential | Behind the Meter | Yes | SunnyMac, LLC | AC Electric |  | Accepted | 2025-06-02 | 2025-06-25 | 2026-06-25 | Inverters | SOLAREDGE | SE3800H-US | 3800 |  | 1 |  |  | 0.99 |  | Outdoor | next to meter
NJADRE1559828612 | Administratively Determined Incentive Program | Salem | 8079 | 5.22 | Residential | Behind the Meter | Yes | SunnyMac, LLC | AC Electric |  | Accepted | 2025-06-02 | 2025-06-25 | 2026-06-25 | Meters | SOLAREDGE | SE-RGMTR-1D-240C-C |  |  | 1 |  |  |  | Yes | Outdoor
NJADRE1559828629 | Administratively Determined Incentive Program | Bridgeton | 8302 | 15.05 | Residential | Behind the Meter | Yes | Sun Up Zero Down, LLC | AC Electric |  | Accepted | 2025-06-02 | 2025-06-25 | 2026-06-25 | Inverters | Enphase | IQ8PLUS-72-2-US | 290 |  | 35 |  |  | 0.976 |  | Outdoor
NJADRE1559828629 | Administratively Determined Incentive Program | Bridgeton | 8302 | 15.05 | Residential | Behind the Meter | Yes | Sun Up Zero Down, LLC | AC Electric |  | Accepted | 2025-06-02 | 2025-06-25 | 2026-06-25 | Meters | Enphase | TBD |  |  | 1 |  |  |  | Yes | Outdoor
NJADRE1559828629 | Administratively Determined Incentive Program | Bridgeton | 8302 | 15.05 | Residential | Behind the Meter | Yes | Sun Up Zero Down, LLC | AC Electric |  | Accepted | 2025-06-02 | 2025-06-25 | 2026-06-25 | Solar Panels | SEG | SEG-430-BTD-BG |  | 0.43 | 35 | 233 | 47 |  | Fixed | Roof
NJADRE1559828649 | Administratively Determined Incentive Program | Tansboro | 8009 | 8.925 | Residential | Behind the Meter | Yes | Integrity Solar & Home Solutions, LLC | AC Electric |  | Accepted | 2025-06-02 | 2025-06-25 | 2026-06-25 | Solar Panels | ENPHASE | JKM425N-54HL4-B |  | 0.425 | 21 | 299 | 27 |  | Fixed | Roof
NJADRE1559828649 | Administratively Determined Incentive Program | Tansboro | 8009 | 8.925 | Residential | Behind the Meter | Yes | Integrity Solar & Home Solutions, LLC | AC Electric |  | Accepted | 2025-06-02 | 2025-06-25 | 2026-06-25 | Inverters | ENPHASE | IQ8+ | 290 |  | 21 |  |  | 0.98 |  | Other | UNDER EACH PANEL
NJADRE1559828665 | Administratively Determined Incentive Program | North Bergen | 7047 | 5.1 | Residential | Behind the Meter | Yes | Power Energy Solutions, LLC | PSE&G |  | Accepted | 2025-06-02 | 2025-06-26 | 2026-06-26 | Solar Panels | Trina Solar | TSM-425NE09RC.05 |  | 0.425 | 3 | 297 | 44 |  | Fixed | Roof
NJADRE1559828665 | Administratively Determined Incentive Program | North Bergen | 7047 | 5.1 | Residential | Behind the Meter | Yes | Power Energy Solutions, LLC | PSE&G |  | Accepted | 2025-06-02 | 2025-06-26 | 2026-06-26 | Solar Panels | Trina Solar | TSM-425NE09RC.05 |  | 0.425 | 4 | 0 | 1 |  | Fixed | Roof
NJADRE1559828665 | Administratively Determined Incentive Program | North Bergen | 7047 | 5.1 | Residential | Behind the Meter | Yes | Power Energy Solutions, LLC | PSE&G |  | Accepted | 2025-06-02 | 2025-06-26 | 2026-06-26 | Inverters | SolarEdge | SE3800H-US | 4 |  | 1 |  |  | 0.97 |  | Outdoor
NJADRE1559828665 | Administratively Determined Incentive Program | North Bergen | 7047 | 5.1 | Residential | Behind the Meter | Yes | Power Energy Solutions, LLC | PSE&G |  | Accepted | 2025-06-02 | 2025-06-26 | 2026-06-26 | Solar Panels | Trina Solar | TSM-425NE09RC.05 |  | 0.425 | 5 | 117 | 44 |  | Fixed | Roof
NJADRE1559828692 | Administratively Determined Incentive Program | Roselle | 7203 | 5.95 | Residential | Behind the Meter | Yes | Power Energy Solutions, LLC | PSE&G |  | Accepted | 2025-06-02 | 2025-06-25 | 2026-06-25 | Solar Panels | Trina Solar | TSM-425NE09RC.05 |  | 0.425 | 10 | 145 | 27 |  | Fixed | Roof
NJADRE1559828692 | Administratively Determined Incentive Program | Roselle | 7203 | 5.95 | Residential | Behind the Meter | Yes | Power Energy Solutions, LLC | PSE&G |  | Accepted | 2025-06-02 | 2025-06-25 | 2026-06-25 | Inverters | SolarEdge | SE3800H-US | 4 |  | 1 |  |  | 0.97 |  | Outdoor
NJADRE1559828692 | Administratively Determined Incentive Program | Roselle | 7203 | 5.95 | Residential | Behind the Meter | Yes | Power Energy Solutions, LLC | PSE&G |  | Accepted | 2025-06-02 | 2025-06-25 | 2026-06-25 | Solar Panels | Trina Solar | TSM-425NE09RC.05 |  | 0.425 | 4 | 325 | 27 |  | Fixed | Roof
NJADRE1559828708 | Administratively Determined Incentive Program | Egg Harbor City | 8215 | 20.825 | Residential | Behind the Meter | Yes | Power Energy Solutions, LLC | AC Electric |  | Accepted | 2025-06-02 | 2025-06-26 | 2026-06-26 | Solar Panels | Trina Solar | TSM-425NE09RC.05 |  | 0.425 | 6 | 131 | 24 |  | Fixed | Roof
NJADRE1559828708 | Administratively Determined Incentive Program | Egg Harbor City | 8215 | 20.825 | Residential | Behind the Meter | Yes | Power Energy Solutions, LLC | AC Electric |  | Accepted | 2025-06-02 | 2025-06-26 | 2026-06-26 | Solar Panels | Trina Solar | TSM-425NE09RC.05 |  | 0.425 | 9 | 311 | 14 |  | Fixed | Roof
NJADRE1559828708 | Administratively Determined Incentive Program | Egg Harbor City | 8215 | 20.825 | Residential | Behind the Meter | Yes | Power Energy Solutions, LLC | AC Electric |  | Accepted | 2025-06-02 | 2025-06-26 | 2026-06-26 | Solar Panels | Trina Solar | TSM-425NE09RC.05 |  | 0.425 | 3 | 41 | 25 |  | Fixed | Roof
NJADRE1559828708 | Administratively Determined Incentive Program | Egg Harbor City | 8215 | 20.825 | Residential | Behind the Meter | Yes | Power Energy Solutions, LLC | AC Electric |  | Accepted | 2025-06-02 | 2025-06-26 | 2026-06-26 | Inverters | SolarEdge | SE5700H-US | 6 |  | 2 |  |  | 0.97 |  | Outdoor
NJADRE1559828708 | Administratively Determined Incentive Program | Egg Harbor City | 8215 | 20.825 | Residential | Behind the Meter | Yes | Power Energy Solutions, LLC | AC Electric |  | Accepted | 2025-06-02 | 2025-06-26 | 2026-06-26 | Solar Panels | Trina Solar | TSM-425NE09RC.05 |  | 0.425 | 12 | 131 | 24 |  | Fixed | Roof
NJADRE1559828708 | Administratively Determined Incentive Program | Egg Harbor City | 8215 | 20.825 | Residential | Behind the Meter | Yes | Power Energy Solutions, LLC | AC Electric |  | Accepted | 2025-06-02 | 2025-06-26 | 2026-06-26 | Solar Panels | Trina Solar | TSM-425NE09RC.05 |  | 0.425 | 8 | 222 | 19 |  | Fixed | Roof
NJADRE1559828708 | Administratively Determined Incentive Program | Egg Harbor City | 8215 | 20.825 | Residential | Behind the Meter | Yes | Power Energy Solutions, LLC | AC Electric |  | Accepted | 2025-06-02 | 2025-06-26 | 2026-06-26 | Solar Panels | Trina Solar | TSM-425NE09RC.05 |  | 0.425 | 3 | 221 | 25 |  | Fixed | Roof
NJADRE1559828708 | Administratively Determined Incentive Program | Egg Harbor City | 8215 | 20.825 | Residential | Behind the Meter | Yes | Power Energy Solutions, LLC | AC Electric |  | Accepted | 2025-06-02 | 2025-06-26 | 2026-06-26 | Solar Panels | Trina Solar | TSM-425NE09RC.05 |  | 0.425 | 8 | 42 | 19 |  | Fixed | Roof
NJADRE1559828709 | Administratively Determined Incentive Program | Princeton | 8540 | 9.66 | Residential | Behind the Meter | No | Infinity Solar Systems, LLC | PSE&G |  | Accepted | 2025-06-02 | 2025-06-25 | 2026-06-25 | Inverters | Enphase | IQ8X-80-M-US | 380 |  | 21 |  |  | 0.97 |  | Outdoor
NJADRE1559828709 | Administratively Determined Incentive Program | Princeton | 8540 | 9.66 | Residential | Behind the Meter | No | Infinity Solar Systems, LLC | PSE&G |  | Accepted | 2025-06-02 | 2025-06-25 | 2026-06-25 | Solar Panels | REC Solar | REC 460AA PURE-RX |  | 0.46 | 4 | 241 | 26 |  | Fixed | Roof
NJADRE1559828709 | Administratively Determined Incentive Program | Princeton | 8540 | 9.66 | Residential | Behind the Meter | No | Infinity Solar Systems, LLC | PSE&G |  | Accepted | 2025-06-02 | 2025-06-25 | 2026-06-25 | Solar Panels | REC Solar | REC 460AA PURE-RX |  | 0.46 | 17 | 241 | 26 |  | Fixed | Roof
NJADRE1559828717 | Administratively Determined Incentive Program | Blackwood | 8012 | 5.27 | Residential | Behind the Meter | Yes | Sunrun Installation Services, Inc. | PSE&G |  | Accepted | 2025-06-02 | 2025-06-25 | 2026-06-25 | Solar Panels | JA Solar | JAM54S31-405/MR |  | 0.405 | 6 | 205 | 25 |  | Fixed | Roof
NJADRE1559828717 | Administratively Determined Incentive Program | Blackwood | 8012 | 5.27 | Residential | Behind the Meter | Yes | Sunrun Installation Services, Inc. | PSE&G |  | Accepted | 2025-06-02 | 2025-06-25 | 2026-06-25 | Inverters | SolarEdge Technologies | SE3800H-USMN | 3800 |  | 1 |  |  | 0.99 |  | Indoor
NJADRE1559828717 | Administratively Determined Incentive Program | Blackwood | 8012 | 5.27 | Residential | Behind the Meter | Yes | Sunrun Installation Services, Inc. | PSE&G |  | Accepted | 2025-06-02 | 2025-06-25 | 2026-06-25 | Solar Panels | JA Solar | JAM54S31-405/MR |  | 0.405 | 7 | 26 | 27 |  | Fixed | Roof
NJADRE1559828723 | Administratively Determined Incentive Program | Neptune | 7753 | 7.38 | Residential | Behind the Meter | Yes | Trinity Solar, LLC | JCP&L |  | Accepted | 2025-06-02 | 2025-06-25 | 2026-06-25 | Solar Panels | HANWHA | (Q.PEAK DUO BLK ML-G10+ 410) |  | 0.41 | 9 | 248 | 36 |  | Fixed | Roof
NJADRE1559828723 | Administratively Determined Incentive Program | Neptune | 7753 | 7.38 | Residential | Behind the Meter | Yes | Trinity Solar, LLC | JCP&L |  | Accepted | 2025-06-02 | 2025-06-25 | 2026-06-25 | Inverters | Solar Edge | USE5700H-USMNBL75 | 5760 |  | 1 |  |  | 0.97 |  | Outdoor
NJADRE1559828723 | Administratively Determined Incentive Program | Neptune | 7753 | 7.38 | Residential | Behind the Meter | Yes | Trinity Solar, LLC | JCP&L |  | Accepted | 2025-06-02 | 2025-06-25 | 2026-06-25 | Solar Panels | HANWHA | (Q.PEAK DUO BLK ML-G10+ 410) |  | 0.41 | 7 | 68 | 37 |  | Fixed | Roof
NJADRE1559828723 | Administratively Determined Incentive Program | Neptune | 7753 | 7.38 | Residential | Behind the Meter | Yes | Trinity Solar, LLC | JCP&L |  | Accepted | 2025-06-02 | 2025-06-25 | 2026-06-25 | Solar Panels | HANWHA | (Q.PEAK DUO BLK ML-G10+ 410) |  | 0.41 | 2 | 158 | 38 |  | Fixed | Roof
NJADRE1559828744 | Administratively Determined Incentive Program | Bayonne | 7002 | 7.31 | Residential | Behind the Meter | No | Pro Custom Solar dba Momentum Solar | PSE&G |  | Accepted | 2025-06-02 | 2025-06-26 | 2026-06-26 | Solar Panels | Hanwha | Q.TRON BLK M-G2+430 |  | 0.43 | 10 | 123 | 17 |  | Fixed | Roof
NJADRE1559828744 | Administratively Determined Incentive Program | Bayonne | 7002 | 7.31 | Residential | Behind the Meter | No | Pro Custom Solar dba Momentum Solar | PSE&G |  | Accepted | 2025-06-02 | 2025-06-26 | 2026-06-26 | Inverters | ENPHASE | IQ8PLUS-72-2-US | 380 |  | 17 |  |  | 0.97 |  | Outdoor
NJADRE1559828744 | Administratively Determined Incentive Program | Bayonne | 7002 | 7.31 | Residential | Behind the Meter | No | Pro Custom Solar dba Momentum Solar | PSE&G |  | Accepted | 2025-06-02 | 2025-06-26 | 2026-06-26 | Solar Panels | HANWHA | Q.TRON BLK M-G2+430 |  | 0.43 | 3 | 303 | 24 |  | Fixed | Roof
NJADRE1559828744 | Administratively Determined Incentive Program | Bayonne | 7002 | 7.31 | Residential | Behind the Meter | No | Pro Custom Solar dba Momentum Solar | PSE&G |  | Accepted | 2025-06-02 | 2025-06-26 | 2026-06-26 | Solar Panels | Hanwha | Q.TRON BLK M-G2+430 |  | 0.43 | 4 | 303 | 17 |  | Fixed | Roof
NJADRE1559828753 | Administratively Determined Incentive Program | Lyndhurst | 7071 | 5.1 | Residential | Behind the Meter | Yes | Power Energy Solutions, LLC | PSE&G |  | Accepted | 2025-06-02 | 2025-06-26 | 2026-06-26 | Inverters | SolarEdge | SE3800H-US | 4 |  | 1 |  |  | 0.97 |  | Outdoor
NJADRE1559828753 | Administratively Determined Incentive Program | Lyndhurst | 7071 | 5.1 | Residential | Behind the Meter | Yes | Power Energy Solutions, LLC | PSE&G |  | Accepted | 2025-06-02 | 2025-06-26 | 2026-06-26 | Solar Panels | Trina Solar | TSM-425NE09RC.05 |  | 0.425 | 12 | 217 | 34 |  | Fixed | Roof
NJADRE1559828762 | Administratively Determined Incentive Program | RIDGEFIELD PARK | 7660 | 8.1 | Residential | Behind the Meter | Yes | Sunrun Installation Services, Inc. | PSE&G |  | Accepted | 2025-06-02 | 2025-06-25 | 2026-06-25 | Solar Panels | JA Solar | JAM54S31-405/MR |  | 0.405 | 10 | 196 | 19 |  | Fixed | Roof
NJADRE1559828762 | Administratively Determined Incentive Program | RIDGEFIELD PARK | 7660 | 8.1 | Residential | Behind the Meter | Yes | Sunrun Installation Services, Inc. | PSE&G |  | Accepted | 2025-06-02 | 2025-06-25 | 2026-06-25 | Inverters | SolarEdge Technologies | SE5700H-USMN | 5760 |  | 1 |  |  | 0.99 |  | Outdoor
NJADRE1559828762 | Administratively Determined Incentive Program | RIDGEFIELD PARK | 7660 | 8.1 | Residential | Behind the Meter | Yes | Sunrun Installation Services, Inc. | PSE&G |  | Accepted | 2025-06-02 | 2025-06-25 | 2026-06-25 | Solar Panels | JA Solar | JAM54S31-405/MR |  | 0.405 | 10 | 16 | 19 |  | Fixed | Roof
NJADRE1559828765 | Administratively Determined Incentive Program | FRANKLIN | 7416 | 31.82 | Residential | Behind the Meter | Yes | Seapoint Solar Energy, LLC | JCP&L |  | Accepted | 2025-06-03 | 2025-06-26 | 2026-06-26 | Solar Panels | SILFAB SOLAR | SIL-430 QD |  | 0.43 | 46 | 120 | 22 |  | Fixed | Roof
NJADRE1559828765 | Administratively Determined Incentive Program | FRANKLIN | 7416 | 31.82 | Residential | Behind the Meter | Yes | Seapoint Solar Energy, LLC | JCP&L |  | Accepted | 2025-06-03 | 2025-06-26 | 2026-06-26 | Inverters | FRONIUS | SYMO 12.0-3-240 | 350 |  | 2 |  |  | 0.97 |  | Outside
NJADRE1559828765 | Administratively Determined Incentive Program | FRANKLIN | 7416 | 31.82 | Residential | Behind the Meter | Yes | Seapoint Solar Energy, LLC | JCP&L |  | Accepted | 2025-06-03 | 2025-06-26 | 2026-06-26 | Solar Panels | SILFAB SOLAR | SIL-430 QD |  | 0.43 | 28 | 300 | 22 |  | Fixed | Roof
NJADRE1559828775 | Administratively Determined Incentive Program | NEWTON | 7860 | 10.63 | Residential | Behind the Meter | Yes | Power Energy Solutions, LLC | JCP&L |  | Accepted | 2025-06-02 | 2025-06-25 | 2026-06-25 | Solar Panels | Trina Solar | TSM-425NE09RC.05 |  | 0.425 | 18 | 281 | 20 |  | Fixed | Roof
NJADRE1559828775 | Administratively Determined Incentive Program | NEWTON | 7860 | 10.63 | Residential | Behind the Meter | Yes | Power Energy Solutions, LLC | JCP&L |  | Accepted | 2025-06-02 | 2025-06-25 | 2026-06-25 | Inverters | SolarEdge | SE5700H-US | 6 |  | 1 |  |  | 0.97 |  | Outdoor
NJADRE1559828775 | Administratively Determined Incentive Program | NEWTON | 7860 | 10.63 | Residential | Behind the Meter | Yes | Power Energy Solutions, LLC | JCP&L |  | Accepted | 2025-06-02 | 2025-06-25 | 2026-06-25 | Solar Panels | Trina Solar | TSM-425NE09RC.05 |  | 0.425 | 7 | 101 | 20 |  | Fixed | Roof
NJADRE1559829979 | Administratively Determined Incentive Program | NEWTON | 7860 | 7.65 | Residential | Behind the Meter | Yes | Power Energy Solutions, LLC | JCP&L |  | Accepted | 2025-06-02 | 2025-06-25 | 2026-06-25 | Solar Panels | Trina Solar | TSM-425NE09RC.05 |  | 0.425 | 11 | 97 | 17 |  | Fixed | Roof
NJADRE1559829979 | Administratively Determined Incentive Program | NEWTON | 7860 | 7.65 | Residential | Behind the Meter | Yes | Power Energy Solutions, LLC | JCP&L |  | Accepted | 2025-06-02 | 2025-06-25 | 2026-06-25 | Inverters | SolarEdge | SE5700H-US | 6 |  | 1 |  |  | 0.97 |  | Outdoor
NJADRE1559829979 | Administratively Determined Incentive Program | NEWTON | 7860 | 7.65 | Residential | Behind the Meter | Yes | Power Energy Solutions, LLC | JCP&L |  | Accepted | 2025-06-02 | 2025-06-25 | 2026-06-25 | Solar Panels | Trina Solar | TSM-425NE09RC.05 |  | 0.425 | 7 | 277 | 16 |  | Fixed | Roof
NJADRE1559830034 | Administratively Determined Incentive Program | TOMS RIVER | 8757 | 17.01 | Residential | Behind the Meter | Yes | Sunrun Installation Services, Inc. | JCP&L |  | Accepted | 2025-06-02 | 2025-06-25 | 2026-06-25 | Solar Panels | JA Solar | JAM54S31-405/MR |  | 0.405 | 6 | 94 | 33 |  | Fixed | Roof
NJADRE1559830034 | Administratively Determined Incentive Program | TOMS RIVER | 8757 | 17.01 | Residential | Behind the Meter | Yes | Sunrun Installation Services, Inc. | JCP&L |  | Accepted | 2025-06-02 | 2025-06-25 | 2026-06-25 | Inverters | SolarEdge Technologies | SE5700H-USMN | 11520 |  | 2 |  |  | 0.99 |  | Outdoor | Next to meter
NJADRE1559830034 | Administratively Determined Incentive Program | TOMS RIVER | 8757 | 17.01 | Residential | Behind the Meter | Yes | Sunrun Installation Services, Inc. | JCP&L |  | Accepted | 2025-06-02 | 2025-06-25 | 2026-06-25 | Solar Panels | JA Solar | JAM54S31-405/MR |  | 0.405 | 22 | 4 | 34 |  | Fixed | Roof
NJADRE1559830034 | Administratively Determined Incentive Program | TOMS RIVER | 8757 | 17.01 | Residential | Behind the Meter | Yes | Sunrun Installation Services, Inc. | JCP&L |  | Accepted | 2025-06-02 | 2025-06-25 | 2026-06-25 | Solar Panels | JA Solar | JAM54S31-405/MR |  | 0.405 | 14 | 184 | 33 |  | Fixed | Roof
NJADRE1559830051 | Administratively Determined Incentive Program | BRIDGEWATER TWP | 8807 | 19.13 | Residential | Behind the Meter | Yes | Integrity Solar & Home Solutions, LLC | PSE&G |  | Accepted | 2025-06-02 | 2025-06-25 | 2026-06-25 | Solar Panels | JINKO | JKM425N-54HL4-B |  | 0.425 | 19 | 297 | 12 |  | Fixed | Roof
NJADRE1559830051 | Administratively Determined Incentive Program | BRIDGEWATER TWP | 8807 | 19.13 | Residential | Behind the Meter | Yes | Integrity Solar & Home Solutions, LLC | PSE&G |  | Accepted | 2025-06-02 | 2025-06-25 | 2026-06-25 | Solar Panels | JINKO | JKM425N-54HL4-B |  | 0.425 | 16 | 118 | 45 |  | Fixed | Roof
NJADRE1559830051 | Administratively Determined Incentive Program | BRIDGEWATER TWP | 8807 | 19.13 | Residential | Behind the Meter | Yes | Integrity Solar & Home Solutions, LLC | PSE&G |  | Accepted | 2025-06-02 | 2025-06-25 | 2026-06-25 | Inverters | ENPHASE | IQ8+ | 290 |  | 45 |  |  | 0.98 |  | Other | UNDER EACH PANEL
NJADRE1559830051 | Administratively Determined Incentive Program | BRIDGEWATER TWP | 8807 | 19.13 | Residential | Behind the Meter | Yes | Integrity Solar & Home Solutions, LLC | PSE&G |  | Accepted | 2025-06-02 | 2025-06-25 | 2026-06-25 | Solar Panels | JINKO | JKM425N-54HL4-B |  | 0.425 | 10 | 117 | 21 |  | Fixed | Roof
NJADRE1559830066 | Administratively Determined Incentive Program | ATCO | 8004 | 11.34 | Residential | Behind the Meter | Yes | Sunrun Installation Services, Inc. | AC Electric |  | Accepted | 2025-06-02 | 2025-06-25 | 2026-06-25 | Solar Panels | JA Solar | JAM54S31-405/MR |  | 0.405 | 5 | 102 | 33 |  | Fixed | Roof
NJADRE1559830066 | Administratively Determined Incentive Program | ATCO | 8004 | 11.34 | Residential | Behind the Meter | Yes | Sunrun Installation Services, Inc. | AC Electric |  | Accepted | 2025-06-02 | 2025-06-25 | 2026-06-25 | Solar Panels | JA Solar | JAM54S31-405/MR |  | 0.405 | 5 | 282 | 31 |  | Fixed | Roof
NJADRE1559830066 | Administratively Determined Incentive Program | ATCO | 8004 | 11.34 | Residential | Behind the Meter | Yes | Sunrun Installation Services, Inc. | AC Electric |  | Accepted | 2025-06-02 | 2025-06-25 | 2026-06-25 | Solar Panels | JA Solar | JAM54S31-405/MR |  | 0.405 | 2 | 191 | 21 |  | Fixed | Roof
NJADRE1559830066 | Administratively Determined Incentive Program | ATCO | 8004 | 11.34 | Residential | Behind the Meter | Yes | Sunrun Installation Services, Inc. | AC Electric |  | Accepted | 2025-06-02 | 2025-06-25 | 2026-06-25 | Solar Panels | JA Solar | JAM54S31-405/MR |  | 0.405 | 5 | 281 | 31 |  | Fixed | Roof
NJADRE1559830066 | Administratively Determined Incentive Program | ATCO | 8004 | 11.34 | Residential | Behind the Meter | Yes | Sunrun Installation Services, Inc. | AC Electric |  | Accepted | 2025-06-02 | 2025-06-25 | 2026-06-25 | Solar Panels | JA Solar | JAM54S31-405/MR |  | 0.405 | 5 | 101 | 32 |  | Fixed | Roof
NJADRE1559830066 | Administratively Determined Incentive Program | ATCO | 8004 | 11.34 | Residential | Behind the Meter | Yes | Sunrun Installation Services, Inc. | AC Electric |  | Accepted | 2025-06-02 | 2025-06-25 | 2026-06-25 | Solar Panels | JA Solar | JAM54S31-405/MR |  | 0.405 | 2 | 193 | 20 |  | Fixed | Roof
NJADRE1559830066 | Administratively Determined Incentive Program | ATCO | 8004 | 11.34 | Residential | Behind the Meter | Yes | Sunrun Installation Services, Inc. | AC Electric |  | Accepted | 2025-06-02 | 2025-06-25 | 2026-06-25 | Solar Panels | JA Solar | JAM54S31-405/MR |  | 0.405 | 2 | 12 | 22 |  | Fixed | Roof
NJADRE1559830066 | Administratively Determined Incentive Program | ATCO | 8004 | 11.34 | Residential | Behind the Meter | Yes | Sunrun Installation Services, Inc. | AC Electric |  | Accepted | 2025-06-02 | 2025-06-25 | 2026-06-25 | Inverters | SolarEdge Technologies | SE7600H-USMN | 7600 |  | 1 |  |  | 0.99 |  | Outdoor
NJADRE1559830066 | Administratively Determined Incentive Program | ATCO | 8004 | 11.34 | Residential | Behind the Meter | Yes | Sunrun Installation Services, Inc. | AC Electric |  | Accepted | 2025-06-02 | 2025-06-25 | 2026-06-25 | Solar Panels | JA Solar | JAM54S31-405/MR |  | 0.405 | 2 | 12 | 21 |  | Fixed | Roof
NJADRE1559830072 | Administratively Determined Incentive Program | IRVINGTON | 7111 | 3.4 | Residential | Behind the Meter | Yes | Power Energy Solutions, LLC | PSE&G |  | Accepted | 2025-06-02 | 2025-06-25 | 2026-06-25 | Solar Panels | Trina Solar | TSM-425NE09RC.05 |  | 0.425 | 1 | 224 | 19 |  | Fixed | Roof
NJADRE1559830072 | Administratively Determined Incentive Program | IRVINGTON | 7111 | 3.4 | Residential | Behind the Meter | Yes | Power Energy Solutions, LLC | PSE&G |  | Accepted | 2025-06-02 | 2025-06-25 | 2026-06-25 | Inverters | SolarEdge | SE3800H-US | 4 |  | 1 |  |  | 0.97 |  | Outdoor
NJADRE1559830072 | Administratively Determined Incentive Program | IRVINGTON | 7111 | 3.4 | Residential | Behind the Meter | Yes | Power Energy Solutions, LLC | PSE&G |  | Accepted | 2025-06-02 | 2025-06-25 | 2026-06-25 | Solar Panels | Trina Solar | TSM-425NE09RC.05 |  | 0.425 | 7 | 315 | 24 |  | Fixed | Roof
NJADRE1559830076 | Administratively Determined Incentive Program | MANSFIELD TWP | 8022 | 8.8 | Residential | Behind the Meter | No | Over the Top Solar Solutions, LLC | PSE&G |  | Accepted | 2025-06-02 | 2025-06-25 | 2026-06-25 | Solar Panels | SILFAB SOLAR | SIL-440QD |  | 0.44 | 10 | 228 | 30 |  | Fixed | Roof
NJADRE1559830076 | Administratively Determined Incentive Program | MANSFIELD TWP | 8022 | 8.8 | Residential | Behind the Meter | No | Over the Top Solar Solutions, LLC | PSE&G |  | Accepted | 2025-06-02 | 2025-06-25 | 2026-06-25 | Inverters | Enphase | IQ8AC-72-M-US | 349 |  | 20 |  |  | 0.973 |  | Outside
NJADRE1559830076 | Administratively Determined Incentive Program | MANSFIELD TWP | 8022 | 8.8 | Residential | Behind the Meter | No | Over the Top Solar Solutions, LLC | PSE&G |  | Accepted | 2025-06-02 | 2025-06-25 | 2026-06-25 | Solar Panels | SILFAB SOLAR | SIL-440QD |  | 0.44 | 10 | 138 | 30 |  | Fixed | Roof
NJADRE1559830079 | Administratively Determined Incentive Program | LUMBERTON TWP | 8048 | 13.77 | Residential | Behind the Meter | Yes | Sunrun Installation Services, Inc. | PSE&G |  | Accepted | 2025-06-02 | 2025-06-25 | 2026-06-25 | Solar Panels | JA SOLAR | JAM54S31-405/MR |  | 0.405 | 4 | 307 | 33 |  | Fixed | Roof
NJADRE1559830079 | Administratively Determined Incentive Program | LUMBERTON TWP | 8048 | 13.77 | Residential | Behind the Meter | Yes | Sunrun Installation Services, Inc. | PSE&G |  | Accepted | 2025-06-02 | 2025-06-25 | 2026-06-25 | Solar Panels | JA SOLAR | JAM54S31-405/MR |  | 0.405 | 3 | 36 | 40 |  | Fixed | Roof
NJADRE1559830079 | Administratively Determined Incentive Program | LUMBERTON TWP | 8048 | 13.77 | Residential | Behind the Meter | Yes | Sunrun Installation Services, Inc. | PSE&G |  | Accepted | 2025-06-02 | 2025-06-25 | 2026-06-25 | Solar Panels | JA SOLAR | JAM54S31-405/MR |  | 0.405 | 9 | 37 | 40 |  | Fixed | Roof
NJADRE1559830079 | Administratively Determined Incentive Program | LUMBERTON TWP | 8048 | 13.77 | Residential | Behind the Meter | Yes | Sunrun Installation Services, Inc. | PSE&G |  | Accepted | 2025-06-02 | 2025-06-25 | 2026-06-25 | Inverters | SOLAREDGE TECHNOLOGIES | SE10000H-USMN | 10000 |  | 1 |  |  | 0.99 |  | Outdoor
NJADRE1559830079 | Administratively Determined Incentive Program | LUMBERTON TWP | 8048 | 13.77 | Residential | Behind the Meter | Yes | Sunrun Installation Services, Inc. | PSE&G |  | Accepted | 2025-06-02 | 2025-06-25 | 2026-06-25 | Solar Panels | JA SOLAR | JAM54S31-405/MR |  | 0.405 | 6 | 126 | 34 |  | Fixed | Roof
NJADRE1559830079 | Administratively Determined Incentive Program | LUMBERTON TWP | 8048 | 13.77 | Residential | Behind the Meter | Yes | Sunrun Installation Services, Inc. | PSE&G |  | Accepted | 2025-06-02 | 2025-06-25 | 2026-06-25 | Solar Panels | JA SOLAR | JAM54S31-405/MR |  | 0.405 | 9 | 307 | 33 |  | Fixed | Roof
NJADRE1559830079 | Administratively Determined Incentive Program | LUMBERTON TWP | 8048 | 13.77 | Residential | Behind the Meter | Yes | Sunrun Installation Services, Inc. | PSE&G |  | Accepted | 2025-06-02 | 2025-06-25 | 2026-06-25 | Solar Panels | JA SOLAR | JAM54S31-405/MR |  | 0.405 | 3 | 216 | 40 |  | Fixed | Roof
NJADRE1559830254 | Administratively Determined Incentive Program | ELIZABETH | 7202 | 6.15 | Residential | Behind the Meter | Yes | Big Wave Roofing and Solar, LLC | PSE&G |  | Accepted | 2025-06-02 | 2025-06-26 | 2026-06-26 | Inverters | Enphase | IQ8HC-72-M-DOM-US | 380 |  | 15 |  |  | 0.97 |  | Outside
NJADRE1559830254 | Administratively Determined Incentive Program | ELIZABETH | 7202 | 6.15 | Residential | Behind the Meter | Yes | Big Wave Roofing and Solar, LLC | PSE&G |  | Accepted | 2025-06-02 | 2025-06-26 | 2026-06-26 | Solar Panels | Mission | MSE410HT0B |  | 0.41 | 4 | 184 | 38 |  | Fixed | Roof
NJADRE1559830254 | Administratively Determined Incentive Program | ELIZABETH | 7202 | 6.15 | Residential | Behind the Meter | Yes | Big Wave Roofing and Solar, LLC | PSE&G |  | Accepted | 2025-06-02 | 2025-06-26 | 2026-06-26 | Solar Panels | Mission | MSE410HT0B |  | 0.41 | 11 | 184 | 38 |  | Fixed | Roof
NJADRE1559830260 | Administratively Determined Incentive Program | Cedarville | 8311 | 17.2 | Residential | Behind the Meter | No | Solar Energy World | AC Electric |  | Accepted | 2025-06-02 | 2025-06-26 | 2026-06-26 | Solar Panels | LONGi | LR5-54HABB-400M |  | 0.4 | 14 | 124 | 18 |  | Fixed | Roof
NJADRE1559830260 | Administratively Determined Incentive Program | Cedarville | 8311 | 17.2 | Residential | Behind the Meter | No | Solar Energy World | AC Electric |  | Accepted | 2025-06-02 | 2025-06-26 | 2026-06-26 | Solar Panels | LONGi | LR5-54HABB-400M |  | 0.4 | 9 | 123 | 26 |  | Fixed | Roof
NJADRE1559830260 | Administratively Determined Incentive Program | Cedarville | 8311 | 17.2 | Residential | Behind the Meter | No | Solar Energy World | AC Electric |  | Accepted | 2025-06-02 | 2025-06-26 | 2026-06-26 | Solar Panels | LONGi | LR5-54HABB-400M |  | 0.4 | 20 | 213 | 29 |  | Fixed | Roof
NJADRE1559830260 | Administratively Determined Incentive Program | Cedarville | 8311 | 17.2 | Residential | Behind the Meter | No | Solar Energy World | AC Electric |  | Accepted | 2025-06-02 | 2025-06-26 | 2026-06-26 | Inverters | Enphase | IQ8+-72-M-US | 290 |  | 43 |  |  | 0.97 |  | Outside
NJADRE1559830284 | Administratively Determined Incentive Program | ROBBINSVILLE | 8691 | 11.61 | Residential | Behind the Meter | No | Green Power Energy, LLC | JCP&L |  | Accepted | 2025-06-02 | 2025-06-26 | 2026-06-26 | Inverters | Enphase Energy | IQ8MC-72-M-US [240V] | 320 |  | 27 |  |  | 0.98 |  | Outside | Roof
NJADRE1559830284 | Administratively Determined Incentive Program | ROBBINSVILLE | 8691 | 11.61 | Residential | Behind the Meter | No | Green Power Energy, LLC | JCP&L |  | Accepted | 2025-06-02 | 2025-06-26 | 2026-06-26 | Solar Panels | SEG Solar | SEG-430-BTD-BG |  | 0.43 | 3 | 193 | 44 |  | Fixed | Roof
NJADRE1559830284 | Administratively Determined Incentive Program | ROBBINSVILLE | 8691 | 11.61 | Residential | Behind the Meter | No | Green Power Energy, LLC | JCP&L |  | Accepted | 2025-06-02 | 2025-06-26 | 2026-06-26 | Solar Panels | SEG Solar | SEG-430-BTD-BG |  | 0.43 | 19 | 193 | 34 |  | Fixed | Roof
NJADRE1559830284 | Administratively Determined Incentive Program | ROBBINSVILLE | 8691 | 11.61 | Residential | Behind the Meter | No | Green Power Energy, LLC | JCP&L |  | Accepted | 2025-06-02 | 2025-06-26 | 2026-06-26 | Solar Panels | SEG Solar | SEG-430-BTD-BG |  | 0.43 | 5 | 13 | 34 |  | Fixed | Roof
NJADRE1559830291 | Administratively Determined Incentive Program | Glendora | 8029 | 5.67 | Residential | Behind the Meter | Yes | Sunrun Installation Services, Inc. | PSE&G |  | Accepted | 2025-06-02 | 2025-06-25 | 2026-06-25 | Solar Panels | JA Solar | JAM54S31-405/MR |  | 0.405 | 12 | 92 | 31 |  | Fixed | Roof
NJADRE1559830291 | Administratively Determined Incentive Program | Glendora | 8029 | 5.67 | Residential | Behind the Meter | Yes | Sunrun Installation Services, Inc. | PSE&G |  | Accepted | 2025-06-02 | 2025-06-25 | 2026-06-25 | Inverters | SolarEdge Technologies | SE3800H-USMN | 3800 |  | 1 |  |  | 0.99 |  | Outdoor | Next to meter
NJADRE1559830291 | Administratively Determined Incentive Program | Glendora | 8029 | 5.67 | Residential | Behind the Meter | Yes | Sunrun Installation Services, Inc. | PSE&G |  | Accepted | 2025-06-02 | 2025-06-25 | 2026-06-25 | Solar Panels | JA Solar | JAM54S31-405/MR |  | 0.405 | 2 | 182 | 33 |  | Fixed | Roof
NJADRE1559830311 | Administratively Determined Incentive Program | Milmay | 8340 | 35.26 | Residential | Behind the Meter | Yes | Pro Custom Solar dba Momentum Solar | AC Electric |  | Accepted | 2025-06-02 | 2025-06-25 | 2026-06-25 | Inverters | ENPHASE | IQ8PLUS-72-2-US | 380 |  | 86 |  |  | 0.97 |  | Outdoor
NJADRE1559830311 | Administratively Determined Incentive Program | Milmay | 8340 | 35.26 | Residential | Behind the Meter | Yes | Pro Custom Solar dba Momentum Solar | AC Electric |  | Accepted | 2025-06-02 | 2025-06-25 | 2026-06-25 | Solar Panels | HANWHA | q.peak duo blk-g10+410 |  | 0.41 | 32 | 355 | 24 |  | Fixed | Roof
NJADRE1559830311 | Administratively Determined Incentive Program | Milmay | 8340 | 35.26 | Residential | Behind the Meter | Yes | Pro Custom Solar dba Momentum Solar | AC Electric |  | Accepted | 2025-06-02 | 2025-06-25 | 2026-06-25 | Solar Panels | HANWHA | q.peak duo blk ml-g10+410 |  | 0.41 | 21 | 265 | 18 |  | Fixed | Roof
NJADRE1559830311 | Administratively Determined Incentive Program | Milmay | 8340 | 35.26 | Residential | Behind the Meter | Yes | Pro Custom Solar dba Momentum Solar | AC Electric |  | Accepted | 2025-06-02 | 2025-06-25 | 2026-06-25 | Solar Panels | Hanwha | q.peak duo blk ml-g10+410 |  | 0.41 | 7 | 85 | 24 |  | Fixed | Roof
NJADRE1559830311 | Administratively Determined Incentive Program | Milmay | 8340 | 35.26 | Residential | Behind the Meter | Yes | Pro Custom Solar dba Momentum Solar | AC Electric |  | Accepted | 2025-06-02 | 2025-06-25 | 2026-06-25 | Solar Panels | Hanwha | q.peak duo blk-g10+410 |  | 0.41 | 24 | 175 | 24 |  | Fixed | Roof
NJADRE1559830311 | Administratively Determined Incentive Program | Milmay | 8340 | 35.26 | Residential | Behind the Meter | Yes | Pro Custom Solar dba Momentum Solar | AC Electric |  | Accepted | 2025-06-02 | 2025-06-25 | 2026-06-25 | Solar Panels | Hanwha | q.peak duo blk ml-g10+410 |  | 0.41 | 2 | 265 | 24 |  | Fixed | Roof
NJADRE1559830323 | Administratively Determined Incentive Program | Metuchen | 8840 | 18.86 | Residential | Behind the Meter | Yes | Big Wave Roofing and Solar, LLC | PSE&G |  | Accepted | 2025-06-02 | 2025-06-25 | 2026-06-25 | Solar Panels | MISSION SOLAR | MSE410HT0B |  | 0.41 | 5 | 77 | 25 |  | Fixed | Roof
NJADRE1559830323 | Administratively Determined Incentive Program | Metuchen | 8840 | 18.86 | Residential | Behind the Meter | Yes | Big Wave Roofing and Solar, LLC | PSE&G |  | Accepted | 2025-06-02 | 2025-06-25 | 2026-06-25 | Solar Panels | MISSION SOLAR | MSE410HT0B |  | 0.41 | 18 | 257 | 25 |  | Fixed | Roof
NJADRE1559830323 | Administratively Determined Incentive Program | Metuchen | 8840 | 18.86 | Residential | Behind the Meter | Yes | Big Wave Roofing and Solar, LLC | PSE&G |  | Accepted | 2025-06-02 | 2025-06-25 | 2026-06-25 | Solar Panels | MISSION SOLAR | MSE410HT0B |  | 0.41 | 6 | 167 | 25 |  | Fixed | Roof
NJADRE1559830323 | Administratively Determined Incentive Program | Metuchen | 8840 | 18.86 | Residential | Behind the Meter | Yes | Big Wave Roofing and Solar, LLC | PSE&G |  | Accepted | 2025-06-02 | 2025-06-25 | 2026-06-25 | Solar Panels | MISSION SOLAR | MSE410HT0B |  | 0.41 | 8 | 77 | 25 |  | Fixed | Roof
NJADRE1559830323 | Administratively Determined Incentive Program | Metuchen | 8840 | 18.86 | Residential | Behind the Meter | Yes | Big Wave Roofing and Solar, LLC | PSE&G |  | Accepted | 2025-06-02 | 2025-06-25 | 2026-06-25 | Solar Panels | MISSION SOLAR | MSE410HT0B |  | 0.41 | 3 | 77 | 25 |  | Fixed | Roof
NJADRE1559830323 | Administratively Determined Incentive Program | Metuchen | 8840 | 18.86 | Residential | Behind the Meter | Yes | Big Wave Roofing and Solar, LLC | PSE&G |  | Accepted | 2025-06-02 | 2025-06-25 | 2026-06-25 | Solar Panels | MISSION SOLAR | MSE410HT0B |  | 0.41 | 6 | 257 | 25 |  | Fixed | Roof
NJADRE1559830323 | Administratively Determined Incentive Program | Metuchen | 8840 | 18.86 | Residential | Behind the Meter | Yes | Big Wave Roofing and Solar, LLC | PSE&G |  | Accepted | 2025-06-02 | 2025-06-25 | 2026-06-25 | Inverters | ENPHASE | IQ8HC-72-M-DOM-US | 380 |  | 46 |  |  | 0.97 |  | Outdoor
NJADRE1559830339 | Administratively Determined Incentive Program | North Plainfield | 7060 | 12.9 | Residential | Behind the Meter | No | Green Power Energy, LLC | PSE&G |  | Accepted | 2025-06-02 | 2025-06-25 | 2026-06-25 | Inverters | Enphase Energy | IQ8MC-72-M-US [240V] | 320 |  | 30 |  |  | 0.98 |  | Outside | Roof
NJADRE1559830339 | Administratively Determined Incentive Program | North Plainfield | 7060 | 12.9 | Residential | Behind the Meter | No | Green Power Energy, LLC | PSE&G |  | Accepted | 2025-06-02 | 2025-06-25 | 2026-06-25 | Solar Panels | SEG Solar | SEG-430-BTD-BG |  | 0.43 | 7 | 220 | 45 |  | Fixed | Roof
NJADRE1559830339 | Administratively Determined Incentive Program | North Plainfield | 7060 | 12.9 | Residential | Behind the Meter | No | Green Power Energy, LLC | PSE&G |  | Accepted | 2025-06-02 | 2025-06-25 | 2026-06-25 | Solar Panels | SEG Solar | SEG-430-BTD-BG |  | 0.43 | 2 | 220 | 18 |  | Fixed | Roof
NJADRE1559830339 | Administratively Determined Incentive Program | North Plainfield | 7060 | 12.9 | Residential | Behind the Meter | No | Green Power Energy, LLC | PSE&G |  | Accepted | 2025-06-02 | 2025-06-25 | 2026-06-25 | Solar Panels | SEG Solar | SEG-430-BTD-BG |  | 0.43 | 10 | 40 | 45 |  | Fixed | Roof
NJADRE1559830339 | Administratively Determined Incentive Program | North Plainfield | 7060 | 12.9 | Residential | Behind the Meter | No | Green Power Energy, LLC | PSE&G |  | Accepted | 2025-06-02 | 2025-06-25 | 2026-06-25 | Solar Panels | SEG Solar | SEG-430-BTD-BG |  | 0.43 | 4 | 310 | 12 |  | Fixed | Roof
NJADRE1559830339 | Administratively Determined Incentive Program | North Plainfield | 7060 | 12.9 | Residential | Behind the Meter | No | Green Power Energy, LLC | PSE&G |  | Accepted | 2025-06-02 | 2025-06-25 | 2026-06-25 | Solar Panels | SEG Solar | SEG-430-BTD-BG |  | 0.43 | 1 | 310 | 45 |  | Fixed | Roof
NJADRE1559830339 | Administratively Determined Incentive Program | North Plainfield | 7060 | 12.9 | Residential | Behind the Meter | No | Green Power Energy, LLC | PSE&G |  | Accepted | 2025-06-02 | 2025-06-25 | 2026-06-25 | Solar Panels | SEG Solar | SEG-430-BTD-BG |  | 0.43 | 1 | 130 | 45 |  | Fixed | Roof
NJADRE1559830339 | Administratively Determined Incentive Program | North Plainfield | 7060 | 12.9 | Residential | Behind the Meter | No | Green Power Energy, LLC | PSE&G |  | Accepted | 2025-06-02 | 2025-06-25 | 2026-06-25 | Solar Panels | SEG Solar | SEG-430-BTD-BG |  | 0.43 | 5 | 130 | 18 |  | Fixed | Roof
NJADRE1559830375 | Administratively Determined Incentive Program | Newark | 7103 | 4.235 | Residential | Behind the Meter | Yes | Freedom Forever New Jersey, LLC | PSE&G |  | Accepted | 2025-06-02 | 2025-06-25 | 2026-06-25 | Solar Panels | JINKO SOLAR | JKM385M-6RL3-B |  | 0.385 | 5 | 20 | 24 |  | Fixed | Roof
NJADRE1559830375 | Administratively Determined Incentive Program | Newark | 7103 | 4.235 | Residential | Behind the Meter | Yes | Freedom Forever New Jersey, LLC | PSE&G |  | Accepted | 2025-06-02 | 2025-06-25 | 2026-06-25 | Inverters | Solar Edge | SE3800H-USRGM [SI1] | 3800 |  | 1 |  |  | 0.99 |  | Outside
NJADRE1559830375 | Administratively Determined Incentive Program | Newark | 7103 | 4.235 | Residential | Behind the Meter | Yes | Freedom Forever New Jersey, LLC | PSE&G |  | Accepted | 2025-06-02 | 2025-06-25 | 2026-06-25 | Solar Panels | JINKO SOLAR | JKM385M-6RL3-B |  | 0.385 | 6 | 290 | 24 |  | Fixed | Roof
NJADRE1559830377 | Administratively Determined Incentive Program | Robbinsville | 8691 | 10.32 | Residential | Behind the Meter | No | Green Power Energy, LLC | JCP&L |  | Accepted | 2025-06-02 | 2025-06-25 | 2026-06-25 | Solar Panels | SEG Solar | SEG-430-BTD-BG |  | 0.43 | 15 | 203 | 34 |  | Fixed | Roof
NJADRE1559830377 | Administratively Determined Incentive Program | Robbinsville | 8691 | 10.32 | Residential | Behind the Meter | No | Green Power Energy, LLC | JCP&L |  | Accepted | 2025-06-02 | 2025-06-25 | 2026-06-25 | Solar Panels | SEG Solar | SEG-430-BTD-BG |  | 0.43 | 9 | 203 | 45 |  | Fixed | Roof
NJADRE1559830377 | Administratively Determined Incentive Program | Robbinsville | 8691 | 10.32 | Residential | Behind the Meter | No | Green Power Energy, LLC | JCP&L |  | Accepted | 2025-06-02 | 2025-06-25 | 2026-06-25 | Inverters | Enphase Energy | IQ8MC-72-M-US [240V] | 320 |  | 24 |  |  | 0.98 |  | Outside | Roof
NJADRE1559830378 | Administratively Determined Incentive Program | Paterson | 7503 | 5.74 | Residential | Behind the Meter | Yes | Pro Custom Solar dba Momentum Solar | PSE&G |  | Accepted | 2025-06-02 | 2025-06-30 | 2026-06-26 | Inverters | ENPHASE | IQ8HC-72-M-DOM-US | 380 |  | 14 |  |  | 0.97 |  | Outdoor
NJADRE1559830378 | Administratively Determined Incentive Program | Paterson | 7503 | 5.74 | Residential | Behind the Meter | Yes | Pro Custom Solar dba Momentum Solar | PSE&G |  | Accepted | 2025-06-02 | 2025-06-30 | 2026-06-26 | Solar Panels | HANWHA | Q.PEAK DUO BLK ML-G10+410 |  | 0.41 | 8 | 55 | 37 |  | Fixed | Roof
NJADRE1559830378 | Administratively Determined Incentive Program | Paterson | 7503 | 5.74 | Residential | Behind the Meter | Yes | Pro Custom Solar dba Momentum Solar | PSE&G |  | Accepted | 2025-06-02 | 2025-06-30 | 2026-06-26 | Solar Panels | HANWHA | Q.PEAK DUO BLK ML-G10+410 |  | 0.41 | 6 | 235 | 37 |  | Fixed | Roof
NJADRE1559830403 | Administratively Determined Incentive Program | Cedar Knolls | 7927 | 11.48 | Residential | Behind the Meter | Yes | Big Wave Roofing and Solar, LLC | JCP&L |  | Accepted | 2025-06-02 | 2025-06-30 | 2026-06-30 | Solar Panels | Mission | MSE410HT0B |  | 0.41 | 17 | 126 | 34 |  | Fixed | Roof
NJADRE1559830403 | Administratively Determined Incentive Program | Cedar Knolls | 7927 | 11.48 | Residential | Behind the Meter | Yes | Big Wave Roofing and Solar, LLC | JCP&L |  | Accepted | 2025-06-02 | 2025-06-30 | 2026-06-30 | Solar Panels | Mission | MSE410HT0B |  | 0.41 | 11 | 126 | 34 |  | Fixed | Roof
NJADRE1559830403 | Administratively Determined Incentive Program | Cedar Knolls | 7927 | 11.48 | Residential | Behind the Meter | Yes | Big Wave Roofing and Solar, LLC | JCP&L |  | Accepted | 2025-06-02 | 2025-06-30 | 2026-06-30 | Inverters | Enphase | IQ8HC-72-M-DOM-US | 380 |  | 28 |  |  | 0.98 |  | Outside
NJADRE1559830407 | Administratively Determined Incentive Program | East Orange | 7018 | 8.61 | Residential | Behind the Meter | Yes | NY State Solar dba Evo Solar | PSE&G |  | Accepted | 2025-06-02 | 2025-06-25 | 2026-06-25 | Solar Panels | Silfab | SIL-410 HC+ |  | 0.41 | 6 | 111 | 7 |  | Fixed | Roof
NJADRE1559830407 | Administratively Determined Incentive Program | East Orange | 7018 | 8.61 | Residential | Behind the Meter | Yes | NY State Solar dba Evo Solar | PSE&G |  | Accepted | 2025-06-02 | 2025-06-25 | 2026-06-25 | Solar Panels | Silfab | SIL-410 HC+ |  | 0.41 | 5 | 291 | 18 |  | Fixed | Roof
NJADRE1559830407 | Administratively Determined Incentive Program | East Orange | 7018 | 8.61 | Residential | Behind the Meter | Yes | NY State Solar dba Evo Solar | PSE&G |  | Accepted | 2025-06-02 | 2025-06-25 | 2026-06-25 | Inverters | SolarEdge | 7600 | 7600 |  | 1 |  |  | 0.99 |  | Outdoor | within ten feet of meter
NJADRE1559830407 | Administratively Determined Incentive Program | East Orange | 7018 | 8.61 | Residential | Behind the Meter | Yes | NY State Solar dba Evo Solar | PSE&G |  | Accepted | 2025-06-02 | 2025-06-25 | 2026-06-25 | Solar Panels | Silfab | SIL-410 HC+ |  | 0.41 | 10 | 111 | 18 |  | Fixed | Roof
NJADRE1559830409 | Administratively Determined Incentive Program | ISELIN | 8830 | 5.16 | Residential | Behind the Meter | No | Pro Custom Solar dba Momentum Solar | PSE&G |  | Accepted | 2025-06-02 | 2025-06-25 | 2026-06-25 | Inverters | ENPHASE | IQ8PLUS-72-2-US | 380 |  | 12 |  |  | 0.97 |  | Outdoor
NJADRE1559830409 | Administratively Determined Incentive Program | ISELIN | 8830 | 5.16 | Residential | Behind the Meter | No | Pro Custom Solar dba Momentum Solar | PSE&G |  | Accepted | 2025-06-02 | 2025-06-25 | 2026-06-25 | Solar Panels | Hanwha | Q.TRON BLK M-G2+430 |  | 0.43 | 8 | 172 | 18 |  | Fixed | Roof
NJADRE1559830409 | Administratively Determined Incentive Program | ISELIN | 8830 | 5.16 | Residential | Behind the Meter | No | Pro Custom Solar dba Momentum Solar | PSE&G |  | Accepted | 2025-06-02 | 2025-06-25 | 2026-06-25 | Solar Panels | HANWHA | Q.TRON BLK M-G2+430 |  | 0.43 | 4 | 172 | 18 |  | Fixed | Roof
NJADRE1559830419 | Administratively Determined Incentive Program | MONROE TOWNSHIP | 8831 | 14.76 | Residential | Behind the Meter | No | Tesla Energy Operations, Inc. | JCP&L |  | Accepted | 2025-06-02 | 2025-06-25 | 2026-06-25 | Solar Panels | Hanwha | Q.PEAK DUO BLK ML-G10+/TS 410 |  | 0.41 | 3 | 205 | 37 |  | Fixed | Roof
NJADRE1559830419 | Administratively Determined Incentive Program | MONROE TOWNSHIP | 8831 | 14.76 | Residential | Behind the Meter | No | Tesla Energy Operations, Inc. | JCP&L |  | Accepted | 2025-06-02 | 2025-06-25 | 2026-06-25 | Solar Panels | Hanwha | Q.PEAK DUO BLK ML-G10+/TS 410 |  | 0.41 | 9 | 115 | 37 |  | Fixed | Roof
NJADRE1559830419 | Administratively Determined Incentive Program | MONROE TOWNSHIP | 8831 | 14.76 | Residential | Behind the Meter | No | Tesla Energy Operations, Inc. | JCP&L |  | Accepted | 2025-06-02 | 2025-06-25 | 2026-06-25 | Solar Panels | Hanwha | Q.PEAK DUO BLK ML-G10+/TS 410 |  | 0.41 | 4 | 295 | 37 |  | Fixed | Roof
NJADRE1559830419 | Administratively Determined Incentive Program | MONROE TOWNSHIP | 8831 | 14.76 | Residential | Behind the Meter | No | Tesla Energy Operations, Inc. | JCP&L |  | Accepted | 2025-06-02 | 2025-06-25 | 2026-06-25 | Inverters | Tesla | 1538000-XX-Y | 5700 |  | 2 |  |  | 0.98 |  | Outside
NJADRE1559830419 | Administratively Determined Incentive Program | MONROE TOWNSHIP | 8831 | 14.76 | Residential | Behind the Meter | No | Tesla Energy Operations, Inc. | JCP&L |  | Accepted | 2025-06-02 | 2025-06-25 | 2026-06-25 | Solar Panels | Hanwha | Q.PEAK DUO BLK ML-G10+/TS 410 |  | 0.41 | 7 | 295 | 37 |  | Fixed | Roof
NJADRE1559830419 | Administratively Determined Incentive Program | MONROE TOWNSHIP | 8831 | 14.76 | Residential | Behind the Meter | No | Tesla Energy Operations, Inc. | JCP&L |  | Accepted | 2025-06-02 | 2025-06-25 | 2026-06-25 | Solar Panels | Hanwha | Q.PEAK DUO BLK ML-G10+/TS 410 |  | 0.41 | 5 | 25 | 37 |  | Fixed | Roof
NJADRE1559830419 | Administratively Determined Incentive Program | MONROE TOWNSHIP | 8831 | 14.76 | Residential | Behind the Meter | No | Tesla Energy Operations, Inc. | JCP&L |  | Accepted | 2025-06-02 | 2025-06-25 | 2026-06-25 | Solar Panels | Hanwha | Q.PEAK DUO BLK ML-G10+/TS 410 |  | 0.41 | 8 | 115 | 37 |  | Fixed | Roof
NJADRE1559830431 | Administratively Determined Incentive Program | West Deptford | 8096 | 9.775 | Residential | Behind the Meter | Yes | Power Energy Solutions, LLC | PSE&G |  | Accepted | 2025-06-02 | 2025-06-26 | 2026-06-26 | Solar Panels | Trina Solar | TSM-425NE09RC.05 |  | 0.425 | 4 | 322 | 16 |  | Fixed | Roof
NJADRE1559830431 | Administratively Determined Incentive Program | West Deptford | 8096 | 9.775 | Residential | Behind the Meter | Yes | Power Energy Solutions, LLC | PSE&G |  | Accepted | 2025-06-02 | 2025-06-26 | 2026-06-26 | Inverters | SolarEdge | SE5700H-US | 6 |  | 1 |  |  | 0.97 |  | Outdoor
NJADRE1559830431 | Administratively Determined Incentive Program | West Deptford | 8096 | 9.775 | Residential | Behind the Meter | Yes | Power Energy Solutions, LLC | PSE&G |  | Accepted | 2025-06-02 | 2025-06-26 | 2026-06-26 | Solar Panels | Trina Solar | TSM-425NE09RC.05 |  | 0.425 | 2 | 52 | 25 |  | Fixed | Roof
NJADRE1559830431 | Administratively Determined Incentive Program | West Deptford | 8096 | 9.775 | Residential | Behind the Meter | Yes | Power Energy Solutions, LLC | PSE&G |  | Accepted | 2025-06-02 | 2025-06-26 | 2026-06-26 | Solar Panels | Trina Solar | TSM-425NE09RC.05 |  | 0.425 | 4 | 142 | 24 |  | Fixed | Roof
NJADRE1559830431 | Administratively Determined Incentive Program | West Deptford | 8096 | 9.775 | Residential | Behind the Meter | Yes | Power Energy Solutions, LLC | PSE&G |  | Accepted | 2025-06-02 | 2025-06-26 | 2026-06-26 | Solar Panels | Trina Solar | TSM-425NE09RC.05 |  | 0.425 | 13 | 232 | 25 |  | Fixed | Roof
NJADRE1559830444 | Administratively Determined Incentive Program | Glendora | 8029 | 88.16 | Commercial | Behind the Meter | No | Exact Solar | PSE&G |  | Accepted | 2025-06-05 | 2025-07-02 | 2026-07-02 | Inverters | CPS | SCA25KTL-DO/US-208 | 24998 |  | 3 |  |  | 0.98 |  | Outdoor
NJADRE1559830444 | Administratively Determined Incentive Program | Glendora | 8029 | 88.16 | Commercial | Behind the Meter | No | Exact Solar | PSE&G |  | Accepted | 2025-06-05 | 2025-07-02 | 2026-07-02 | Solar Panels | ZNSHINE | ZXM7-UHLDD144-580/N |  | 0.58 | 152 | 254 | 0 |  | Fixed | Roof
NJADRE1559830459 | Administratively Determined Incentive Program | Bridgeton | 8302 | 8.5 | Residential | Behind the Meter | Yes | Big Wave Roofing and Solar, LLC | AC Electric |  | Accepted | 2025-06-02 | 2025-06-25 | 2026-06-25 | Inverters | Enphase | ENPHASE IQ8HC-72-M-DOM-US | 380 |  | 20 |  |  | 0.97 |  | Outdoor
NJADRE1559830459 | Administratively Determined Incentive Program | Bridgeton | 8302 | 8.5 | Residential | Behind the Meter | Yes | Big Wave Roofing and Solar, LLC | AC Electric |  | Accepted | 2025-06-02 | 2025-06-25 | 2026-06-25 | Solar Panels | JINKO | JKM425N-54HL4-B (425W) |  | 0.425 | 20 | 168 | 30 |  | Fixed | Roof
NJADRE1559830461 | Administratively Determined Incentive Program | Orange | 7050 | 3.28 | Residential | Behind the Meter | Yes | Trinity Solar, LLC | PSE&G |  | Accepted | 2025-06-02 | 2025-06-25 | 2026-06-25 | Inverters | SOLAREDGE | SE3800H-US | 3800 |  | 1 |  |  | 0.97 |  | Outside
NJADRE1559830461 | Administratively Determined Incentive Program | Orange | 7050 | 3.28 | Residential | Behind the Meter | Yes | Trinity Solar, LLC | PSE&G |  | Accepted | 2025-06-02 | 2025-06-25 | 2026-06-25 | Solar Panels | HANWHA 410 (Q.PEAK DUO BLK ML-G10+410) | HANWHA 410 (Q.PEAK DUO BLK ML-G10+410) |  | 0.41 | 5 | 212 | 39 |  | Fixed | Roof
NJADRE1559830461 | Administratively Determined Incentive Program | Orange | 7050 | 3.28 | Residential | Behind the Meter | Yes | Trinity Solar, LLC | PSE&G |  | Accepted | 2025-06-02 | 2025-06-25 | 2026-06-25 | Solar Panels | HANWHA 410 (Q.PEAK DUO BLK ML-G10+410) | HANWHA 410 (Q.PEAK DUO BLK ML-G10+410) |  | 0.41 | 3 | 32 | 40 |  | Fixed | Roof
NJADRE1559830482 | Administratively Determined Incentive Program | ATCO | 8004 | 19.92 | Residential | Behind the Meter | Yes | SunPurity, LLC | AC Electric |  | Accepted | 2025-06-05 | 2025-07-01 | 2026-07-01 | Solar Panels | Hanwha Q cells | Q.PEAK DUO BLK-ML-G10+ 415W |  | 0.415 | 3 | 276 | 18 |  | Fixed | Roof
NJADRE1559830482 | Administratively Determined Incentive Program | ATCO | 8004 | 19.92 | Residential | Behind the Meter | Yes | SunPurity, LLC | AC Electric |  | Accepted | 2025-06-05 | 2025-07-01 | 2026-07-01 | Inverters | SolarEdge | SE7600H-US | 15200 |  | 2 |  |  | 0.99 |  | Outdoor
NJADRE1559830482 | Administratively Determined Incentive Program | ATCO | 8004 | 19.92 | Residential | Behind the Meter | Yes | SunPurity, LLC | AC Electric |  | Accepted | 2025-06-05 | 2025-07-01 | 2026-07-01 | Solar Panels | Hanwha Q cells | Q.PEAK DUO BLK-ML-G10+ 415W |  | 0.415 | 11 | 96 | 18 |  | Fixed | Roof
NJADRE1559830482 | Administratively Determined Incentive Program | ATCO | 8004 | 19.92 | Residential | Behind the Meter | Yes | SunPurity, LLC | AC Electric |  | Accepted | 2025-06-05 | 2025-07-01 | 2026-07-01 | Solar Panels | Hanwha Q cells | Q.PEAK DUO BLK-ML-G10+ 415W |  | 0.415 | 3 | 96 | 18 |  | Fixed | Roof
NJADRE1559830482 | Administratively Determined Incentive Program | ATCO | 8004 | 19.92 | Residential | Behind the Meter | Yes | SunPurity, LLC | AC Electric |  | Accepted | 2025-06-05 | 2025-07-01 | 2026-07-01 | Solar Panels | Hanwha Q cells | Q.PEAK DUO BLK-ML-G10+ 415W |  | 0.415 | 31 | 276 | 18 |  | Fixed | Roof
NJADRE1559830537 | Administratively Determined Incentive Program | Roselle | 7203 | 9.84 | Residential | Behind the Meter | Yes | Pro Custom Solar dba Momentum Solar | PSE&G |  | Accepted | 2025-06-02 | 2025-06-25 | 2026-06-25 | Inverters | ENPHASE | IQ8HC-72-M-DOM-US | 380 |  | 24 |  |  | 0.97 |  | Outdoor
NJADRE1559830537 | Administratively Determined Incentive Program | Roselle | 7203 | 9.84 | Residential | Behind the Meter | Yes | Pro Custom Solar dba Momentum Solar | PSE&G |  | Accepted | 2025-06-02 | 2025-06-25 | 2026-06-25 | Solar Panels | Hanwha | q.peak duo blk ml-g10+410 |  | 0.41 | 24 | 170 | 40 |  | Fixed | Roof
NJADRE1559832100 | Administratively Determined Incentive Program | Colonia | 7067 | 7.79 | Residential | Behind the Meter | Yes | Big Wave Roofing and Solar, LLC | PSE&G |  | Accepted | 2025-06-02 | 2025-06-30 | 2026-06-30 | Inverters | Enphase | IQ8HC-72-M-DOM-US | 380 |  | 19 |  |  | 0.98 |  | Outside
NJADRE1559832100 | Administratively Determined Incentive Program | Colonia | 7067 | 7.79 | Residential | Behind the Meter | Yes | Big Wave Roofing and Solar, LLC | PSE&G |  | Accepted | 2025-06-02 | 2025-06-30 | 2026-06-30 | Solar Panels | Mission | MSE410HT0B |  | 0.41 | 19 | 137 | 34 |  | Fixed | Roof
NJADRE1559832739 | Administratively Determined Incentive Program | Waldwick | 7463 | 8.91 | Residential | Behind the Meter | Yes | Sunrun Installation Services, Inc. | PSE&G |  | Accepted | 2025-06-02 | 2025-06-25 | 2026-06-25 | Solar Panels | JA Solar | JAM54S31-405/MR |  | 0.405 | 3 | 104 | 28 |  | Fixed | Roof
NJADRE1559832739 | Administratively Determined Incentive Program | Waldwick | 7463 | 8.91 | Residential | Behind the Meter | Yes | Sunrun Installation Services, Inc. | PSE&G |  | Accepted | 2025-06-02 | 2025-06-25 | 2026-06-25 | Solar Panels | JA Solar | JAM54S31-405/MR |  | 0.405 | 14 | 104 | 28 |  | Fixed | Roof
NJADRE1559832739 | Administratively Determined Incentive Program | Waldwick | 7463 | 8.91 | Residential | Behind the Meter | Yes | Sunrun Installation Services, Inc. | PSE&G |  | Accepted | 2025-06-02 | 2025-06-25 | 2026-06-25 | Inverters | SolarEdge Technologies | SE7600H-USMN | 7600 |  | 1 |  |  | 0.99 |  | Outdoor | Next to meter
NJADRE1559832739 | Administratively Determined Incentive Program | Waldwick | 7463 | 8.91 | Residential | Behind the Meter | Yes | Sunrun Installation Services, Inc. | PSE&G |  | Accepted | 2025-06-02 | 2025-06-25 | 2026-06-25 | Solar Panels | JA Solar | JAM54S31-405/MR |  | 0.405 | 5 | 104 | 35 |  | Fixed | Roof
NJADRE1559832743 | Administratively Determined Incentive Program | Bloomfield | 7003 | 3.65 | Residential | Behind the Meter | Yes | Sunrun Installation Services, Inc. | PSE&G |  | Accepted | 2025-06-02 | 2025-06-25 | 2026-06-25 | Inverters | SOLAREDGE TECHNOLOGIES | SE3800H-USMN | 3800 |  | 1 |  |  | 0.99 |  | Outside
NJADRE1559832743 | Administratively Determined Incentive Program | Bloomfield | 7003 | 3.65 | Residential | Behind the Meter | Yes | Sunrun Installation Services, Inc. | PSE&G |  | Accepted | 2025-06-02 | 2025-06-25 | 2026-06-25 | Solar Panels | JA SOLAR | JAM54S31-405/MR |  | 0.405 | 9 | 292 | 32 |  | Fixed | Roof
NJADRE1559832752 | Administratively Determined Incentive Program | PATERSON | 7514 | 9.02 | Residential | Behind the Meter | Yes | Pro Custom Solar dba Momentum Solar | PSE&G |  | Accepted | 2025-06-02 | 2025-07-02 | 2026-07-02 | Solar Panels | Hanwha | q.peak duo blk ml-g10+410 |  | 0.41 | 22 | 103 | 27 |  | Fixed | Roof
NJADRE1559832752 | Administratively Determined Incentive Program | PATERSON | 7514 | 9.02 | Residential | Behind the Meter | Yes | Pro Custom Solar dba Momentum Solar | PSE&G |  | Accepted | 2025-06-02 | 2025-07-02 | 2026-07-02 | Inverters | ENPHASE | IQ8HC-72-M-DOM-US | 380 |  | 22 |  |  | 0.97 |  | Outdoor
NJADRE1559832755 | Administratively Determined Incentive Program | Cherry Hill | 8003 | 11.48 | Residential | Behind the Meter | Yes | Big Wave Roofing and Solar, LLC | PSE&G |  | Accepted | 2025-06-02 | 2025-06-30 | 2026-06-30 | Solar Panels | MISSION SOLAR | MSE410HT0B |  | 0.41 | 3 | 169 | 18 |  | Fixed | Roof
NJADRE1559832755 | Administratively Determined Incentive Program | Cherry Hill | 8003 | 11.48 | Residential | Behind the Meter | Yes | Big Wave Roofing and Solar, LLC | PSE&G |  | Accepted | 2025-06-02 | 2025-06-30 | 2026-06-30 | Solar Panels | MISSION SOLAR | MSE410HT0B |  | 0.41 | 3 | 349 | 18 |  | Fixed | Roof
NJADRE1559832755 | Administratively Determined Incentive Program | Cherry Hill | 8003 | 11.48 | Residential | Behind the Meter | Yes | Big Wave Roofing and Solar, LLC | PSE&G |  | Accepted | 2025-06-02 | 2025-06-30 | 2026-06-30 | Solar Panels | MISSION SOLAR | MSE410HT0B |  | 0.41 | 6 | 259 | 18 |  | Fixed | Roof
NJADRE1559832755 | Administratively Determined Incentive Program | Cherry Hill | 8003 | 11.48 | Residential | Behind the Meter | Yes | Big Wave Roofing and Solar, LLC | PSE&G |  | Accepted | 2025-06-02 | 2025-06-30 | 2026-06-30 | Solar Panels | MISSION SOLAR | MSE410HT0B |  | 0.41 | 4 | 349 | 30 |  | Fixed | Roof
NJADRE1559832755 | Administratively Determined Incentive Program | Cherry Hill | 8003 | 11.48 | Residential | Behind the Meter | Yes | Big Wave Roofing and Solar, LLC | PSE&G |  | Accepted | 2025-06-02 | 2025-06-30 | 2026-06-30 | Inverters | Enphase | ENPHASE IQ8HC-72-M-DOM-US | 380 |  | 28 |  |  | 0.97 |  | Outdoor
NJADRE1559832755 | Administratively Determined Incentive Program | Cherry Hill | 8003 | 11.48 | Residential | Behind the Meter | Yes | Big Wave Roofing and Solar, LLC | PSE&G |  | Accepted | 2025-06-02 | 2025-06-30 | 2026-06-30 | Solar Panels | MISSION SOLAR | MSE410HT0B |  | 0.41 | 12 | 169 | 30 |  | Fixed | Roof
NJADRE1559832783 | Administratively Determined Incentive Program | Camden | 8105 | 10.01 | Residential | Behind the Meter | Yes | SunnyMac, LLC | PSE&G |  | Accepted | 2025-06-02 | 2025-06-25 | 2026-06-25 | Solar Panels | HANWHA | Q.TRON BLK M-G2+ |  | 0.435 | 23 | 104 | 4 |  | Fixed | Roof
NJADRE1559832783 | Administratively Determined Incentive Program | Camden | 8105 | 10.01 | Residential | Behind the Meter | Yes | SunnyMac, LLC | PSE&G |  | Accepted | 2025-06-02 | 2025-06-25 | 2026-06-25 | Inverters | SOLAREDGE HOME HUB | SE7600H-US | 7600 |  | 1 |  |  | 0.99 |  | Outdoor | next to meter
NJADRE1559832789 | Administratively Determined Incentive Program | Cinnaminson | 8077 | 6.96 | Residential | Behind the Meter | Yes | Skyline Solar, LLC | PSE&G |  | Accepted | 2025-06-03 | 2025-06-30 | 2026-06-30 | Solar Panels | Hanwha | Q.TRON BLK M-G2+ 435 |  | 0.435 | 16 | 149 | 20 |  | Fixed | Roof
NJADRE1559832789 | Administratively Determined Incentive Program | Cinnaminson | 8077 | 6.96 | Residential | Behind the Meter | Yes | Skyline Solar, LLC | PSE&G |  | Accepted | 2025-06-03 | 2025-06-30 | 2026-06-30 | Inverters | Hanwha | IQ8PLUS -72-2-US | 290 |  | 16 |  |  | 0.977 |  | Outside
NJADRE1559832797 | Administratively Determined Incentive Program | Egg Harbor City | 8215 | 7.65 | Residential | Behind the Meter | Yes | Power Energy Solutions, LLC | AC Electric |  | Accepted | 2025-06-02 | 2025-06-26 | 2026-06-26 | Inverters | SolarEdge | SE5700H-US | 6 |  | 1 |  |  | 0.97 |  | Outdoor
NJADRE1559832797 | Administratively Determined Incentive Program | Egg Harbor City | 8215 | 7.65 | Residential | Behind the Meter | Yes | Power Energy Solutions, LLC | AC Electric |  | Accepted | 2025-06-02 | 2025-06-26 | 2026-06-26 | Solar Panels | Trina Solar | TSM-425NE09RC.05 |  | 0.425 | 5 | 311 | 7 |  | Fixed | Roof
NJADRE1559832797 | Administratively Determined Incentive Program | Egg Harbor City | 8215 | 7.65 | Residential | Behind the Meter | Yes | Power Energy Solutions, LLC | AC Electric |  | Accepted | 2025-06-02 | 2025-06-26 | 2026-06-26 | Solar Panels | Trina Solar | TSM-425NE09RC.05 |  | 0.425 | 6 | 130 | 7 |  | Fixed | Roof
NJADRE1559832797 | Administratively Determined Incentive Program | Egg Harbor City | 8215 | 7.65 | Residential | Behind the Meter | Yes | Power Energy Solutions, LLC | AC Electric |  | Accepted | 2025-06-02 | 2025-06-26 | 2026-06-26 | Solar Panels | Trina Solar | TSM-425NE09RC.05 |  | 0.425 | 2 | 130 | 12 |  | Fixed | Roof
NJADRE1559832797 | Administratively Determined Incentive Program | Egg Harbor City | 8215 | 7.65 | Residential | Behind the Meter | Yes | Power Energy Solutions, LLC | AC Electric |  | Accepted | 2025-06-02 | 2025-06-26 | 2026-06-26 | Solar Panels | Trina Solar | TSM-425NE09RC.05 |  | 0.425 | 5 | 130 | 7 |  | Fixed | Roof
NJADRE1559832798 | Administratively Determined Incentive Program | Edison | 8817 | 6.56 | Residential | Behind the Meter | No | Tesla Energy Operations, Inc. | PSE&G |  | Accepted | 2025-06-02 | 2025-06-25 | 2026-06-25 | Solar Panels | Hanwha | Q.PEAK DUO BLK ML-G10+/TS 410 |  | 0.41 | 3 | 338 | 27 |  | Fixed | Roof
NJADRE1559832798 | Administratively Determined Incentive Program | Edison | 8817 | 6.56 | Residential | Behind the Meter | No | Tesla Energy Operations, Inc. | PSE&G |  | Accepted | 2025-06-02 | 2025-06-25 | 2026-06-25 | Solar Panels | Hanwha | Q.PEAK DUO BLK ML-G10+/TS 410 |  | 0.41 | 11 | 158 | 27 |  | Fixed | Roof
NJADRE1559832798 | Administratively Determined Incentive Program | Edison | 8817 | 6.56 | Residential | Behind the Meter | No | Tesla Energy Operations, Inc. | PSE&G |  | Accepted | 2025-06-02 | 2025-06-25 | 2026-06-25 | Solar Panels | Hanwha | Q.PEAK DUO BLK ML-G10+/TS 410 |  | 0.41 | 2 | 158 | 27 |  | Fixed | Roof
NJADRE1559832798 | Administratively Determined Incentive Program | Edison | 8817 | 6.56 | Residential | Behind the Meter | No | Tesla Energy Operations, Inc. | PSE&G |  | Accepted | 2025-06-02 | 2025-06-25 | 2026-06-25 | Inverters | Tesla | 1538000-XX-Y | 5700 |  | 1 |  |  | 0.98 |  | Outside
NJADRE1559832811 | Administratively Determined Incentive Program | East Brunswick | 8816 | 12.3 | Residential | Behind the Meter | Yes | Trinity Solar, LLC | PSE&G |  | Accepted | 2025-06-02 | 2025-06-26 | 2026-06-26 | Solar Panels | HANWHA 410 (Q.PEAK DUO BLK ML-G10+410) | HANWHA 410 (Q.PEAK DUO BLK ML-G10+410) |  | 0.41 | 30 | 175 | 20 |  | Fixed | Roof
NJADRE1559832811 | Administratively Determined Incentive Program | East Brunswick | 8816 | 12.3 | Residential | Behind the Meter | Yes | Trinity Solar, LLC | PSE&G |  | Accepted | 2025-06-02 | 2025-06-26 | 2026-06-26 | Inverters | SOLAREDGE | SE10000H-US | 10000 |  | 1 |  |  | 0.97 |  | Outside
NJADRE1559832815 | Administratively Determined Incentive Program | Laurel Lake | 8332 | 13.18 | Residential | Behind the Meter | Yes | Integrity Solar & Home Solutions, LLC | AC Electric |  | Accepted | 2025-06-02 | 2025-06-25 | 2026-06-25 | Solar Panels | JINKO | JKM425N-54HL4-B |  | 0.425 | 13 | 106 | 23 |  | Fixed | Roof
NJADRE1559832815 | Administratively Determined Incentive Program | Laurel Lake | 8332 | 13.18 | Residential | Behind the Meter | Yes | Integrity Solar & Home Solutions, LLC | AC Electric |  | Accepted | 2025-06-02 | 2025-06-25 | 2026-06-25 | Solar Panels | JINKO | JKM425N-54HL4-B |  | 0.425 | 18 | 286 | 23 |  | Fixed | Roof
NJADRE1559832815 | Administratively Determined Incentive Program | Laurel Lake | 8332 | 13.18 | Residential | Behind the Meter | Yes | Integrity Solar & Home Solutions, LLC | AC Electric |  | Accepted | 2025-06-02 | 2025-06-25 | 2026-06-25 | Inverters | ENPHASE | IQ8+ | 290 |  | 31 |  |  | 0.98 |  | Other | UNDER EACH PANEL
NJADRE1559832832 | Administratively Determined Incentive Program | ASBURY | 8802 | 13.18 | Residential | Behind the Meter | Yes | Integrity Solar & Home Solutions, LLC | JCP&L |  | Accepted | 2025-06-02 | 2025-06-25 | 2026-06-25 | Inverters | ENPHASE | IQ8HC | 380 |  | 31 |  |  | 0.98 |  | Other | UNDER EACH PANEL
NJADRE1559832832 | Administratively Determined Incentive Program | ASBURY | 8802 | 13.18 | Residential | Behind the Meter | Yes | Integrity Solar & Home Solutions, LLC | JCP&L |  | Accepted | 2025-06-02 | 2025-06-25 | 2026-06-25 | Solar Panels | JINKO | JKM425N-54HL4-B |  | 0.425 | 26 | 155 | 19 |  | Fixed | Roof
NJADRE1559832832 | Administratively Determined Incentive Program | ASBURY | 8802 | 13.18 | Residential | Behind the Meter | Yes | Integrity Solar & Home Solutions, LLC | JCP&L |  | Accepted | 2025-06-02 | 2025-06-25 | 2026-06-25 | Solar Panels | JINKO | JKM425N-54HL4-B |  | 0.425 | 5 | 335 | 19 |  | Fixed | Roof
NJADRE1559832849 | Administratively Determined Incentive Program | Elizabeth | 7208 | 10.25 | Residential | Behind the Meter | Yes | Bright Ops, Inc. | PSE&G |  | Accepted | 2025-06-02 | 2025-06-27 | 2026-06-27 | Solar Panels | Hanwha Q-Cells | Q.PEAK DUO BLK ML-G10+ 410 |  | 0.41 | 9 | 35 | 37 |  | Fixed | Roof
NJADRE1559832849 | Administratively Determined Incentive Program | Elizabeth | 7208 | 10.25 | Residential | Behind the Meter | Yes | Bright Ops, Inc. | PSE&G |  | Accepted | 2025-06-02 | 2025-06-27 | 2026-06-27 | Inverters | SolarEdge Technologies | SE7600H - USSN | 7600 |  | 1 |  |  | 0.98 |  | Outdoor | Outside
NJADRE1559832849 | Administratively Determined Incentive Program | Elizabeth | 7208 | 10.25 | Residential | Behind the Meter | Yes | Bright Ops, Inc. | PSE&G |  | Accepted | 2025-06-02 | 2025-06-27 | 2026-06-27 | Solar Panels | Hanwha Q-Cells | Q.PEAK DUO BLK ML-G10+ 410 |  | 0.41 | 16 | 216 | 37 |  | Fixed | Roof
NJADRE1559832871 | Administratively Determined Incentive Program | SEWELL | 8080 | 5.27 | Residential | Behind the Meter | Yes | Sunrun Installation Services,Inc. | PSE&G |  | Accepted | 2025-06-02 | 2025-06-25 | 2026-06-25 | Inverters | SolarEdge Technologies | SE3800H-USMN | 3800 |  | 1 |  |  | 0.99 |  | Outdoor | Next to meter
NJADRE1559832871 | Administratively Determined Incentive Program | SEWELL | 8080 | 5.27 | Residential | Behind the Meter | Yes | Sunrun Installation Services,Inc. | PSE&G |  | Accepted | 2025-06-02 | 2025-06-25 | 2026-06-25 | Solar Panels | JA Solar | JAM54S31-405/MR |  | 0.405 | 4 | 139 | 40 |  | Fixed | Roof
NJADRE1559832871 | Administratively Determined Incentive Program | SEWELL | 8080 | 5.27 | Residential | Behind the Meter | Yes | Sunrun Installation Services,Inc. | PSE&G |  | Accepted | 2025-06-02 | 2025-06-25 | 2026-06-25 | Solar Panels | JA Solar | JAM54S31-405/MR |  | 0.405 | 9 | 229 | 32 |  | Fixed | Roof
NJADRE1559832875 | Administratively Determined Incentive Program | HAMMONTON | 8037 | 6.15 | Residential | Behind the Meter | Yes | Sunrun Installation Services, Inc. | AC Electric |  | Accepted | 2025-06-02 | 2025-06-25 | 2026-06-25 | Inverters | GROWATT NEW ENERGY TECHNOLOGY CO LTD | MIN 6000TL-XH-US | 6000 |  | 1 |  |  | 0.98 |  | Outdoor
NJADRE1559832875 | Administratively Determined Incentive Program | HAMMONTON | 8037 | 6.15 | Residential | Behind the Meter | Yes | Sunrun Installation Services, Inc. | AC Electric |  | Accepted | 2025-06-02 | 2025-06-25 | 2026-06-25 | Electric Storage Battery | Tesla | POWERWALL 3 1707000-XX-Y |  |  | 1 |  |  |  | Lithium Ion |  | OUTSIDE
NJADRE1559832875 | Administratively Determined Incentive Program | HAMMONTON | 8037 | 6.15 | Residential | Behind the Meter | Yes | Sunrun Installation Services, Inc. | AC Electric |  | Accepted | 2025-06-02 | 2025-06-25 | 2026-06-25 | Solar Panels | HANWHA Q-CELLS | Q.PEAK DUO BLK ML-G10+ 410 DCA |  | 0.41 | 6 | 274 | 16 |  | Fixed | Roof
NJADRE1559832875 | Administratively Determined Incentive Program | HAMMONTON | 8037 | 6.15 | Residential | Behind the Meter | Yes | Sunrun Installation Services, Inc. | AC Electric |  | Accepted | 2025-06-02 | 2025-06-25 | 2026-06-25 | Solar Panels | HANWHA Q-CELLS | Q.PEAK DUO BLK ML-G10+ 410 DCA |  | 0.41 | 9 | 183 | 16 |  | Fixed | Roof
NJADRE1559832885 | Administratively Determined Incentive Program | PERTH AMBOY | 8861 | 8.61 | Residential | Behind the Meter | Yes | Sunrun Installation Services, Inc. | PSE&G |  | Accepted | 2025-06-03 | 2025-06-26 | 2026-06-26 | Inverters | Tesla | POWERWALL 3 1707000-XX-Y | 11500 |  | 1 |  |  | 0.97 |  | Outdoor
NJADRE1559832885 | Administratively Determined Incentive Program | PERTH AMBOY | 8861 | 8.61 | Residential | Behind the Meter | Yes | Sunrun Installation Services, Inc. | PSE&G |  | Accepted | 2025-06-03 | 2025-06-26 | 2026-06-26 | Electric Storage Battery | Tesla | POWERWALL 3 1707000-XX-Y |  |  | 1 |  |  |  | Lithium Ion |  | OUTSIDE
NJADRE1559832885 | Administratively Determined Incentive Program | PERTH AMBOY | 8861 | 8.61 | Residential | Behind the Meter | Yes | Sunrun Installation Services, Inc. | PSE&G |  | Accepted | 2025-06-03 | 2025-06-26 | 2026-06-26 | Solar Panels | HANWHA Q-CELLS | Q.PEAK DUO BLK ML-G10+ 410 DCA |  | 0.41 | 10 | 206 | 31 |  | Fixed | Roof
NJADRE1559832885 | Administratively Determined Incentive Program | PERTH AMBOY | 8861 | 8.61 | Residential | Behind the Meter | Yes | Sunrun Installation Services, Inc. | PSE&G |  | Accepted | 2025-06-03 | 2025-06-26 | 2026-06-26 | Solar Panels | HANWHA Q-CELLS | Q.PEAK DUO BLK ML-G10+ 410 DCA |  | 0.41 | 11 | 26 | 32 |  | Fixed | Roof
NJADRE1559832904 | Administratively Determined Incentive Program | ELIZABETH CITY | 7201 | 8.2 | Residential | Behind the Meter | Yes | Sunrun Installation Services, Inc. | PSE&G |  | Accepted | 2025-06-02 | 2025-06-26 | 2026-06-26 | Electric Storage Battery | TESLA | Powerwall 3 1707000-xx-y |  |  | 1 |  |  |  | Lithium Ion |  | OUTSIDE
NJADRE1559832904 | Administratively Determined Incentive Program | ELIZABETH CITY | 7201 | 8.2 | Residential | Behind the Meter | Yes | Sunrun Installation Services, Inc. | PSE&G |  | Accepted | 2025-06-02 | 2025-06-26 | 2026-06-26 | Solar Panels | Hanwha Q-Cells | Q.PEAK DUO BLK ML-G10+ 410 DCA (MD06G100A-017) |  | 0.41 | 4 | 72 | 23 |  | Fixed | Roof
NJADRE1559832904 | Administratively Determined Incentive Program | ELIZABETH CITY | 7201 | 8.2 | Residential | Behind the Meter | Yes | Sunrun Installation Services, Inc. | PSE&G |  | Accepted | 2025-06-02 | 2025-06-26 | 2026-06-26 | Inverters | TESLA | Powerwall 3 1707000-xx-y | 11500 |  | 1 |  |  | 0.97 |  | Outdoor | Next to meter
NJADRE1559832904 | Administratively Determined Incentive Program | ELIZABETH CITY | 7201 | 8.2 | Residential | Behind the Meter | Yes | Sunrun Installation Services, Inc. | PSE&G |  | Accepted | 2025-06-02 | 2025-06-26 | 2026-06-26 | Solar Panels | Hanwha Q-Cells | Q.PEAK DUO BLK ML-G10+ 410 DCA (MD06G100A-017) |  | 0.41 | 4 | 72 | 23 |  | Fixed | Roof
NJADRE1559832904 | Administratively Determined Incentive Program | ELIZABETH CITY | 7201 | 8.2 | Residential | Behind the Meter | Yes | Sunrun Installation Services, Inc. | PSE&G |  | Accepted | 2025-06-02 | 2025-06-26 | 2026-06-26 | Solar Panels | Hanwha Q-Cells | Q.PEAK DUO BLK ML-G10+ 410 DCA (MD06G100A-017) |  | 0.41 | 6 | 251 | 23 |  | Fixed | Roof
NJADRE1559832904 | Administratively Determined Incentive Program | ELIZABETH CITY | 7201 | 8.2 | Residential | Behind the Meter | Yes | Sunrun Installation Services, Inc. | PSE&G |  | Accepted | 2025-06-02 | 2025-06-26 | 2026-06-26 | Solar Panels | Hanwha Q-Cells | Q.PEAK DUO BLK ML-G10+ 410 DCA (MD06G100A-017) |  | 0.41 | 6 | 251 | 23 |  | Fixed | Roof
NJADRE1559832919 | Administratively Determined Incentive Program | KEARNY | 7032 | 5.27 | Residential | Behind the Meter | Yes | Sunrun Installation Services, Inc. | PSE&G |  | Accepted | 2025-06-02 | 2025-06-25 | 2026-06-25 | Inverters | SOLAREDGE TECHNOLOGIES | SE3800H-USMN | 3800 |  | 1 |  |  | 0.99 |  | Outdoor
NJADRE1559832919 | Administratively Determined Incentive Program | KEARNY | 7032 | 5.27 | Residential | Behind the Meter | Yes | Sunrun Installation Services, Inc. | PSE&G |  | Accepted | 2025-06-02 | 2025-06-25 | 2026-06-25 | Solar Panels | JA SOLAR | JAM54S31-405/MR |  | 0.405 | 13 | 205 | 27 |  | Fixed | Roof
NJADRE1559833435 | Administratively Determined Incentive Program | JERSEY CITY | 7304 | 5.1 | Residential | Behind the Meter | Yes | Fusion Solar Energy, LLC | PSE&G |  | Accepted | 2025-06-02 | 2025-06-26 | 2026-06-26 | Inverters | ENPHASE | IQ8HC-72-M-DOM-US | 380 |  | 12 |  |  | 0.97 |  | Outside | Roof
NJADRE1559833435 | Administratively Determined Incentive Program | JERSEY CITY | 7304 | 5.1 | Residential | Behind the Meter | Yes | Fusion Solar Energy, LLC | PSE&G |  | Accepted | 2025-06-02 | 2025-06-26 | 2026-06-26 | Solar Panels | TRINA SOLAR | TSM-425NE09RC.05 |  | 0.425 | 12 | 33 | 27 |  | Fixed | Roof
NJADRE1559833444 | Administratively Determined Incentive Program | Old Tappan | 7675 | 42.78 | Residential | Behind the Meter | No | Green House Solar | Orange Rockland Electric |  | Accepted | 2025-06-02 | 2025-06-26 | 2026-06-26 | Inverters | TESLA | TESLA POWERWALL 3 | 11500 |  | 3 |  |  | 0.975 |  | Outdoor
NJADRE1559833444 | Administratively Determined Incentive Program | Old Tappan | 7675 | 42.78 | Residential | Behind the Meter | No | Green House Solar | Orange Rockland Electric |  | Accepted | 2025-06-02 | 2025-06-26 | 2026-06-26 | Electric Storage Battery | TESLA | TESLA POWERWALL 3 |  |  | 3 |  |  |  | Lithium Ion |  | OUTSIDE
NJADRE1559833444 | Administratively Determined Incentive Program | Old Tappan | 7675 | 42.78 | Residential | Behind the Meter | No | Green House Solar | Orange Rockland Electric |  | Accepted | 2025-06-02 | 2025-06-26 | 2026-06-26 | Solar Panels | REC | REC 460AA Pure RX |  | 0.46 | 47 | 77 | 2 |  | Fixed | Roof
NJADRE1559833444 | Administratively Determined Incentive Program | Old Tappan | 7675 | 42.78 | Residential | Behind the Meter | No | Green House Solar | Orange Rockland Electric |  | Accepted | 2025-06-02 | 2025-06-26 | 2026-06-26 | Solar Panels | REC | REC 460AA Pure RX |  | 0.46 | 46 | 257 | 2 |  | Fixed | Roof
NJADRE1559833449 | Administratively Determined Incentive Program | Paterson | 7514 | 7.79 | Residential | Behind the Meter | Yes | Bright Ops, Inc. | PSE&G |  | Accepted | 2025-06-02 | 2025-06-27 | 2026-06-27 | Solar Panels | Hanwha Q-Cells | Q.PEAK DUO BLK ML-G10+ 410 |  | 0.41 | 4 | 184 | 27 |  | Fixed | Roof
NJADRE1559833449 | Administratively Determined Incentive Program | Paterson | 7514 | 7.79 | Residential | Behind the Meter | Yes | Bright Ops, Inc. | PSE&G |  | Accepted | 2025-06-02 | 2025-06-27 | 2026-06-27 | Solar Panels | Hanwha Q-Cells | Q.PEAK DUO BLK ML-G10+ 410 |  | 0.41 | 3 | 15 | 27 |  | Fixed | Roof
NJADRE1559833449 | Administratively Determined Incentive Program | Paterson | 7514 | 7.79 | Residential | Behind the Meter | Yes | Bright Ops, Inc. | PSE&G |  | Accepted | 2025-06-02 | 2025-06-27 | 2026-06-27 | Solar Panels | Hanwha Q-Cells | Q.PEAK DUO BLK ML-G10+ 410 |  | 0.41 | 9 | 276 | 34 |  | Fixed | Roof
NJADRE1559833449 | Administratively Determined Incentive Program | Paterson | 7514 | 7.79 | Residential | Behind the Meter | Yes | Bright Ops, Inc. | PSE&G |  | Accepted | 2025-06-02 | 2025-06-27 | 2026-06-27 | Solar Panels | Hanwha Q-Cells | Q.PEAK DUO BLK ML-G10+ 410 |  | 0.41 | 2 | 100 | 9 |  | Fixed | Roof
NJADRE1559833449 | Administratively Determined Incentive Program | Paterson | 7514 | 7.79 | Residential | Behind the Meter | Yes | Bright Ops, Inc. | PSE&G |  | Accepted | 2025-06-02 | 2025-06-27 | 2026-06-27 | Inverters | SolarEdge Technologies | SE5700H - USMN | 5700 |  | 1 |  |  | 0.98 |  | Outdoor | Outside
NJADRE1559833449 | Administratively Determined Incentive Program | Paterson | 7514 | 7.79 | Residential | Behind the Meter | Yes | Bright Ops, Inc. | PSE&G |  | Accepted | 2025-06-02 | 2025-06-27 | 2026-06-27 | Solar Panels | Hanwha Q-Cells | Q.PEAK DUO BLK ML-G10+ 410 |  | 0.41 | 1 | 100 | 34 |  | Fixed | Roof
NJADRE1559833491 | Administratively Determined Incentive Program | Plainfield City | 7062 | 3.6 | Residential | Behind the Meter | Yes | Bright Ops, Inc. | PSE&G |  | Accepted | 2025-06-02 | 2025-06-30 | 2026-06-30 | Inverters | SolarEdge | SE3800H-USRGM | 3800 |  | 1 |  |  | 0.98 |  | Outdoor | OUTSIDE
NJADRE1559833491 | Administratively Determined Incentive Program | Plainfield City | 7062 | 3.6 | Residential | Behind the Meter | Yes | Bright Ops, Inc. | PSE&G |  | Accepted | 2025-06-02 | 2025-06-30 | 2026-06-30 | Solar Panels | HANWHA Q-CELLS | Q.Peak Duo Blk Ml-G10+400 |  | 0.4 | 5 | 310 | 37 |  | Fixed | Roof
NJADRE1559833491 | Administratively Determined Incentive Program | Plainfield City | 7062 | 3.6 | Residential | Behind the Meter | Yes | Bright Ops, Inc. | PSE&G |  | Accepted | 2025-06-02 | 2025-06-30 | 2026-06-30 | Solar Panels | HANWHA Q-CELLS | Q.Peak Duo Blk Ml-G10+400 |  | 0.4 | 1 | 129 | 37 |  | Fixed | Roof
NJADRE1559833491 | Administratively Determined Incentive Program | Plainfield City | 7062 | 3.6 | Residential | Behind the Meter | Yes | Bright Ops, Inc. | PSE&G |  | Accepted | 2025-06-02 | 2025-06-30 | 2026-06-30 | Solar Panels | HANWHA Q-CELLS | Q.Peak Duo Blk Ml-G10+400 |  | 0.4 | 1 | 40 | 37 |  | Fixed | Roof
NJADRE1559833491 | Administratively Determined Incentive Program | Plainfield City | 7062 | 3.6 | Residential | Behind the Meter | Yes | Bright Ops, Inc. | PSE&G |  | Accepted | 2025-06-02 | 2025-06-30 | 2026-06-30 | Solar Panels | HANWHA Q-CELLS | Q.Peak Duo Blk Ml-G10+400 |  | 0.4 | 2 | 222 | 14 |  | Fixed | Roof
NJADRE1559834504 | Administratively Determined Incentive Program | Hillsborough | 8844 | 19.35 | Residential | Behind the Meter | No | Over the Top Solar Solutions, LLC | PSE&G |  | Accepted | 2025-06-02 | 2025-06-26 | 2026-06-26 | Inverters | ENPHASE | IQ8AC-72-M-US | 349 |  | 45 |  |  | 0.973 |  | Outside
NJADRE1559834504 | Administratively Determined Incentive Program | Hillsborough | 8844 | 19.35 | Residential | Behind the Meter | No | Over the Top Solar Solutions, LLC | PSE&G |  | Accepted | 2025-06-02 | 2025-06-26 | 2026-06-26 | Solar Panels | SILFAB SOLAR | SIL-430QD |  | 0.43 | 24 | 161 | 25 |  | Fixed | Ground
NJADRE1559834504 | Administratively Determined Incentive Program | Hillsborough | 8844 | 19.35 | Residential | Behind the Meter | No | Over the Top Solar Solutions, LLC | PSE&G |  | Accepted | 2025-06-02 | 2025-06-26 | 2026-06-26 | Solar Panels | SILFAB SOLAR | SIL-430QD |  | 0.43 | 21 | 156 | 36 |  | Fixed | Roof
NJADRE1559835507 | Administratively Determined Incentive Program | EAST ORANGE | 7018 | 4.51 | Residential | Behind the Meter | Yes | Sunrun Installation Services, Inc. | PSE&G |  | Accepted | 2025-06-03 | 2025-07-02 | 2026-07-02 | Electric Storage Battery | SOLAREDGE TECHNOLOGIES | BAT-10K1P |  |  | 1 |  |  |  | Lithium Ion |  | OUTSIDE
NJADRE1559835507 | Administratively Determined Incentive Program | EAST ORANGE | 7018 | 4.51 | Residential | Behind the Meter | Yes | Sunrun Installation Services, Inc. | PSE&G |  | Accepted | 2025-06-03 | 2025-07-02 | 2026-07-02 | Solar Panels | Hanwha Q-Cells | Q.PEAK DUO BLK ML-G10+ 410 |  | 0.41 | 6 | 133 | 43 |  | Fixed | Roof
NJADRE1559835507 | Administratively Determined Incentive Program | EAST ORANGE | 7018 | 4.51 | Residential | Behind the Meter | Yes | Sunrun Installation Services, Inc. | PSE&G |  | Accepted | 2025-06-03 | 2025-07-02 | 2026-07-02 | Solar Panels | Hanwha Q-Cells | Q.PEAK DUO BLK ML-G10+ 410 |  | 0.41 | 5 | 313 | 44 |  | Fixed | Roof
NJADRE1559835507 | Administratively Determined Incentive Program | EAST ORANGE | 7018 | 4.51 | Residential | Behind the Meter | Yes | Sunrun Installation Services, Inc. | PSE&G |  | Accepted | 2025-06-03 | 2025-07-02 | 2026-07-02 | Inverters | SolarEdge Technologies | SE3800H-USMN | 3800 |  | 1 |  |  | 0.99 |  | Outdoor | Next to meter
NJADRE1559835519 | Administratively Determined Incentive Program | NEWARK | 7103 | 18.7 | Residential | Behind the Meter | Yes | Power Energy Solutions, LLC | PSE&G |  | Accepted | 2025-06-03 | 2025-06-26 | 2026-06-26 | Inverters | SolarEdge | SE7600H-US | 7600 |  | 1 |  |  | 0.97 |  | Outdoor
NJADRE1559835519 | Administratively Determined Incentive Program | NEWARK | 7103 | 18.7 | Residential | Behind the Meter | Yes | Power Energy Solutions, LLC | PSE&G |  | Accepted | 2025-06-03 | 2025-06-26 | 2026-06-26 | Solar Panels | Trina Solar | TSM-425NE09RC.05 |  | 0.425 | 1 | 199 | 31 |  | Fixed | Roof
NJADRE1559835519 | Administratively Determined Incentive Program | NEWARK | 7103 | 18.7 | Residential | Behind the Meter | Yes | Power Energy Solutions, LLC | PSE&G |  | Accepted | 2025-06-03 | 2025-06-26 | 2026-06-26 | Inverters | SolarEdge | SE3800H-US | 3800 |  | 1 |  |  | 0.97 |  | Outdoor
NJADRE1559835519 | Administratively Determined Incentive Program | NEWARK | 7103 | 18.7 | Residential | Behind the Meter | Yes | Power Energy Solutions, LLC | PSE&G |  | Accepted | 2025-06-03 | 2025-06-26 | 2026-06-26 | Solar Panels | Trina Solar | TSM-425NE09RC.05 |  | 0.425 | 3 | 290 | 28 |  | Fixed | Roof
NJADRE1559835519 | Administratively Determined Incentive Program | NEWARK | 7103 | 18.7 | Residential | Behind the Meter | Yes | Power Energy Solutions, LLC | PSE&G |  | Accepted | 2025-06-03 | 2025-06-26 | 2026-06-26 | Solar Panels | Trina Solar | TSM-425NE09RC.05 |  | 0.425 | 1 | 18 | 31 |  | Fixed | Roof
NJADRE1559835519 | Administratively Determined Incentive Program | NEWARK | 7103 | 18.7 | Residential | Behind the Meter | Yes | Power Energy Solutions, LLC | PSE&G |  | Accepted | 2025-06-03 | 2025-06-26 | 2026-06-26 | Solar Panels | Trina Solar | TSM-425NE09RC.05 |  | 0.425 | 16 | 200 | 29 |  | Fixed | Roof
NJADRE1559835519 | Administratively Determined Incentive Program | NEWARK | 7103 | 18.7 | Residential | Behind the Meter | Yes | Power Energy Solutions, LLC | PSE&G |  | Accepted | 2025-06-03 | 2025-06-26 | 2026-06-26 | Solar Panels | Trina Solar | TSM-425NE09RC.05 |  | 0.425 | 14 | 20 | 29 |  | Fixed | Roof
NJADRE1559835519 | Administratively Determined Incentive Program | NEWARK | 7103 | 18.7 | Residential | Behind the Meter | Yes | Power Energy Solutions, LLC | PSE&G |  | Accepted | 2025-06-03 | 2025-06-26 | 2026-06-26 | Solar Panels | Trina Solar | TSM-425NE09RC.05 |  | 0.425 | 9 | 110 | 28 |  | Fixed | Roof
NJADRE1559835522 | Administratively Determined Incentive Program | PATERSON | 7514 | 4.25 | Residential | Behind the Meter | Yes | Power Energy Solutions, LLC | PSE&G |  | Accepted | 2025-06-03 | 2025-06-26 | 2026-06-26 | Inverters | SolarEdge | SE3800H-US | 3800 |  | 1 |  |  | 0.97 |  | Outdoor
NJADRE1559835522 | Administratively Determined Incentive Program | PATERSON | 7514 | 4.25 | Residential | Behind the Meter | Yes | Power Energy Solutions, LLC | PSE&G |  | Accepted | 2025-06-03 | 2025-06-26 | 2026-06-26 | Solar Panels | Trina Solar | TSM-425NE09RC.05 |  | 0.425 | 10 | 189 | 34 |  | Fixed | Roof
NJADRE1559835533 | Administratively Determined Incentive Program | Voorhees Township | 8043 | 14.36 | Residential | Behind the Meter | Yes | SunnyMac, LLC | AC Electric |  | Accepted | 2025-06-03 | 2025-06-26 | 2026-06-26 | Inverters | SOLAREDGE HOME HUB | SE10000H-US | 10000 |  | 1 |  |  | 0.99 |  | Outdoor | next to meter
NJADRE1559835533 | Administratively Determined Incentive Program | Voorhees Township | 8043 | 14.36 | Residential | Behind the Meter | Yes | SunnyMac, LLC | AC Electric |  | Accepted | 2025-06-03 | 2025-06-26 | 2026-06-26 | Solar Panels | HANWHA | Q.TRON BLK M-G2+ |  | 0.435 | 7 | 279 | 36 |  | Fixed | Roof
NJADRE1559835533 | Administratively Determined Incentive Program | Voorhees Township | 8043 | 14.36 | Residential | Behind the Meter | Yes | SunnyMac, LLC | AC Electric |  | Accepted | 2025-06-03 | 2025-06-26 | 2026-06-26 | Solar Panels | HANWHA | Q.TRON BLK M-G2+ |  | 0.435 | 10 | 279 | 14 |  | Fixed | Roof
NJADRE1559835533 | Administratively Determined Incentive Program | Voorhees Township | 8043 | 14.36 | Residential | Behind the Meter | Yes | SunnyMac, LLC | AC Electric |  | Accepted | 2025-06-03 | 2025-06-26 | 2026-06-26 | Solar Panels | HANWHA | Q.TRON BLK M-G2+ |  | 0.435 | 16 | 99 | 47 |  | Fixed | Roof
NJADRE1559835536 | Administratively Determined Incentive Program | SECAUCUS | 7094 | 3.4 | Residential | Behind the Meter | Yes | Power Energy Solutions, LLC | PSE&G |  | Accepted | 2025-06-03 | 2025-06-26 | 2026-06-26 | Inverters | SolarEdge | SE3800H-US | 3800 |  | 1 |  |  | 0.97 |  | Outdoor
NJADRE1559835536 | Administratively Determined Incentive Program | SECAUCUS | 7094 | 3.4 | Residential | Behind the Meter | Yes | Power Energy Solutions, LLC | PSE&G |  | Accepted | 2025-06-03 | 2025-06-26 | 2026-06-26 | Solar Panels | Trina Solar | TSM-425NE09RC.05 |  | 0.425 | 2 | 38 | 24 |  | Fixed | Roof
NJADRE1559835536 | Administratively Determined Incentive Program | SECAUCUS | 7094 | 3.4 | Residential | Behind the Meter | Yes | Power Energy Solutions, LLC | PSE&G |  | Accepted | 2025-06-03 | 2025-06-26 | 2026-06-26 | Solar Panels | Trina Solar | TSM-425NE09RC.05 |  | 0.425 | 6 | 308 | 24 |  | Fixed | Roof
NJADRE1559835562 | Administratively Determined Incentive Program | Paterson | 7502 | 10.32 | Residential | Behind the Meter | No | Infinity Solar Systems, LLC | PSE&G |  | Accepted | 2025-06-03 | 2025-06-30 | 2026-06-30 | Inverters | Enphase | IQ8MC-72-M-US | 320 |  | 24 |  |  | 0.97 |  | Outdoor
NJADRE1559835562 | Administratively Determined Incentive Program | Paterson | 7502 | 10.32 | Residential | Behind the Meter | No | Infinity Solar Systems, LLC | PSE&G |  | Accepted | 2025-06-03 | 2025-06-30 | 2026-06-30 | Solar Panels | SEG Solar | SEG-430-BTD-BG |  | 0.43 | 12 | 320 | 14 |  | Fixed | Roof
NJADRE1559835562 | Administratively Determined Incentive Program | Paterson | 7502 | 10.32 | Residential | Behind the Meter | No | Infinity Solar Systems, LLC | PSE&G |  | Accepted | 2025-06-03 | 2025-06-30 | 2026-06-30 | Solar Panels | SEG Solar | SEG-430-BTD-BG |  | 0.43 | 12 | 140 | 14 |  | Fixed | Roof
NJADRE1559835568 | Administratively Determined Incentive Program | East Brunswick | 8816 | 7.83 | Residential | Behind the Meter | Yes | SunnyMac, LLC | JCP&L |  | Accepted | 2025-06-03 | 2025-06-26 | 2026-06-26 | Inverters | SOLAREDGE HOME HUB | SE5700H-US | 5760 |  | 1 |  |  | 0.99 |  | Outdoor | next to meter
NJADRE1559835568 | Administratively Determined Incentive Program | East Brunswick | 8816 | 7.83 | Residential | Behind the Meter | Yes | SunnyMac, LLC | JCP&L |  | Accepted | 2025-06-03 | 2025-06-26 | 2026-06-26 | Solar Panels | HANWHA | Q.TRON BLK M-G2+ |  | 0.435 | 5 | 313 | 33 |  | Fixed | Roof
NJADRE1559835568 | Administratively Determined Incentive Program | East Brunswick | 8816 | 7.83 | Residential | Behind the Meter | Yes | SunnyMac, LLC | JCP&L |  | Accepted | 2025-06-03 | 2025-06-26 | 2026-06-26 | Solar Panels | HANWHA | Q.TRON BLK M-G2+ |  | 0.435 | 8 | 223 | 33 |  | Fixed | Roof
NJADRE1559835568 | Administratively Determined Incentive Program | East Brunswick | 8816 | 7.83 | Residential | Behind the Meter | Yes | SunnyMac, LLC | JCP&L |  | Accepted | 2025-06-03 | 2025-06-26 | 2026-06-26 | Solar Panels | HANWHA | Q.TRON BLK M-G2+ |  | 0.435 | 5 | 133 | 33 |  | Fixed | Roof
NJADRE1559835578 | Administratively Determined Incentive Program | PATERSON CITY | 7502 | 6.97 | Residential | Behind the Meter | No | Tesla Energy Operations, Inc. | PSE&G |  | Accepted | 2025-06-03 | 2025-06-26 | 2026-06-26 | Solar Panels | Hanwha | Q.PEAK DUO BLK ML-G10+/TS 410 |  | 0.41 | 10 | 139 | 30 |  | Fixed | Roof
NJADRE1559835578 | Administratively Determined Incentive Program | PATERSON CITY | 7502 | 6.97 | Residential | Behind the Meter | No | Tesla Energy Operations, Inc. | PSE&G |  | Accepted | 2025-06-03 | 2025-06-26 | 2026-06-26 | Solar Panels | Hanwha | Q.PEAK DUO BLK ML-G10+/TS 410 |  | 0.41 | 7 | 229 | 30 |  | Fixed | Roof
NJADRE1559835578 | Administratively Determined Incentive Program | PATERSON CITY | 7502 | 6.97 | Residential | Behind the Meter | No | Tesla Energy Operations, Inc. | PSE&G |  | Accepted | 2025-06-03 | 2025-06-26 | 2026-06-26 | Inverters | Tesla | 1707000-XX-Y | 11500 |  | 1 |  |  | 0.98 |  | Outside
NJADRE1559835578 | Administratively Determined Incentive Program | PATERSON CITY | 7502 | 6.97 | Residential | Behind the Meter | No | Tesla Energy Operations, Inc. | PSE&G |  | Accepted | 2025-06-03 | 2025-06-26 | 2026-06-26 | Electric Storage Battery | Tesla | Tesla Powerwall 3 |  |  | 2 |  |  |  | Lithium Ion |  | OUTSIDE
NJADRE1559835580 | Administratively Determined Incentive Program | PARAMUS | 7652 | 11.61 | Residential | Behind the Meter | No | Over the Top Solar Solutions, LLC | PSE&G |  | Accepted | 2025-06-03 | 2025-06-26 | 2026-06-26 | Solar Panels | SILFAB SOLAR | SIL-430QD |  | 0.43 | 27 | 127 | 20 |  | Fixed | Roof
NJADRE1559835580 | Administratively Determined Incentive Program | PARAMUS | 7652 | 11.61 | Residential | Behind the Meter | No | Over the Top Solar Solutions, LLC | PSE&G |  | Accepted | 2025-06-03 | 2025-06-26 | 2026-06-26 | Inverters | ENPHASE | IQ8A-72-2-US | 349 |  | 27 |  |  | 0.976 |  | Outdoor
NJADRE1559835585 | Administratively Determined Incentive Program | Monroe Township | 8831 | 14.99 | Residential | Behind the Meter | Yes | Sunrun Installation Services, Inc. | JCP&L |  | Accepted | 2025-06-03 | 2025-06-26 | 2026-06-26 | Inverters | SOLAREDGE TECHNOLOGIES | SE10000H-USMN | 10000 |  | 1 |  |  | 0.99 |  | Outside
NJADRE1559835585 | Administratively Determined Incentive Program | Monroe Township | 8831 | 14.99 | Residential | Behind the Meter | Yes | Sunrun Installation Services, Inc. | JCP&L |  | Accepted | 2025-06-03 | 2025-06-26 | 2026-06-26 | Solar Panels | JA SOLAR | JAM54S31-405/MR |  | 0.405 | 13 | 11 | 28 |  | Fixed | Roof
NJADRE1559835585 | Administratively Determined Incentive Program | Monroe Township | 8831 | 14.99 | Residential | Behind the Meter | Yes | Sunrun Installation Services, Inc. | JCP&L |  | Accepted | 2025-06-03 | 2025-06-26 | 2026-06-26 | Solar Panels | JA SOLAR | JAM54S31-405/MR |  | 0.405 | 8 | 191 | 28 |  | Fixed | Roof
NJADRE1559835585 | Administratively Determined Incentive Program | Monroe Township | 8831 | 14.99 | Residential | Behind the Meter | Yes | Sunrun Installation Services, Inc. | JCP&L |  | Accepted | 2025-06-03 | 2025-06-26 | 2026-06-26 | Solar Panels | JA SOLAR | JAM54S31-405/MR |  | 0.405 | 8 | 101 | 28 |  | Fixed | Roof
NJADRE1559835585 | Administratively Determined Incentive Program | Monroe Township | 8831 | 14.99 | Residential | Behind the Meter | Yes | Sunrun Installation Services, Inc. | JCP&L |  | Accepted | 2025-06-03 | 2025-06-26 | 2026-06-26 | Solar Panels | JA SOLAR | JAM54S31-405/MR |  | 0.405 | 8 | 281 | 28 |  | Fixed | Roof
NJADRE1559835633 | Administratively Determined Incentive Program | Ocean City | 8226 | 15.84 | Residential | Behind the Meter | No | Ocean Solar, LLC | AC Electric |  | Accepted | 2025-06-03 | 2025-06-26 | 2026-06-26 | Solar Panels | SILFAB | Sil-440 QD |  | 0.44 | 10 | 265 | 44 |  | Fixed | Roof
NJADRE1559835633 | Administratively Determined Incentive Program | Ocean City | 8226 | 15.84 | Residential | Behind the Meter | No | Ocean Solar, LLC | AC Electric |  | Accepted | 2025-06-03 | 2025-06-26 | 2026-06-26 | Inverters | ENPHASE | IQ8PLUS-72-M-US | 290 |  | 36 |  |  | 0.97 |  | Outdoor
NJADRE1559835633 | Administratively Determined Incentive Program | Ocean City | 8226 | 15.84 | Residential | Behind the Meter | No | Ocean Solar, LLC | AC Electric |  | Accepted | 2025-06-03 | 2025-06-26 | 2026-06-26 | Solar Panels | SILFAB | Sil-440 QD |  | 0.44 | 13 | 355 | 15 |  | Fixed | Roof
NJADRE1559835633 | Administratively Determined Incentive Program | Ocean City | 8226 | 15.84 | Residential | Behind the Meter | No | Ocean Solar, LLC | AC Electric |  | Accepted | 2025-06-03 | 2025-06-26 | 2026-06-26 | Solar Panels | SILFAB | Sil-440 QD |  | 0.44 | 13 | 175 | 11 |  | Fixed | Roof
NJADRE1559835633 | Administratively Determined Incentive Program | Ocean City | 8226 | 15.84 | Residential | Behind the Meter | No | Ocean Solar, LLC | AC Electric |  | Accepted | 2025-06-03 | 2025-06-26 | 2026-06-26 | Meters | ENPHASE | X-IQ-AM1-240-5 | 240 |  | 1 |  |  |  | Yes | Outdoor
NJADRE1559835642 | Administratively Determined Incentive Program | Linden | 7036 | 4.3 | Residential | Behind the Meter | Yes | Pro Custom Solar dba Momentum Solar | PSE&G |  | Accepted | 2025-06-03 | 2025-06-26 | 2026-06-26 | Solar Panels | HANWHA | Q.TRON BLK M-G2+430 |  | 0.43 | 3 | 308 | 34 |  | Fixed | Roof
NJADRE1559835642 | Administratively Determined Incentive Program | Linden | 7036 | 4.3 | Residential | Behind the Meter | Yes | Pro Custom Solar dba Momentum Solar | PSE&G |  | Accepted | 2025-06-03 | 2025-06-26 | 2026-06-26 | Solar Panels | HANWHA | Q.TRON BLK M-G2+430 |  | 0.43 | 7 | 128 | 34 |  | Fixed | Roof
NJADRE1559835642 | Administratively Determined Incentive Program | Linden | 7036 | 4.3 | Residential | Behind the Meter | Yes | Pro Custom Solar dba Momentum Solar | PSE&G |  | Accepted | 2025-06-03 | 2025-06-26 | 2026-06-26 | Inverters | ENPHASE | IQ8HC-72-M-DOM-US | 380 |  | 10 |  |  | 0.97 |  | Outdoor
NJADRE1559835644 | Administratively Determined Incentive Program | SICKLERVILLE | 8081 | 18.92 | Residential | Behind the Meter | Yes | EMT Renewables, LLC | AC Electric |  | Accepted | 2025-06-03 | 2025-06-26 | 2026-06-26 | Solar Panels | SEG SOLAR | SEG 430 |  | 0.43 | 10 | 85 | 19 |  | Fixed | Roof
NJADRE1559835644 | Administratively Determined Incentive Program | SICKLERVILLE | 8081 | 18.92 | Residential | Behind the Meter | Yes | EMT Renewables, LLC | AC Electric |  | Accepted | 2025-06-03 | 2025-06-26 | 2026-06-26 | Inverters | IQ8HC | IQ8+ | 290 |  | 44 |  |  | 0.98 |  | Other | UNDER EACH PANEL
NJADRE1559835644 | Administratively Determined Incentive Program | SICKLERVILLE | 8081 | 18.92 | Residential | Behind the Meter | Yes | EMT Renewables, LLC | AC Electric |  | Accepted | 2025-06-03 | 2025-06-26 | 2026-06-26 | Solar Panels | SEG SOLAR | SEG 430 |  | 0.43 | 20 | 265 | 32 |  | Fixed | Roof
NJADRE1559835644 | Administratively Determined Incentive Program | SICKLERVILLE | 8081 | 18.92 | Residential | Behind the Meter | Yes | EMT Renewables, LLC | AC Electric |  | Accepted | 2025-06-03 | 2025-06-26 | 2026-06-26 | Solar Panels | SEG SOLAR | SEG 430 |  | 0.43 | 4 | 85 | 17 |  | Fixed | Roof
NJADRE1559835644 | Administratively Determined Incentive Program | SICKLERVILLE | 8081 | 18.92 | Residential | Behind the Meter | Yes | EMT Renewables, LLC | AC Electric |  | Accepted | 2025-06-03 | 2025-06-26 | 2026-06-26 | Solar Panels | SEG SOLAR | SEG 430 |  | 0.43 | 10 | 265 | 33 |  | Fixed | Roof
NJADRE1559835650 | Administratively Determined Incentive Program | WEST WINDSOR | 8550 | 12.3 | Residential | Behind the Meter | No | Tesla Energy Operations, Inc. | PSE&G |  | Accepted | 2025-06-03 | 2025-06-26 | 2026-06-26 | Solar Panels | Hanwha | Q.PEAK DUO BLK ML-G10+/TS 410 |  | 0.41 | 4 | 138 | 34 |  | Fixed | Roof
NJADRE1559835650 | Administratively Determined Incentive Program | WEST WINDSOR | 8550 | 12.3 | Residential | Behind the Meter | No | Tesla Energy Operations, Inc. | PSE&G |  | Accepted | 2025-06-03 | 2025-06-26 | 2026-06-26 | Solar Panels | Hanwha | Q.PEAK DUO BLK ML-G10+/TS 410 |  | 0.41 | 6 | 48 | 27 |  | Fixed | Roof
NJADRE1559835650 | Administratively Determined Incentive Program | WEST WINDSOR | 8550 | 12.3 | Residential | Behind the Meter | No | Tesla Energy Operations, Inc. | PSE&G |  | Accepted | 2025-06-03 | 2025-06-26 | 2026-06-26 | Inverters | Tesla | 1538000-XX-Y | 5700 |  | 1 |  |  | 0.98 |  | Outdoor
NJADRE1559835650 | Administratively Determined Incentive Program | WEST WINDSOR | 8550 | 12.3 | Residential | Behind the Meter | No | Tesla Energy Operations, Inc. | PSE&G |  | Accepted | 2025-06-03 | 2025-06-26 | 2026-06-26 | Solar Panels | Hanwha | Q.PEAK DUO BLK ML-G10+/TS 410 |  | 0.41 | 5 | 48 | 27 |  | Fixed | Roof
NJADRE1559835650 | Administratively Determined Incentive Program | WEST WINDSOR | 8550 | 12.3 | Residential | Behind the Meter | No | Tesla Energy Operations, Inc. | PSE&G |  | Accepted | 2025-06-03 | 2025-06-26 | 2026-06-26 | Inverters | Tesla | 1538000-XX-Y | 5000 |  | 1 |  |  | 0.98 |  | Outdoor
NJADRE1559835650 | Administratively Determined Incentive Program | WEST WINDSOR | 8550 | 12.3 | Residential | Behind the Meter | No | Tesla Energy Operations, Inc. | PSE&G |  | Accepted | 2025-06-03 | 2025-06-26 | 2026-06-26 | Solar Panels | Hanwha | Q.PEAK DUO BLK ML-G10+/TS 410 |  | 0.41 | 10 | 228 | 27 |  | Fixed | Roof
NJADRE1559835650 | Administratively Determined Incentive Program | WEST WINDSOR | 8550 | 12.3 | Residential | Behind the Meter | No | Tesla Energy Operations, Inc. | PSE&G |  | Accepted | 2025-06-03 | 2025-06-26 | 2026-06-26 | Solar Panels | Hanwha | Q.PEAK DUO BLK ML-G10+/TS 410 |  | 0.41 | 5 | 228 | 27 |  | Fixed | Roof
NJADRE1559835651 | Administratively Determined Incentive Program | EWING | 8638 | 6.56 | Residential | Behind the Meter | Yes | Sunrun Installation Services, Inc. | PSE&G |  | Accepted | 2025-06-03 | 2025-06-26 | 2026-06-26 | Inverters | SOLAREDGE TECHNOLOGIES | SE5700H-USMN | 5760 |  | 1 |  |  | 0.99 |  | Outside
NJADRE1559835651 | Administratively Determined Incentive Program | EWING | 8638 | 6.56 | Residential | Behind the Meter | Yes | Sunrun Installation Services, Inc. | PSE&G |  | Accepted | 2025-06-03 | 2025-06-26 | 2026-06-26 | Solar Panels | Hanwha Q-Cells | Q.PEAK DUO BLK ML-G10+ 410 |  | 0.41 | 10 | 241 | 41 |  | Fixed | Roof
NJADRE1559835651 | Administratively Determined Incentive Program | EWING | 8638 | 6.56 | Residential | Behind the Meter | Yes | Sunrun Installation Services, Inc. | PSE&G |  | Accepted | 2025-06-03 | 2025-06-26 | 2026-06-26 | Solar Panels | Hanwha Q-Cells | Q.PEAK DUO BLK ML-G10+ 410 |  | 0.41 | 6 | 61 | 16 |  | Fixed | Roof
NJADRE1559835664 | Administratively Determined Incentive Program | MOUNT LAUREL | 8054 | 3.44 | Residential | Behind the Meter | Yes | Velocity Energy & Home Solutions, Inc. | PSE&G |  | Accepted | 2025-06-03 | 2025-06-26 | 2026-06-26 | Inverters | ENPHASE | IQ8HC | 300 |  | 8 |  |  | 0.99 |  | Outside | BEHIND PANELS
NJADRE1559835664 | Administratively Determined Incentive Program | MOUNT LAUREL | 8054 | 3.44 | Residential | Behind the Meter | Yes | Velocity Energy & Home Solutions, Inc. | PSE&G |  | Accepted | 2025-06-03 | 2025-06-26 | 2026-06-26 | Solar Panels | SEG | 430W |  | 0.43 | 8 | 159 | 28 |  | Fixed | Roof
NJADRE1559835686 | Administratively Determined Incentive Program | Egg Harbor Township | 8234 | 6.02 | Residential | Behind the Meter | Yes | EMT Renewables, LLC | AC Electric |  | Accepted | 2025-06-03 | 2025-06-26 | 2026-06-26 | Solar Panels | SEG SOLAR | SEG 430 |  | 0.43 | 14 | 112 | 31 |  | Fixed | Roof
NJADRE1559835686 | Administratively Determined Incentive Program | Egg Harbor Township | 8234 | 6.02 | Residential | Behind the Meter | Yes | EMT Renewables, LLC | AC Electric |  | Accepted | 2025-06-03 | 2025-06-26 | 2026-06-26 | Inverters | IQ8HC | IQ8+ | 290 |  | 14 |  |  | 0.98 |  | Other | UNDER EACH PANEL
NJADRE1559835697 | Administratively Determined Incentive Program | Pittstown | 8867 | 6.97 | Residential | Behind the Meter | Yes | Trinity Solar, LLC | JCP&L |  | Accepted | 2025-06-03 | 2025-06-26 | 2026-06-26 | Solar Panels | HANWHA | (Q.PEAK DUO BLK ML-G10+ 410) |  | 0.41 | 17 | 142 | 14 |  | Fixed | Roof
NJADRE1559835697 | Administratively Determined Incentive Program | Pittstown | 8867 | 6.97 | Residential | Behind the Meter | Yes | Trinity Solar, LLC | JCP&L |  | Accepted | 2025-06-03 | 2025-06-26 | 2026-06-26 | Inverters | Solar Edge | SE6000H-USSNBBL14 | 6000 |  | 1 |  |  | 0.97 |  | Outdoor
NJADRE1559835705 | Administratively Determined Incentive Program | EGG HARBOR CITY | 8215 | 11.18 | Residential | Behind the Meter | Yes | EMT Renewables, LLC | AC Electric |  | Accepted | 2025-06-03 | 2025-06-26 | 2026-06-26 | Inverters | ENPHASE | IQ8+ | 290 |  | 26 |  |  | 0.98 |  | Other | UNDER EACH PANEL
NJADRE1559835705 | Administratively Determined Incentive Program | EGG HARBOR CITY | 8215 | 11.18 | Residential | Behind the Meter | Yes | EMT Renewables, LLC | AC Electric |  | Accepted | 2025-06-03 | 2025-06-26 | 2026-06-26 | Solar Panels | SEG SOLAR | SEG 430 |  | 0.43 | 10 | 313 | 20 |  | Fixed | Roof
NJADRE1559835705 | Administratively Determined Incentive Program | EGG HARBOR CITY | 8215 | 11.18 | Residential | Behind the Meter | Yes | EMT Renewables, LLC | AC Electric |  | Accepted | 2025-06-03 | 2025-06-26 | 2026-06-26 | Solar Panels | SEG SOLAR | SEG 430 |  | 0.43 | 16 | 133 | 20 |  | Fixed | Roof
NJADRE1559835707 | Administratively Determined Incentive Program | CINNAMINSON | 8077 | 9.89 | Residential | Behind the Meter | Yes | Velocity Energy & Home Solutions, Inc. | PSE&G |  | Accepted | 2025-06-03 | 2025-06-26 | 2026-06-26 | Inverters | enphase | iq8hc | 380 |  | 23 |  |  | 0.99 |  | Outside | behind panels
NJADRE1559835707 | Administratively Determined Incentive Program | CINNAMINSON | 8077 | 9.89 | Residential | Behind the Meter | Yes | Velocity Energy & Home Solutions, Inc. | PSE&G |  | Accepted | 2025-06-03 | 2025-06-26 | 2026-06-26 | Solar Panels | seg | 430w |  | 0.43 | 6 | 173 | 28 |  | Fixed | Roof
NJADRE1559835707 | Administratively Determined Incentive Program | CINNAMINSON | 8077 | 9.89 | Residential | Behind the Meter | Yes | Velocity Energy & Home Solutions, Inc. | PSE&G |  | Accepted | 2025-06-03 | 2025-06-26 | 2026-06-26 | Solar Panels | seg | 430w |  | 0.43 | 17 | 173 | 30 |  | Fixed | Roof
NJADRE1559835723 | Administratively Determined Incentive Program | CAPE MAY COURT HOUSE | 8210 | 16.34 | Residential | Behind the Meter | Yes | EMT Renewables, LLC | AC Electric |  | Accepted | 2025-06-03 | 2025-06-26 | 2026-06-26 | Solar Panels | SEG SOLAR | SEG 430 |  | 0.43 | 9 | 280 | 17 |  | Fixed | Roof
NJADRE1559835723 | Administratively Determined Incentive Program | CAPE MAY COURT HOUSE | 8210 | 16.34 | Residential | Behind the Meter | Yes | EMT Renewables, LLC | AC Electric |  | Accepted | 2025-06-03 | 2025-06-26 | 2026-06-26 | Solar Panels | SEG SOLAR | SEG 430 |  | 0.43 | 6 | 31 | 23 |  | Fixed | Roof
NJADRE1559835723 | Administratively Determined Incentive Program | CAPE MAY COURT HOUSE | 8210 | 16.34 | Residential | Behind the Meter | Yes | EMT Renewables, LLC | AC Electric |  | Accepted | 2025-06-03 | 2025-06-26 | 2026-06-26 | Solar Panels | SEG SOLAR | SEG 430 |  | 0.43 | 6 | 211 | 23 |  | Fixed | Roof
NJADRE1559835723 | Administratively Determined Incentive Program | CAPE MAY COURT HOUSE | 8210 | 16.34 | Residential | Behind the Meter | Yes | EMT Renewables, LLC | AC Electric |  | Accepted | 2025-06-03 | 2025-06-26 | 2026-06-26 | Inverters | IQ8HC | IQ8+ | 290 |  | 38 |  |  | 0.98 |  | Other | UNDER EACH PANEL
NJADRE1559835723 | Administratively Determined Incentive Program | CAPE MAY COURT HOUSE | 8210 | 16.34 | Residential | Behind the Meter | Yes | EMT Renewables, LLC | AC Electric |  | Accepted | 2025-06-03 | 2025-06-26 | 2026-06-26 | Solar Panels | SEG SOLAR | SEG 430 |  | 0.43 | 11 | 100 | 17 |  | Fixed | Roof
NJADRE1559835723 | Administratively Determined Incentive Program | CAPE MAY COURT HOUSE | 8210 | 16.34 | Residential | Behind the Meter | Yes | EMT Renewables, LLC | AC Electric |  | Accepted | 2025-06-03 | 2025-06-26 | 2026-06-26 | Solar Panels | SEG SOLAR | SEG 430 |  | 0.43 | 6 | 190 | 17 |  | Fixed | Roof
NJADRE1559835727 | Administratively Determined Incentive Program | SPOTSWOOD | 8884 | 7.7 | Residential | Behind the Meter | Yes | Sunrun Installation Services, Inc. | JCP&L |  | Accepted | 2025-06-03 | 2025-06-26 | 2026-06-26 | Solar Panels | JA SOLAR | JAM54S31-405/MR |  | 0.405 | 2 | 256 | 39 |  | Fixed | Roof
NJADRE1559835727 | Administratively Determined Incentive Program | SPOTSWOOD | 8884 | 7.7 | Residential | Behind the Meter | Yes | Sunrun Installation Services, Inc. | JCP&L |  | Accepted | 2025-06-03 | 2025-06-26 | 2026-06-26 | Solar Panels | JA SOLAR | JAM54S31-405/MR |  | 0.405 | 9 | 166 | 40 |  | Fixed | Roof
NJADRE1559835727 | Administratively Determined Incentive Program | SPOTSWOOD | 8884 | 7.7 | Residential | Behind the Meter | Yes | Sunrun Installation Services, Inc. | JCP&L |  | Accepted | 2025-06-03 | 2025-06-26 | 2026-06-26 | Solar Panels | JA SOLAR | JAM54S31-405/MR |  | 0.405 | 8 | 166 | 40 |  | Fixed | Roof
NJADRE1559835727 | Administratively Determined Incentive Program | SPOTSWOOD | 8884 | 7.7 | Residential | Behind the Meter | Yes | Sunrun Installation Services, Inc. | JCP&L |  | Accepted | 2025-06-03 | 2025-06-26 | 2026-06-26 | Inverters | SOLAREDGE TECHNOLOGIES | SE5700H-USMN | 5760 |  | 1 |  |  | 0.99 |  | Outdoor
NJADRE1559835733 | Administratively Determined Incentive Program | BRIDGETON | 8302 | 7.79 | Residential | Behind the Meter | Yes | Trinity Solar, LLC | AC Electric |  | Accepted | 2025-06-03 | 2025-06-26 | 2026-06-26 | Inverters | SOLAREDGE | SE7600H-US | 7600 |  | 1 |  |  | 0.97 |  | Outside
NJADRE1559835733 | Administratively Determined Incentive Program | BRIDGETON | 8302 | 7.79 | Residential | Behind the Meter | Yes | Trinity Solar, LLC | AC Electric |  | Accepted | 2025-06-03 | 2025-06-26 | 2026-06-26 | Solar Panels | HANWHA 410 (Q.PEAK DUO BLK ML-G10+410) | HANWHA 410 (Q.PEAK DUO BLK ML-G10+410) |  | 0.41 | 3 | 19 | 18 |  | Fixed | Roof
NJADRE1559835733 | Administratively Determined Incentive Program | BRIDGETON | 8302 | 7.79 | Residential | Behind the Meter | Yes | Trinity Solar, LLC | AC Electric |  | Accepted | 2025-06-03 | 2025-06-26 | 2026-06-26 | Solar Panels | HANWHA 410 (Q.PEAK DUO BLK ML-G10+410) | HANWHA 410 (Q.PEAK DUO BLK ML-G10+410) |  | 0.41 | 16 | 199 | 18 |  | Fixed | Roof
NJADRE1559835737 | Administratively Determined Incentive Program | EGG HARBOR CITY | 8215 | 10.75 | Residential | Behind the Meter | Yes | EMT Renewables, LLC | AC Electric |  | Accepted | 2025-06-03 | 2025-06-26 | 2026-06-26 | Solar Panels | SEG SOLAR | SEG 430 |  | 0.43 | 4 | 42 | 20 |  | Fixed | Roof
NJADRE1559835737 | Administratively Determined Incentive Program | EGG HARBOR CITY | 8215 | 10.75 | Residential | Behind the Meter | Yes | EMT Renewables, LLC | AC Electric |  | Accepted | 2025-06-03 | 2025-06-26 | 2026-06-26 | Solar Panels | SEG SOLAR | SEG 430 |  | 0.43 | 5 | 132 | 20 |  | Fixed | Roof
NJADRE1559835737 | Administratively Determined Incentive Program | EGG HARBOR CITY | 8215 | 10.75 | Residential | Behind the Meter | Yes | EMT Renewables, LLC | AC Electric |  | Accepted | 2025-06-03 | 2025-06-26 | 2026-06-26 | Solar Panels | SEG SOLAR | SEG 430 |  | 0.43 | 8 | 222 | 20 |  | Fixed | Roof
NJADRE1559835737 | Administratively Determined Incentive Program | EGG HARBOR CITY | 8215 | 10.75 | Residential | Behind the Meter | Yes | EMT Renewables, LLC | AC Electric |  | Accepted | 2025-06-03 | 2025-06-26 | 2026-06-26 | Inverters | ENPHASE | IQ8+ | 290 |  | 25 |  |  | 0.98 |  | Other | UNDER EACH PANEL
NJADRE1559835737 | Administratively Determined Incentive Program | EGG HARBOR CITY | 8215 | 10.75 | Residential | Behind the Meter | Yes | EMT Renewables, LLC | AC Electric |  | Accepted | 2025-06-03 | 2025-06-26 | 2026-06-26 | Solar Panels | SEG SOLAR | SEG 430 |  | 0.43 | 8 | 312 | 20 |  | Fixed | Roof
NJADRE1559835742 | Administratively Determined Incentive Program | WEST NEW YORK | 7093 | 8.6 | Residential | Behind the Meter | Yes | Pro Custom Solar dba Momentum Solar | PSE&G |  | Accepted | 2025-06-03 | 2025-06-26 | 2026-06-26 | Solar Panels | HANWHA | Q.TRON BLK M-G2+430 |  | 0.43 | 17 | 120 | 4 |  | Fixed | Roof
NJADRE1559835742 | Administratively Determined Incentive Program | WEST NEW YORK | 7093 | 8.6 | Residential | Behind the Meter | Yes | Pro Custom Solar dba Momentum Solar | PSE&G |  | Accepted | 2025-06-03 | 2025-06-26 | 2026-06-26 | Inverters | ENPHASE | IQ8HC-72-M-DOM-US | 380 |  | 20 |  |  | 0.97 |  | Outdoor
NJADRE1559835742 | Administratively Determined Incentive Program | WEST NEW YORK | 7093 | 8.6 | Residential | Behind the Meter | Yes | Pro Custom Solar dba Momentum Solar | PSE&G |  | Accepted | 2025-06-03 | 2025-06-26 | 2026-06-26 | Solar Panels | HANWHA | Q.TRON BLK M-G2+430 |  | 0.43 | 3 | 300 | 4 |  | Fixed | Roof
NJADRE1559835755 | Administratively Determined Incentive Program | BURLINGTON | 8016 | 5.16 | Residential | Behind the Meter | Yes | EMT Renewables, LLC | PSE&G |  | Accepted | 2025-06-03 | 2025-06-26 | 2026-06-26 | Inverters | IQ8HC | IQ8HC | 380 |  | 12 |  |  | 0.98 |  | Other | UNDER EACH PANEL
NJADRE1559835755 | Administratively Determined Incentive Program | BURLINGTON | 8016 | 5.16 | Residential | Behind the Meter | Yes | EMT Renewables, LLC | PSE&G |  | Accepted | 2025-06-03 | 2025-06-26 | 2026-06-26 | Solar Panels | SEG SOLAR | SEG 430 |  | 0.43 | 12 | 181 | 18 |  | Fixed | Roof
NJADRE1559835769 | Administratively Determined Incentive Program | EDISON TWP | 8820 | 7.695 | Residential | Behind the Meter | Yes | Sunrun Installation Services, Inc. | PSE&G |  | Accepted | 2025-06-03 | 2025-06-26 | 2026-06-26 | Inverters | SolarEdge Technologies | SE5700H-USMN | 5760 |  | 1 |  |  | 0.99 |  | Outdoor
NJADRE1559835769 | Administratively Determined Incentive Program | EDISON TWP | 8820 | 7.695 | Residential | Behind the Meter | Yes | Sunrun Installation Services, Inc. | PSE&G |  | Accepted | 2025-06-03 | 2025-06-26 | 2026-06-26 | Solar Panels | JA Solar | JAM54S31-405/MR |  | 0.405 | 19 | 177 | 34 |  | Fixed | Roof
NJADRE1559835769 | Administratively Determined Incentive Program | EDISON TWP | 8820 | 7.695 | Residential | Behind the Meter | Yes | Sunrun Installation Services, Inc. | PSE&G |  | Accepted | 2025-06-03 | 2025-06-26 | 2026-06-26 | Meters | SolarEdge Technologies | SE5700H-USMN |  |  | 1 |  |  |  | Yes | Outdoor
NJADRE1559835776 | Administratively Determined Incentive Program | MANASQUAN | 8736 | 4.1 | Residential | Behind the Meter | No | Tesla Energy Operations, Inc. | JCP&L |  | Accepted | 2025-06-03 | 2025-07-01 | 2026-07-01 | Electric Storage Battery | Tesla | AC Powerwall |  |  | 1 |  |  |  | Lithium Ion |  | OUTSIDE
NJADRE1559835776 | Administratively Determined Incentive Program | MANASQUAN | 8736 | 4.1 | Residential | Behind the Meter | No | Tesla Energy Operations, Inc. | JCP&L |  | Accepted | 2025-06-03 | 2025-07-01 | 2026-07-01 | Solar Panels | Hanwha | Q.PEAK DUO BLK ML-G10+/TS 410 |  | 0.41 | 6 | 102 | 23 |  | Fixed | Roof
NJADRE1559835776 | Administratively Determined Incentive Program | MANASQUAN | 8736 | 4.1 | Residential | Behind the Meter | No | Tesla Energy Operations, Inc. | JCP&L |  | Accepted | 2025-06-03 | 2025-07-01 | 2026-07-01 | Solar Panels | Hanwha | Q.PEAK DUO BLK ML-G10+/TS 410 |  | 0.41 | 4 | 282 | 23 |  | Fixed | Roof
NJADRE1559835776 | Administratively Determined Incentive Program | MANASQUAN | 8736 | 4.1 | Residential | Behind the Meter | No | Tesla Energy Operations, Inc. | JCP&L |  | Accepted | 2025-06-03 | 2025-07-01 | 2026-07-01 | Inverters | Tesla | 1538000-XX-Y | 3800 |  | 1 |  |  | 0.98 |  | Outside
NJADRE1559835787 | Administratively Determined Incentive Program | PITTSTOWN | 8867 | 13.76 | Residential | Behind the Meter | No | Green Power Energy, LLC | JCP&L |  | Accepted | 2025-06-03 | 2025-06-26 | 2026-06-26 | Inverters | Enphase Energy | IQ8MC-72-M-US | 320 |  | 32 |  |  | 0.98 |  | Outside | Roof
NJADRE1559835787 | Administratively Determined Incentive Program | PITTSTOWN | 8867 | 13.76 | Residential | Behind the Meter | No | Green Power Energy, LLC | JCP&L |  | Accepted | 2025-06-03 | 2025-06-26 | 2026-06-26 | Solar Panels | SEG Solar | SEG-430-BTD-BG |  | 0.43 | 32 | 174 | 20 |  | Fixed | Roof
NJADRE1559835792 | Administratively Determined Incentive Program | WOODBRIDGE | 7095 | 9.02 | Residential | Behind the Meter | Yes | Big Wave Roofing and Solar, LLC | PSE&G |  | Accepted | 2025-06-03 | 2025-06-26 | 2026-06-26 | Solar Panels | MISSION SOLAR | MSE410HT0B |  | 0.41 | 3 | 186 | 35 |  | Fixed | Roof
NJADRE1559835792 | Administratively Determined Incentive Program | WOODBRIDGE | 7095 | 9.02 | Residential | Behind the Meter | Yes | Big Wave Roofing and Solar, LLC | PSE&G |  | Accepted | 2025-06-03 | 2025-06-26 | 2026-06-26 | Inverters | Enphase | IQ8HC-72-M-DOM-US | 380 |  | 22 |  |  | 0.97 |  | Outdoor
NJADRE1559835792 | Administratively Determined Incentive Program | WOODBRIDGE | 7095 | 9.02 | Residential | Behind the Meter | Yes | Big Wave Roofing and Solar, LLC | PSE&G |  | Accepted | 2025-06-03 | 2025-06-26 | 2026-06-26 | Solar Panels | MISSION SOLAR | MSE410HT0B |  | 0.41 | 13 | 186 | 45 |  | Fixed | Roof
NJADRE1559835792 | Administratively Determined Incentive Program | WOODBRIDGE | 7095 | 9.02 | Residential | Behind the Meter | Yes | Big Wave Roofing and Solar, LLC | PSE&G |  | Accepted | 2025-06-03 | 2025-06-26 | 2026-06-26 | Solar Panels | MISSION SOLAR | MSE410HT0B |  | 0.41 | 3 | 6 | 35 |  | Fixed | Roof
NJADRE1559835792 | Administratively Determined Incentive Program | WOODBRIDGE | 7095 | 9.02 | Residential | Behind the Meter | Yes | Big Wave Roofing and Solar, LLC | PSE&G |  | Accepted | 2025-06-03 | 2025-06-26 | 2026-06-26 | Solar Panels | MISSION SOLAR | MSE410HT0B |  | 0.41 | 3 | 6 | 15 |  | Fixed | Roof
NJADRE1559835795 | Administratively Determined Incentive Program | COLLINGSWOOD | 8108 | 6.09 | Residential | Behind the Meter | Yes | Velocity Energy & Home Solutions, Inc. | PSE&G |  | Accepted | 2025-06-03 | 2025-06-26 | 2026-06-26 | Solar Panels | hin | 435w |  | 0.435 | 2 | 23 | 23 |  | Fixed | Roof
NJADRE1559835795 | Administratively Determined Incentive Program | COLLINGSWOOD | 8108 | 6.09 | Residential | Behind the Meter | Yes | Velocity Energy & Home Solutions, Inc. | PSE&G |  | Accepted | 2025-06-03 | 2025-06-26 | 2026-06-26 | Solar Panels | hin | 435w |  | 0.435 | 7 | 113 | 42 |  | Fixed | Roof
NJADRE1559835795 | Administratively Determined Incentive Program | COLLINGSWOOD | 8108 | 6.09 | Residential | Behind the Meter | Yes | Velocity Energy & Home Solutions, Inc. | PSE&G |  | Accepted | 2025-06-03 | 2025-06-26 | 2026-06-26 | Inverters | enphase | iq8hc | 380 |  | 14 |  |  | 0.99 |  | Outside | behind panels
NJADRE1559835795 | Administratively Determined Incentive Program | COLLINGSWOOD | 8108 | 6.09 | Residential | Behind the Meter | Yes | Velocity Energy & Home Solutions, Inc. | PSE&G |  | Accepted | 2025-06-03 | 2025-06-26 | 2026-06-26 | Solar Panels | hin | 435w |  | 0.435 | 3 | 293 | 42 |  | Fixed | Roof
NJADRE1559835795 | Administratively Determined Incentive Program | COLLINGSWOOD | 8108 | 6.09 | Residential | Behind the Meter | Yes | Velocity Energy & Home Solutions, Inc. | PSE&G |  | Accepted | 2025-06-03 | 2025-06-26 | 2026-06-26 | Solar Panels | hin | 435w |  | 0.435 | 2 | 293 | 42 |  | Fixed | Roof
NJADRE1559835796 | Administratively Determined Incentive Program | NEWARK | 7107 | 6.02 | Residential | Behind the Meter | Yes | TEAM SUNSHINE CONSTRUCTION, LLC | PSE&G |  | Accepted | 2025-06-03 | 2025-06-26 | 2026-06-26 | Inverters | SOLAREDGE | SE5700H-US | 5700 |  | 1 |  |  | 0.99 |  | Outdoor
NJADRE1559835796 | Administratively Determined Incentive Program | NEWARK | 7107 | 6.02 | Residential | Behind the Meter | Yes | TEAM SUNSHINE CONSTRUCTION, LLC | PSE&G |  | Accepted | 2025-06-03 | 2025-06-26 | 2026-06-26 | Meters | SOLAREDGE | 12345 |  |  | 1 |  |  |  | Yes | Outdoor
NJADRE1559835796 | Administratively Determined Incentive Program | NEWARK | 7107 | 6.02 | Residential | Behind the Meter | Yes | TEAM SUNSHINE CONSTRUCTION, LLC | PSE&G |  | Accepted | 2025-06-03 | 2025-06-26 | 2026-06-26 | Solar Panels | JINKO SOLAR | JKM430N-54HL4-B |  | 0.43 | 14 | 117 | 26 |  | Fixed | Roof
NJADRE1559835815 | Administratively Determined Incentive Program | PORT NORRIS | 8349 | 7.74 | Residential | Behind the Meter | Yes | EMT Renewables, LLC | AC Electric |  | Accepted | 2025-06-03 | 2025-06-26 | 2026-06-26 | Solar Panels | SEG SOLAR | SEG 430 |  | 0.43 | 3 | 82 | 5 |  | Fixed | Roof
NJADRE1559835815 | Administratively Determined Incentive Program | PORT NORRIS | 8349 | 7.74 | Residential | Behind the Meter | Yes | EMT Renewables, LLC | AC Electric |  | Accepted | 2025-06-03 | 2025-06-26 | 2026-06-26 | Inverters | Enphase | IQ8HC | 380 |  | 18 |  |  | 0.98 |  | Other | UNDER EACH PANEL
NJADRE1559835815 | Administratively Determined Incentive Program | PORT NORRIS | 8349 | 7.74 | Residential | Behind the Meter | Yes | EMT Renewables, LLC | AC Electric |  | Accepted | 2025-06-03 | 2025-06-26 | 2026-06-26 | Solar Panels | SEG SOLAR | SEG 430 |  | 0.43 | 2 | 262 | 18 |  | Fixed | Roof
NJADRE1559835815 | Administratively Determined Incentive Program | PORT NORRIS | 8349 | 7.74 | Residential | Behind the Meter | Yes | EMT Renewables, LLC | AC Electric |  | Accepted | 2025-06-03 | 2025-06-26 | 2026-06-26 | Solar Panels | SEG SOLAR | SEG 430 |  | 0.43 | 5 | 172 | 41 |  | Fixed | Roof
NJADRE1559835815 | Administratively Determined Incentive Program | PORT NORRIS | 8349 | 7.74 | Residential | Behind the Meter | Yes | EMT Renewables, LLC | AC Electric |  | Accepted | 2025-06-03 | 2025-06-26 | 2026-06-26 | Solar Panels | SEG SOLAR | SEG 430 |  | 0.43 | 8 | 172 | 4 |  | Fixed | Roof
NJADRE1559835817 | Administratively Determined Incentive Program | UNION | 7083 | 4.92 | Residential | Behind the Meter | Yes | Sunrun Installation Services,Inc. | PSE&G |  | Accepted | 2025-06-03 | 2025-06-26 | 2026-06-26 | Solar Panels | Hanwha Q-Cells | Q.PEAK DUO BLK ML-G10+ 410 DCA (MD06G100A-017) |  | 0.41 | 2 | 89 | 42 |  | Fixed | Roof
NJADRE1559835817 | Administratively Determined Incentive Program | UNION | 7083 | 4.92 | Residential | Behind the Meter | Yes | Sunrun Installation Services,Inc. | PSE&G |  | Accepted | 2025-06-03 | 2025-06-26 | 2026-06-26 | Solar Panels | Hanwha Q-Cells | Q.PEAK DUO BLK ML-G10+ 410 DCA (MD06G100A-017) |  | 0.41 | 5 | 84 | 21 |  | Fixed | Roof
NJADRE1559835817 | Administratively Determined Incentive Program | UNION | 7083 | 4.92 | Residential | Behind the Meter | Yes | Sunrun Installation Services,Inc. | PSE&G |  | Accepted | 2025-06-03 | 2025-06-26 | 2026-06-26 | Inverters | TESLA | Powerwall 3 1707000-xx-y | 11500 |  | 1 |  |  | 0.97 |  | Outdoor | Next to meter
NJADRE1559835817 | Administratively Determined Incentive Program | UNION | 7083 | 4.92 | Residential | Behind the Meter | Yes | Sunrun Installation Services,Inc. | PSE&G |  | Accepted | 2025-06-03 | 2025-06-26 | 2026-06-26 | Solar Panels | Hanwha Q-Cells | Q.PEAK DUO BLK ML-G10+ 410 DCA (MD06G100A-017) |  | 0.41 | 2 | 84 | 41 |  | Fixed | Roof
NJADRE1559835817 | Administratively Determined Incentive Program | UNION | 7083 | 4.92 | Residential | Behind the Meter | Yes | Sunrun Installation Services,Inc. | PSE&G |  | Accepted | 2025-06-03 | 2025-06-26 | 2026-06-26 | Solar Panels | Hanwha Q-Cells | Q.PEAK DUO BLK ML-G10+ 410 DCA (MD06G100A-017) |  | 0.41 | 3 | 255 | 28 |  | Fixed | Roof
NJADRE1559835817 | Administratively Determined Incentive Program | UNION | 7083 | 4.92 | Residential | Behind the Meter | Yes | Sunrun Installation Services,Inc. | PSE&G |  | Accepted | 2025-06-03 | 2025-06-26 | 2026-06-26 | Electric Storage Battery | TESLA | Powerwall 3 1707000-xx-y |  |  | 1 |  |  |  | Lithium Ion |  | OUTSIDE
NJADRE1559835820 | Administratively Determined Incentive Program | BELLE MEAD | 8502 | 2.05 | Residential | Behind the Meter | Yes | Trinity Solar, LLC | PSE&G |  | Accepted | 2025-06-03 | 2025-06-26 | 2026-06-26 | Solar Panels | HANWHA | Q.PEAK DUO BLK ML-G10+ 410 |  | 0.41 | 5 | 119 | 28 |  | Fixed | Roof
NJADRE1559835820 | Administratively Determined Incentive Program | BELLE MEAD | 8502 | 2.05 | Residential | Behind the Meter | Yes | Trinity Solar, LLC | PSE&G |  | Accepted | 2025-06-03 | 2025-06-26 | 2026-06-26 | Inverters | Enphase | IQ8PLUS-72-M-US | 290 |  | 5 |  |  | 0.97 |  | Outdoor
NJADRE1559835838 | Administratively Determined Incentive Program | WATERFORD | 8089 | 9.89 | Residential | Behind the Meter | Yes | Integrity Solar & Home Solutions, LLC | AC Electric |  | Accepted | 2025-06-03 | 2025-06-26 | 2026-06-26 | Solar Panels | SEG SOLAR | SEG-430-BTD-BG |  | 0.43 | 10 | 334 | 18 |  | Fixed | Roof
NJADRE1559835838 | Administratively Determined Incentive Program | WATERFORD | 8089 | 9.89 | Residential | Behind the Meter | Yes | Integrity Solar & Home Solutions, LLC | AC Electric |  | Accepted | 2025-06-03 | 2025-06-26 | 2026-06-26 | Inverters | ENPHASE | IQ8HC | 380 |  | 23 |  |  | 0.98 |  | Other | UNDER EACH PANEL
NJADRE1559835838 | Administratively Determined Incentive Program | WATERFORD | 8089 | 9.89 | Residential | Behind the Meter | Yes | Integrity Solar & Home Solutions, LLC | AC Electric |  | Accepted | 2025-06-03 | 2025-06-26 | 2026-06-26 | Solar Panels | SEG SOLAR | SEG-430-BTD-BG |  | 0.43 | 13 | 154 | 18 |  | Fixed | Roof
NJADRE1559835864 | Administratively Determined Incentive Program | FAIRVIEW | 7022 | 6.02 | Residential | Behind the Meter | Yes | EMT Renewables, LLC | PSE&G |  | Accepted | 2025-06-03 | 2025-06-26 | 2026-06-26 | Inverters | IQ8HC | IQ8+ | 290 |  | 14 |  |  | 0.98 |  | Other | UNDER EACH PANEL
NJADRE1559835864 | Administratively Determined Incentive Program | FAIRVIEW | 7022 | 6.02 | Residential | Behind the Meter | Yes | EMT Renewables, LLC | PSE&G |  | Accepted | 2025-06-03 | 2025-06-26 | 2026-06-26 | Solar Panels | SEG SOLAR | SEG 430 |  | 0.43 | 7 | 305 | 19 |  | Fixed | Roof
NJADRE1559835864 | Administratively Determined Incentive Program | FAIRVIEW | 7022 | 6.02 | Residential | Behind the Meter | Yes | EMT Renewables, LLC | PSE&G |  | Accepted | 2025-06-03 | 2025-06-26 | 2026-06-26 | Solar Panels | SEG SOLAR | SEG 430 |  | 0.43 | 7 | 125 | 19 |  | Fixed | Roof
NJADRE1559835865 | Administratively Determined Incentive Program | GIBBSTOWN | 8027 | 8.7 | Residential | Behind the Meter | No | SunnyMac, LLC | AC Electric |  | Accepted | 2025-06-03 | 2025-06-26 | 2026-06-26 | Solar Panels | HANWHA | QTRON BLK M-G2+ |  | 0.435 | 9 | 218 | 23 |  | Fixed | Roof
NJADRE1559835865 | Administratively Determined Incentive Program | GIBBSTOWN | 8027 | 8.7 | Residential | Behind the Meter | No | SunnyMac, LLC | AC Electric |  | Accepted | 2025-06-03 | 2025-06-26 | 2026-06-26 | Solar Panels | HANWHA | QTRON BLK M-G2+ |  | 0.435 | 5 | 38 | 25 |  | Fixed | Roof
NJADRE1559835865 | Administratively Determined Incentive Program | GIBBSTOWN | 8027 | 8.7 | Residential | Behind the Meter | No | SunnyMac, LLC | AC Electric |  | Accepted | 2025-06-03 | 2025-06-26 | 2026-06-26 | Solar Panels | HANWHA | QTRON BLK M-G2+ |  | 0.435 | 6 | 128 | 20 |  | Fixed | Roof
NJADRE1559835865 | Administratively Determined Incentive Program | GIBBSTOWN | 8027 | 8.7 | Residential | Behind the Meter | No | SunnyMac, LLC | AC Electric |  | Accepted | 2025-06-03 | 2025-06-26 | 2026-06-26 | Inverters | SOLAREDGE HOME HUB | SE5700H-US | 5760 |  | 1 |  |  | 0.99 |  | Outdoor | next to meter
NJADRE1559835878 | Administratively Determined Incentive Program | STEWARTSVILLE | 8886 | 8.17 | Residential | Behind the Meter | Yes | Green Power Energy, LLC | JCP&L |  | Accepted | 2025-06-03 | 2025-06-26 | 2026-06-26 | Inverters | Enphase Energy | IQ8MC-72-M-US [240V] | 320 |  | 19 |  |  | 0.98 |  | Outside | Roof
NJADRE1559835878 | Administratively Determined Incentive Program | STEWARTSVILLE | 8886 | 8.17 | Residential | Behind the Meter | Yes | Green Power Energy, LLC | JCP&L |  | Accepted | 2025-06-03 | 2025-06-26 | 2026-06-26 | Solar Panels | SEG Solar | SEG-430-BTD-BG |  | 0.43 | 16 | 140 | 30 |  | Fixed | Roof
NJADRE1559835878 | Administratively Determined Incentive Program | STEWARTSVILLE | 8886 | 8.17 | Residential | Behind the Meter | Yes | Green Power Energy, LLC | JCP&L |  | Accepted | 2025-06-03 | 2025-06-26 | 2026-06-26 | Solar Panels | SEG Solar | SEG-430-BTD-BG |  | 0.43 | 3 | 230 | 37 |  | Fixed | Roof
NJADRE1559835882 | Administratively Determined Incentive Program | CAPE MAY COURT HOUSE | 8210 | 8.6 | Residential | Behind the Meter | Yes | EMT Renewables, LLC | AC Electric |  | Accepted | 2025-06-03 | 2025-06-26 | 2026-06-26 | Solar Panels | SEG SOLAR | SEG 430 |  | 0.43 | 20 | 93 | 25 |  | Fixed | Roof
NJADRE1559835882 | Administratively Determined Incentive Program | CAPE MAY COURT HOUSE | 8210 | 8.6 | Residential | Behind the Meter | Yes | EMT Renewables, LLC | AC Electric |  | Accepted | 2025-06-03 | 2025-06-26 | 2026-06-26 | Inverters | IQ8HC | IQ8+ | 290 |  | 20 |  |  | 0.98 |  | Other | UNDER EACH PANEL
NJADRE1559836779 | Administratively Determined Incentive Program | LITTLE EGG HARBOR TWP | 8087 | 12.04 | Residential | Behind the Meter | Yes | EMT Renewables, LLC | AC Electric |  | Accepted | 2025-06-03 | 2025-06-30 | 2026-06-30 | Inverters | ENPHASE | IQ8+ | 290 |  | 28 |  |  | 0.98 |  | Other | UNDER EACH PANEL
NJADRE1559836779 | Administratively Determined Incentive Program | LITTLE EGG HARBOR TWP | 8087 | 12.04 | Residential | Behind the Meter | Yes | EMT Renewables, LLC | AC Electric |  | Accepted | 2025-06-03 | 2025-06-30 | 2026-06-30 | Solar Panels | SEG SOLAR | SEG 430 |  | 0.43 | 12 | 27 | 27 |  | Fixed | Roof
NJADRE1559836779 | Administratively Determined Incentive Program | LITTLE EGG HARBOR TWP | 8087 | 12.04 | Residential | Behind the Meter | Yes | EMT Renewables, LLC | AC Electric |  | Accepted | 2025-06-03 | 2025-06-30 | 2026-06-30 | Solar Panels | SEG SOLAR | SEG 430 |  | 0.43 | 16 | 207 | 27 |  | Fixed | Roof
NJADRE1559836799 | Administratively Determined Incentive Program | UNION | 7083 | 10.32 | Residential | Behind the Meter | Yes | Brilliant Installations, Inc. | PSE&G |  | Accepted | 2025-06-03 | 2025-06-26 | 2026-06-26 | Solar Panels | JINKO SOLAR | JKM430N-54HL4-B430 |  | 0.43 | 6 | 38 | 16 |  | Fixed | Roof
NJADRE1559836799 | Administratively Determined Incentive Program | UNION | 7083 | 10.32 | Residential | Behind the Meter | Yes | Brilliant Installations, Inc. | PSE&G |  | Accepted | 2025-06-03 | 2025-06-26 | 2026-06-26 | Inverters | SOLAREDGE | USE7600H-USMNBL75 | 7600 |  | 1 |  |  | 0.97 |  | Outdoor
NJADRE1559836799 | Administratively Determined Incentive Program | UNION | 7083 | 10.32 | Residential | Behind the Meter | Yes | Brilliant Installations, Inc. | PSE&G |  | Accepted | 2025-06-03 | 2025-06-26 | 2026-06-26 | Solar Panels | JINKO SOLAR | JKM430N-54HL4-B430 |  | 0.43 | 18 | 218 | 16 |  | Fixed | Roof
NJADRE1559836825 | Administratively Determined Incentive Program | Manahawkin | 8050 | 10.75 | Residential | Behind the Meter | Yes | EMT Renewables, LLC | AC Electric |  | Accepted | 2025-06-03 | 2025-06-30 | 2026-06-30 | Solar Panels | SEG SOLAR | SEG 430 |  | 0.43 | 13 | 194 | 30 |  | Fixed | Roof
NJADRE1559836825 | Administratively Determined Incentive Program | Manahawkin | 8050 | 10.75 | Residential | Behind the Meter | Yes | EMT Renewables, LLC | AC Electric |  | Accepted | 2025-06-03 | 2025-06-30 | 2026-06-30 | Inverters | IQ8HC | IQ8+ | 290 |  | 25 |  |  | 0.98 |  | Other | UNDER EACH PANEL
NJADRE1559836825 | Administratively Determined Incentive Program | Manahawkin | 8050 | 10.75 | Residential | Behind the Meter | Yes | EMT Renewables, LLC | AC Electric |  | Accepted | 2025-06-03 | 2025-06-30 | 2026-06-30 | Solar Panels | SEG SOLAR | SEG 430 |  | 0.43 | 12 | 14 | 30 |  | Fixed | Roof
NJADRE1559836970 | Administratively Determined Incentive Program | Mantua Township | 8051 | 6.09 | Residential | Behind the Meter | Yes | SunnyMac, LLC | AC Electric |  | Accepted | 2025-06-03 | 2025-06-30 | 2026-06-30 | Solar Panels | HANWHA | QTRON BLK M-G2+ |  | 0.435 | 7 | 220 | 23 |  | Fixed | Roof
NJADRE1559836970 | Administratively Determined Incentive Program | Mantua Township | 8051 | 6.09 | Residential | Behind the Meter | Yes | SunnyMac, LLC | AC Electric |  | Accepted | 2025-06-03 | 2025-06-30 | 2026-06-30 | Inverters | SOLAREDGE HOME HUB | SE5700H-US | 5760 |  | 1 |  |  | 0.99 |  | Outdoor | next to meter
NJADRE1559836970 | Administratively Determined Incentive Program | Mantua Township | 8051 | 6.09 | Residential | Behind the Meter | Yes | SunnyMac, LLC | AC Electric |  | Accepted | 2025-06-03 | 2025-06-30 | 2026-06-30 | Solar Panels | HANWHA | QTRON BLK M-G2+ |  | 0.435 | 3 | 220 | 23 |  | Fixed | Roof
NJADRE1559836970 | Administratively Determined Incentive Program | Mantua Township | 8051 | 6.09 | Residential | Behind the Meter | Yes | SunnyMac, LLC | AC Electric |  | Accepted | 2025-06-03 | 2025-06-30 | 2026-06-30 | Solar Panels | HANWHA | QTRON BLK M-G2+ |  | 0.435 | 4 | 40 | 23 |  | Fixed | Roof
NJADRE1559836970 | Administratively Determined Incentive Program | Mantua Township | 8051 | 6.09 | Residential | Behind the Meter | Yes | SunnyMac, LLC | AC Electric |  | Accepted | 2025-06-03 | 2025-06-30 | 2026-06-30 | Meters | SOLAREDGE HOME HUB | SE-RGMTR-1D-240C-B |  |  | 1 |  |  |  | Yes | Outdoor
NJADRE1559837182 | Administratively Determined Incentive Program | Wayne | 7470 | 5.16 | Residential | Behind the Meter | Yes | PosiGen Developer, LLC | JCP&L |  | Accepted | 2025-06-03 | 2025-06-26 | 2026-06-26 | Solar Panels | JINKO EAGLE G6R | JKM430N-54HL4-B |  | 0.43 | 4 | 129 | 27 |  | Fixed | Roof
NJADRE1559837182 | Administratively Determined Incentive Program | Wayne | 7470 | 5.16 | Residential | Behind the Meter | Yes | PosiGen Developer, LLC | JCP&L |  | Accepted | 2025-06-03 | 2025-06-26 | 2026-06-26 | Inverters | SOLAREDGE | SE3800H-US | 3800 |  | 1 |  |  | 0.99 |  | Outside | WITHIN TEN FEET OF METER
NJADRE1559837182 | Administratively Determined Incentive Program | Wayne | 7470 | 5.16 | Residential | Behind the Meter | Yes | PosiGen Developer, LLC | JCP&L |  | Accepted | 2025-06-03 | 2025-06-26 | 2026-06-26 | Solar Panels | JINKO EAGLE G6R | JKM430N-54HL4-B |  | 0.43 | 4 | 309 | 26 |  | Fixed | Roof
NJADRE1559837182 | Administratively Determined Incentive Program | Wayne | 7470 | 5.16 | Residential | Behind the Meter | Yes | PosiGen Developer, LLC | JCP&L |  | Accepted | 2025-06-03 | 2025-06-26 | 2026-06-26 | Solar Panels | JINKO EAGLE G6R | JKM430N-54HL4-B |  | 0.43 | 4 | 129 | 26 |  | Fixed | Roof
NJADRE1559837185 | Administratively Determined Incentive Program | LITTLE EGG HARBOR TOWNSHIP | 8087 | 10.32 | Residential | Behind the Meter | Yes | EMT Renewables, LLC | AC Electric |  | Accepted | 2025-06-03 | 2025-06-26 | 2026-06-26 | Solar Panels | SEG SOLAR | SEG 430 |  | 0.43 | 14 | 172 | 18 |  | Fixed | Roof
NJADRE1559837185 | Administratively Determined Incentive Program | LITTLE EGG HARBOR TOWNSHIP | 8087 | 10.32 | Residential | Behind the Meter | Yes | EMT Renewables, LLC | AC Electric |  | Accepted | 2025-06-03 | 2025-06-26 | 2026-06-26 | Inverters | Enphase | IQ8HC | 380 |  | 24 |  |  | 0.98 |  | Other | UNDER EACH PANEL
NJADRE1559837185 | Administratively Determined Incentive Program | LITTLE EGG HARBOR TOWNSHIP | 8087 | 10.32 | Residential | Behind the Meter | Yes | EMT Renewables, LLC | AC Electric |  | Accepted | 2025-06-03 | 2025-06-26 | 2026-06-26 | Solar Panels | SEG SOLAR | SEG 430 |  | 0.43 | 10 | 172 | 18 |  | Fixed | Roof
NJADRE1559837188 | Administratively Determined Incentive Program | MOORESTOWN | 8057 | 6.88 | Residential | Behind the Meter | Yes | Velocity Energy & Home Solutions, Inc. | PSE&G |  | Accepted | 2025-06-03 | 2025-07-07 | 2026-07-07 | Solar Panels | seg | 430w |  | 0.43 | 6 | 126 | 15 |  | Fixed | Roof
NJADRE1559837188 | Administratively Determined Incentive Program | MOORESTOWN | 8057 | 6.88 | Residential | Behind the Meter | Yes | Velocity Energy & Home Solutions, Inc. | PSE&G |  | Accepted | 2025-06-03 | 2025-07-07 | 2026-07-07 | Solar Panels | seg | 430w |  | 0.43 | 6 | 126 | 15 |  | Fixed | Roof
NJADRE1559837188 | Administratively Determined Incentive Program | MOORESTOWN | 8057 | 6.88 | Residential | Behind the Meter | Yes | Velocity Energy & Home Solutions, Inc. | PSE&G |  | Accepted | 2025-06-03 | 2025-07-07 | 2026-07-07 | Inverters | enphase | iq8hc | 380 |  | 16 |  |  | 0.99 |  | Outside | behind panels
NJADRE1559837188 | Administratively Determined Incentive Program | MOORESTOWN | 8057 | 6.88 | Residential | Behind the Meter | Yes | Velocity Energy & Home Solutions, Inc. | PSE&G |  | Accepted | 2025-06-03 | 2025-07-07 | 2026-07-07 | Solar Panels | seg | 430w |  | 0.43 | 4 | 126 | 20 |  | Fixed | Roof
NJADRE1559837198 | Administratively Determined Incentive Program | Mount Laurel Township | 8054 | 3.01 | Residential | Behind the Meter | Yes | Velocity Energy & Home Solutions, Inc. | PSE&G |  | Accepted | 2025-06-03 | 2025-06-26 | 2026-06-26 | Solar Panels | seg | 430w |  | 0.43 | 7 | 166 | 20 |  | Fixed | Roof
NJADRE1559837198 | Administratively Determined Incentive Program | Mount Laurel Township | 8054 | 3.01 | Residential | Behind the Meter | Yes | Velocity Energy & Home Solutions, Inc. | PSE&G |  | Accepted | 2025-06-03 | 2025-06-26 | 2026-06-26 | Inverters | enphase | iq8hc | 380 |  | 7 |  |  | 0.99 |  | Outside | behind panels
NJADRE1559837203 | Administratively Determined Incentive Program | Egg Harbor Township | 8234 | 7.83 | Residential | Behind the Meter | Yes | SunnyMac, LLC | AC Electric |  | Accepted | 2025-06-03 | 2025-06-26 | 2026-06-26 | Solar Panels | HANWHA | Q.TRON BLK M-G2+ |  | 0.435 | 10 | 62 | 32 |  | Fixed | Roof
NJADRE1559837203 | Administratively Determined Incentive Program | Egg Harbor Township | 8234 | 7.83 | Residential | Behind the Meter | Yes | SunnyMac, LLC | AC Electric |  | Accepted | 2025-06-03 | 2025-06-26 | 2026-06-26 | Solar Panels | HANWHA | Q.TRON BLK M-G2+ |  | 0.435 | 8 | 242 | 32 |  | Fixed | Roof
NJADRE1559837203 | Administratively Determined Incentive Program | Egg Harbor Township | 8234 | 7.83 | Residential | Behind the Meter | Yes | SunnyMac, LLC | AC Electric |  | Accepted | 2025-06-03 | 2025-06-26 | 2026-06-26 | Inverters | SOLAREDGE HOME HUB | SE5700H-US | 5760 |  | 1 |  |  | 0.99 |  | Outdoor | next to meter
NJADRE1559837215 | Administratively Determined Incentive Program | Newark | 7112 | 10.32 | Residential | Behind the Meter | Yes | Velocity Energy & Home Solutions, Inc. | PSE&G |  | Accepted | 2025-06-03 | 2025-07-07 | 2026-07-07 | Solar Panels | seg | 430w |  | 0.43 | 24 | 216 | 30 |  | Fixed | Roof
NJADRE1559837215 | Administratively Determined Incentive Program | Newark | 7112 | 10.32 | Residential | Behind the Meter | Yes | Velocity Energy & Home Solutions, Inc. | PSE&G |  | Accepted | 2025-06-03 | 2025-07-07 | 2026-07-07 | Inverters | enphase | iq8hc | 380 |  | 24 |  |  | 0.99 |  | Outside | behind panels
NJADRE1559837236 | Administratively Determined Incentive Program | Newark | 7108 | 6.525 | Residential | Behind the Meter | Yes | Velocity Energy & Home Solutions, Inc. | PSE&G |  | Accepted | 2025-06-03 | 2025-06-26 | 2026-06-26 | Inverters | enphase | iq8hc | 380 |  | 15 |  |  | 0.99 |  | Outside | behind panels
NJADRE1559837236 | Administratively Determined Incentive Program | Newark | 7108 | 6.525 | Residential | Behind the Meter | Yes | Velocity Energy & Home Solutions, Inc. | PSE&G |  | Accepted | 2025-06-03 | 2025-06-26 | 2026-06-26 | Solar Panels | qtron | 435w |  | 0.435 | 15 | 197 | 24 |  | Fixed | Roof
NJADRE1559837243 | Administratively Determined Incentive Program | IRVINGTON | 7111 | 5.74 | Residential | Behind the Meter | Yes | Sunrun Installation Services, Inc. | PSE&G |  | Accepted | 2025-06-03 | 2025-06-26 | 2026-06-26 | Inverters | SOLAREDGE TECHNOLOGIES | SE7600H-USMN | 7600 |  | 1 |  |  | 0.99 |  | Outdoor
NJADRE1559837243 | Administratively Determined Incentive Program | IRVINGTON | 7111 | 5.74 | Residential | Behind the Meter | Yes | Sunrun Installation Services, Inc. | PSE&G |  | Accepted | 2025-06-03 | 2025-06-26 | 2026-06-26 | Solar Panels | HANWHA Q-CELLS | Q.PEAK DUO BLK ML-G10+ 410 |  | 0.41 | 6 | 194 | 5 |  | Fixed | Roof
NJADRE1559837243 | Administratively Determined Incentive Program | IRVINGTON | 7111 | 5.74 | Residential | Behind the Meter | Yes | Sunrun Installation Services, Inc. | PSE&G |  | Accepted | 2025-06-03 | 2025-06-26 | 2026-06-26 | Solar Panels | HANWHA Q-CELLS | Q.PEAK DUO BLK ML-G10+ 410 |  | 0.41 | 8 | 14 | 5 |  | Fixed | Roof
NJADRE1559837243 | Administratively Determined Incentive Program | IRVINGTON | 7111 | 5.74 | Residential | Behind the Meter | Yes | Sunrun Installation Services, Inc. | PSE&G |  | Accepted | 2025-06-03 | 2025-06-26 | 2026-06-26 | Meters | SOLAREDGE TECHNOLOGIES | SE7600H-USMN |  |  | 1 |  |  |  | Yes | Outdoor
NJADRE1559837251 | Administratively Determined Incentive Program | RIDGEFIELD PARK | 7660 | 2.46 | Residential | Behind the Meter | Yes | Trinity Solar, LLC | PSE&G |  | Accepted | 2025-06-03 | 2025-06-26 | 2026-06-26 | Inverters | Solar Edge | SE3800H-US | 3800 |  | 1 |  |  | 0.97 |  | Outside
NJADRE1559837251 | Administratively Determined Incentive Program | RIDGEFIELD PARK | 7660 | 2.46 | Residential | Behind the Meter | Yes | Trinity Solar, LLC | PSE&G |  | Accepted | 2025-06-03 | 2025-06-26 | 2026-06-26 | Solar Panels | Hanwha | Q.PEAK DUO BLK ML-G10+ 410 |  | 0.41 | 6 | 208 | 40 |  | Fixed | Roof
NJADRE1559837298 | Administratively Determined Incentive Program | CAPE MAY | 8204 | 8.17 | Residential | Behind the Meter | Yes | EMT Renewables, LLC | AC Electric |  | Accepted | 2025-06-03 | 2025-06-26 | 2026-06-26 | Solar Panels | SEG SOLAR | SEG 430 |  | 0.43 | 19 | 111 | 34 |  | Fixed | Roof
NJADRE1559837298 | Administratively Determined Incentive Program | CAPE MAY | 8204 | 8.17 | Residential | Behind the Meter | Yes | EMT Renewables, LLC | AC Electric |  | Accepted | 2025-06-03 | 2025-06-26 | 2026-06-26 | Inverters | Enphase | IQ8HC | 380 |  | 19 |  |  | 0.98 |  | Other | UNDER EACH PANEL
NJADRE1559837309 | Administratively Determined Incentive Program | WILLINGBORO TWP | 8046 | 7.31 | Residential | Behind the Meter | Yes | Team Sunshine Construction, LLC | PSE&G |  | Accepted | 2025-06-05 | 2025-07-07 | 2026-07-07 | Solar Panels | JINKO SOLAR | JKM430N-54HL4-B |  | 0.43 | 17 | 193 | 18 |  | Fixed | Roof
NJADRE1559837309 | Administratively Determined Incentive Program | WILLINGBORO TWP | 8046 | 7.31 | Residential | Behind the Meter | Yes | Team Sunshine Construction, LLC | PSE&G |  | Accepted | 2025-06-05 | 2025-07-07 | 2026-07-07 | Inverters | SOLAREDGE | SE7600H-US | 7600 |  | 1 |  |  | 0.99 |  | Outdoor
NJADRE1559837309 | Administratively Determined Incentive Program | WILLINGBORO TWP | 8046 | 7.31 | Residential | Behind the Meter | Yes | Team Sunshine Construction, LLC | PSE&G |  | Accepted | 2025-06-05 | 2025-07-07 | 2026-07-07 | Meters | SOLAREDGE | 12345 |  |  | 1 |  |  |  | Yes | Outdoor
NJADRE1559837317 | Administratively Determined Incentive Program | Belleville | 7109 | 4.8 | Residential | Behind the Meter | Yes | PosiGen Developer, LLC | PSE&G |  | Accepted | 2025-06-03 | 2025-06-26 | 2026-06-26 | Inverters | SOLAREDGE | SE3800H-US | 3800 |  | 1 |  |  | 0.99 |  | Outside | WITHIN TEN FEET OF METER
NJADRE1559837317 | Administratively Determined Incentive Program | Belleville | 7109 | 4.8 | Residential | Behind the Meter | Yes | PosiGen Developer, LLC | PSE&G |  | Accepted | 2025-06-03 | 2025-06-26 | 2026-06-26 | Solar Panels | SILFAB | SIL400HC+ |  | 0.4 | 12 | 103 | 34 |  | Fixed | Roof
NJADRE1559837321 | Administratively Determined Incentive Program | Cape May | 8204 | 20.5 | Residential | Behind the Meter | Yes | Trinity Solar, LLC | AC Electric |  | Accepted | 2025-06-03 | 2025-06-26 | 2026-06-26 | Inverters | TESLA 7.6kW (PV ONLY) | TESLA 7.6kW (PV ONLY) | 7600 |  | 2 |  |  | 0.97 |  | Outside
NJADRE1559837321 | Administratively Determined Incentive Program | Cape May | 8204 | 20.5 | Residential | Behind the Meter | Yes | Trinity Solar, LLC | AC Electric |  | Accepted | 2025-06-03 | 2025-06-26 | 2026-06-26 | Solar Panels | HANWHA 410 (Q.PEAK DUO BLK ML-G10+410) | HANWHA 410 (Q.PEAK DUO BLK ML-G10+410) |  | 0.41 | 12 | 197 | 3 |  | Fixed | Roof
NJADRE1559837321 | Administratively Determined Incentive Program | Cape May | 8204 | 20.5 | Residential | Behind the Meter | Yes | Trinity Solar, LLC | AC Electric |  | Accepted | 2025-06-03 | 2025-06-26 | 2026-06-26 | Solar Panels | HANWHA 410 (Q.PEAK DUO BLK ML-G10+410) | HANWHA 410 (Q.PEAK DUO BLK ML-G10+410) |  | 0.41 | 17 | 17 | 10 |  | Fixed | Roof
NJADRE1559837321 | Administratively Determined Incentive Program | Cape May | 8204 | 20.5 | Residential | Behind the Meter | Yes | Trinity Solar, LLC | AC Electric |  | Accepted | 2025-06-03 | 2025-06-26 | 2026-06-26 | Solar Panels | HANWHA 410 (Q.PEAK DUO BLK ML-G10+410) | HANWHA 410 (Q.PEAK DUO BLK ML-G10+410) |  | 0.41 | 2 | 107 | 13 |  | Fixed | Roof
NJADRE1559837321 | Administratively Determined Incentive Program | Cape May | 8204 | 20.5 | Residential | Behind the Meter | Yes | Trinity Solar, LLC | AC Electric |  | Accepted | 2025-06-03 | 2025-06-26 | 2026-06-26 | Solar Panels | HANWHA 410 (Q.PEAK DUO BLK ML-G10+410) | HANWHA 410 (Q.PEAK DUO BLK ML-G10+410) |  | 0.41 | 19 | 197 | 10 |  | Fixed | Roof
NJADRE1559837323 | Administratively Determined Incentive Program | Port Norris | 8349 | 13.33 | Residential | Behind the Meter | Yes | EMT Renewables, LLC | AC Electric |  | Accepted | 2025-06-03 | 2025-06-26 | 2026-06-26 | Solar Panels | SEG SOLAR | SEG 430 |  | 0.43 | 13 | 131 | 23 |  | Fixed | Roof
NJADRE1559837323 | Administratively Determined Incentive Program | Port Norris | 8349 | 13.33 | Residential | Behind the Meter | Yes | EMT Renewables, LLC | AC Electric |  | Accepted | 2025-06-03 | 2025-06-26 | 2026-06-26 | Solar Panels | SEG SOLAR | SEG 430 |  | 0.43 | 5 | 131 | 23 |  | Fixed | Roof
NJADRE1559837323 | Administratively Determined Incentive Program | Port Norris | 8349 | 13.33 | Residential | Behind the Meter | Yes | EMT Renewables, LLC | AC Electric |  | Accepted | 2025-06-03 | 2025-06-26 | 2026-06-26 | Inverters | IQ8HC | IQ8+ | 290 |  | 31 |  |  | 0.98 |  | Other | UNDER EACH PANEL
NJADRE1559837323 | Administratively Determined Incentive Program | Port Norris | 8349 | 13.33 | Residential | Behind the Meter | Yes | EMT Renewables, LLC | AC Electric |  | Accepted | 2025-06-03 | 2025-06-26 | 2026-06-26 | Solar Panels | SEG SOLAR | SEG 430 |  | 0.43 | 13 | 311 | 23 |  | Fixed | Roof
NJADRE1559837338 | Administratively Determined Incentive Program | Forked River | 8731 | 15.73 | Residential | Behind the Meter | Yes | Integrity Solar & Home Solutions, LLC | JCP&L |  | Accepted | 2025-06-03 | 2025-06-26 | 2026-06-26 | Solar Panels | JINKO | JKM425N-54HL4-B |  | 0.425 | 10 | 241 | 24 |  | Fixed | Roof
NJADRE1559837338 | Administratively Determined Incentive Program | Forked River | 8731 | 15.73 | Residential | Behind the Meter | Yes | Integrity Solar & Home Solutions, LLC | JCP&L |  | Accepted | 2025-06-03 | 2025-06-26 | 2026-06-26 | Inverters | ENPHASE | IQ8HC | 380 |  | 37 |  |  | 0.98 |  | Other | UNDER EACH PANEL
NJADRE1559837338 | Administratively Determined Incentive Program | Forked River | 8731 | 15.73 | Residential | Behind the Meter | Yes | Integrity Solar & Home Solutions, LLC | JCP&L |  | Accepted | 2025-06-03 | 2025-06-26 | 2026-06-26 | Solar Panels | JINKO | JKM425N-54HL4-B |  | 0.425 | 7 | 241 | 23 |  | Fixed | Roof
NJADRE1559837338 | Administratively Determined Incentive Program | Forked River | 8731 | 15.73 | Residential | Behind the Meter | Yes | Integrity Solar & Home Solutions, LLC | JCP&L |  | Accepted | 2025-06-03 | 2025-06-26 | 2026-06-26 | Solar Panels | JINKO | JKM425N-54HL4-B |  | 0.425 | 7 | 61 | 23 |  | Fixed | Roof
NJADRE1559837338 | Administratively Determined Incentive Program | Forked River | 8731 | 15.73 | Residential | Behind the Meter | Yes | Integrity Solar & Home Solutions, LLC | JCP&L |  | Accepted | 2025-06-03 | 2025-06-26 | 2026-06-26 | Solar Panels | JINKO | JKM425N-54HL4-B |  | 0.425 | 7 | 61 | 24 |  | Fixed | Roof
NJADRE1559837338 | Administratively Determined Incentive Program | Forked River | 8731 | 15.73 | Residential | Behind the Meter | Yes | Integrity Solar & Home Solutions, LLC | JCP&L |  | Accepted | 2025-06-03 | 2025-06-26 | 2026-06-26 | Solar Panels | JINKO | JKM425N-54HL4-B |  | 0.425 | 4 | 61 | 23 |  | Fixed | Roof
NJADRE1559837338 | Administratively Determined Incentive Program | Forked River | 8731 | 15.73 | Residential | Behind the Meter | Yes | Integrity Solar & Home Solutions, LLC | JCP&L |  | Accepted | 2025-06-03 | 2025-06-26 | 2026-06-26 | Solar Panels | JINKO | JKM425N-54HL4-B |  | 0.425 | 2 | 61 | 24 |  | Fixed | Roof
NJADRE1559837345 | Administratively Determined Incentive Program | FREEHOLD | 7728 | 23.66 | Residential | Behind the Meter | Yes | SunPurity, LLC | JCP&L |  | Accepted | 2025-06-23 | 2025-07-18 | 2026-07-18 | Solar Panels | Hanwha Q cells | Q.PEAK DUO BLK-ML-G10+ 415W |  | 0.415 | 22 | 288 | 26 |  | Fixed | Roof
NJADRE1559837345 | Administratively Determined Incentive Program | FREEHOLD | 7728 | 23.66 | Residential | Behind the Meter | Yes | SunPurity, LLC | JCP&L |  | Accepted | 2025-06-23 | 2025-07-18 | 2026-07-18 | Solar Panels | Hanwha Q cells | Q.PEAK DUO BLK-ML-G10+ 415W |  | 0.415 | 3 | 108 | 26 |  | Fixed | Roof
NJADRE1559837345 | Administratively Determined Incentive Program | FREEHOLD | 7728 | 23.66 | Residential | Behind the Meter | Yes | SunPurity, LLC | JCP&L |  | Accepted | 2025-06-23 | 2025-07-18 | 2026-07-18 | Inverters | Hanwha Q cells | SE10000H-US | 20000 |  | 2 |  |  | 0.99 |  | Outdoor
NJADRE1559837345 | Administratively Determined Incentive Program | FREEHOLD | 7728 | 23.66 | Residential | Behind the Meter | Yes | SunPurity, LLC | JCP&L |  | Accepted | 2025-06-23 | 2025-07-18 | 2026-07-18 | Solar Panels | Hanwha Q cells | Q.PEAK DUO BLK-ML-G10+ 415W |  | 0.415 | 20 | 108 | 26 |  | Fixed | Roof
NJADRE1559837345 | Administratively Determined Incentive Program | FREEHOLD | 7728 | 23.66 | Residential | Behind the Meter | Yes | SunPurity, LLC | JCP&L |  | Accepted | 2025-06-23 | 2025-07-18 | 2026-07-18 | Solar Panels | Hanwha Q cells | Q.PEAK DUO BLK-ML-G10+ 415W |  | 0.415 | 12 | 288 | 26 |  | Fixed | Roof
NJADRE1559837351 | Administratively Determined Incentive Program | Linden | 7036 | 5.59 | Residential | Behind the Meter | Yes | EMT Renewables, LLC | PSE&G |  | Accepted | 2025-06-03 | 2025-06-26 | 2026-06-26 | Inverters | IQ8HC | IQ8+ | 290 |  | 13 |  |  | 0.98 |  | Other | UNDER EACH PANEL
NJADRE1559837351 | Administratively Determined Incentive Program | Linden | 7036 | 5.59 | Residential | Behind the Meter | Yes | EMT Renewables, LLC | PSE&G |  | Accepted | 2025-06-03 | 2025-06-26 | 2026-06-26 | Solar Panels | SEG SOLAR | SEG 430 |  | 0.43 | 2 | 129 | 20 |  | Fixed | Roof
NJADRE1559837351 | Administratively Determined Incentive Program | Linden | 7036 | 5.59 | Residential | Behind the Meter | Yes | EMT Renewables, LLC | PSE&G |  | Accepted | 2025-06-03 | 2025-06-26 | 2026-06-26 | Solar Panels | SEG SOLAR | SEG 430 |  | 0.43 | 11 | 219 | 20 |  | Fixed | Roof
NJADRE1559837366 | Administratively Determined Incentive Program | Voorhees | 8043 | 5.81 | Residential | Behind the Meter | Yes | SunPurity, LLC | PSE&G |  | Accepted | 2025-06-26 | 2025-07-22 | 2026-07-22 | Solar Panels | Hanwha Q cells | Q.PEAK DUO BLK-ML-G10+ 415W |  | 0.415 | 2 | 195 | 20 |  | Fixed | Roof
NJADRE1559837366 | Administratively Determined Incentive Program | Voorhees | 8043 | 5.81 | Residential | Behind the Meter | Yes | SunPurity, LLC | PSE&G |  | Accepted | 2025-06-26 | 2025-07-22 | 2026-07-22 | Inverters | SolarEdge | SE3800H-US | 3800 |  | 1 |  |  | 0.99 |  | Outdoor
NJADRE1559837366 | Administratively Determined Incentive Program | Voorhees | 8043 | 5.81 | Residential | Behind the Meter | Yes | SunPurity, LLC | PSE&G |  | Accepted | 2025-06-26 | 2025-07-22 | 2026-07-22 | Solar Panels | Hanwha Q cells | Q.PEAK DUO BLK-ML-G10+ 415W |  | 0.415 | 12 | 195 | 20 |  | Fixed | Roof
NJADRE1559837369 | Administratively Determined Incentive Program | CAPE MAY COURT HOUSE | 8210 | 8.17 | Residential | Behind the Meter | Yes | EMT Renewables, LLC | AC Electric |  | Accepted | 2025-06-03 | 2025-06-26 | 2026-06-26 | Solar Panels | SEG SOLAR | SEG 430 |  | 0.43 | 19 | 122 | 40 |  | Fixed | Roof
NJADRE1559837369 | Administratively Determined Incentive Program | CAPE MAY COURT HOUSE | 8210 | 8.17 | Residential | Behind the Meter | Yes | EMT Renewables, LLC | AC Electric |  | Accepted | 2025-06-03 | 2025-06-26 | 2026-06-26 | Inverters | IQ8HC | IQ8+ | 290 |  | 19 |  |  | 0.98 |  | Other | UNDER EACH PANEL
NJADRE1559837376 | Administratively Determined Incentive Program | NEW BRUNSWICK | 8901 | 7.38 | Residential | Behind the Meter | Yes | Sunrun Installation Services, Inc. | PSE&G |  | Accepted | 2025-06-03 | 2025-06-26 | 2026-06-26 | Inverters | SOLAREDGE TECHNOLOGIES | SE5700H-USMN | 5760 |  | 1 |  |  | 0.99 |  | Outdoor
NJADRE1559837376 | Administratively Determined Incentive Program | NEW BRUNSWICK | 8901 | 7.38 | Residential | Behind the Meter | Yes | Sunrun Installation Services, Inc. | PSE&G |  | Accepted | 2025-06-03 | 2025-06-26 | 2026-06-26 | Solar Panels | HANWHA Q-CELLS | Q.PEAK DUO BLK ML-G10+ 410 |  | 0.41 | 10 | 219 | 27 |  | Fixed | Roof
NJADRE1559837376 | Administratively Determined Incentive Program | NEW BRUNSWICK | 8901 | 7.38 | Residential | Behind the Meter | Yes | Sunrun Installation Services, Inc. | PSE&G |  | Accepted | 2025-06-03 | 2025-06-26 | 2026-06-26 | Solar Panels | HANWHA Q-CELLS | Q.PEAK DUO BLK ML-G10+ 410 |  | 0.41 | 8 | 39 | 27 |  | Fixed | Roof
NJADRE1559837377 | Administratively Determined Incentive Program | NEWARK | 7108 | 4.3 | Residential | Behind the Meter | Yes | PosiGen Developer, LLC | PSE&G |  | Accepted | 2025-06-03 | 2025-06-26 | 2026-06-26 | Inverters | SolarEdge | SE3800H-US | 3800 |  | 1 |  |  | 0.99 |  | Outside | within ten feet of meter
NJADRE1559837377 | Administratively Determined Incentive Program | NEWARK | 7108 | 4.3 | Residential | Behind the Meter | Yes | PosiGen Developer, LLC | PSE&G |  | Accepted | 2025-06-03 | 2025-06-26 | 2026-06-26 | Solar Panels | JINKO EAGLE G6R | JKM430N-54HL4-B |  | 0.43 | 3 | 286 | 7 |  | Fixed | Roof
NJADRE1559837377 | Administratively Determined Incentive Program | NEWARK | 7108 | 4.3 | Residential | Behind the Meter | Yes | PosiGen Developer, LLC | PSE&G |  | Accepted | 2025-06-03 | 2025-06-26 | 2026-06-26 | Solar Panels | JINKO EAGLE G6R | JKM430N-54HL4-B |  | 0.43 | 5 | 286 | 18 |  | Fixed | Roof
NJADRE1559837377 | Administratively Determined Incentive Program | NEWARK | 7108 | 4.3 | Residential | Behind the Meter | Yes | PosiGen Developer, LLC | PSE&G |  | Accepted | 2025-06-03 | 2025-06-26 | 2026-06-26 | Solar Panels | JINKO EAGLE G6R | JKM430N-54HL4-B |  | 0.43 | 2 | 16 | 27 |  | Fixed | Roof
NJADRE1559837389 | Administratively Determined Incentive Program | GLENDORA | 8029 | 12.15 | Residential | Behind the Meter | Yes | Define Solar, LLC | PSE&G |  | Accepted | 2025-06-03 | 2025-06-26 | 2026-06-26 | Solar Panels | Znshine | ZXM7-SH108 405W |  | 0.405 | 2 | 179 | 26 |  | Fixed | Roof
NJADRE1559837389 | Administratively Determined Incentive Program | GLENDORA | 8029 | 12.15 | Residential | Behind the Meter | Yes | Define Solar, LLC | PSE&G |  | Accepted | 2025-06-03 | 2025-06-26 | 2026-06-26 | Solar Panels | Znshine | ZXM7-SH108 405W |  | 0.405 | 10 | 89 | 35 |  | Fixed | Roof
NJADRE1559837389 | Administratively Determined Incentive Program | GLENDORA | 8029 | 12.15 | Residential | Behind the Meter | Yes | Define Solar, LLC | PSE&G |  | Accepted | 2025-06-03 | 2025-06-26 | 2026-06-26 | Solar Panels | Znshine | ZXM7-SH108 405W |  | 0.405 | 6 | 359 | 15 |  | Fixed | Roof
NJADRE1559837389 | Administratively Determined Incentive Program | GLENDORA | 8029 | 12.15 | Residential | Behind the Meter | Yes | Define Solar, LLC | PSE&G |  | Accepted | 2025-06-03 | 2025-06-26 | 2026-06-26 | Inverters | Enphase | IQ8PLUS-72-2-US | 290 |  | 2 |  |  | 0.976 |  | Outside | Under each pv panel
NJADRE1559837389 | Administratively Determined Incentive Program | GLENDORA | 8029 | 12.15 | Residential | Behind the Meter | Yes | Define Solar, LLC | PSE&G |  | Accepted | 2025-06-03 | 2025-06-26 | 2026-06-26 | Inverters | Enphase | IQ8PLUS-72-2-US | 290 |  | 10 |  |  | 0.976 |  | Outside | Under each pv panel
NJADRE1559837389 | Administratively Determined Incentive Program | GLENDORA | 8029 | 12.15 | Residential | Behind the Meter | Yes | Define Solar, LLC | PSE&G |  | Accepted | 2025-06-03 | 2025-06-26 | 2026-06-26 | Solar Panels | Znshine | ZXM7-SH108 405W |  | 0.405 | 12 | 269 | 35 |  | Fixed | Roof
NJADRE1559837389 | Administratively Determined Incentive Program | GLENDORA | 8029 | 12.15 | Residential | Behind the Meter | Yes | Define Solar, LLC | PSE&G |  | Accepted | 2025-06-03 | 2025-06-26 | 2026-06-26 | Inverters | Enphase | IQ8PLUS-72-2-US | 290 |  | 6 |  |  | 0.976 |  | Outside | Under each pv panel
NJADRE1559837389 | Administratively Determined Incentive Program | GLENDORA | 8029 | 12.15 | Residential | Behind the Meter | Yes | Define Solar, LLC | PSE&G |  | Accepted | 2025-06-03 | 2025-06-26 | 2026-06-26 | Inverters | Enphase | IQ8PLUS-72-2-US | 290 |  | 12 |  |  | 0.976 |  | Outside | Under each pv panel
NJADRE1559837401 | Administratively Determined Incentive Program | WENONAH | 8090 | 11.9 | Residential | Behind the Meter | Yes | Integrity Solar & Home Solutions, LLC | AC Electric |  | Accepted | 2025-06-03 | 2025-06-26 | 2026-06-26 | Solar Panels | JINKO | JKM425N-54HL4-B |  | 0.425 | 13 | 89 | 20 |  | Fixed | Roof
NJADRE1559837401 | Administratively Determined Incentive Program | WENONAH | 8090 | 11.9 | Residential | Behind the Meter | Yes | Integrity Solar & Home Solutions, LLC | AC Electric |  | Accepted | 2025-06-03 | 2025-06-26 | 2026-06-26 | Inverters | ENPHASE | IQ8HC | 380 |  | 28 |  |  | 0.98 |  | Other | UNDER EACH PANEL
NJADRE1559837401 | Administratively Determined Incentive Program | WENONAH | 8090 | 11.9 | Residential | Behind the Meter | Yes | Integrity Solar & Home Solutions, LLC | AC Electric |  | Accepted | 2025-06-03 | 2025-06-26 | 2026-06-26 | Solar Panels | JINKO | JKM425N-54HL4-B |  | 0.425 | 15 | 269 | 20 |  | Fixed | Roof
NJADRE1559837421 | Administratively Determined Incentive Program | FRANKLINVILLE | 8322 | 16.2 | Residential | Behind the Meter | Yes | Define Solar, LLC | AC Electric |  | Accepted | 2025-06-03 | 2025-06-26 | 2026-06-26 | Solar Panels | Znshine | ZXM7-SH108 405W |  | 0.405 | 20 | 153 | 35 |  | Fixed | Roof
NJADRE1559837421 | Administratively Determined Incentive Program | FRANKLINVILLE | 8322 | 16.2 | Residential | Behind the Meter | Yes | Define Solar, LLC | AC Electric |  | Accepted | 2025-06-03 | 2025-06-26 | 2026-06-26 | Inverters | Enphase | IQ8PLUS-72-2-US | 290 |  | 11 |  |  | 0.976 |  | Outside | Under each pv panel
NJADRE1559837421 | Administratively Determined Incentive Program | FRANKLINVILLE | 8322 | 16.2 | Residential | Behind the Meter | Yes | Define Solar, LLC | AC Electric |  | Accepted | 2025-06-03 | 2025-06-26 | 2026-06-26 | Inverters | Enphase | IQ8PLUS-72-2-US | 290 |  | 20 |  |  | 0.976 |  | Outside | Under each pv panel
NJADRE1559837421 | Administratively Determined Incentive Program | FRANKLINVILLE | 8322 | 16.2 | Residential | Behind the Meter | Yes | Define Solar, LLC | AC Electric |  | Accepted | 2025-06-03 | 2025-06-26 | 2026-06-26 | Inverters | Enphase | IQ8PLUS-72-2-US | 290 |  | 9 |  |  | 0.976 |  | Outside | Under each pv panel
NJADRE1559837421 | Administratively Determined Incentive Program | FRANKLINVILLE | 8322 | 16.2 | Residential | Behind the Meter | Yes | Define Solar, LLC | AC Electric |  | Accepted | 2025-06-03 | 2025-06-26 | 2026-06-26 | Solar Panels | Znshine | ZXM7-SH108 405W |  | 0.405 | 11 | 243 | 35 |  | Fixed | Roof
NJADRE1559837421 | Administratively Determined Incentive Program | FRANKLINVILLE | 8322 | 16.2 | Residential | Behind the Meter | Yes | Define Solar, LLC | AC Electric |  | Accepted | 2025-06-03 | 2025-06-26 | 2026-06-26 | Solar Panels | Znshine | ZXM7-SH108 405W |  | 0.405 | 9 | 243 | 35 |  | Fixed | Roof
NJADRE1559837435 | Administratively Determined Incentive Program | BRIDGETON | 8302 | 6.56 | Residential | Behind the Meter | Yes | Define Solar, LLC | AC Electric |  | Accepted | 2025-06-03 | 2025-06-26 | 2026-06-26 | Solar Panels | Znshine | ZXM7-SH108 410W |  | 0.41 | 16 | 158 | 18 |  | Fixed | Roof
NJADRE1559837435 | Administratively Determined Incentive Program | BRIDGETON | 8302 | 6.56 | Residential | Behind the Meter | Yes | Define Solar, LLC | AC Electric |  | Accepted | 2025-06-03 | 2025-06-26 | 2026-06-26 | Inverters | Enphase | IQ8PLUS-72-2-US | 290 |  | 16 |  |  | 0.976 |  | Outside | Under each pv panel
NJADRE1559837448 | Administratively Determined Incentive Program | BUDD LAKE | 7828 | 7.7 | Residential | Behind the Meter | Yes | Sunrun Installation Services, Inc. | JCP&L |  | Accepted | 2025-06-03 | 2025-06-26 | 2026-06-26 | Inverters | SolarEdge Technologies | SE5700H-USMN | 5760 |  | 1 |  |  | 0.99 |  | Outdoor
NJADRE1559837448 | Administratively Determined Incentive Program | BUDD LAKE | 7828 | 7.7 | Residential | Behind the Meter | Yes | Sunrun Installation Services, Inc. | JCP&L |  | Accepted | 2025-06-03 | 2025-06-26 | 2026-06-26 | Solar Panels | JA Solar | JAM54S31-405/MR |  | 0.405 | 19 | 175 | 12 |  | Fixed | Roof
NJADRE1559837461 | Administratively Determined Incentive Program | PENNSAUKEN | 8110 | 7.38 | Residential | Behind the Meter | Yes | Define Solar, LLC | PSE&G |  | Accepted | 2025-06-03 | 2025-06-26 | 2026-06-26 | Solar Panels | Znshine | ZXM7-SH108 410W |  | 0.41 | 18 | 220 | 17 |  | Fixed | Roof
NJADRE1559837461 | Administratively Determined Incentive Program | PENNSAUKEN | 8110 | 7.38 | Residential | Behind the Meter | Yes | Define Solar, LLC | PSE&G |  | Accepted | 2025-06-03 | 2025-06-26 | 2026-06-26 | Inverters | Enphase | IQ8PLUS-72-2-US | 290 |  | 18 |  |  | 0.976 |  | Outside | Under each pv panel
NJADRE1559837473 | Administratively Determined Incentive Program | BRICK | 8724 | 14.18 | Residential | Behind the Meter | Yes | Define Solar, LLC | JCP&L |  | Accepted | 2025-06-03 | 2025-06-26 | 2026-06-26 | Inverters | Enphase | IQ8PLUS-72-2-US | 290 |  | 5 |  |  | 0.976 |  | Outside | Under each pv panel
NJADRE1559837473 | Administratively Determined Incentive Program | BRICK | 8724 | 14.18 | Residential | Behind the Meter | Yes | Define Solar, LLC | JCP&L |  | Accepted | 2025-06-03 | 2025-06-26 | 2026-06-26 | Inverters | Enphase | IQ8PLUS-72-2-US | 290 |  | 15 |  |  | 0.976 |  | Outside | Under each pv panel
NJADRE1559837473 | Administratively Determined Incentive Program | BRICK | 8724 | 14.18 | Residential | Behind the Meter | Yes | Define Solar, LLC | JCP&L |  | Accepted | 2025-06-03 | 2025-06-26 | 2026-06-26 | Inverters | Enphase | IQ8PLUS-72-2-US | 290 |  | 6 |  |  | 0.976 |  | Outside | Under each pv panel
NJADRE1559837473 | Administratively Determined Incentive Program | BRICK | 8724 | 14.18 | Residential | Behind the Meter | Yes | Define Solar, LLC | JCP&L |  | Accepted | 2025-06-03 | 2025-06-26 | 2026-06-26 | Solar Panels | Znshine | ZXM7-SH108 405 |  | 0.405 | 9 | 217 | 22 |  | Fixed | Roof
NJADRE1559837473 | Administratively Determined Incentive Program | BRICK | 8724 | 14.18 | Residential | Behind the Meter | Yes | Define Solar, LLC | JCP&L |  | Accepted | 2025-06-03 | 2025-06-26 | 2026-06-26 | Solar Panels | Znshine | ZXM7-SH108 405 |  | 0.405 | 5 | 127 | 46 |  | Fixed | Roof
NJADRE1559837473 | Administratively Determined Incentive Program | BRICK | 8724 | 14.18 | Residential | Behind the Meter | Yes | Define Solar, LLC | JCP&L |  | Accepted | 2025-06-03 | 2025-06-26 | 2026-06-26 | Solar Panels | Znshine | ZXM7-SH108 405 |  | 0.405 | 6 | 307 | 46 |  | Fixed | Roof
NJADRE1559837473 | Administratively Determined Incentive Program | BRICK | 8724 | 14.18 | Residential | Behind the Meter | Yes | Define Solar, LLC | JCP&L |  | Accepted | 2025-06-03 | 2025-06-26 | 2026-06-26 | Inverters | Enphase | IQ8PLUS-72-2-US | 290 |  | 9 |  |  | 0.976 |  | Outside | Under each pv panel
NJADRE1559837473 | Administratively Determined Incentive Program | BRICK | 8724 | 14.18 | Residential | Behind the Meter | Yes | Define Solar, LLC | JCP&L |  | Accepted | 2025-06-03 | 2025-06-26 | 2026-06-26 | Solar Panels | Znshine | ZXM7-SH108 405 |  | 0.405 | 15 | 37 | 22 |  | Fixed | Roof
NJADRE1559837797 | Administratively Determined Incentive Program | CLAYTON | 8312 | 10.44 | Residential | Behind the Meter | Yes | SunnyMac, LLC | AC Electric |  | Accepted | 2025-06-03 | 2025-06-26 | 2026-06-26 | Solar Panels | HANWHA | Q.TRON BLK M-G2+ |  | 0.435 | 6 | 353 | 24 |  | Fixed | Roof
NJADRE1559837797 | Administratively Determined Incentive Program | CLAYTON | 8312 | 10.44 | Residential | Behind the Meter | Yes | SunnyMac, LLC | AC Electric |  | Accepted | 2025-06-03 | 2025-06-26 | 2026-06-26 | Solar Panels | HANWHA | Q.TRON BLK M-G2+ |  | 0.435 | 18 | 173 | 24 |  | Fixed | Roof
NJADRE1559837797 | Administratively Determined Incentive Program | CLAYTON | 8312 | 10.44 | Residential | Behind the Meter | Yes | SunnyMac, LLC | AC Electric |  | Accepted | 2025-06-03 | 2025-06-26 | 2026-06-26 | Inverters | SOLAREDGE HOME HUB | SE5700H-US | 5700 |  | 1 |  |  | 0.99 |  | Outdoor | next to meter
NJADRE1559837797 | Administratively Determined Incentive Program | CLAYTON | 8312 | 10.44 | Residential | Behind the Meter | Yes | SunnyMac, LLC | AC Electric |  | Accepted | 2025-06-03 | 2025-06-26 | 2026-06-26 | Meters | SOLAREDGE HOME HUB | SE-RGMTR-1D-240C-B |  |  | 1 |  |  |  | Yes | Outdoor
NJADRE1559837880 | Administratively Determined Incentive Program | PEQUANNOCK | 7440 | 9.32 | Residential | Behind the Meter | Yes | Sunrun Installation Services, Inc. | JCP&L |  | Accepted | 2025-06-03 | 2025-06-30 | 2026-06-30 | Inverters | SolarEdge Technologies | SE7600H-USMN | 7600 |  | 1 |  |  | 0.99 |  | Outdoor
NJADRE1559837880 | Administratively Determined Incentive Program | PEQUANNOCK | 7440 | 9.32 | Residential | Behind the Meter | Yes | Sunrun Installation Services, Inc. | JCP&L |  | Accepted | 2025-06-03 | 2025-06-30 | 2026-06-30 | Solar Panels | JA Solar | JAM54S31-405/MR |  | 0.405 | 6 | 269 | 34 |  | Fixed | Roof
NJADRE1559837880 | Administratively Determined Incentive Program | PEQUANNOCK | 7440 | 9.32 | Residential | Behind the Meter | Yes | Sunrun Installation Services, Inc. | JCP&L |  | Accepted | 2025-06-03 | 2025-06-30 | 2026-06-30 | Solar Panels | JA Solar | JAM54S31-405/MR |  | 0.405 | 11 | 89 | 32 |  | Fixed | Roof
NJADRE1559837880 | Administratively Determined Incentive Program | PEQUANNOCK | 7440 | 9.32 | Residential | Behind the Meter | Yes | Sunrun Installation Services, Inc. | JCP&L |  | Accepted | 2025-06-03 | 2025-06-30 | 2026-06-30 | Solar Panels | JA Solar | JAM54S31-405/MR |  | 0.405 | 6 | 89 | 31 |  | Fixed | Roof
NJADRE1559837891 | Administratively Determined Incentive Program | RAHWAY | 7065 | 10.01 | Residential | Behind the Meter | Yes | SunnyMac, LLC | PSE&G |  | Accepted | 2025-06-03 | 2025-06-26 | 2026-06-26 | Solar Panels | HANWHA | Q.TRON BLK M-G2+ |  | 0.435 | 4 | 208 | 43 |  | Fixed | Roof
NJADRE1559837891 | Administratively Determined Incentive Program | RAHWAY | 7065 | 10.01 | Residential | Behind the Meter | Yes | SunnyMac, LLC | PSE&G |  | Accepted | 2025-06-03 | 2025-06-26 | 2026-06-26 | Solar Panels | HANWHA | Q.TRON BLK M-G2+ |  | 0.435 | 9 | 118 | 24 |  | Fixed | Roof
NJADRE1559837891 | Administratively Determined Incentive Program | RAHWAY | 7065 | 10.01 | Residential | Behind the Meter | Yes | SunnyMac, LLC | PSE&G |  | Accepted | 2025-06-03 | 2025-06-26 | 2026-06-26 | Inverters | SOLAREDGE HOME HUB | SE 7600H -US | 7600 |  | 1 |  |  | 0.99 |  | Outdoor | next to meter
NJADRE1559837891 | Administratively Determined Incentive Program | RAHWAY | 7065 | 10.01 | Residential | Behind the Meter | Yes | SunnyMac, LLC | PSE&G |  | Accepted | 2025-06-03 | 2025-06-26 | 2026-06-26 | Solar Panels | HANWHA | Q.TRON BLK M-G2+ |  | 0.435 | 7 | 298 | 24 |  | Fixed | Roof
NJADRE1559837891 | Administratively Determined Incentive Program | RAHWAY | 7065 | 10.01 | Residential | Behind the Meter | Yes | SunnyMac, LLC | PSE&G |  | Accepted | 2025-06-03 | 2025-06-26 | 2026-06-26 | Solar Panels | HANWHA | Q.TRON BLK M-G2+ |  | 0.435 | 3 | 118 | 43 |  | Fixed | Roof
NJADRE1559837917 | Administratively Determined Incentive Program | CLEMENTON | 8021 | 6.97 | Residential | Behind the Meter | Yes | Define Solar, LLC | AC Electric |  | Accepted | 2025-06-26 | 2025-07-21 | 2026-07-21 | Inverters | Enphase | IQ8PLUS-72-2-US | 290 |  | 9 |  |  | 0.976 |  | Outside | Under each pv panel
NJADRE1559837917 | Administratively Determined Incentive Program | CLEMENTON | 8021 | 6.97 | Residential | Behind the Meter | Yes | Define Solar, LLC | AC Electric |  | Accepted | 2025-06-26 | 2025-07-21 | 2026-07-21 | Solar Panels | Znshine | ZXM7-SH108 410 |  | 0.41 | 9 | 289 | 26 |  | Fixed | Roof
NJADRE1559837917 | Administratively Determined Incentive Program | CLEMENTON | 8021 | 6.97 | Residential | Behind the Meter | Yes | Define Solar, LLC | AC Electric |  | Accepted | 2025-06-26 | 2025-07-21 | 2026-07-21 | Inverters | Enphase | IQ8PLUS-72-2-US | 290 |  | 4 |  |  | 0.976 |  | Outside | Under each pv panel
NJADRE1559837917 | Administratively Determined Incentive Program | CLEMENTON | 8021 | 6.97 | Residential | Behind the Meter | Yes | Define Solar, LLC | AC Electric |  | Accepted | 2025-06-26 | 2025-07-21 | 2026-07-21 | Inverters | Enphase | IQ8PLUS-72-2-US | 290 |  | 4 |  |  | 0.976 |  | Outside | Under each pv panel
NJADRE1559837917 | Administratively Determined Incentive Program | CLEMENTON | 8021 | 6.97 | Residential | Behind the Meter | Yes | Define Solar, LLC | AC Electric |  | Accepted | 2025-06-26 | 2025-07-21 | 2026-07-21 | Solar Panels | Znshine | ZXM7-SH108 410 |  | 0.41 | 4 | 109 | 26 |  | Fixed | Roof
NJADRE1559837917 | Administratively Determined Incentive Program | CLEMENTON | 8021 | 6.97 | Residential | Behind the Meter | Yes | Define Solar, LLC | AC Electric |  | Accepted | 2025-06-26 | 2025-07-21 | 2026-07-21 | Solar Panels | Znshine | ZXM7-SH108 410 |  | 0.41 | 4 | 109 | 26 |  | Fixed | Roof
NJADRE1559837932 | Administratively Determined Incentive Program | Pine Hill | 8021 | 6.15 | Residential | Behind the Meter | Yes | Define Solar, LLC | AC Electric |  | Accepted | 2025-06-03 | 2025-06-26 | 2026-06-26 | Solar Panels | Znshine | ZXM7-SH108 410 |  | 0.41 | 7 | 173 | 25 |  | Fixed | Roof
NJADRE1559837932 | Administratively Determined Incentive Program | Pine Hill | 8021 | 6.15 | Residential | Behind the Meter | Yes | Define Solar, LLC | AC Electric |  | Accepted | 2025-06-03 | 2025-06-26 | 2026-06-26 | Inverters | Enphase | IQ8PLUS-72-2-US | 290 |  | 8 |  |  | 0.976 |  | Outside | Under each pv panel
NJADRE1559837932 | Administratively Determined Incentive Program | Pine Hill | 8021 | 6.15 | Residential | Behind the Meter | Yes | Define Solar, LLC | AC Electric |  | Accepted | 2025-06-03 | 2025-06-26 | 2026-06-26 | Solar Panels | Znshine | ZXM7-SH108 410 |  | 0.41 | 8 | 353 | 25 |  | Fixed | Roof
NJADRE1559837932 | Administratively Determined Incentive Program | Pine Hill | 8021 | 6.15 | Residential | Behind the Meter | Yes | Define Solar, LLC | AC Electric |  | Accepted | 2025-06-03 | 2025-06-26 | 2026-06-26 | Inverters | Enphase | IQ8PLUS-72-2-US | 290 |  | 7 |  |  | 0.976 |  | Outside | Under each pv panel
NJADRE1559837966 | Administratively Determined Incentive Program | Mantua | 8051 | 7.65 | Residential | Behind the Meter | Yes | Integrity Solar & Home Solutions, LLC | AC Electric |  | Accepted | 2025-06-03 | 2025-06-30 | 2026-06-30 | Solar Panels | JINKO | JKM425N-54HL4-B |  | 0.425 | 18 | 87 | 27 |  | Fixed | Roof
NJADRE1559837966 | Administratively Determined Incentive Program | Mantua | 8051 | 7.65 | Residential | Behind the Meter | Yes | Integrity Solar & Home Solutions, LLC | AC Electric |  | Accepted | 2025-06-03 | 2025-06-30 | 2026-06-30 | Inverters | ENPHASE | IQ8HC | 380 |  | 18 |  |  | 0.98 |  | Other | UNDER EACH PANEL
NJADRE1559837968 | Administratively Determined Incentive Program | ROSELLE | 7203 | 3.24 | Residential | Behind the Meter | Yes | Sunrun Installation Services, Inc. | PSE&G |  | Accepted | 2025-06-03 | 2025-06-26 | 2026-06-26 | Solar Panels | JA SOLAR | JAM54S31-405/MR |  | 0.405 | 4 | 336 | 18 |  | Fixed | Roof
NJADRE1559837968 | Administratively Determined Incentive Program | ROSELLE | 7203 | 3.24 | Residential | Behind the Meter | Yes | Sunrun Installation Services, Inc. | PSE&G |  | Accepted | 2025-06-03 | 2025-06-26 | 2026-06-26 | Inverters | SOLAREDGE TECHNOLOGIES | SE3800H-USMN | 3800 |  | 1 |  |  | 0.99 |  | Outdoor
NJADRE1559837968 | Administratively Determined Incentive Program | ROSELLE | 7203 | 3.24 | Residential | Behind the Meter | Yes | Sunrun Installation Services, Inc. | PSE&G |  | Accepted | 2025-06-03 | 2025-06-26 | 2026-06-26 | Solar Panels | JA SOLAR | JAM54S31-405/MR |  | 0.405 | 4 | 156 | 19 |  | Fixed | Roof
NJADRE1559838008 | Administratively Determined Incentive Program | Bridgewater | 8807 | 12.96 | Residential | Behind the Meter | No | Power Home Remodeling Group | PSE&G |  | Accepted | 2025-06-03 | 2025-06-30 | 2026-06-30 | Meters | SolarEdge | Revenue Grade Data Ansi C12.20 |  |  | 1 |  |  |  | Yes | Outdoor
NJADRE1559838008 | Administratively Determined Incentive Program | Bridgewater | 8807 | 12.96 | Residential | Behind the Meter | No | Power Home Remodeling Group | PSE&G |  | Accepted | 2025-06-03 | 2025-06-30 | 2026-06-30 | Solar Panels | JA Solar | JAM54S31 405/MR |  | 0.405 | 32 | 87 | 27 |  | Fixed | Roof
NJADRE1559838008 | Administratively Determined Incentive Program | Bridgewater | 8807 | 12.96 | Residential | Behind the Meter | No | Power Home Remodeling Group | PSE&G |  | Accepted | 2025-06-03 | 2025-06-30 | 2026-06-30 | Inverters | SolarEdge | SE10000H-US | 10000 |  | 1 |  |  | 0.99 |  | Outdoor
NJADRE1559838033 | Administratively Determined Incentive Program | Wenonah | 8090 | 9.43 | Residential | Behind the Meter | Yes | Pro Custom Solar dba Momentum Solar | AC Electric |  | Accepted | 2025-06-03 | 2025-06-27 | 2026-06-27 | Solar Panels | HANWHA | Q.PEAK DUO BLK ML-G10+410 |  | 0.41 | 3 | 135 | 20 |  | Fixed | Roof
NJADRE1559838033 | Administratively Determined Incentive Program | Wenonah | 8090 | 9.43 | Residential | Behind the Meter | Yes | Pro Custom Solar dba Momentum Solar | AC Electric |  | Accepted | 2025-06-03 | 2025-06-27 | 2026-06-27 | Solar Panels | HANWHA | Q.PEAK DUO BLK ML-G10+410 |  | 0.41 | 11 | 134 | 4 |  | Fixed | Roof
NJADRE1559838033 | Administratively Determined Incentive Program | Wenonah | 8090 | 9.43 | Residential | Behind the Meter | Yes | Pro Custom Solar dba Momentum Solar | AC Electric |  | Accepted | 2025-06-03 | 2025-06-27 | 2026-06-27 | Inverters | ENPHASE | IQ8HC-72-M-DOM-US | 380 |  | 23 |  |  | 0.97 |  | Outdoor
NJADRE1559838033 | Administratively Determined Incentive Program | Wenonah | 8090 | 9.43 | Residential | Behind the Meter | Yes | Pro Custom Solar dba Momentum Solar | AC Electric |  | Accepted | 2025-06-03 | 2025-06-27 | 2026-06-27 | Solar Panels | HANWHA | Q.PEAK DUO BLK ML-G10+410 |  | 0.41 | 3 | 134 | 21 |  | Fixed | Roof
NJADRE1559838033 | Administratively Determined Incentive Program | Wenonah | 8090 | 9.43 | Residential | Behind the Meter | Yes | Pro Custom Solar dba Momentum Solar | AC Electric |  | Accepted | 2025-06-03 | 2025-06-27 | 2026-06-27 | Solar Panels | HANWHA | Q.TRON BLK M-G2+430 |  | 0.41 | 6 | 135 | 6 |  | Fixed | Roof
NJADRE1559838037 | Administratively Determined Incentive Program | Belleville | 7109 | 4.1 | Residential | Behind the Meter | Yes | Sunrun Installation Services, Inc. | PSE&G |  | Accepted | 2025-06-03 | 2025-06-26 | 2026-06-26 | Solar Panels | Hanwha Q Cells | Q.PEAK DUO BLK ML-G10+ 410 |  | 0.41 | 7 | 103 | 32 |  | Fixed | Roof
NJADRE1559838037 | Administratively Determined Incentive Program | Belleville | 7109 | 4.1 | Residential | Behind the Meter | Yes | Sunrun Installation Services, Inc. | PSE&G |  | Accepted | 2025-06-03 | 2025-06-26 | 2026-06-26 | Solar Panels | Hanwha Q Cells | Q.PEAK DUO BLK ML-G10+ 410 |  | 0.41 | 3 | 283 | 31 |  | Fixed | Roof
NJADRE1559838037 | Administratively Determined Incentive Program | Belleville | 7109 | 4.1 | Residential | Behind the Meter | Yes | Sunrun Installation Services, Inc. | PSE&G |  | Accepted | 2025-06-03 | 2025-06-26 | 2026-06-26 | Electric Storage Battery | Tesla | Powerwall 3 1707000-xx-y |  |  | 1 |  |  |  | Lithium Ion |  | OUTSIDE
NJADRE1559838037 | Administratively Determined Incentive Program | Belleville | 7109 | 4.1 | Residential | Behind the Meter | Yes | Sunrun Installation Services, Inc. | PSE&G |  | Accepted | 2025-06-03 | 2025-06-26 | 2026-06-26 | Inverters | Tesla | Powerwall 3 1707000-xx-y | 11500 |  | 1 |  |  | 0.97 |  | Outdoor
NJADRE1559838066 | Administratively Determined Incentive Program | LAURENCE HARBOR | 8879 | 9.43 | Residential | Behind the Meter | Yes | Sunrun Installation Services, Inc. | JCP&L |  | Accepted | 2025-06-03 | 2025-06-26 | 2026-06-26 | Solar Panels | Hanwha Q-Cells | Q.PEAK DUO BLK ML-G10+ 410 DCA (MD06G100A-017) |  | 0.41 | 4 | 47 | 11 |  | Fixed | Roof
NJADRE1559838066 | Administratively Determined Incentive Program | LAURENCE HARBOR | 8879 | 9.43 | Residential | Behind the Meter | Yes | Sunrun Installation Services, Inc. | JCP&L |  | Accepted | 2025-06-03 | 2025-06-26 | 2026-06-26 | Inverters | TESLA | Powerwall 3 1707000-xx-y | 11500 |  | 1 |  |  | 0.97 |  | Outdoor | Next to meter
NJADRE1559838066 | Administratively Determined Incentive Program | LAURENCE HARBOR | 8879 | 9.43 | Residential | Behind the Meter | Yes | Sunrun Installation Services, Inc. | JCP&L |  | Accepted | 2025-06-03 | 2025-06-26 | 2026-06-26 | Solar Panels | Hanwha Q-Cells | Q.PEAK DUO BLK ML-G10+ 410 DCA (MD06G100A-017) |  | 0.41 | 4 | 227 | 29 |  | Fixed | Roof
NJADRE1559838066 | Administratively Determined Incentive Program | LAURENCE HARBOR | 8879 | 9.43 | Residential | Behind the Meter | Yes | Sunrun Installation Services, Inc. | JCP&L |  | Accepted | 2025-06-03 | 2025-06-26 | 2026-06-26 | Electric Storage Battery | TESLA | Powerwall 3 1707000-xx-y |  |  | 1 |  |  |  | Lithium Ion |  | OUTSIDE
NJADRE1559838066 | Administratively Determined Incentive Program | LAURENCE HARBOR | 8879 | 9.43 | Residential | Behind the Meter | Yes | Sunrun Installation Services, Inc. | JCP&L |  | Accepted | 2025-06-03 | 2025-06-26 | 2026-06-26 | Solar Panels | Hanwha Q-Cells | Q.PEAK DUO BLK ML-G10+ 410 DCA (MD06G100A-017) |  | 0.41 | 4 | 318 | 20 |  | Fixed | Roof
NJADRE1559838066 | Administratively Determined Incentive Program | LAURENCE HARBOR | 8879 | 9.43 | Residential | Behind the Meter | Yes | Sunrun Installation Services, Inc. | JCP&L |  | Accepted | 2025-06-03 | 2025-06-26 | 2026-06-26 | Solar Panels | Hanwha Q-Cells | Q.PEAK DUO BLK ML-G10+ 410 DCA (MD06G100A-017) |  | 0.41 | 4 | 138 | 19 |  | Fixed | Roof
NJADRE1559838066 | Administratively Determined Incentive Program | LAURENCE HARBOR | 8879 | 9.43 | Residential | Behind the Meter | Yes | Sunrun Installation Services, Inc. | JCP&L |  | Accepted | 2025-06-03 | 2025-06-26 | 2026-06-26 | Solar Panels | Hanwha Q-Cells | Q.PEAK DUO BLK ML-G10+ 410 DCA (MD06G100A-017) |  | 0.41 | 7 | 48 | 27 |  | Fixed | Roof
NJADRE1559838934 | Administratively Determined Incentive Program | East Orange | 7017 | 3.95 | Residential | Behind the Meter | Yes | Bright Ops, Inc. | PSE&G |  | Accepted | 2025-06-03 | 2025-06-30 | 2026-06-30 | Inverters | SolarEdge | SE3000H-USRGM | 3000 |  | 1 |  |  | 0.98 |  | Outdoor | OUTSIDE
NJADRE1559838934 | Administratively Determined Incentive Program | East Orange | 7017 | 3.95 | Residential | Behind the Meter | Yes | Bright Ops, Inc. | PSE&G |  | Accepted | 2025-06-03 | 2025-06-30 | 2026-06-30 | Solar Panels | Canadian Solar | CS6R-395MS |  | 0.395 | 8 | 292 | 37 |  | Fixed | Roof
NJADRE1559838934 | Administratively Determined Incentive Program | East Orange | 7017 | 3.95 | Residential | Behind the Meter | Yes | Bright Ops, Inc. | PSE&G |  | Accepted | 2025-06-03 | 2025-06-30 | 2026-06-30 | Solar Panels | Canadian Solar | CS6R-395MS |  | 0.395 | 2 | 112 | 37 |  | Fixed | Roof
NJADRE1559839203 | Administratively Determined Incentive Program | PISCATAWAY | 8854 | 4.1 | Residential | Behind the Meter | Yes | Trinity Solar, LLC | PSE&G |  | Accepted | 2025-06-03 | 2025-07-09 | 2026-07-09 | Solar Panels | HANWHA 410 (Q.PEAK DUO BLK ML-G10+ 410) | HANWHA 410 (Q.PEAK DUO BLK ML-G10+ 410) |  | 0.41 | 10 | 222 | 20 |  | Fixed | Roof
NJADRE1559839203 | Administratively Determined Incentive Program | PISCATAWAY | 8854 | 4.1 | Residential | Behind the Meter | Yes | Trinity Solar, LLC | PSE&G |  | Accepted | 2025-06-03 | 2025-07-09 | 2026-07-09 | Inverters | SOLAREDGE | SE3800H-US | 3800 |  | 1 |  |  | 0.97 |  | Outside
NJADRE1559843860 | Administratively Determined Incentive Program | MILLVILLE | 8332 | 17.2 | Residential | Behind the Meter | No | RCL Enterprises, Inc | AC Electric |  | Accepted | 2025-06-04 | 2025-06-30 | 2026-06-30 | Inverters | Enphase | IQ8plus | 290 |  | 40 |  |  | 0.97 |  | Outside
NJADRE1559843860 | Administratively Determined Incentive Program | MILLVILLE | 8332 | 17.2 | Residential | Behind the Meter | No | RCL Enterprises, Inc | AC Electric |  | Accepted | 2025-06-04 | 2025-06-30 | 2026-06-30 | Solar Panels | SEG | SEG430BTD |  | 0.43 | 40 | 180 | 25 |  | Fixed | Ground
NJADRE1559843862 | Administratively Determined Incentive Program | WEST DEPTFORD | 8086 | 11.61 | Residential | Behind the Meter | Yes | RCL Enterprises, Inc | PSE&G |  | Accepted | 2025-06-04 | 2025-06-26 | 2026-06-26 | Inverters | Enphase | IQ8HC | 380 |  | 27 |  |  | 0.97 |  | Outside
NJADRE1559843862 | Administratively Determined Incentive Program | WEST DEPTFORD | 8086 | 11.61 | Residential | Behind the Meter | Yes | RCL Enterprises, Inc | PSE&G |  | Accepted | 2025-06-04 | 2025-06-26 | 2026-06-26 | Solar Panels | SEG | SEG430BTD |  | 0.43 | 4 | 239 | 24 |  | Fixed | Roof
NJADRE1559843862 | Administratively Determined Incentive Program | WEST DEPTFORD | 8086 | 11.61 | Residential | Behind the Meter | Yes | RCL Enterprises, Inc | PSE&G |  | Accepted | 2025-06-04 | 2025-06-26 | 2026-06-26 | Solar Panels | SEG | SEG430BTD |  | 0.43 | 11 | 239 | 24 |  | Fixed | Roof
NJADRE1559843862 | Administratively Determined Incentive Program | WEST DEPTFORD | 8086 | 11.61 | Residential | Behind the Meter | Yes | RCL Enterprises, Inc | PSE&G |  | Accepted | 2025-06-04 | 2025-06-26 | 2026-06-26 | Solar Panels | SEG | SEG430BTD |  | 0.43 | 6 | 59 | 24 |  | Fixed | Roof
NJADRE1559843862 | Administratively Determined Incentive Program | WEST DEPTFORD | 8086 | 11.61 | Residential | Behind the Meter | Yes | RCL Enterprises, Inc | PSE&G |  | Accepted | 2025-06-04 | 2025-06-26 | 2026-06-26 | Solar Panels | SEG | SEG430BTD |  | 0.43 | 4 | 59 | 24 |  | Fixed | Roof
NJADRE1559843862 | Administratively Determined Incentive Program | WEST DEPTFORD | 8086 | 11.61 | Residential | Behind the Meter | Yes | RCL Enterprises, Inc | PSE&G |  | Accepted | 2025-06-04 | 2025-06-26 | 2026-06-26 | Solar Panels | SEG | SEG430BTD |  | 0.43 | 2 | 239 | 24 |  | Fixed | Roof
NJADRE1559843863 | Administratively Determined Incentive Program | Bridgeton | 8302 | 16.4 | Residential | Behind the Meter | Yes | RCL Enterprises, Inc. | AC Electric |  | Accepted | 2025-06-04 | 2025-06-27 | 2026-06-27 | Inverters | Enphase | IQ8plus | 290 |  | 40 |  |  | 0.97 |  | Outside
NJADRE1559843863 | Administratively Determined Incentive Program | Bridgeton | 8302 | 16.4 | Residential | Behind the Meter | Yes | RCL Enterprises, Inc. | AC Electric |  | Accepted | 2025-06-04 | 2025-06-27 | 2026-06-27 | Solar Panels | Mission Solar | MSE410 PERC |  | 0.41 | 40 | 193 | 25 |  | Fixed | Ground
NJADRE1559843891 | Administratively Determined Incentive Program | Passaic | 7055 | 6.56 | Residential | Behind the Meter | Yes | Trinity Solar, LLC | PSE&G |  | Accepted | 2025-06-04 | 2025-06-27 | 2026-06-27 | Solar Panels | Hanwha | Q.PEAK DUO BLK ML-G10+ 410 |  | 0.41 | 16 | 217 | 37 |  | Fixed | Roof
NJADRE1559843891 | Administratively Determined Incentive Program | Passaic | 7055 | 6.56 | Residential | Behind the Meter | Yes | Trinity Solar, LLC | PSE&G |  | Accepted | 2025-06-04 | 2025-06-27 | 2026-06-27 | Inverters | Solar Edge | USE5700H-US | 5760 |  | 1 |  |  | 0.97 |  | Outside
NJADRE1559843892 | Administratively Determined Incentive Program | Plainfield | 7060 | 4.92 | Residential | Behind the Meter | Yes | Sunrun Installation Services, Inc. | PSE&G |  | Accepted | 2025-06-04 | 2025-06-27 | 2026-06-27 | Inverters | Tesla | Powerwall 3 1707000-xx-y | 11500 |  | 1 |  |  | 0.97 |  | Outdoor
NJADRE1559843892 | Administratively Determined Incentive Program | Plainfield | 7060 | 4.92 | Residential | Behind the Meter | Yes | Sunrun Installation Services, Inc. | PSE&G |  | Accepted | 2025-06-04 | 2025-06-27 | 2026-06-27 | Electric Storage Battery | Tesla | Powerwall 3 1707000-xx-y |  |  | 1 |  |  |  | Lithium Ion |  | OUTSIDE
NJADRE1559843892 | Administratively Determined Incentive Program | Plainfield | 7060 | 4.92 | Residential | Behind the Meter | Yes | Sunrun Installation Services, Inc. | PSE&G |  | Accepted | 2025-06-04 | 2025-06-27 | 2026-06-27 | Solar Panels | Hanwha Q Cells | Q.PEAK DUO BLK ML-G10+ 410 DCA |  | 0.41 | 12 | 133 | 35 |  | Fixed | Roof
NJADRE1559843922 | Administratively Determined Incentive Program | MANTUA | 8051 | 10.8 | Residential | Behind the Meter | No | Phoenix Business Solutions, LLC | AC Electric |  | Accepted | 2025-06-10 | 2025-07-15 | 2026-07-15 | Solar Panels | Canadian Solar | CANADIAN SOLAR CS6.1- 54TM- 450H [450W] |  | 0.45 | 12 | 122 | 35 |  | Fixed | Roof
NJADRE1559843922 | Administratively Determined Incentive Program | MANTUA | 8051 | 10.8 | Residential | Behind the Meter | No | Phoenix Business Solutions, LLC | AC Electric |  | Accepted | 2025-06-10 | 2025-07-15 | 2026-07-15 | Inverters | Enphase | IQ8A-72-2-US [240V] | 349 |  | 24 |  |  | 0.977 |  | Outdoor
NJADRE1559843922 | Administratively Determined Incentive Program | MANTUA | 8051 | 10.8 | Residential | Behind the Meter | No | Phoenix Business Solutions, LLC | AC Electric |  | Accepted | 2025-06-10 | 2025-07-15 | 2026-07-15 | Meters | Enphase | X-IQ-AM1-24-4 |  |  | 1 |  |  |  | Yes | Outdoor
NJADRE1559843922 | Administratively Determined Incentive Program | MANTUA | 8051 | 10.8 | Residential | Behind the Meter | No | Phoenix Business Solutions, LLC | AC Electric |  | Accepted | 2025-06-10 | 2025-07-15 | 2026-07-15 | Solar Panels | Canadian Solar | CANADIAN SOLAR CS6.1- 54TM- 450H [450W] |  | 0.45 | 12 | 302 | 35 |  | Fixed | Roof
NJADRE1559843945 | Administratively Determined Incentive Program | Blackwood | 8012 | 14.76 | Residential | Behind the Meter | Yes | Trinity Solar, LLC | AC Electric |  | Accepted | 2025-06-04 | 2025-06-27 | 2026-06-27 | Solar Panels | HANWHA 410 (Q.PEAK DUO BLK ML-G10+410) | HANWHA 410 (Q.PEAK DUO BLK ML-G10+410) |  | 0.41 | 8 | 158 | 22 |  | Fixed | Roof
NJADRE1559843945 | Administratively Determined Incentive Program | Blackwood | 8012 | 14.76 | Residential | Behind the Meter | Yes | Trinity Solar, LLC | AC Electric |  | Accepted | 2025-06-04 | 2025-06-27 | 2026-06-27 | Inverters | TESLA 5.7kW (PV ONLY) | TESLA 5.7kW (PV ONLY) | 5700 |  | 2 |  |  | 0.97 |  | Outside
NJADRE1559843945 | Administratively Determined Incentive Program | Blackwood | 8012 | 14.76 | Residential | Behind the Meter | Yes | Trinity Solar, LLC | AC Electric |  | Accepted | 2025-06-04 | 2025-06-27 | 2026-06-27 | Solar Panels | HANWHA 410 (Q.PEAK DUO BLK ML-G10+410) | HANWHA 410 (Q.PEAK DUO BLK ML-G10+410) |  | 0.41 | 28 | 248 | 23 |  | Fixed | Roof
NJADRE1559843959 | Administratively Determined Incentive Program | HAMILTON TWP | 8610 | 7.38 | Residential | Behind the Meter | Yes | Sunrun Installation Services, Inc. | PSE&G |  | Accepted | 2025-06-04 | 2025-07-08 | 2026-07-08 | Inverters | Tesla | Powerwall 3 1707000-xx-y | 11500 |  | 1 |  |  | 0.97 |  | Outdoor
NJADRE1559843959 | Administratively Determined Incentive Program | HAMILTON TWP | 8610 | 7.38 | Residential | Behind the Meter | Yes | Sunrun Installation Services, Inc. | PSE&G |  | Accepted | 2025-06-04 | 2025-07-08 | 2026-07-08 | Electric Storage Battery | Tesla | Powerwall 3 1707000-xx-y |  |  | 1 |  |  |  | Lithium Ion |  | OUTSIDE
NJADRE1559843959 | Administratively Determined Incentive Program | HAMILTON TWP | 8610 | 7.38 | Residential | Behind the Meter | Yes | Sunrun Installation Services, Inc. | PSE&G |  | Accepted | 2025-06-04 | 2025-07-08 | 2026-07-08 | Solar Panels | Hanwha Q Cells | Q.PEAK DUO BLK ML-G10+ 410 DCA |  | 0.41 | 10 | 212 | 13 |  | Fixed | Roof
NJADRE1559843959 | Administratively Determined Incentive Program | HAMILTON TWP | 8610 | 7.38 | Residential | Behind the Meter | Yes | Sunrun Installation Services, Inc. | PSE&G |  | Accepted | 2025-06-04 | 2025-07-08 | 2026-07-08 | Solar Panels | Hanwha Q Cells | Q.PEAK DUO BLK ML-G10+ 410 DCA |  | 0.41 | 8 | 120 | 8 |  | Fixed | Roof
NJADRE1559843970 | Administratively Determined Incentive Program | Trenton | 8609 | 5.1 | Residential | Behind the Meter | Yes | Power Energy Solutions, LLC | PSE&G |  | Accepted | 2025-06-04 | 2025-06-27 | 2026-06-27 | Solar Panels | Trina Solar | TSM-425NE09RC.05 |  | 0.425 | 6 | 112 | 30 |  | Fixed | Roof
NJADRE1559843970 | Administratively Determined Incentive Program | Trenton | 8609 | 5.1 | Residential | Behind the Meter | Yes | Power Energy Solutions, LLC | PSE&G |  | Accepted | 2025-06-04 | 2025-06-27 | 2026-06-27 | Solar Panels | Trina Solar | TSM-425NE09RC.05 |  | 0.425 | 6 | 292 | 30 |  | Fixed | Roof
NJADRE1559843970 | Administratively Determined Incentive Program | Trenton | 8609 | 5.1 | Residential | Behind the Meter | Yes | Power Energy Solutions, LLC | PSE&G |  | Accepted | 2025-06-04 | 2025-06-27 | 2026-06-27 | Inverters | SolarEdge | SE3800H-US | 4 |  | 1 |  |  | 0.97 |  | Outdoor
NJADRE1559843994 | Administratively Determined Incentive Program | Egg Harbor Township | 8234 | 3.28 | Residential | Behind the Meter | Yes | Trinity Solar, LLC | AC Electric |  | Accepted | 2025-06-04 | 2025-06-30 | 2026-06-30 | Inverters | SOLAREDGE | SE3800H-US | 3800 |  | 1 |  |  | 0.97 |  | Outside
NJADRE1559843994 | Administratively Determined Incentive Program | Egg Harbor Township | 8234 | 3.28 | Residential | Behind the Meter | Yes | Trinity Solar, LLC | AC Electric |  | Accepted | 2025-06-04 | 2025-06-30 | 2026-06-30 | Solar Panels | HANWHA 410 (Q.PEAK DUO BLK ML-G10+410) | HANWHA 410 (Q.PEAK DUO BLK ML-G10+410) |  | 0.41 | 8 | 207 | 12 |  | Fixed | Roof
NJADRE1559844011 | Administratively Determined Incentive Program | Barnegat | 8005 | 15.725 | Residential | Behind the Meter | Yes | Big Wave Roofing and Solar, LLC | JCP&L |  | Accepted | 2025-06-04 | 2025-06-27 | 2026-06-27 | Solar Panels | JINKO | JKM425N-54HL4-B |  | 0.425 | 19 | 1 | 31 |  | Fixed | Roof
NJADRE1559844011 | Administratively Determined Incentive Program | Barnegat | 8005 | 15.725 | Residential | Behind the Meter | Yes | Big Wave Roofing and Solar, LLC | JCP&L |  | Accepted | 2025-06-04 | 2025-06-27 | 2026-06-27 | Inverters | Enphase | IQ8HC-72-M-DOM-US | 380 |  | 37 |  |  | 0.97 |  | Outside
NJADRE1559844011 | Administratively Determined Incentive Program | Barnegat | 8005 | 15.725 | Residential | Behind the Meter | Yes | Big Wave Roofing and Solar, LLC | JCP&L |  | Accepted | 2025-06-04 | 2025-06-27 | 2026-06-27 | Solar Panels | JINKO | JKM425N-54HL4-B |  | 0.425 | 18 | 181 | 31 |  | Fixed | Roof
NJADRE1559844013 | Administratively Determined Incentive Program | Kenvil | 7847 | 6.15 | Residential | Behind the Meter | Yes | Sunrun Installation Services, Inc. | JCP&L |  | Accepted | 2025-06-04 | 2025-06-27 | 2026-06-27 | Electric Storage Battery | Tesla | POWERWALL 3 1707000-XX-Y |  |  | 1 |  |  |  | Lithium Ion |  | OUTSIDE
NJADRE1559844013 | Administratively Determined Incentive Program | Kenvil | 7847 | 6.15 | Residential | Behind the Meter | Yes | Sunrun Installation Services, Inc. | JCP&L |  | Accepted | 2025-06-04 | 2025-06-27 | 2026-06-27 | Inverters | Tesla | POWERWALL 3 1707000-XX-Y | 11500 |  | 1 |  |  | 0.97 |  | Outdoor
NJADRE1559844013 | Administratively Determined Incentive Program | Kenvil | 7847 | 6.15 | Residential | Behind the Meter | Yes | Sunrun Installation Services, Inc. | JCP&L |  | Accepted | 2025-06-04 | 2025-06-27 | 2026-06-27 | Solar Panels | HANWHA Q-CELLS | Q.PEAK DUO BLK ML-G10+ 410 DCA |  | 0.41 | 15 | 34 | 28 |  | Fixed | Roof
NJADRE1559844027 | Administratively Determined Incentive Program | Garfield | 7026 | 4.8 | Residential | Behind the Meter | No | Tesla Energy Operations, Inc. | PSE&G |  | Accepted | 2025-06-04 | 2025-06-27 | 2026-06-27 | Electric Storage Battery | Tesla | AC Powerwall 2.0 |  |  | 1 |  |  |  | Lithium Ion |  | OUTSIDE
NJADRE1559844027 | Administratively Determined Incentive Program | Garfield | 7026 | 4.8 | Residential | Behind the Meter | No | Tesla Energy Operations, Inc. | PSE&G |  | Accepted | 2025-06-04 | 2025-06-27 | 2026-06-27 | Solar Panels | Hanwha | Q.PEAK DUO BLK ML-G10+/TS 400 |  | 0.4 | 12 | 213 | 45 |  | Fixed | Roof
NJADRE1559844027 | Administratively Determined Incentive Program | Garfield | 7026 | 4.8 | Residential | Behind the Meter | No | Tesla Energy Operations, Inc. | PSE&G |  | Accepted | 2025-06-04 | 2025-06-27 | 2026-06-27 | Inverters | Tesla | 1850000-XX-Y | 7600 |  | 1 |  |  | 0.98 |  | Outdoor
NJADRE1559844044 | Administratively Determined Incentive Program | Swedesboro | 8085 | 18.275 | Residential | Behind the Meter | Yes | Power Energy Solutions, LLC | AC Electric |  | Accepted | 2025-06-04 | 2025-06-30 | 2026-06-30 | Solar Panels | Trina Solar | TSM-425NE09RC.05 |  | 0.425 | 20 | 198 | 27 |  | Fixed | Roof
NJADRE1559844044 | Administratively Determined Incentive Program | Swedesboro | 8085 | 18.275 | Residential | Behind the Meter | Yes | Power Energy Solutions, LLC | AC Electric |  | Accepted | 2025-06-04 | 2025-06-30 | 2026-06-30 | Solar Panels | Trina Solar | TSM-425NE09RC.05 |  | 0.425 | 8 | 108 | 33 |  | Fixed | Roof
NJADRE1559844044 | Administratively Determined Incentive Program | Swedesboro | 8085 | 18.275 | Residential | Behind the Meter | Yes | Power Energy Solutions, LLC | AC Electric |  | Accepted | 2025-06-04 | 2025-06-30 | 2026-06-30 | Inverters | SolarEdge | SE10000H-US | 10 |  | 1 |  |  | 0.97 |  | Outdoor
NJADRE1559844044 | Administratively Determined Incentive Program | Swedesboro | 8085 | 18.275 | Residential | Behind the Meter | Yes | Power Energy Solutions, LLC | AC Electric |  | Accepted | 2025-06-04 | 2025-06-30 | 2026-06-30 | Solar Panels | Trina Solar | TSM-425NE09RC.05 |  | 0.425 | 1 | 108 | 30 |  | Fixed | Roof
NJADRE1559844044 | Administratively Determined Incentive Program | Swedesboro | 8085 | 18.275 | Residential | Behind the Meter | Yes | Power Energy Solutions, LLC | AC Electric |  | Accepted | 2025-06-04 | 2025-06-30 | 2026-06-30 | Solar Panels | Trina Solar | TSM-425NE09RC.05 |  | 0.425 | 14 | 18 | 27 |  | Fixed | Roof
NJADRE1559844052 | Administratively Determined Incentive Program | Irvington | 7111 | 11.07 | Residential | Behind the Meter | Yes | Sunrun Installation Services, Inc. | PSE&G |  | Accepted | 2025-06-04 | 2025-06-27 | 2026-06-27 | Electric Storage Battery | Tesla | POWERWALL 3 1707000-XX-Y |  |  | 1 |  |  |  | Lithium Ion |  | OUTSIDE
NJADRE1559844052 | Administratively Determined Incentive Program | Irvington | 7111 | 11.07 | Residential | Behind the Meter | Yes | Sunrun Installation Services, Inc. | PSE&G |  | Accepted | 2025-06-04 | 2025-06-27 | 2026-06-27 | Electric Storage Battery | Tesla | POWERWALL 3 EXPANSION 1807000-XX-Y |  |  | 1 |  |  |  | Lithium Ion |  | OUTSIDE
NJADRE1559844052 | Administratively Determined Incentive Program | Irvington | 7111 | 11.07 | Residential | Behind the Meter | Yes | Sunrun Installation Services, Inc. | PSE&G |  | Accepted | 2025-06-04 | 2025-06-27 | 2026-06-27 | Inverters | Tesla | POWERWALL 3 1707000-XX-Y | 11500 |  | 1 |  |  | 0.97 |  | Outdoor
NJADRE1559844052 | Administratively Determined Incentive Program | Irvington | 7111 | 11.07 | Residential | Behind the Meter | Yes | Sunrun Installation Services, Inc. | PSE&G |  | Accepted | 2025-06-04 | 2025-06-27 | 2026-06-27 | Solar Panels | HANWHA Q-CELLS | Q.PEAK DUO BLK ML-G10+ 410 DCA |  | 0.41 | 9 | 49 | 20 |  | Fixed | Roof
NJADRE1559844052 | Administratively Determined Incentive Program | Irvington | 7111 | 11.07 | Residential | Behind the Meter | Yes | Sunrun Installation Services, Inc. | PSE&G |  | Accepted | 2025-06-04 | 2025-06-27 | 2026-06-27 | Solar Panels | HANWHA Q-CELLS | Q.PEAK DUO BLK ML-G10+ 410 DCA |  | 0.41 | 18 | 229 | 20 |  | Fixed | Roof
NJADRE1559844060 | Administratively Determined Incentive Program | Florence | 8518 | 5.16 | Residential | Behind the Meter | Yes | Pro Custom Solar dba Momentum Solar | PSE&G |  | Accepted | 2025-06-04 | 2025-06-27 | 2026-06-27 | Solar Panels | HANWHA | Q.TRON BLK M-G2+430 |  | 0.43 | 12 | 211 | 25 |  | Fixed | Roof
NJADRE1559844060 | Administratively Determined Incentive Program | Florence | 8518 | 5.16 | Residential | Behind the Meter | Yes | Pro Custom Solar dba Momentum Solar | PSE&G |  | Accepted | 2025-06-04 | 2025-06-27 | 2026-06-27 | Inverters | ENPHASE | IQ8HC-72-M-DOM-US | 380 |  | 12 |  |  | 0.97 |  | Outdoor
NJADRE1559844072 | Administratively Determined Incentive Program | Evesham Twp | 8053 | 10.53 | Residential | Behind the Meter | Yes | Sunrun Installation Services, Inc. | PSE&G |  | Accepted | 2025-06-04 | 2025-06-27 | 2026-06-27 | Solar Panels | JA SOLAR | JAM54S31-405/MR |  | 0.405 | 6 | 238 | 21 |  | Fixed | Roof
NJADRE1559844072 | Administratively Determined Incentive Program | Evesham Twp | 8053 | 10.53 | Residential | Behind the Meter | Yes | Sunrun Installation Services, Inc. | PSE&G |  | Accepted | 2025-06-04 | 2025-06-27 | 2026-06-27 | Inverters | SOLAREDGE TECHNOLOGIES | SE7600H-USMN | 7600 |  | 1 |  |  | 0.99 |  | Outdoor
NJADRE1559844072 | Administratively Determined Incentive Program | Evesham Twp | 8053 | 10.53 | Residential | Behind the Meter | Yes | Sunrun Installation Services, Inc. | PSE&G |  | Accepted | 2025-06-04 | 2025-06-27 | 2026-06-27 | Solar Panels | JA SOLAR | JAM54S31-405/MR |  | 0.405 | 20 | 58 | 21 |  | Fixed | Roof
NJADRE1559844083 | Administratively Determined Incentive Program | Princeton | 8540 | 17.63 | Residential | Behind the Meter | Yes | Brilliant Installations, Inc. | PSE&G |  | Accepted | 2025-06-04 | 2025-06-30 | 2026-06-30 | Inverters | SOLAREDGE | USE5700H-USMNBL75 | 5700 |  | 1 |  |  | 0.97 |  | Outdoor
NJADRE1559844083 | Administratively Determined Incentive Program | Princeton | 8540 | 17.63 | Residential | Behind the Meter | Yes | Brilliant Installations, Inc. | PSE&G |  | Accepted | 2025-06-04 | 2025-06-30 | 2026-06-30 | Inverters | SOLAREDGE | USE7600H-USMNBL75 | 7600 |  | 1 |  |  | 0.97 |  | Outdoor
NJADRE1559844083 | Administratively Determined Incentive Program | Princeton | 8540 | 17.63 | Residential | Behind the Meter | Yes | Brilliant Installations, Inc. | PSE&G |  | Accepted | 2025-06-04 | 2025-06-30 | 2026-06-30 | Solar Panels | JINKO SOLAR | JKM430N-54HL4-B430 |  | 0.43 | 18 | 116 | 41 |  | Fixed | Roof
NJADRE1559844083 | Administratively Determined Incentive Program | Princeton | 8540 | 17.63 | Residential | Behind the Meter | Yes | Brilliant Installations, Inc. | PSE&G |  | Accepted | 2025-06-04 | 2025-06-30 | 2026-06-30 | Solar Panels | JINKO SOLAR | JKM430N-54HL4-B430 |  | 0.43 | 12 | 116 | 41 |  | Fixed | Roof
NJADRE1559844083 | Administratively Determined Incentive Program | Princeton | 8540 | 17.63 | Residential | Behind the Meter | Yes | Brilliant Installations, Inc. | PSE&G |  | Accepted | 2025-06-04 | 2025-06-30 | 2026-06-30 | Solar Panels | JINKO SOLAR | JKM430N-54HL4-B430 |  | 0.43 | 3 | 206 | 41 |  | Fixed | Roof
NJADRE1559844083 | Administratively Determined Incentive Program | Princeton | 8540 | 17.63 | Residential | Behind the Meter | Yes | Brilliant Installations, Inc. | PSE&G |  | Accepted | 2025-06-04 | 2025-06-30 | 2026-06-30 | Solar Panels | JINKO SOLAR | JKM430N-54HL4-B430 |  | 0.43 | 4 | 206 | 46 |  | Fixed | Roof
NJADRE1559844083 | Administratively Determined Incentive Program | Princeton | 8540 | 17.63 | Residential | Behind the Meter | Yes | Brilliant Installations, Inc. | PSE&G |  | Accepted | 2025-06-04 | 2025-06-30 | 2026-06-30 | Solar Panels | JINKO SOLAR | JKM430N-54HL4-B430 |  | 0.43 | 2 | 206 | 41 |  | Fixed | Roof
NJADRE1559844083 | Administratively Determined Incentive Program | Princeton | 8540 | 17.63 | Residential | Behind the Meter | Yes | Brilliant Installations, Inc. | PSE&G |  | Accepted | 2025-06-04 | 2025-06-30 | 2026-06-30 | Solar Panels | JINKO SOLAR | JKM430N-54HL4-B430 |  | 0.43 | 2 | 206 | 41 |  | Fixed | Roof
NJADRE1559844106 | Administratively Determined Incentive Program | Willingboro | 8046 | 6.15 | Residential | Behind the Meter | Yes | Sunrun Installation Services, Inc. | PSE&G |  | Accepted | 2025-06-04 | 2025-06-27 | 2026-06-27 | Solar Panels | HANWHA Q-CELLS | Q.PEAK DUO BLK ML-G10+ 410 DCA |  | 0.41 | 10 | 17 | 26 |  | Fixed | Roof
NJADRE1559844106 | Administratively Determined Incentive Program | Willingboro | 8046 | 6.15 | Residential | Behind the Meter | Yes | Sunrun Installation Services, Inc. | PSE&G |  | Accepted | 2025-06-04 | 2025-06-27 | 2026-06-27 | Solar Panels | HANWHA Q-CELLS | Q.PEAK DUO BLK ML-G10+ 410 DCA |  | 0.41 | 5 | 18 | 20 |  | Fixed | Roof
NJADRE1559844106 | Administratively Determined Incentive Program | Willingboro | 8046 | 6.15 | Residential | Behind the Meter | Yes | Sunrun Installation Services, Inc. | PSE&G |  | Accepted | 2025-06-04 | 2025-06-27 | 2026-06-27 | Inverters | GROWATT NEW ENERGY TECHNOLOGY CO LTD | MIN 6000TL-XH-US | 6000 |  | 1 |  |  | 0.98 |  | Outdoor
NJADRE1559844109 | Administratively Determined Incentive Program | Bayonne | 7002 | 4.73 | Residential | Behind the Meter | Yes | Pro Custom Solar dba Momentum Solar | PSE&G |  | Accepted | 2025-06-04 | 2025-06-30 | 2026-06-30 | Solar Panels | HANWHA | Q.TRON BLK M-G2+430 |  | 0.43 | 11 | 213 | 4 |  | Fixed | Roof
NJADRE1559844109 | Administratively Determined Incentive Program | Bayonne | 7002 | 4.73 | Residential | Behind the Meter | Yes | Pro Custom Solar dba Momentum Solar | PSE&G |  | Accepted | 2025-06-04 | 2025-06-30 | 2026-06-30 | Inverters | ENPHASE | IQ8HC-72-M-DOM-US | 380 |  | 11 |  |  | 0.97 |  | Outdoor
NJADRE1559844113 | Administratively Determined Incentive Program | South Orange Village Twp | 7079 | 7.29 | Residential | Behind the Meter | Yes | Sunrun Installation Services, Inc. | PSE&G |  | Accepted | 2025-06-04 | 2025-06-27 | 2026-06-27 | Inverters | SolarEdge Technologies | SE5700H-USMN | 5760 |  | 1 |  |  | 0.99 |  | Outdoor
NJADRE1559844113 | Administratively Determined Incentive Program | South Orange Village Twp | 7079 | 7.29 | Residential | Behind the Meter | Yes | Sunrun Installation Services, Inc. | PSE&G |  | Accepted | 2025-06-04 | 2025-06-27 | 2026-06-27 | Solar Panels | JA Solar | JAM54S31-405/MR |  | 0.405 | 16 | 138 | 35 |  | Fixed | Roof
NJADRE1559844113 | Administratively Determined Incentive Program | South Orange Village Twp | 7079 | 7.29 | Residential | Behind the Meter | Yes | Sunrun Installation Services, Inc. | PSE&G |  | Accepted | 2025-06-04 | 2025-06-27 | 2026-06-27 | Solar Panels | JA Solar | JAM54S31-405/MR |  | 0.405 | 2 | 318 | 36 |  | Fixed | Roof
NJADRE1559844125 | Administratively Determined Incentive Program | Pine Hill | 8021 | 4.675 | Residential | Behind the Meter | Yes | Power Energy Solutions, LLC | AC Electric |  | Accepted | 2025-06-04 | 2025-06-30 | 2026-06-30 | Inverters | SolarEdge | SE3800H-US | 4 |  | 1 |  |  | 0.97 |  | Outdoor
NJADRE1559844125 | Administratively Determined Incentive Program | Pine Hill | 8021 | 4.675 | Residential | Behind the Meter | Yes | Power Energy Solutions, LLC | AC Electric |  | Accepted | 2025-06-04 | 2025-06-30 | 2026-06-30 | Solar Panels | Trina Solar | TSM-425NE09RC.05 |  | 0.425 | 2 | 103 | 20 |  | Fixed | Roof
NJADRE1559844125 | Administratively Determined Incentive Program | Pine Hill | 8021 | 4.675 | Residential | Behind the Meter | Yes | Power Energy Solutions, LLC | AC Electric |  | Accepted | 2025-06-04 | 2025-06-30 | 2026-06-30 | Solar Panels | Trina Solar | TSM-425NE09RC.05 |  | 0.425 | 2 | 284 | 26 |  | Fixed | Roof
NJADRE1559844125 | Administratively Determined Incentive Program | Pine Hill | 8021 | 4.675 | Residential | Behind the Meter | Yes | Power Energy Solutions, LLC | AC Electric |  | Accepted | 2025-06-04 | 2025-06-30 | 2026-06-30 | Solar Panels | Trina Solar | TSM-425NE09RC.05 |  | 0.425 | 7 | 104 | 26 |  | Fixed | Roof
NJADRE1559844129 | Administratively Determined Incentive Program | Brick | 8724 | 18.7 | Residential | Behind the Meter | Yes | Big Wave Roofing and Solar, LLC | JCP&L |  | Accepted | 2025-06-04 | 2025-06-30 | 2026-06-30 | Solar Panels | JINKO | JKM425N-54HL4-B (425W) |  | 0.425 | 5 | 319 | 18 |  | Fixed | Roof
NJADRE1559844129 | Administratively Determined Incentive Program | Brick | 8724 | 18.7 | Residential | Behind the Meter | Yes | Big Wave Roofing and Solar, LLC | JCP&L |  | Accepted | 2025-06-04 | 2025-06-30 | 2026-06-30 | Inverters | Enphase | IQ8HC-72-M-DOM-US | 390 |  | 44 |  |  | 0.97 |  | Outdoor
NJADRE1559844129 | Administratively Determined Incentive Program | Brick | 8724 | 18.7 | Residential | Behind the Meter | Yes | Big Wave Roofing and Solar, LLC | JCP&L |  | Accepted | 2025-06-04 | 2025-06-30 | 2026-06-30 | Solar Panels | JINKO | JKM425N-54HL4-B (425W) |  | 0.425 | 8 | 139 | 18 |  | Fixed | Roof
NJADRE1559844129 | Administratively Determined Incentive Program | Brick | 8724 | 18.7 | Residential | Behind the Meter | Yes | Big Wave Roofing and Solar, LLC | JCP&L |  | Accepted | 2025-06-04 | 2025-06-30 | 2026-06-30 | Solar Panels | JINKO | JKM425N-54HL4-B (425W) |  | 0.425 | 16 | 139 | 18 |  | Fixed | Roof
NJADRE1559844129 | Administratively Determined Incentive Program | Brick | 8724 | 18.7 | Residential | Behind the Meter | Yes | Big Wave Roofing and Solar, LLC | JCP&L |  | Accepted | 2025-06-04 | 2025-06-30 | 2026-06-30 | Solar Panels | JINKO | JKM425N-54HL4-B (425W) |  | 0.425 | 15 | 319 | 18 |  | Fixed | Roof
NJADRE1559844150 | Administratively Determined Incentive Program | Flemington | 8822 | 10.75 | Residential | Behind the Meter | Yes | Pro Custom Solar dba Momentum Solar | JCP&L |  | Accepted | 2025-06-04 | 2025-06-30 | 2026-06-30 | Inverters | ENPHASE | IQ8HC-72-M-DOM-US | 380 |  | 25 |  |  | 0.97 |  | Outdoor
NJADRE1559844150 | Administratively Determined Incentive Program | Flemington | 8822 | 10.75 | Residential | Behind the Meter | Yes | Pro Custom Solar dba Momentum Solar | JCP&L |  | Accepted | 2025-06-04 | 2025-06-30 | 2026-06-30 | Solar Panels | HANWHA | Q.TRON BLK M-G2+430 |  | 0.43 | 8 | 128 | 36 |  | Fixed | Roof
NJADRE1559844150 | Administratively Determined Incentive Program | Flemington | 8822 | 10.75 | Residential | Behind the Meter | Yes | Pro Custom Solar dba Momentum Solar | JCP&L |  | Accepted | 2025-06-04 | 2025-06-30 | 2026-06-30 | Solar Panels | HANWHA | Q.TRON BLK M-G2+430 |  | 0.43 | 11 | 128 | 36 |  | Fixed | Roof
NJADRE1559844150 | Administratively Determined Incentive Program | Flemington | 8822 | 10.75 | Residential | Behind the Meter | Yes | Pro Custom Solar dba Momentum Solar | JCP&L |  | Accepted | 2025-06-04 | 2025-06-30 | 2026-06-30 | Solar Panels | HANWHA | Q.TRON BLK M-G2+430 |  | 0.43 | 6 | 308 | 30 |  | Fixed | Roof
NJADRE1559844155 | Administratively Determined Incentive Program | Waterford Works | 8089 | 5.33 | Residential | Behind the Meter | Yes | Trinity Solar, LLC | AC Electric |  | Accepted | 2025-06-05 | 2025-07-07 | 2026-07-07 | Solar Panels | Hanwha | Q.PEAK DUO BLK ML-G10+ 410 |  | 0.41 | 2 | 151 | 38 |  | Fixed | Roof
NJADRE1559844155 | Administratively Determined Incentive Program | Waterford Works | 8089 | 5.33 | Residential | Behind the Meter | Yes | Trinity Solar, LLC | AC Electric |  | Accepted | 2025-06-05 | 2025-07-07 | 2026-07-07 | Solar Panels | Hanwha | Q.PEAK DUO BLK ML-G10+ 410 |  | 0.41 | 11 | 61 | 26 |  | Fixed | Roof
NJADRE1559844155 | Administratively Determined Incentive Program | Waterford Works | 8089 | 5.33 | Residential | Behind the Meter | Yes | Trinity Solar, LLC | AC Electric |  | Accepted | 2025-06-05 | 2025-07-07 | 2026-07-07 | Inverters | Solar Edge | SE6000H-US | 6000 |  | 1 |  |  | 0.97 |  | Outside
NJADRE1559844174 | Administratively Determined Incentive Program | Harrison Township | 8062 | 12.615 | Residential | Behind the Meter | Yes | Venture Home Solar, LLC | AC Electric |  | Accepted | 2025-06-04 | 2025-07-09 | 2026-07-09 | Solar Panels | Hanwha | Q.TRON BLK M-G2+ 435 |  | 0.435 | 9 | 246 | 38 |  | Fixed | Roof
NJADRE1559844174 | Administratively Determined Incentive Program | Harrison Township | 8062 | 12.615 | Residential | Behind the Meter | Yes | Venture Home Solar, LLC | AC Electric |  | Accepted | 2025-06-04 | 2025-07-09 | 2026-07-09 | Solar Panels | Hanwha | Q.TRON BLK M-G2+ 435 |  | 0.435 | 2 | 66 | 38 |  | Fixed | Roof
NJADRE1559844174 | Administratively Determined Incentive Program | Harrison Township | 8062 | 12.615 | Residential | Behind the Meter | Yes | Venture Home Solar, LLC | AC Electric |  | Accepted | 2025-06-04 | 2025-07-09 | 2026-07-09 | Solar Panels | Hanwha | Q.TRON BLK M-G2+ 435 |  | 0.435 | 2 | 246 | 38 |  | Fixed | Roof
NJADRE1559844174 | Administratively Determined Incentive Program | Harrison Township | 8062 | 12.615 | Residential | Behind the Meter | Yes | Venture Home Solar, LLC | AC Electric |  | Accepted | 2025-06-04 | 2025-07-09 | 2026-07-09 | Inverters | EnPhase | IQ8HC-72-M-DOM-US (240V) | 366 |  | 29 |  |  | 0.98361 |  | Outside
NJADRE1559844174 | Administratively Determined Incentive Program | Harrison Township | 8062 | 12.615 | Residential | Behind the Meter | Yes | Venture Home Solar, LLC | AC Electric |  | Accepted | 2025-06-04 | 2025-07-09 | 2026-07-09 | Solar Panels | Hanwha | Q.TRON BLK M-G2+ 435 |  | 0.435 | 7 | 156 | 34 |  | Fixed | Roof
NJADRE1559844174 | Administratively Determined Incentive Program | Harrison Township | 8062 | 12.615 | Residential | Behind the Meter | Yes | Venture Home Solar, LLC | AC Electric |  | Accepted | 2025-06-04 | 2025-07-09 | 2026-07-09 | Solar Panels | Hanwha | Q.TRON BLK M-G2+ 435 |  | 0.435 | 9 | 156 | 34 |  | Fixed | Roof
NJADRE1559844180 | Administratively Determined Incentive Program | Jackson | 8527 | 62.9 | Commercial | Behind the Meter | No | Ventura Group, Inc. | JCP&L |  | Accepted | 2025-06-04 | 2025-07-01 | 2026-07-01 | Inverters | SolarEdge | SE50KUS | 50 |  | 1 |  |  | 0.95 |  | Outside
NJADRE1559844180 | Administratively Determined Incentive Program | Jackson | 8527 | 62.9 | Commercial | Behind the Meter | No | Ventura Group, Inc. | JCP&L |  | Accepted | 2025-06-04 | 2025-07-01 | 2026-07-01 | Solar Panels | Trina Solar | TSM-425NEG9RC.27 |  | 0.425 | 148 | 187 | 5 |  | Fixed | Roof
NJADRE1559844324 | Administratively Determined Incentive Program | Mount Laurel | 8054 | 6.45 | Residential | Behind the Meter | Yes | Velocity Energy & Home Solutions, Inc. | PSE&G |  | Accepted | 2025-06-04 | 2025-07-07 | 2026-07-07 | Solar Panels | qtron | 430 |  | 0.43 | 15 | 111 | 20 |  | Fixed | Roof
NJADRE1559844324 | Administratively Determined Incentive Program | Mount Laurel | 8054 | 6.45 | Residential | Behind the Meter | Yes | Velocity Energy & Home Solutions, Inc. | PSE&G |  | Accepted | 2025-06-04 | 2025-07-07 | 2026-07-07 | Inverters | enphase | iq8hc | 380 |  | 15 |  |  | 0.99 |  | Outside | behind panels
NJADRE1559844649 | Administratively Determined Incentive Program | Little Ferry | 7643 | 8.08 | Residential | Behind the Meter | Yes | Power Energy Solutions, LLC | PSE&G |  | Accepted | 2025-06-04 | 2025-06-30 | 2026-06-30 | Solar Panels | Trina Solar | TSM-425NE09RC.05 |  | 0.425 | 6 | 119 | 36 |  | Fixed | Roof
NJADRE1559844649 | Administratively Determined Incentive Program | Little Ferry | 7643 | 8.08 | Residential | Behind the Meter | Yes | Power Energy Solutions, LLC | PSE&G |  | Accepted | 2025-06-04 | 2025-06-30 | 2026-06-30 | Solar Panels | Trina Solar | TSM-425NE09RC.05 |  | 0.425 | 12 | 119 | 35 |  | Fixed | Roof
NJADRE1559844649 | Administratively Determined Incentive Program | Little Ferry | 7643 | 8.08 | Residential | Behind the Meter | Yes | Power Energy Solutions, LLC | PSE&G |  | Accepted | 2025-06-04 | 2025-06-30 | 2026-06-30 | Inverters | Enphase | IQ8+-72-2-US | 290 |  | 19 |  |  | 0.97 |  | Outdoor
NJADRE1559844649 | Administratively Determined Incentive Program | Little Ferry | 7643 | 8.08 | Residential | Behind the Meter | Yes | Power Energy Solutions, LLC | PSE&G |  | Accepted | 2025-06-04 | 2025-06-30 | 2026-06-30 | Solar Panels | Trina Solar | TSM-425NE09RC.05 |  | 0.425 | 1 | 299 | 6 |  | Fixed | Roof
NJADRE1559844654 | Administratively Determined Incentive Program | West Creek | 8092 | 14.62 | Residential | Behind the Meter | No | EMT Renewables, LLC | AC Electric |  | Accepted | 2025-06-04 | 2025-06-30 | 2026-06-30 | Solar Panels | Q.CELLS | Q.TRON BLK M-G2 |  | 0.43 | 18 | 67 | 23 |  | Fixed | Roof
NJADRE1559844654 | Administratively Determined Incentive Program | West Creek | 8092 | 14.62 | Residential | Behind the Meter | No | EMT Renewables, LLC | AC Electric |  | Accepted | 2025-06-04 | 2025-06-30 | 2026-06-30 | Solar Panels | Q.CELLS | Q.TRON BLK M-G2 |  | 0.43 | 4 | 247 | 23 |  | Fixed | Roof
NJADRE1559844654 | Administratively Determined Incentive Program | West Creek | 8092 | 14.62 | Residential | Behind the Meter | No | EMT Renewables, LLC | AC Electric |  | Accepted | 2025-06-04 | 2025-06-30 | 2026-06-30 | Inverters | Q.CELLS | Q.MI.349B-G1 | 349 |  | 34 |  |  | 0.98 |  | Outside | UNDER EACH PANEL
NJADRE1559844654 | Administratively Determined Incentive Program | West Creek | 8092 | 14.62 | Residential | Behind the Meter | No | EMT Renewables, LLC | AC Electric |  | Accepted | 2025-06-04 | 2025-06-30 | 2026-06-30 | Solar Panels | Q.CELLS | Q.TRON BLK M-G2 |  | 0.43 | 12 | 247 | 23 |  | Fixed | Roof
NJADRE1559844655 | Administratively Determined Incentive Program | Salem | 8079 | 27.52 | Residential | Behind the Meter | Yes | Velocity Energy & Home Solutions, Inc. | AC Electric |  | Accepted | 2025-06-04 | 2025-07-07 | 2026-07-07 | Solar Panels | sef | 430w |  | 0.43 | 33 | 264 | 20 |  | Fixed | Roof
NJADRE1559844655 | Administratively Determined Incentive Program | Salem | 8079 | 27.52 | Residential | Behind the Meter | Yes | Velocity Energy & Home Solutions, Inc. | AC Electric |  | Accepted | 2025-06-04 | 2025-07-07 | 2026-07-07 | Solar Panels | seg | 430w |  | 0.43 | 15 | 175 | 20 |  | Fixed | Roof
NJADRE1559844655 | Administratively Determined Incentive Program | Salem | 8079 | 27.52 | Residential | Behind the Meter | Yes | Velocity Energy & Home Solutions, Inc. | AC Electric |  | Accepted | 2025-06-04 | 2025-07-07 | 2026-07-07 | Solar Panels | seg | 430w |  | 0.43 | 5 | 174 | 20 |  | Fixed | Roof
NJADRE1559844655 | Administratively Determined Incentive Program | Salem | 8079 | 27.52 | Residential | Behind the Meter | Yes | Velocity Energy & Home Solutions, Inc. | AC Electric |  | Accepted | 2025-06-04 | 2025-07-07 | 2026-07-07 | Solar Panels | seg | 430w |  | 0.43 | 11 | 85 | 7 |  | Fixed | Roof
NJADRE1559844655 | Administratively Determined Incentive Program | Salem | 8079 | 27.52 | Residential | Behind the Meter | Yes | Velocity Energy & Home Solutions, Inc. | AC Electric |  | Accepted | 2025-06-04 | 2025-07-07 | 2026-07-07 | Inverters | enphase | iq8plus | 290 |  | 64 |  |  | 0.99 |  | Outside | behind panels
NJADRE1559844661 | Administratively Determined Incentive Program | Pennsville | 8070 | 15.91 | Residential | Behind the Meter | No | EMT Renewables, LLC | AC Electric |  | Accepted | 2025-06-04 | 2025-07-02 | 2026-07-02 | Solar Panels | Q.CELLS | Q.TRON BLK M-G2 |  | 0.43 | 19 | 37 | 28 |  | Fixed | Roof
NJADRE1559844661 | Administratively Determined Incentive Program | Pennsville | 8070 | 15.91 | Residential | Behind the Meter | No | EMT Renewables, LLC | AC Electric |  | Accepted | 2025-06-04 | 2025-07-02 | 2026-07-02 | Solar Panels | Q.CELLS | Q.TRON BLK M-G2 |  | 0.43 | 18 | 217 | 28 |  | Fixed | Roof
NJADRE1559844661 | Administratively Determined Incentive Program | Pennsville | 8070 | 15.91 | Residential | Behind the Meter | No | EMT Renewables, LLC | AC Electric |  | Accepted | 2025-06-04 | 2025-07-02 | 2026-07-02 | Inverters | Q.CELLS | Q.MI.349B-G1 | 349 |  | 37 |  |  | 0.98 |  | Other | UNDER EACH PANEL
NJADRE1559844663 | Administratively Determined Incentive Program | Newark | 7103 | 10.25 | Residential | Behind the Meter | Yes | Trinity Solar, LLC | PSE&G |  | Accepted | 2025-06-04 | 2025-06-30 | 2026-06-30 | Inverters | SOLAREDGE | SE7600H-US | 7600 |  | 1 |  |  | 0.97 |  | Outside
NJADRE1559844663 | Administratively Determined Incentive Program | Newark | 7103 | 10.25 | Residential | Behind the Meter | Yes | Trinity Solar, LLC | PSE&G |  | Accepted | 2025-06-04 | 2025-06-30 | 2026-06-30 | Solar Panels | HANWHA 410 (Q.PEAK DUO BLK ML-G10+410) | HANWHA 410 (Q.PEAK DUO BLK ML-G10+410) |  | 0.41 | 25 | 16 | 18 |  | Fixed | Roof
NJADRE1559844664 | Administratively Determined Incentive Program | WEST DEPTFORD | 8096 | 8.4 | Residential | Behind the Meter | Yes | Suntuity Solar, LLC | PSE&G |  | Accepted | 2025-06-04 | 2025-06-30 | 2026-06-30 | Solar Panels | Hyperion Solar | HY-DH108P8 400W(B) |  | 0.4 | 9 | 119 | 23 |  | Fixed | Roof
NJADRE1559844664 | Administratively Determined Incentive Program | WEST DEPTFORD | 8096 | 8.4 | Residential | Behind the Meter | Yes | Suntuity Solar, LLC | PSE&G |  | Accepted | 2025-06-04 | 2025-06-30 | 2026-06-30 | Meters | Enphase Energy Inc | X-IQ-AM1-240-4 |  |  | 1 |  |  |  | Yes | Outdoor
NJADRE1559844664 | Administratively Determined Incentive Program | WEST DEPTFORD | 8096 | 8.4 | Residential | Behind the Meter | Yes | Suntuity Solar, LLC | PSE&G |  | Accepted | 2025-06-04 | 2025-06-30 | 2026-06-30 | Inverters | Enphase Energy Inc | IQ8PLUS-72-2-US | 290 |  | 21 |  |  | 0.99 |  | Outdoor
NJADRE1559844664 | Administratively Determined Incentive Program | WEST DEPTFORD | 8096 | 8.4 | Residential | Behind the Meter | Yes | Suntuity Solar, LLC | PSE&G |  | Accepted | 2025-06-04 | 2025-06-30 | 2026-06-30 | Solar Panels | Canadian Solar | CS6R-400MS-HL |  | 0.4 | 6 | 209 | 23 |  | Fixed | Roof
NJADRE1559844664 | Administratively Determined Incentive Program | WEST DEPTFORD | 8096 | 8.4 | Residential | Behind the Meter | Yes | Suntuity Solar, LLC | PSE&G |  | Accepted | 2025-06-04 | 2025-06-30 | 2026-06-30 | Solar Panels | Canadian Solar | CS6R-400MS-HL |  | 0.4 | 6 | 209 | 11 |  | Fixed | Roof
NJADRE1559844826 | Administratively Determined Incentive Program | East Brunswick | 8816 | 12.33 | Residential | Behind the Meter | Yes | Big Wave Roofing and Solar, LLC | PSE&G |  | Accepted | 2025-06-04 | 2025-06-30 | 2026-06-30 | Solar Panels | JINKO | JKM425N-54HL4-B (425W) |  | 0.425 | 16 | 79 | 18 |  | Fixed | Roof
NJADRE1559844826 | Administratively Determined Incentive Program | East Brunswick | 8816 | 12.33 | Residential | Behind the Meter | Yes | Big Wave Roofing and Solar, LLC | PSE&G |  | Accepted | 2025-06-04 | 2025-06-30 | 2026-06-30 | Solar Panels | JINKO | JKM425N-54HL4-B (425W) |  | 0.425 | 13 | 259 | 18 |  | Fixed | Roof
NJADRE1559844826 | Administratively Determined Incentive Program | East Brunswick | 8816 | 12.33 | Residential | Behind the Meter | Yes | Big Wave Roofing and Solar, LLC | PSE&G |  | Accepted | 2025-06-04 | 2025-06-30 | 2026-06-30 | Inverters | Enphase | ENPHASE IQ8HC-72-M-DOM-US | 380 |  | 29 |  |  | 0.97 |  | Outdoor
NJADRE1559845132 | Administratively Determined Incentive Program | Washington Township | 8080 | 10.75 | Residential | Behind the Meter | Yes | Velocity Energy & Home Solutions, Inc. | AC Electric |  | Accepted | 2025-06-04 | 2025-07-07 | 2026-07-07 | Solar Panels | seg | 430w |  | 0.43 | 21 | 234 | 33 |  | Fixed | Roof
NJADRE1559845132 | Administratively Determined Incentive Program | Washington Township | 8080 | 10.75 | Residential | Behind the Meter | Yes | Velocity Energy & Home Solutions, Inc. | AC Electric |  | Accepted | 2025-06-04 | 2025-07-07 | 2026-07-07 | Inverters | enphase | iq8hc | 380 |  | 25 |  |  | 0.99 |  | Outside | behind panels
NJADRE1559845132 | Administratively Determined Incentive Program | Washington Township | 8080 | 10.75 | Residential | Behind the Meter | Yes | Velocity Energy & Home Solutions, Inc. | AC Electric |  | Accepted | 2025-06-04 | 2025-07-07 | 2026-07-07 | Solar Panels | seg | 430 |  | 0.43 | 2 | 234 | 31 |  | Fixed | Roof
NJADRE1559845132 | Administratively Determined Incentive Program | Washington Township | 8080 | 10.75 | Residential | Behind the Meter | Yes | Velocity Energy & Home Solutions, Inc. | AC Electric |  | Accepted | 2025-06-04 | 2025-07-07 | 2026-07-07 | Solar Panels | seg | 430w |  | 0.43 | 2 | 233 | 32 |  | Double Axis | Roof
NJADRE1559845138 | Administratively Determined Incentive Program | Newark | 7107 | 5.33 | Residential | Behind the Meter | Yes | Trinity Solar, LLC | PSE&G |  | Accepted | 2025-06-04 | 2025-06-30 | 2026-06-30 | Inverters | SOLAREDGE | USE5700H-USMNBL75 | 5700 |  | 1 |  |  | 0.97 |  | Outside
NJADRE1559845138 | Administratively Determined Incentive Program | Newark | 7107 | 5.33 | Residential | Behind the Meter | Yes | Trinity Solar, LLC | PSE&G |  | Accepted | 2025-06-04 | 2025-06-30 | 2026-06-30 | Solar Panels | HANWHA 410 (Q.PEAK DUO BLK ML-G10+410) | HANWHA 410 (Q.PEAK DUO BLK ML-G10+410) |  | 0.41 | 13 | 202 | 27 |  | Fixed | Roof
NJADRE1559845157 | Administratively Determined Incentive Program | NEWARK | 7105 | 6.02 | Residential | Behind the Meter | Yes | Pro Custom Solar dba Momentum Solar | PSE&G |  | Accepted | 2025-06-04 | 2025-06-30 | 2026-06-30 | Inverters | ENPHASE | IQ8HC-72-M-DOM-US | 380 |  | 14 |  |  | 0.97 |  | Outdoor
NJADRE1559845157 | Administratively Determined Incentive Program | NEWARK | 7105 | 6.02 | Residential | Behind the Meter | Yes | Pro Custom Solar dba Momentum Solar | PSE&G |  | Accepted | 2025-06-04 | 2025-06-30 | 2026-06-30 | Solar Panels | HANWHA | Q.TRON BLK M-G2+430 |  | 0.43 | 14 | 205 | 0 |  | Fixed | Roof
NJADRE1559845164 | Administratively Determined Incentive Program | SOUTH BRUNSWICK TWP | 8852 | 11.88 | Residential | Behind the Meter | No | Over the Top Solar Solutions, LLC | PSE&G |  | Accepted | 2025-06-04 | 2025-06-30 | 2026-06-30 | Solar Panels | SILFAB SOLAR | SIL-440QD |  | 0.44 | 8 | 243 | 18 |  | Fixed | Roof
NJADRE1559845164 | Administratively Determined Incentive Program | SOUTH BRUNSWICK TWP | 8852 | 11.88 | Residential | Behind the Meter | No | Over the Top Solar Solutions, LLC | PSE&G |  | Accepted | 2025-06-04 | 2025-06-30 | 2026-06-30 | Solar Panels | SILFAB SOLAR | SIL-440QD |  | 0.44 | 7 | 63 | 18 |  | Fixed | Roof
NJADRE1559845164 | Administratively Determined Incentive Program | SOUTH BRUNSWICK TWP | 8852 | 11.88 | Residential | Behind the Meter | No | Over the Top Solar Solutions, LLC | PSE&G |  | Accepted | 2025-06-04 | 2025-06-30 | 2026-06-30 | Inverters | ENPHASE | IQ8AC-72-M-US | 349 |  | 27 |  |  | 0.973 |  | Outside
NJADRE1559845164 | Administratively Determined Incentive Program | SOUTH BRUNSWICK TWP | 8852 | 11.88 | Residential | Behind the Meter | No | Over the Top Solar Solutions, LLC | PSE&G |  | Accepted | 2025-06-04 | 2025-06-30 | 2026-06-30 | Solar Panels | SILFAB SOLAR | SIL-440QD |  | 0.44 | 2 | 153 | 18 |  | Fixed | Roof
NJADRE1559845164 | Administratively Determined Incentive Program | SOUTH BRUNSWICK TWP | 8852 | 11.88 | Residential | Behind the Meter | No | Over the Top Solar Solutions, LLC | PSE&G |  | Accepted | 2025-06-04 | 2025-06-30 | 2026-06-30 | Solar Panels | SILFAB SOLAR | SIL-440QD |  | 0.44 | 5 | 63 | 18 |  | Fixed | Roof
NJADRE1559845164 | Administratively Determined Incentive Program | SOUTH BRUNSWICK TWP | 8852 | 11.88 | Residential | Behind the Meter | No | Over the Top Solar Solutions, LLC | PSE&G |  | Accepted | 2025-06-04 | 2025-06-30 | 2026-06-30 | Solar Panels | SILFAB SOLAR | SIL-440QD |  | 0.44 | 5 | 153 | 18 |  | Fixed | Roof
NJADRE1559845172 | Administratively Determined Incentive Program | WILLINGBORO | 8046 | 13.28 | Residential | Behind the Meter | Yes | GenSun Roofing and Solar, LLC | PSE&G |  | Accepted | 2025-06-05 | 2025-07-01 | 2026-07-01 | Solar Panels | Hanwha | Q.PEAK DUO XL-G8.3 415W |  | 0.415 | 17 | 327 | 18 |  | Fixed | Roof
NJADRE1559845172 | Administratively Determined Incentive Program | WILLINGBORO | 8046 | 13.28 | Residential | Behind the Meter | Yes | GenSun Roofing and Solar, LLC | PSE&G |  | Accepted | 2025-06-05 | 2025-07-01 | 2026-07-01 | Meters | Solar Edge | SE11400H - US |  |  | 1 |  |  |  | Yes | Outdoor
NJADRE1559845172 | Administratively Determined Incentive Program | WILLINGBORO | 8046 | 13.28 | Residential | Behind the Meter | Yes | GenSun Roofing and Solar, LLC | PSE&G |  | Accepted | 2025-06-05 | 2025-07-01 | 2026-07-01 | Solar Panels | Hanwha | Q.PEAK DUO XL-G8.3 415W |  | 0.415 | 15 | 147 | 18 |  | Fixed | Roof
NJADRE1559845172 | Administratively Determined Incentive Program | WILLINGBORO | 8046 | 13.28 | Residential | Behind the Meter | Yes | GenSun Roofing and Solar, LLC | PSE&G |  | Accepted | 2025-06-05 | 2025-07-01 | 2026-07-01 | Inverters | SOLAREDGE | SE11400H - US | 11400 |  | 1 |  |  | 0.9 |  | Outdoor
NJADRE1559845175 | Administratively Determined Incentive Program | Estell Manor | 8319 | 8.61 | Residential | Behind the Meter | Yes | Trinity Solar, LLC | AC Electric |  | Accepted | 2025-06-04 | 2025-06-30 | 2026-06-30 | Inverters | SOLAREDGE | SE7600H-US | 7600 |  | 1 |  |  | 0.97 |  | Outside
NJADRE1559845175 | Administratively Determined Incentive Program | Estell Manor | 8319 | 8.61 | Residential | Behind the Meter | Yes | Trinity Solar, LLC | AC Electric |  | Accepted | 2025-06-04 | 2025-06-30 | 2026-06-30 | Solar Panels | HANWHA 410 (Q.PEAK DUO BLK ML-G10+410) | HANWHA 410 (Q.PEAK DUO BLK ML-G10+410) |  | 0.41 | 21 | 180 | 30 |  | Fixed | Ground
NJADRE1559845203 | Administratively Determined Incentive Program | FLEMINGTON | 8822 | 7.29 | Residential | Behind the Meter | No | Power Home Remodeling Group | JCP&L |  | Accepted | 2025-06-04 | 2025-06-30 | 2026-06-30 | Meters | SolarEdge | Revenue Grade Data Ansi C12.20 |  |  | 1 |  |  |  | Yes | Outdoor
NJADRE1559845203 | Administratively Determined Incentive Program | FLEMINGTON | 8822 | 7.29 | Residential | Behind the Meter | No | Power Home Remodeling Group | JCP&L |  | Accepted | 2025-06-04 | 2025-06-30 | 2026-06-30 | Solar Panels | JA Solar | JAM54S31 405/MR |  | 0.405 | 18 | 263 | 27 |  | Fixed | Roof
NJADRE1559845203 | Administratively Determined Incentive Program | FLEMINGTON | 8822 | 7.29 | Residential | Behind the Meter | No | Power Home Remodeling Group | JCP&L |  | Accepted | 2025-06-04 | 2025-06-30 | 2026-06-30 | Inverters | SolarEdge | SE5700H-US | 5760 |  | 1 |  |  | 0.99 |  | Outdoor
NJADRE1559845204 | Administratively Determined Incentive Program | Atlantic City | 8401 | 3.69 | Residential | Behind the Meter | Yes | Trinity Solar, LLC | AC Electric |  | Accepted | 2025-06-04 | 2025-06-30 | 2026-06-30 | Solar Panels | HANWHA | Q.PEAK DUO BLK ML-G10+ 410 |  | 0.41 | 9 | 153 | 23 |  | Fixed | Roof
NJADRE1559845204 | Administratively Determined Incentive Program | Atlantic City | 8401 | 3.69 | Residential | Behind the Meter | Yes | Trinity Solar, LLC | AC Electric |  | Accepted | 2025-06-04 | 2025-06-30 | 2026-06-30 | Inverters | Solar Edge | USE3800H-USMNBL75 | 3800 |  | 1 |  |  | 0.97 |  | Outdoor
NJADRE1559845223 | Administratively Determined Incentive Program | Medford | 8055 | 16.15 | Residential | Behind the Meter | No | US Clean Energy Construction, Inc. | AC Electric |  | Accepted | 2025-06-05 | 2025-07-01 | 2026-07-01 | Meters | VISION METERING | Cat VM-2E2A1P |  |  | 1 |  |  |  | Yes | Outdoor
NJADRE1559845223 | Administratively Determined Incentive Program | Medford | 8055 | 16.15 | Residential | Behind the Meter | No | US Clean Energy Construction, Inc. | AC Electric |  | Accepted | 2025-06-05 | 2025-07-01 | 2026-07-01 | Inverters | SMA AMERICA | SMA SBSE-11.50-US | 11500 |  | 1 |  |  | 0.96 |  | Outdoor
NJADRE1559845223 | Administratively Determined Incentive Program | Medford | 8055 | 16.15 | Residential | Behind the Meter | No | US Clean Energy Construction, Inc. | AC Electric |  | Accepted | 2025-06-05 | 2025-07-01 | 2026-07-01 | Solar Panels | Trina Solar | TRINA 425W |  | 0.425 | 38 | 227 | 40 |  | Fixed | Roof
NJADRE1559845228 | Administratively Determined Incentive Program | ASBURY | 8802 | 34.85 | Residential | Behind the Meter | Yes | Power Energy Solutions, LLC | JCP&L |  | Accepted | 2025-06-04 | 2025-07-02 | 2026-07-02 | Solar Panels | Trina Solar | TSM-425NE09RC.05 |  | 0.425 | 22 | 29 | 20 |  | Fixed | Roof
NJADRE1559845228 | Administratively Determined Incentive Program | ASBURY | 8802 | 34.85 | Residential | Behind the Meter | Yes | Power Energy Solutions, LLC | JCP&L |  | Accepted | 2025-06-04 | 2025-07-02 | 2026-07-02 | Solar Panels | Trina Solar | TSM-425NE09RC.05 |  | 0.425 | 4 | 330 | 20 |  | Fixed | Roof
NJADRE1559845228 | Administratively Determined Incentive Program | ASBURY | 8802 | 34.85 | Residential | Behind the Meter | Yes | Power Energy Solutions, LLC | JCP&L |  | Accepted | 2025-06-04 | 2025-07-02 | 2026-07-02 | Inverters | SolarEdge | SE7600H-US | 8 |  | 1 |  |  | 0.97 |  | Outdoor
NJADRE1559845228 | Administratively Determined Incentive Program | ASBURY | 8802 | 34.85 | Residential | Behind the Meter | Yes | Power Energy Solutions, LLC | JCP&L |  | Accepted | 2025-06-04 | 2025-07-02 | 2026-07-02 | Inverters | SolarEdge | SE10000H-US | 10 |  | 1 |  |  | 0.97 |  | Outdoor
NJADRE1559845228 | Administratively Determined Incentive Program | ASBURY | 8802 | 34.85 | Residential | Behind the Meter | Yes | Power Energy Solutions, LLC | JCP&L |  | Accepted | 2025-06-04 | 2025-07-02 | 2026-07-02 | Solar Panels | Trina Solar | TSM-425NE09RC.05 |  | 0.425 | 19 | 330 | 20 |  | Fixed | Roof
NJADRE1559845228 | Administratively Determined Incentive Program | ASBURY | 8802 | 34.85 | Residential | Behind the Meter | Yes | Power Energy Solutions, LLC | JCP&L |  | Accepted | 2025-06-04 | 2025-07-02 | 2026-07-02 | Solar Panels | Trina Solar | TSM-425NE09RC.05 |  | 0.425 | 37 | 330 | 20 |  | Fixed | Roof
NJADRE1559845231 | Administratively Determined Incentive Program | EGG HARBOR TOWNSHIP | 8234 | 12.71 | Residential | Behind the Meter | Yes | Trinity Solar, LLC | AC Electric |  | Accepted | 2025-06-04 | 2025-06-30 | 2026-06-30 | Solar Panels | HANWHA | (Q.PEAK DUO BLK ML-G10+ 410) |  | 0.41 | 11 | 208 | 33 |  | Fixed | Roof
NJADRE1559845231 | Administratively Determined Incentive Program | EGG HARBOR TOWNSHIP | 8234 | 12.71 | Residential | Behind the Meter | Yes | Trinity Solar, LLC | AC Electric |  | Accepted | 2025-06-04 | 2025-06-30 | 2026-06-30 | Inverters | Solar Edge | SE10000H-USMNUBL15 | 10000 |  | 1 |  |  | 0.97 |  | Outdoor
NJADRE1559845231 | Administratively Determined Incentive Program | EGG HARBOR TOWNSHIP | 8234 | 12.71 | Residential | Behind the Meter | Yes | Trinity Solar, LLC | AC Electric |  | Accepted | 2025-06-04 | 2025-06-30 | 2026-06-30 | Solar Panels | HANWHA | (Q.PEAK DUO BLK ML-G10+ 410) |  | 0.41 | 20 | 118 | 40 |  | Fixed | Roof
NJADRE1559845234 | Administratively Determined Incentive Program | HASBROUCK HEIGHTS | 7604 | 4.51 | Residential | Behind the Meter | Yes | Trinity Solar, LLC | PSE&G |  | Accepted | 2025-06-04 | 2025-07-01 | 2026-07-01 | Solar Panels | HANWHA 410 (Q.PEAK DUO BLK ML-G10+410) | HANWHA 410 (Q.PEAK DUO BLK ML-G10+410) |  | 0.41 | 8 | 218 | 32 |  | Fixed | Roof
NJADRE1559845234 | Administratively Determined Incentive Program | HASBROUCK HEIGHTS | 7604 | 4.51 | Residential | Behind the Meter | Yes | Trinity Solar, LLC | PSE&G |  | Accepted | 2025-06-04 | 2025-07-01 | 2026-07-01 | Solar Panels | HANWHA 410 (Q.PEAK DUO BLK ML-G10+410) | HANWHA 410 (Q.PEAK DUO BLK ML-G10+410) |  | 0.41 | 3 | 38 | 32 |  | Fixed | Roof
NJADRE1559845234 | Administratively Determined Incentive Program | HASBROUCK HEIGHTS | 7604 | 4.51 | Residential | Behind the Meter | Yes | Trinity Solar, LLC | PSE&G |  | Accepted | 2025-06-04 | 2025-07-01 | 2026-07-01 | Inverters | SOLAREDGE | SE3800H-US | 3800 |  | 1 |  |  | 0.97 |  | Outside
NJADRE1559845243 | Administratively Determined Incentive Program | EGG HARBOR TOWNSHIP | 8234 | 15.6 | Residential | Behind the Meter | Yes | Solar Energy World | AC Electric |  | Accepted | 2025-06-04 | 2025-06-30 | 2026-06-30 | Solar Panels | LONGi | LR5-54HABB-400M |  | 0.4 | 8 | 201 | 18 |  | Fixed | Roof
NJADRE1559845243 | Administratively Determined Incentive Program | EGG HARBOR TOWNSHIP | 8234 | 15.6 | Residential | Behind the Meter | Yes | Solar Energy World | AC Electric |  | Accepted | 2025-06-04 | 2025-06-30 | 2026-06-30 | Solar Panels | LONGi | LR5-54HABB-400M |  | 0.4 | 20 | 202 | 12 |  | Fixed | Roof
NJADRE1559845243 | Administratively Determined Incentive Program | EGG HARBOR TOWNSHIP | 8234 | 15.6 | Residential | Behind the Meter | Yes | Solar Energy World | AC Electric |  | Accepted | 2025-06-04 | 2025-06-30 | 2026-06-30 | Solar Panels | LONGi | LR5-54HABB-400M |  | 0.4 | 3 | 18 | 21 |  | Fixed | Roof
NJADRE1559845243 | Administratively Determined Incentive Program | EGG HARBOR TOWNSHIP | 8234 | 15.6 | Residential | Behind the Meter | Yes | Solar Energy World | AC Electric |  | Accepted | 2025-06-04 | 2025-06-30 | 2026-06-30 | Inverters | Enphase | IQ8HC-72-M-DOM-US | 384 |  | 39 |  |  | 0.97 |  | Outside
NJADRE1559845243 | Administratively Determined Incentive Program | EGG HARBOR TOWNSHIP | 8234 | 15.6 | Residential | Behind the Meter | Yes | Solar Energy World | AC Electric |  | Accepted | 2025-06-04 | 2025-06-30 | 2026-06-30 | Solar Panels | LONGi | LR5-54HABB-400M |  | 0.4 | 8 | 201 | 19 |  | Fixed | Roof
NJADRE1559845249 | Administratively Determined Incentive Program | Prospect Park | 7508 | 10.32 | Residential | Behind the Meter | Yes | Pro Custom Solar dba Momentum Solar | PSE&G |  | Accepted | 2025-06-04 | 2025-06-30 | 2026-06-30 | Solar Panels | HANWHA | Q.TRON BLK M-G2+430 |  | 0.43 | 8 | 156 | 38 |  | Fixed | Roof
NJADRE1559845249 | Administratively Determined Incentive Program | Prospect Park | 7508 | 10.32 | Residential | Behind the Meter | Yes | Pro Custom Solar dba Momentum Solar | PSE&G |  | Accepted | 2025-06-04 | 2025-06-30 | 2026-06-30 | Solar Panels | HANWHA | Q.TRON BLK M-G2+430 |  | 0.43 | 14 | 336 | 36 |  | Fixed | Roof
NJADRE1559845249 | Administratively Determined Incentive Program | Prospect Park | 7508 | 10.32 | Residential | Behind the Meter | Yes | Pro Custom Solar dba Momentum Solar | PSE&G |  | Accepted | 2025-06-04 | 2025-06-30 | 2026-06-30 | Inverters | ENPHASE | IQ8HC-72-M-DOM-US | 380 |  | 24 |  |  | 0.97 |  | Outdoor
NJADRE1559845249 | Administratively Determined Incentive Program | Prospect Park | 7508 | 10.32 | Residential | Behind the Meter | Yes | Pro Custom Solar dba Momentum Solar | PSE&G |  | Accepted | 2025-06-04 | 2025-06-30 | 2026-06-30 | Solar Panels | HANWHA | Q.TRON BLK M-G2+430 |  | 0.43 | 2 | 156 | 36 |  | Fixed | Roof
NJADRE1559845258 | Administratively Determined Incentive Program | MILLVILLE | 8332 | 6.97 | Residential | Behind the Meter | Yes | Trinity Solar, LLC | AC Electric |  | Accepted | 2025-06-04 | 2025-06-30 | 2026-06-30 | Solar Panels | HANWHA 410 (Q.PEAK DUO BLK ML-G10+410) | HANWHA 410 (Q.PEAK DUO BLK ML-G10+410) |  | 0.41 | 11 | 95 | 6 |  | Fixed | Roof
NJADRE1559845258 | Administratively Determined Incentive Program | MILLVILLE | 8332 | 6.97 | Residential | Behind the Meter | Yes | Trinity Solar, LLC | AC Electric |  | Accepted | 2025-06-04 | 2025-06-30 | 2026-06-30 | Solar Panels | HANWHA 410 (Q.PEAK DUO BLK ML-G10+410) | HANWHA 410 (Q.PEAK DUO BLK ML-G10+410) |  | 0.41 | 6 | 95 | 9 |  | Fixed | Roof
NJADRE1559845258 | Administratively Determined Incentive Program | MILLVILLE | 8332 | 6.97 | Residential | Behind the Meter | Yes | Trinity Solar, LLC | AC Electric |  | Accepted | 2025-06-04 | 2025-06-30 | 2026-06-30 | Inverters | SOLAREDGE | SE6000H-US | 6000 |  | 1 |  |  | 0.97 |  | Outside
NJADRE1559845271 | Administratively Determined Incentive Program | Atlantic City | 8401 | 11.772 | Residential | Behind the Meter | No | SEA BRIGHT SOLAR, LLC | AC Electric |  | Accepted | 2025-06-04 | 2025-06-26 | 2026-06-26 | Solar Panels | SunPower | SPR-E20-327-WHT-AC |  | 0.327 | 36 | 243 | 27 |  | Fixed | Roof
NJADRE1559845271 | Administratively Determined Incentive Program | Atlantic City | 8401 | 11.772 | Residential | Behind the Meter | No | SEA BRIGHT SOLAR, LLC | AC Electric |  | Accepted | 2025-06-04 | 2025-06-26 | 2026-06-26 | Inverters | Enphase | IQ7XS-96-2-US | 315 |  | 36 |  |  | 0.97 |  | Outdoor
NJADRE1559845289 | Administratively Determined Incentive Program | Tabernacle | 8088 | 21.15 | Residential | Behind the Meter | No | Sunwise Energy, LLC | AC Electric |  | Accepted | 2025-06-04 | 2025-06-30 | 2026-06-30 | Inverters | ENPHASE ENERGY | IQ8AC-72-M-US (240V) | 348 |  | 47 |  |  | 0.973 |  | Outside
NJADRE1559845289 | Administratively Determined Incentive Program | Tabernacle | 8088 | 21.15 | Residential | Behind the Meter | No | Sunwise Energy, LLC | AC Electric |  | Accepted | 2025-06-04 | 2025-06-30 | 2026-06-30 | Solar Panels | Canadian Solar | CS6.1-54TM (450W) |  | 0.45 | 3 | 255 | 35 |  | Fixed | Roof
NJADRE1559845289 | Administratively Determined Incentive Program | Tabernacle | 8088 | 21.15 | Residential | Behind the Meter | No | Sunwise Energy, LLC | AC Electric |  | Accepted | 2025-06-04 | 2025-06-30 | 2026-06-30 | Solar Panels | Canadian Solar | CS6.1-54TM (450W) |  | 0.45 | 12 | 254 | 34 |  | Fixed | Roof
NJADRE1559845289 | Administratively Determined Incentive Program | Tabernacle | 8088 | 21.15 | Residential | Behind the Meter | No | Sunwise Energy, LLC | AC Electric |  | Accepted | 2025-06-04 | 2025-06-30 | 2026-06-30 | Solar Panels | Canadian Solar | CS6.1-54TM (450W) |  | 0.45 | 12 | 255 | 35 |  | Fixed | Roof
NJADRE1559845289 | Administratively Determined Incentive Program | Tabernacle | 8088 | 21.15 | Residential | Behind the Meter | No | Sunwise Energy, LLC | AC Electric |  | Accepted | 2025-06-04 | 2025-06-30 | 2026-06-30 | Solar Panels | Canadian Solar | CS6.1-54TM (450W) |  | 0.45 | 20 | 75 | 12 |  | Fixed | Roof
NJADRE1559845293 | Administratively Determined Incentive Program | Jackson | 8527 | 264.44 | Commercial | Behind the Meter | No | Ventura Group, Inc. | JCP&L |  | Accepted | 2025-06-05 | 2025-07-02 | 2026-07-02 | Inverters | SolarEdge | SE100k | 200 |  | 2 |  |  | 0.95 |  | Outside
NJADRE1559845293 | Administratively Determined Incentive Program | Jackson | 8527 | 264.44 | Commercial | Behind the Meter | No | Ventura Group, Inc. | JCP&L |  | Accepted | 2025-06-05 | 2025-07-02 | 2026-07-02 | Solar Panels | Phono Solar | PS440M5GFH-24/TH |  | 0.44 | 350 | 153 | 5 |  | Fixed | Roof
NJADRE1559845293 | Administratively Determined Incentive Program | Jackson | 8527 | 264.44 | Commercial | Behind the Meter | No | Ventura Group, Inc. | JCP&L |  | Accepted | 2025-06-05 | 2025-07-02 | 2026-07-02 | Solar Panels | Phono Solar | PS440M5GFH-24/TH |  | 0.44 | 111 | 183 | 5 |  | Fixed | Roof
NJADRE1559845293 | Administratively Determined Incentive Program | Jackson | 8527 | 264.44 | Commercial | Behind the Meter | No | Ventura Group, Inc. | JCP&L |  | Accepted | 2025-06-05 | 2025-07-02 | 2026-07-02 | Solar Panels | Phono Solar | PS440M5GFH-24/TH |  | 0.44 | 140 | 213 | 5 |  | Fixed | Roof
NJADRE1559845297 | Administratively Determined Incentive Program | Bayville | 8721 | 14.45 | Residential | Behind the Meter | Yes | Whitman Construction, LLC | JCP&L |  | Accepted | 2025-06-04 | 2025-06-30 | 2026-06-30 | Solar Panels | JINKO SOLAR | JKM425N-54HL4-B |  | 0.425 | 12 | 173 | 27 |  | Fixed | Roof
NJADRE1559845297 | Administratively Determined Incentive Program | Bayville | 8721 | 14.45 | Residential | Behind the Meter | Yes | Whitman Construction, LLC | JCP&L |  | Accepted | 2025-06-04 | 2025-06-30 | 2026-06-30 | Inverters | ENPHASE | IQ8PLUS-72-2-US | 290 |  | 34 |  |  | 0.975 |  | Outdoor
NJADRE1559845297 | Administratively Determined Incentive Program | Bayville | 8721 | 14.45 | Residential | Behind the Meter | Yes | Whitman Construction, LLC | JCP&L |  | Accepted | 2025-06-04 | 2025-06-30 | 2026-06-30 | Solar Panels | JINKO SOLAR | JKM425N-54HL4-B |  | 0.425 | 22 | 174 | 23 |  | Fixed | Roof
NJADRE1559845302 | Administratively Determined Incentive Program | Atlantic City | 8401 | 14.715 | Residential | Behind the Meter | No | SEA BRIGHT SOLAR, LLC | AC Electric |  | Accepted | 2025-06-04 | 2025-06-26 | 2026-06-26 | Solar Panels | SunPower | SPR-E20-327-WHT-AC |  | 0.327 | 45 | 243 | 27 |  | Fixed | Roof
NJADRE1559845302 | Administratively Determined Incentive Program | Atlantic City | 8401 | 14.715 | Residential | Behind the Meter | No | SEA BRIGHT SOLAR, LLC | AC Electric |  | Accepted | 2025-06-04 | 2025-06-26 | 2026-06-26 | Inverters | Enphase | IQ7XS-96-2-US | 315 |  | 45 |  |  | 0.97 |  | Outdoor
NJADRE1559845317 | Administratively Determined Incentive Program | MANALAPAN | 7726 | 18.04 | Residential | Behind the Meter | Yes | Trinity Solar, LLC | JCP&L |  | Accepted | 2025-06-04 | 2025-06-30 | 2026-06-30 | Solar Panels | HANWHA 410 (Q.PEAK DUO BLK ML-G10+410) | HANWHA 410 (Q.PEAK DUO BLK ML-G10+410) |  | 0.41 | 8 | 162 | 36 |  | Fixed | Roof
NJADRE1559845317 | Administratively Determined Incentive Program | MANALAPAN | 7726 | 18.04 | Residential | Behind the Meter | Yes | Trinity Solar, LLC | JCP&L |  | Accepted | 2025-06-04 | 2025-06-30 | 2026-06-30 | Inverters | SOLAREDGE | SE3800H-US | 3800 |  | 1 |  |  | 0.97 |  | Outside
NJADRE1559845317 | Administratively Determined Incentive Program | MANALAPAN | 7726 | 18.04 | Residential | Behind the Meter | Yes | Trinity Solar, LLC | JCP&L |  | Accepted | 2025-06-04 | 2025-06-30 | 2026-06-30 | Solar Panels | HANWHA 410 (Q.PEAK DUO BLK ML-G10+410) | HANWHA 410 (Q.PEAK DUO BLK ML-G10+410) |  | 0.41 | 6 | 162 | 37 |  | Fixed | Roof
NJADRE1559845317 | Administratively Determined Incentive Program | MANALAPAN | 7726 | 18.04 | Residential | Behind the Meter | Yes | Trinity Solar, LLC | JCP&L |  | Accepted | 2025-06-04 | 2025-06-30 | 2026-06-30 | Solar Panels | HANWHA 410 (Q.PEAK DUO BLK ML-G10+410) | HANWHA 410 (Q.PEAK DUO BLK ML-G10+410) |  | 0.41 | 10 | 252 | 37 |  | Fixed | Roof
NJADRE1559845317 | Administratively Determined Incentive Program | MANALAPAN | 7726 | 18.04 | Residential | Behind the Meter | Yes | Trinity Solar, LLC | JCP&L |  | Accepted | 2025-06-04 | 2025-06-30 | 2026-06-30 | Solar Panels | HANWHA 410 (Q.PEAK DUO BLK ML-G10+410) | HANWHA 410 (Q.PEAK DUO BLK ML-G10+410) |  | 0.41 | 6 | 162 | 37 |  | Fixed | Roof
NJADRE1559845317 | Administratively Determined Incentive Program | MANALAPAN | 7726 | 18.04 | Residential | Behind the Meter | Yes | Trinity Solar, LLC | JCP&L |  | Accepted | 2025-06-04 | 2025-06-30 | 2026-06-30 | Inverters | SOLAREDGE | SE10000H-US | 10000 |  | 1 |  |  | 0.97 |  | Outside
NJADRE1559845317 | Administratively Determined Incentive Program | MANALAPAN | 7726 | 18.04 | Residential | Behind the Meter | Yes | Trinity Solar, LLC | JCP&L |  | Accepted | 2025-06-04 | 2025-06-30 | 2026-06-30 | Solar Panels | HANWHA 410 (Q.PEAK DUO BLK ML-G10+410) | HANWHA 410 (Q.PEAK DUO BLK ML-G10+410) |  | 0.41 | 14 | 72 | 37 |  | Fixed | Roof
NJADRE1559845318 | Administratively Determined Incentive Program | BURLINGTON | 8016 | 11.07 | Residential | Behind the Meter | Yes | Define Solar, LLC | PSE&G |  | Accepted | 2025-06-04 | 2025-06-30 | 2026-06-30 | Solar Panels | Znshine | ZXM7-SH108 410 |  | 0.41 | 3 | 80 | 32 |  | Fixed | Roof
NJADRE1559845318 | Administratively Determined Incentive Program | BURLINGTON | 8016 | 11.07 | Residential | Behind the Meter | Yes | Define Solar, LLC | PSE&G |  | Accepted | 2025-06-04 | 2025-06-30 | 2026-06-30 | Inverters | Enphase | IQ8PLUS-72-2-US | 290 |  | 13 |  |  | 0.976 |  | Outside | Under each pv panel
NJADRE1559845318 | Administratively Determined Incentive Program | BURLINGTON | 8016 | 11.07 | Residential | Behind the Meter | Yes | Define Solar, LLC | PSE&G |  | Accepted | 2025-06-04 | 2025-06-30 | 2026-06-30 | Inverters | Enphase | IQ8PLUS-72-2-US | 290 |  | 3 |  |  | 0.976 |  | Outside | Under each pv panel
NJADRE1559845318 | Administratively Determined Incentive Program | BURLINGTON | 8016 | 11.07 | Residential | Behind the Meter | Yes | Define Solar, LLC | PSE&G |  | Accepted | 2025-06-04 | 2025-06-30 | 2026-06-30 | Inverters | Enphase | IQ8PLUS-72-2-US | 290 |  | 11 |  |  | 0.976 |  | Outside | Under each pv panel
NJADRE1559845318 | Administratively Determined Incentive Program | BURLINGTON | 8016 | 11.07 | Residential | Behind the Meter | Yes | Define Solar, LLC | PSE&G |  | Accepted | 2025-06-04 | 2025-06-30 | 2026-06-30 | Solar Panels | Znshine | ZXM7-SH108 410 |  | 0.41 | 11 | 80 | 32 |  | Fixed | Roof
NJADRE1559845318 | Administratively Determined Incentive Program | BURLINGTON | 8016 | 11.07 | Residential | Behind the Meter | Yes | Define Solar, LLC | PSE&G |  | Accepted | 2025-06-04 | 2025-06-30 | 2026-06-30 | Solar Panels | Znshine | ZXM7-SH108 410 |  | 0.41 | 13 | 80 | 10 |  | Fixed | Roof
NJADRE1559845323 | Administratively Determined Incentive Program | Howell | 7731 | 406.98 | Farm | Behind the Meter | No | Jordan Energy & Food Enterprises | JCP&L |  | Accepted | 2025-06-17 | 2025-07-22 | 2026-07-22 | Meters | Wattnode | WND-WR-MB |  |  | 1 |  |  |  | Yes | Outdoor
NJADRE1559845323 | Administratively Determined Incentive Program | Howell | 7731 | 406.98 | Farm | Behind the Meter | No | Jordan Energy & Food Enterprises | JCP&L |  | Accepted | 2025-06-17 | 2025-07-22 | 2026-07-22 | Inverters | Solar Edge | Solar Edge 100kUS | 100000 |  | 3 |  |  | 0.983 |  | Outside
NJADRE1559845323 | Administratively Determined Incentive Program | Howell | 7731 | 406.98 | Farm | Behind the Meter | No | Jordan Energy & Food Enterprises | JCP&L |  | Accepted | 2025-06-17 | 2025-07-22 | 2026-07-22 | Solar Panels | Hanwha | Hanwha Q Cells Q.PEAK 595 |  | 0.595 | 684 | 130 | 5 |  | Fixed | Roof
NJADRE1559845331 | Administratively Determined Incentive Program | PISCATAWAY | 8854 | 12.9 | Residential | Behind the Meter | Yes | Pro Custom Solar dba Momentum Solar | PSE&G |  | Accepted | 2025-06-04 | 2025-06-30 | 2026-06-30 | Solar Panels | HANWHA | Q.TRON BLK M-G2+430 |  | 0.43 | 7 | 334 | 13 |  | Fixed | Roof
NJADRE1559845331 | Administratively Determined Incentive Program | PISCATAWAY | 8854 | 12.9 | Residential | Behind the Meter | Yes | Pro Custom Solar dba Momentum Solar | PSE&G |  | Accepted | 2025-06-04 | 2025-06-30 | 2026-06-30 | Solar Panels | HANWHA | Q.TRON BLK M-G2+430 |  | 0.43 | 13 | 154 | 14 |  | Fixed | Roof
NJADRE1559845331 | Administratively Determined Incentive Program | PISCATAWAY | 8854 | 12.9 | Residential | Behind the Meter | Yes | Pro Custom Solar dba Momentum Solar | PSE&G |  | Accepted | 2025-06-04 | 2025-06-30 | 2026-06-30 | Inverters | ENPHASE | IQ8HC-72-M-DOM-US | 380 |  | 30 |  |  | 0.97 |  | Outdoor
NJADRE1559845331 | Administratively Determined Incentive Program | PISCATAWAY | 8854 | 12.9 | Residential | Behind the Meter | Yes | Pro Custom Solar dba Momentum Solar | PSE&G |  | Accepted | 2025-06-04 | 2025-06-30 | 2026-06-30 | Solar Panels | HANWHA | Q.TRON BLK M-G2+430 |  | 0.43 | 10 | 154 | 22 |  | Fixed | Roof
NJADRE1559845335 | Administratively Determined Incentive Program | Shamong | 8088 | 16.65 | Residential | Behind the Meter | No | Paradise Solar and Electrical, LLC | AC Electric |  | Accepted | 2025-06-04 | 2025-07-09 | 2026-07-09 | Solar Panels | CanadianSolar | CS6.154TM-450H |  | 0.45 | 14 | 220 | 23 |  | Fixed | Roof
NJADRE1559845335 | Administratively Determined Incentive Program | Shamong | 8088 | 16.65 | Residential | Behind the Meter | No | Paradise Solar and Electrical, LLC | AC Electric |  | Accepted | 2025-06-04 | 2025-07-09 | 2026-07-09 | Solar Panels | CanadianSolar | CS6.154TM-450H |  | 0.45 | 13 | 40 | 23 |  | Fixed | Roof
NJADRE1559845335 | Administratively Determined Incentive Program | Shamong | 8088 | 16.65 | Residential | Behind the Meter | No | Paradise Solar and Electrical, LLC | AC Electric |  | Accepted | 2025-06-04 | 2025-07-09 | 2026-07-09 | Solar Panels | CanadianSolar | CS6.154TM-450H |  | 0.45 | 2 | 130 | 19 |  | Fixed | Roof
NJADRE1559845335 | Administratively Determined Incentive Program | Shamong | 8088 | 16.65 | Residential | Behind the Meter | No | Paradise Solar and Electrical, LLC | AC Electric |  | Accepted | 2025-06-04 | 2025-07-09 | 2026-07-09 | Inverters | Enphase | IQ8+ | 290 |  | 37 |  |  | 0.976 |  | Outside | under modules
NJADRE1559845335 | Administratively Determined Incentive Program | Shamong | 8088 | 16.65 | Residential | Behind the Meter | No | Paradise Solar and Electrical, LLC | AC Electric |  | Accepted | 2025-06-04 | 2025-07-09 | 2026-07-09 | Solar Panels | CanadianSolar | CS6.154TM-450H |  | 0.45 | 6 | 220 | 23 |  | Fixed | Roof
NJADRE1559845335 | Administratively Determined Incentive Program | Shamong | 8088 | 16.65 | Residential | Behind the Meter | No | Paradise Solar and Electrical, LLC | AC Electric |  | Accepted | 2025-06-04 | 2025-07-09 | 2026-07-09 | Solar Panels | CanadianSolar | CS6.154TM-450H |  | 0.45 | 2 | 310 | 19 |  | Fixed | Roof
NJADRE1559846951 | Administratively Determined Incentive Program | OCEAN GROVE | 7756 | 4.68 | Residential | Behind the Meter | No | Solar Mite Solutions, LLC | JCP&L |  | Accepted | 2025-06-04 | 2025-06-06 | 2026-06-06 | Solar Panels | Jinko | JKM425N |  | 0.425 | 4 | 285 | 20 |  | Fixed | Roof
NJADRE1559846951 | Administratively Determined Incentive Program | OCEAN GROVE | 7756 | 4.68 | Residential | Behind the Meter | No | Solar Mite Solutions, LLC | JCP&L |  | Accepted | 2025-06-04 | 2025-06-06 | 2026-06-06 | Solar Panels | Jinko | JKM425N |  | 0.425 | 4 | 105 | 20 |  | Fixed | Roof
NJADRE1559846951 | Administratively Determined Incentive Program | OCEAN GROVE | 7756 | 4.68 | Residential | Behind the Meter | No | Solar Mite Solutions, LLC | JCP&L |  | Accepted | 2025-06-04 | 2025-06-06 | 2026-06-06 | Inverters | Enphase | IQ8PLUS-72-M-US | 290 |  | 11 |  |  | 0.98 |  | Outside
NJADRE1559846951 | Administratively Determined Incentive Program | OCEAN GROVE | 7756 | 4.68 | Residential | Behind the Meter | No | Solar Mite Solutions, LLC | JCP&L |  | Accepted | 2025-06-04 | 2025-06-06 | 2026-06-06 | Solar Panels | Jinko | JKM425N |  | 0.425 | 3 | 195 | 25 |  | Fixed | Roof
NJADRE1559847550 | Administratively Determined Incentive Program | SEWELL | 8080 | 8.5 | Residential | Behind the Meter | Yes | Integrity Solar & Home Solutions, LLC | AC Electric |  | Accepted | 2025-06-04 | 2025-06-30 | 2026-06-30 | Inverters | ENPHASE | IQ8HC | 380 |  | 20 |  |  | 0.98 |  | Other | UNDER EACH PANEL
NJADRE1559847550 | Administratively Determined Incentive Program | SEWELL | 8080 | 8.5 | Residential | Behind the Meter | Yes | Integrity Solar & Home Solutions, LLC | AC Electric |  | Accepted | 2025-06-04 | 2025-06-30 | 2026-06-30 | Solar Panels | JINKO | JKM425N-54HL4-B |  | 0.425 | 8 | 200 | 33 |  | Fixed | Roof
NJADRE1559847550 | Administratively Determined Incentive Program | SEWELL | 8080 | 8.5 | Residential | Behind the Meter | Yes | Integrity Solar & Home Solutions, LLC | AC Electric |  | Accepted | 2025-06-04 | 2025-06-30 | 2026-06-30 | Solar Panels | JINKO | JKM425N-54HL4-B |  | 0.425 | 12 | 200 | 18 |  | Fixed | Roof
NJADRE1559847898 | Administratively Determined Incentive Program | Manville | 8835 | 4.675 | Residential | Behind the Meter | Yes | Power Energy Solutions, LLC | PSE&G |  | Accepted | 2025-06-04 | 2025-06-30 | 2026-06-30 | Inverters | SolarEdge | SE3800H-US | 4 |  | 1 |  |  | 0.97 |  | Outdoor
NJADRE1559847898 | Administratively Determined Incentive Program | Manville | 8835 | 4.675 | Residential | Behind the Meter | Yes | Power Energy Solutions, LLC | PSE&G |  | Accepted | 2025-06-04 | 2025-06-30 | 2026-06-30 | Solar Panels | Trina Solar | TSM-425NE09RC.05 |  | 0.425 | 8 | 194 | 39 |  | Fixed | Roof
NJADRE1559847898 | Administratively Determined Incentive Program | Manville | 8835 | 4.675 | Residential | Behind the Meter | Yes | Power Energy Solutions, LLC | PSE&G |  | Accepted | 2025-06-04 | 2025-06-30 | 2026-06-30 | Solar Panels | Trina Solar | TSM-425NE09RC.05 |  | 0.425 | 3 | 14 | 39 |  | Fixed | Roof
NJADRE1559848795 | Administratively Determined Incentive Program | Dennis | 8210 | 15.225 | Residential | Behind the Meter | Yes | SunnyMac, LLC | AC Electric |  | Accepted | 2025-06-04 | 2025-06-30 | 2026-06-30 | Solar Panels | HANWHA | Q.TRON BLK M-G2+ |  | 0.435 | 18 | 260 | 25 |  | Fixed | Roof
NJADRE1559848795 | Administratively Determined Incentive Program | Dennis | 8210 | 15.225 | Residential | Behind the Meter | Yes | SunnyMac, LLC | AC Electric |  | Accepted | 2025-06-04 | 2025-06-30 | 2026-06-30 | Solar Panels | HANWHA | Q.TRON BLK M-G2+ |  | 0.435 | 15 | 80 | 25 |  | Fixed | Roof
NJADRE1559848795 | Administratively Determined Incentive Program | Dennis | 8210 | 15.225 | Residential | Behind the Meter | Yes | SunnyMac, LLC | AC Electric |  | Accepted | 2025-06-04 | 2025-06-30 | 2026-06-30 | Solar Panels | HANWHA | Q.TRON BLK M-G2+ |  | 0.435 | 2 | 170 | 25 |  | Fixed | Roof
NJADRE1559848795 | Administratively Determined Incentive Program | Dennis | 8210 | 15.225 | Residential | Behind the Meter | Yes | SunnyMac, LLC | AC Electric |  | Accepted | 2025-06-04 | 2025-06-30 | 2026-06-30 | Inverters | SOLAREDGE HOME HUB | SE10000H-US | 10000 |  | 1 |  |  | 0.99 |  | Outdoor | next to meter
NJADRE1559848795 | Administratively Determined Incentive Program | Dennis | 8210 | 15.225 | Residential | Behind the Meter | Yes | SunnyMac, LLC | AC Electric |  | Accepted | 2025-06-04 | 2025-06-30 | 2026-06-30 | Meters | SOLAREDGE HOME HUB | SE-RGMTR-1D-240C-B |  |  | 1 |  |  |  | Yes | Outdoor
NJADRE1559849649 | Administratively Determined Incentive Program | Neptune | 7753 | 6.48 | Residential | Behind the Meter | No | Power Home Remodeling Group | JCP&L |  | Accepted | 2025-06-04 | 2025-06-30 | 2026-06-30 | Meters | SolarEdge | Revenue Grade Data Ansi C12.20 |  |  | 1 |  |  |  | Yes | Outdoor
NJADRE1559849649 | Administratively Determined Incentive Program | Neptune | 7753 | 6.48 | Residential | Behind the Meter | No | Power Home Remodeling Group | JCP&L |  | Accepted | 2025-06-04 | 2025-06-30 | 2026-06-30 | Inverters | SolarEdge | SE5700H-US | 5760 |  | 1 |  |  | 0.99 |  | Outdoor
NJADRE1559849649 | Administratively Determined Incentive Program | Neptune | 7753 | 6.48 | Residential | Behind the Meter | No | Power Home Remodeling Group | JCP&L |  | Accepted | 2025-06-04 | 2025-06-30 | 2026-06-30 | Solar Panels | JA Solar | JAM54S31 405/MR |  | 0.405 | 16 | 257 | 44 |  | Fixed | Roof
NJADRE1559849709 | Administratively Determined Incentive Program | Vineland | 8360 | 7.38 | Residential | Behind the Meter | Yes | Trinity Solar, LLC | AC Electric |  | Accepted | 2025-06-04 | 2025-06-30 | 2026-06-30 | Solar Panels | Hanwha | Q.PEAK DUO BLK ML-G10+ 410 |  | 0.41 | 18 | 179 | 14 |  | Fixed | Roof
NJADRE1559849709 | Administratively Determined Incentive Program | Vineland | 8360 | 7.38 | Residential | Behind the Meter | Yes | Trinity Solar, LLC | AC Electric |  | Accepted | 2025-06-04 | 2025-06-30 | 2026-06-30 | Inverters | Solar Edge | USE5700H-US | 5760 |  | 1 |  |  | 0.97 |  | Outside
NJADRE1559851077 | Administratively Determined Incentive Program | Egg Harbor Township | 8234 | 4.92 | Residential | Behind the Meter | Yes | Trinity Solar, LLC | AC Electric |  | Accepted | 2025-06-04 | 2025-06-30 | 2026-06-30 | Solar Panels | HANWHA | (Q.PEAK DUO BLK ML-G10+ 410) |  | 0.41 | 12 | 172 | 40 |  | Fixed | Roof
NJADRE1559851077 | Administratively Determined Incentive Program | Egg Harbor Township | 8234 | 4.92 | Residential | Behind the Meter | Yes | Trinity Solar, LLC | AC Electric |  | Accepted | 2025-06-04 | 2025-06-30 | 2026-06-30 | Inverters | Solar Edge | USE3800H-USMNBL75 | 3800 |  | 1 |  |  | 0.97 |  | Outdoor
NJADRE1559851163 | Administratively Determined Incentive Program | TOMS RIVER | 8753 | 3.65 | Residential | Behind the Meter | Yes | Sunrun Installation Services, Inc. | JCP&L |  | Accepted | 2025-06-04 | 2025-07-02 | 2026-07-02 | Solar Panels | JA SOLAR | JAM54S31-405/MR |  | 0.405 | 3 | 95 | 41 |  | Fixed | Roof
NJADRE1559851163 | Administratively Determined Incentive Program | TOMS RIVER | 8753 | 3.65 | Residential | Behind the Meter | Yes | Sunrun Installation Services, Inc. | JCP&L |  | Accepted | 2025-06-04 | 2025-07-02 | 2026-07-02 | Inverters | SOLAREDGE TECHNOLOGIES | SE3800H-USMN | 3800 |  | 1 |  |  | 0.99 |  | Outdoor
NJADRE1559851163 | Administratively Determined Incentive Program | TOMS RIVER | 8753 | 3.65 | Residential | Behind the Meter | Yes | Sunrun Installation Services, Inc. | JCP&L |  | Accepted | 2025-06-04 | 2025-07-02 | 2026-07-02 | Solar Panels | JA SOLAR | JAM54S31-405/MR |  | 0.405 | 2 | 5 | 42 |  | Fixed | Roof
NJADRE1559851163 | Administratively Determined Incentive Program | TOMS RIVER | 8753 | 3.65 | Residential | Behind the Meter | Yes | Sunrun Installation Services, Inc. | JCP&L |  | Accepted | 2025-06-04 | 2025-07-02 | 2026-07-02 | Solar Panels | JA SOLAR | JAM54S31-405/MR |  | 0.405 | 4 | 274 | 18 |  | Fixed | Roof
NJADRE1559851165 | Administratively Determined Incentive Program | Secaucus | 7094 | 13.33 | Residential | Behind the Meter | Yes | Pro Custom Solar dba Momentum Solar | PSE&G |  | Accepted | 2025-06-04 | 2025-06-30 | 2026-06-30 | Inverters | ENPHASE | IQ8HC-72-M-DOM-US | 380 |  | 31 |  |  | 0.97 |  | Outdoor
NJADRE1559851165 | Administratively Determined Incentive Program | Secaucus | 7094 | 13.33 | Residential | Behind the Meter | Yes | Pro Custom Solar dba Momentum Solar | PSE&G |  | Accepted | 2025-06-04 | 2025-06-30 | 2026-06-30 | Solar Panels | HANWHA | Q.TRON BLK M-G2+430 |  | 0.43 | 21 | 138 | 22 |  | Fixed | Roof
NJADRE1559851165 | Administratively Determined Incentive Program | Secaucus | 7094 | 13.33 | Residential | Behind the Meter | Yes | Pro Custom Solar dba Momentum Solar | PSE&G |  | Accepted | 2025-06-04 | 2025-06-30 | 2026-06-30 | Solar Panels | HANWHA | Q.TRON BLK M-G2+430 |  | 0.43 | 6 | 49 | 21 |  | Fixed | Roof
NJADRE1559851165 | Administratively Determined Incentive Program | Secaucus | 7094 | 13.33 | Residential | Behind the Meter | Yes | Pro Custom Solar dba Momentum Solar | PSE&G |  | Accepted | 2025-06-04 | 2025-06-30 | 2026-06-30 | Solar Panels | HANWHA | Q.TRON BLK M-G2+430 |  | 0.43 | 4 | 229 | 9 |  | Fixed | Roof
NJADRE1559851166 | Administratively Determined Incentive Program | Camden City | 8105 | 3.65 | Residential | Behind the Meter | Yes | Sunrun Installation Services, Inc. | PSE&G |  | Accepted | 2025-06-04 | 2025-06-30 | 2026-06-30 | Solar Panels | JA Solar | JAM54S31-405/MR |  | 0.405 | 9 | 155 | 3 |  | Fixed | Roof
NJADRE1559851166 | Administratively Determined Incentive Program | Camden City | 8105 | 3.65 | Residential | Behind the Meter | Yes | Sunrun Installation Services, Inc. | PSE&G |  | Accepted | 2025-06-04 | 2025-06-30 | 2026-06-30 | Inverters | SolarEdge Technologies | SE3800H-USMN | 3800 |  | 1 |  |  | 0.99 |  | Outdoor
NJADRE1559851168 | Administratively Determined Incentive Program | LINWOOD | 8221 | 11.31 | Residential | Behind the Meter | Yes | Velocity Energy & Home Solutions, Inc. | AC Electric |  | Accepted | 2025-06-04 | 2025-07-07 | 2026-07-07 | Solar Panels | hin | 435w |  | 0.435 | 17 | 144 | 30 |  | Fixed | Roof
NJADRE1559851168 | Administratively Determined Incentive Program | LINWOOD | 8221 | 11.31 | Residential | Behind the Meter | Yes | Velocity Energy & Home Solutions, Inc. | AC Electric |  | Accepted | 2025-06-04 | 2025-07-07 | 2026-07-07 | Solar Panels | hin | 435w |  | 0.435 | 9 | 324 | 30 |  | Fixed | Roof
NJADRE1559851168 | Administratively Determined Incentive Program | LINWOOD | 8221 | 11.31 | Residential | Behind the Meter | Yes | Velocity Energy & Home Solutions, Inc. | AC Electric |  | Accepted | 2025-06-04 | 2025-07-07 | 2026-07-07 | Inverters | enphase | iq8plus | 290 |  | 26 |  |  | 0.99 |  | Outside | nbehind panels
NJADRE1559851185 | Administratively Determined Incentive Program | MYSTIC ISLANDS | 8087 | 8.1 | Residential | Behind the Meter | No | Solar Energy World | AC Electric |  | Accepted | 2025-06-04 | 2025-07-01 | 2026-07-01 | Solar Panels | LONGi | LR5-54HPB-405M |  | 0.405 | 3 | 170 | 37 |  | Fixed | Roof
NJADRE1559851185 | Administratively Determined Incentive Program | MYSTIC ISLANDS | 8087 | 8.1 | Residential | Behind the Meter | No | Solar Energy World | AC Electric |  | Accepted | 2025-06-04 | 2025-07-01 | 2026-07-01 | Inverters | Enphase | IQ8+-72-M-US | 290 |  | 20 |  |  | 0.97 |  | Outside
NJADRE1559851185 | Administratively Determined Incentive Program | MYSTIC ISLANDS | 8087 | 8.1 | Residential | Behind the Meter | No | Solar Energy World | AC Electric |  | Accepted | 2025-06-04 | 2025-07-01 | 2026-07-01 | Solar Panels | LONGi | LR5-54HPB-405M |  | 0.405 | 9 | 261 | 25 |  | Fixed | Roof
NJADRE1559851185 | Administratively Determined Incentive Program | MYSTIC ISLANDS | 8087 | 8.1 | Residential | Behind the Meter | No | Solar Energy World | AC Electric |  | Accepted | 2025-06-04 | 2025-07-01 | 2026-07-01 | Solar Panels | LONGi | LR5-54HPB-405M |  | 0.405 | 8 | 81 | 24 |  | Fixed | Roof
NJADRE1559851186 | Administratively Determined Incentive Program | Villas | 8251 | 5.74 | Residential | Behind the Meter | Yes | EMT Renewables, LLC | AC Electric |  | Accepted | 2025-06-04 | 2025-06-30 | 2026-06-30 | Inverters | ENPHASE | IQ8+ | 290 |  | 14 |  |  | 0.98 |  | Other | UNDER EACH PANEL
NJADRE1559851186 | Administratively Determined Incentive Program | Villas | 8251 | 5.74 | Residential | Behind the Meter | Yes | EMT Renewables, LLC | AC Electric |  | Accepted | 2025-06-04 | 2025-06-30 | 2026-06-30 | Solar Panels | MSE PERC | MSE-410 |  | 0.41 | 8 | 177 | 21 |  | Fixed | Roof
NJADRE1559851186 | Administratively Determined Incentive Program | Villas | 8251 | 5.74 | Residential | Behind the Meter | Yes | EMT Renewables, LLC | AC Electric |  | Accepted | 2025-06-04 | 2025-06-30 | 2026-06-30 | Solar Panels | MSE PERC | MSE-410 |  | 0.41 | 6 | 357 | 21 |  | Fixed | Roof
NJADRE1559851187 | Administratively Determined Incentive Program | Middletown | 7748 | 17.2 | Residential | Behind the Meter | No | Green Power Energy, LLC | JCP&L |  | Accepted | 2025-06-04 | 2025-06-30 | 2026-06-30 | Solar Panels | SEG Solar | SEG-430-BTD-BG |  | 0.43 | 4 | 281 | 27 |  | Fixed | Roof
NJADRE1559851187 | Administratively Determined Incentive Program | Middletown | 7748 | 17.2 | Residential | Behind the Meter | No | Green Power Energy, LLC | JCP&L |  | Accepted | 2025-06-04 | 2025-06-30 | 2026-06-30 | Solar Panels | SEG Solar | SEG-430-BTD-BG |  | 0.43 | 16 | 281 | 27 |  | Fixed | Roof
NJADRE1559851187 | Administratively Determined Incentive Program | Middletown | 7748 | 17.2 | Residential | Behind the Meter | No | Green Power Energy, LLC | JCP&L |  | Accepted | 2025-06-04 | 2025-06-30 | 2026-06-30 | Solar Panels | SEG Solar | SEG-430-BTD-BG |  | 0.43 | 15 | 101 | 27 |  | Fixed | Roof
NJADRE1559851187 | Administratively Determined Incentive Program | Middletown | 7748 | 17.2 | Residential | Behind the Meter | No | Green Power Energy, LLC | JCP&L |  | Accepted | 2025-06-04 | 2025-06-30 | 2026-06-30 | Inverters | Enphase Energy | IQ8MC-72-M-US [240V] | 320 |  | 40 |  |  | 0.98 |  | Outside | Roof
NJADRE1559851187 | Administratively Determined Incentive Program | Middletown | 7748 | 17.2 | Residential | Behind the Meter | No | Green Power Energy, LLC | JCP&L |  | Accepted | 2025-06-04 | 2025-06-30 | 2026-06-30 | Solar Panels | SEG Solar | SEG-430-BTD-BG |  | 0.43 | 5 | 191 | 25 |  | Fixed | Roof
NJADRE1559851191 | Administratively Determined Incentive Program | WHITING | 8759 | 14.99 | Residential | Behind the Meter | Yes | Sunrun Installation Services, Inc. | JCP&L |  | Accepted | 2025-06-04 | 2025-06-30 | 2026-06-30 | Inverters | SOLAREDGE TECHNOLOGIES | SE10000H-USMN | 10000 |  | 1 |  |  | 0.99 |  | Outdoor
NJADRE1559851191 | Administratively Determined Incentive Program | WHITING | 8759 | 14.99 | Residential | Behind the Meter | Yes | Sunrun Installation Services, Inc. | JCP&L |  | Accepted | 2025-06-04 | 2025-06-30 | 2026-06-30 | Solar Panels | JA SOLAR | JAM54S31-405/MR |  | 0.405 | 37 | 6 | 22 |  | Fixed | Roof
NJADRE1559851200 | Administratively Determined Incentive Program | RUNNEMEDE | 8078 | 11.18 | Residential | Behind the Meter | Yes | EMT Renewables, LLC | PSE&G |  | Accepted | 2025-06-04 | 2025-06-30 | 2026-06-30 | Solar Panels | SEG SOLAR | SEG 430 |  | 0.43 | 15 | 164 | 19 |  | Fixed | Roof
NJADRE1559851200 | Administratively Determined Incentive Program | RUNNEMEDE | 8078 | 11.18 | Residential | Behind the Meter | Yes | EMT Renewables, LLC | PSE&G |  | Accepted | 2025-06-04 | 2025-06-30 | 2026-06-30 | Solar Panels | SEG SOLAR | SEG 430 |  | 0.43 | 3 | 164 | 13 |  | Fixed | Roof
NJADRE1559851200 | Administratively Determined Incentive Program | RUNNEMEDE | 8078 | 11.18 | Residential | Behind the Meter | Yes | EMT Renewables, LLC | PSE&G |  | Accepted | 2025-06-04 | 2025-06-30 | 2026-06-30 | Inverters | ENPHASE | IQ8+ | 290 |  | 26 |  |  | 0.98 |  | Other | UNDER EACH PANEL
NJADRE1559851200 | Administratively Determined Incentive Program | RUNNEMEDE | 8078 | 11.18 | Residential | Behind the Meter | Yes | EMT Renewables, LLC | PSE&G |  | Accepted | 2025-06-04 | 2025-06-30 | 2026-06-30 | Solar Panels | SEG SOLAR | SEG 430 |  | 0.43 | 8 | 334 | 19 |  | Fixed | Roof
NJADRE1559851204 | Administratively Determined Incentive Program | Clifton City | 7014 | 6.02 | Residential | Behind the Meter | No | Green Power Energy, LLC | PSE&G |  | Accepted | 2025-06-04 | 2025-06-30 | 2026-06-30 | Inverters | Enphase Energy | IQ8MC-72-M-US [240V] | 320 |  | 14 |  |  | 0.98 |  | Outside | Roof
NJADRE1559851204 | Administratively Determined Incentive Program | Clifton City | 7014 | 6.02 | Residential | Behind the Meter | No | Green Power Energy, LLC | PSE&G |  | Accepted | 2025-06-04 | 2025-06-30 | 2026-06-30 | Solar Panels | SEG Solar | SEG-430-BTD-BG |  | 0.43 | 14 | 124 | 40 |  | Fixed | Roof
NJADRE1559851233 | Administratively Determined Incentive Program | ELIZABETH | 7202 | 6.88 | Residential | Behind the Meter | Yes | Pro Custom Solar dba Momentum Solar | PSE&G |  | Accepted | 2025-06-04 | 2025-07-01 | 2026-07-01 | Inverters | ENPHASE | IQ8HC-72-M-DOM-US | 380 |  | 16 |  |  | 0.97 |  | Outdoor
NJADRE1559851233 | Administratively Determined Incentive Program | ELIZABETH | 7202 | 6.88 | Residential | Behind the Meter | Yes | Pro Custom Solar dba Momentum Solar | PSE&G |  | Accepted | 2025-06-04 | 2025-07-01 | 2026-07-01 | Solar Panels | HANWHA | Q.TRON BLK M-G2+430 |  | 0.43 | 8 | 106 | 38 |  | Fixed | Roof
NJADRE1559851233 | Administratively Determined Incentive Program | ELIZABETH | 7202 | 6.88 | Residential | Behind the Meter | Yes | Pro Custom Solar dba Momentum Solar | PSE&G |  | Accepted | 2025-06-04 | 2025-07-01 | 2026-07-01 | Solar Panels | HANWHA | Q.TRON BLK M-G2+430 |  | 0.43 | 8 | 106 | 28 |  | Fixed | Roof
NJADRE1559851239 | Administratively Determined Incentive Program | STRATFORD | 8084 | 9.89 | Residential | Behind the Meter | No | Green Power Energy, LLC | AC Electric |  | Accepted | 2025-06-04 | 2025-06-30 | 2026-06-30 | Solar Panels | SEG Solar | SEG-430-BTD-BG |  | 0.43 | 17 | 148 | 23 |  | Fixed | Roof
NJADRE1559851239 | Administratively Determined Incentive Program | STRATFORD | 8084 | 9.89 | Residential | Behind the Meter | No | Green Power Energy, LLC | AC Electric |  | Accepted | 2025-06-04 | 2025-06-30 | 2026-06-30 | Solar Panels | SEG Solar | SEG-430-BTD-BG |  | 0.43 | 6 | 328 | 23 |  | Fixed | Roof
NJADRE1559851239 | Administratively Determined Incentive Program | STRATFORD | 8084 | 9.89 | Residential | Behind the Meter | No | Green Power Energy, LLC | AC Electric |  | Accepted | 2025-06-04 | 2025-06-30 | 2026-06-30 | Inverters | Enphase Energy | IQ8MC-72-M-US [240V] | 320 |  | 23 |  |  | 0.98 |  | Outside | Roof
NJADRE1559851255 | Administratively Determined Incentive Program | ORADELL BORO | 7649 | 8.91 | Residential | Behind the Meter | Yes | Sunrun Installation Services, Inc. | PSE&G |  | Accepted | 2025-06-04 | 2025-06-30 | 2026-06-30 | Inverters | SolarEdge Technologies | SE7600H-USMN | 7600 |  | 1 |  |  | 0.99 |  | Outdoor
NJADRE1559851255 | Administratively Determined Incentive Program | ORADELL BORO | 7649 | 8.91 | Residential | Behind the Meter | Yes | Sunrun Installation Services, Inc. | PSE&G |  | Accepted | 2025-06-04 | 2025-06-30 | 2026-06-30 | Solar Panels | JA Solar | JAM54S31-405/MR |  | 0.405 | 4 | 199 | 21 |  | Fixed | Roof
NJADRE1559851255 | Administratively Determined Incentive Program | ORADELL BORO | 7649 | 8.91 | Residential | Behind the Meter | Yes | Sunrun Installation Services, Inc. | PSE&G |  | Accepted | 2025-06-04 | 2025-06-30 | 2026-06-30 | Solar Panels | JA Solar | JAM54S31-405/MR |  | 0.405 | 14 | 108 | 22 |  | Fixed | Roof
NJADRE1559851255 | Administratively Determined Incentive Program | ORADELL BORO | 7649 | 8.91 | Residential | Behind the Meter | Yes | Sunrun Installation Services, Inc. | PSE&G |  | Accepted | 2025-06-04 | 2025-06-30 | 2026-06-30 | Solar Panels | JA Solar | JAM54S31-405/MR |  | 0.405 | 4 | 199 | 21 |  | Fixed | Roof
NJADRE1559851272 | Administratively Determined Incentive Program | POINT PLEASANT BEACH | 8742 | 6.525 | Residential | Behind the Meter | Yes | Venture Home Solar, LLC | JCP&L |  | Accepted | 2025-06-04 | 2025-07-02 | 2026-07-02 | Solar Panels | Hanwha | Q.TRON BLK M-G2+ 435 |  | 0.435 | 6 | 292 | 13 |  | Fixed | Roof
NJADRE1559851272 | Administratively Determined Incentive Program | POINT PLEASANT BEACH | 8742 | 6.525 | Residential | Behind the Meter | Yes | Venture Home Solar, LLC | JCP&L |  | Accepted | 2025-06-04 | 2025-07-02 | 2026-07-02 | Inverters | EnPhase | IQ8HC-72-M-DOM-US (240V) | 380 |  | 15 |  |  | 0.98361 |  | Outside
NJADRE1559851272 | Administratively Determined Incentive Program | POINT PLEASANT BEACH | 8742 | 6.525 | Residential | Behind the Meter | Yes | Venture Home Solar, LLC | JCP&L |  | Accepted | 2025-06-04 | 2025-07-02 | 2026-07-02 | Solar Panels | Hanwha | Q.TRON BLK M-G2+ 435 |  | 0.435 | 9 | 112 | 13 |  | Fixed | Roof
NJADRE1559851292 | Administratively Determined Incentive Program | Smithville | 8205 | 4.05 | Residential | Behind the Meter | Yes | Sunrun Installation Services, Inc. | AC Electric |  | Accepted | 2025-06-04 | 2025-06-30 | 2026-06-30 | Inverters | SolarEdge Technologies | SE3800H-USMN | 3800 |  | 1 |  |  | 0.99 |  | Outdoor
NJADRE1559851292 | Administratively Determined Incentive Program | Smithville | 8205 | 4.05 | Residential | Behind the Meter | Yes | Sunrun Installation Services, Inc. | AC Electric |  | Accepted | 2025-06-04 | 2025-06-30 | 2026-06-30 | Solar Panels | JA Solar | JAM54S31-405/MR |  | 0.405 | 10 | 171 | 25 |  | Fixed | Roof
NJADRE1559851300 | Administratively Determined Incentive Program | Burlington Township | 8016 | 6.15 | Residential | Behind the Meter | Yes | SunPurity, LLC | PSE&G |  | Accepted | 2025-06-05 | 2025-06-30 | 2026-06-30 | Solar Panels | Hanwha Q cells | Q Cells Q.PEAK DUO L-G6 410 |  | 0.41 | 7 | 352 | 30 |  | Fixed | Roof
NJADRE1559851300 | Administratively Determined Incentive Program | Burlington Township | 8016 | 6.15 | Residential | Behind the Meter | Yes | SunPurity, LLC | PSE&G |  | Accepted | 2025-06-05 | 2025-06-30 | 2026-06-30 | Inverters | SolarEdge | SE5000H-US | 5000 |  | 1 |  |  | 0.99 |  | Outdoor
NJADRE1559851300 | Administratively Determined Incentive Program | Burlington Township | 8016 | 6.15 | Residential | Behind the Meter | Yes | SunPurity, LLC | PSE&G |  | Accepted | 2025-06-05 | 2025-06-30 | 2026-06-30 | Solar Panels | Hanwha Q cells | Q Cells Q.PEAK DUO L-G6 410 |  | 0.41 | 5 | 172 | 30 |  | Fixed | Roof
NJADRE1559851300 | Administratively Determined Incentive Program | Burlington Township | 8016 | 6.15 | Residential | Behind the Meter | Yes | SunPurity, LLC | PSE&G |  | Accepted | 2025-06-05 | 2025-06-30 | 2026-06-30 | Solar Panels | Hanwha Q cells | Q Cells Q.PEAK DUO L-G6 410 |  | 0.41 | 3 | 352 | 30 |  | Fixed | Roof
NJADRE1559851304 | Administratively Determined Incentive Program | Jersey City | 7306 | 6.02 | Residential | Behind the Meter | Yes | Pro Custom Solar dba Momentum Solar | PSE&G |  | Accepted | 2025-06-04 | 2025-06-30 | 2026-06-30 | Inverters | ENPHASE | IQ8HC-72-M-DOM-US | 380 |  | 14 |  |  | 0.97 |  | Outdoor
NJADRE1559851304 | Administratively Determined Incentive Program | Jersey City | 7306 | 6.02 | Residential | Behind the Meter | Yes | Pro Custom Solar dba Momentum Solar | PSE&G |  | Accepted | 2025-06-04 | 2025-06-30 | 2026-06-30 | Solar Panels | HANWHA | Q.TRON BLK M-G2+430 |  | 0.43 | 14 | 20 | 4 |  | Fixed | Roof
NJADRE1559851311 | Administratively Determined Incentive Program | TOMS RIVER | 8753 | 4.565 | Residential | Behind the Meter | Yes | SunPurity, LLC | JCP&L |  | Accepted | 2025-06-25 | 2025-07-23 | 2026-07-23 | Solar Panels | Hanwha Q cells | Q.PEAK DUO BLK-ML-G10+ 415W |  | 0.415 | 2 | 169 | 13 |  | Fixed | Roof
NJADRE1559851311 | Administratively Determined Incentive Program | TOMS RIVER | 8753 | 4.565 | Residential | Behind the Meter | Yes | SunPurity, LLC | JCP&L |  | Accepted | 2025-06-25 | 2025-07-23 | 2026-07-23 | Inverters | SolarEdge | SE3800H-US | 3800 |  | 1 |  |  | 0.99 |  | Outdoor
NJADRE1559851311 | Administratively Determined Incentive Program | TOMS RIVER | 8753 | 4.565 | Residential | Behind the Meter | Yes | SunPurity, LLC | JCP&L |  | Accepted | 2025-06-25 | 2025-07-23 | 2026-07-23 | Solar Panels | Hanwha Q cells | Q.PEAK DUO BLK-ML-G10+ 415W |  | 0.415 | 9 | 169 | 26 |  | Fixed | Roof
NJADRE1559851311 | Administratively Determined Incentive Program | TOMS RIVER | 8753 | 4.565 | Residential | Behind the Meter | Yes | SunPurity, LLC | JCP&L |  | Accepted | 2025-06-25 | 2025-07-23 | 2026-07-23 | Meters | SolarEdge | SE3800H-US |  |  | 1 |  |  |  | Yes | Outdoor
NJADRE1559851323 | Administratively Determined Incentive Program | CRANFORD | 7016 | 6.225 | Residential | Behind the Meter | Yes | Venture Home Solar, LLC | PSE&G |  | Accepted | 2025-06-04 | 2025-07-02 | 2026-07-02 | Solar Panels | Hanwha | Q.PEAK DUO BLK ML-G10+ 415W |  | 0.415 | 2 | 135 | 11 |  | Fixed | Roof
NJADRE1559851323 | Administratively Determined Incentive Program | CRANFORD | 7016 | 6.225 | Residential | Behind the Meter | Yes | Venture Home Solar, LLC | PSE&G |  | Accepted | 2025-06-04 | 2025-07-02 | 2026-07-02 | Solar Panels | Hanwha | Q.PEAK DUO BLK ML-G10+ 415W |  | 0.415 | 7 | 225 | 38 |  | Fixed | Roof
NJADRE1559851323 | Administratively Determined Incentive Program | CRANFORD | 7016 | 6.225 | Residential | Behind the Meter | Yes | Venture Home Solar, LLC | PSE&G |  | Accepted | 2025-06-04 | 2025-07-02 | 2026-07-02 | Solar Panels | Hanwha | Q.PEAK DUO BLK ML-G10+ 415W |  | 0.415 | 6 | 135 | 41 |  | Fixed | Roof
NJADRE1559851323 | Administratively Determined Incentive Program | CRANFORD | 7016 | 6.225 | Residential | Behind the Meter | Yes | Venture Home Solar, LLC | PSE&G |  | Accepted | 2025-06-04 | 2025-07-02 | 2026-07-02 | Inverters | Enphase Energy Inc. | IQ8HC-72-M-DOM-US (240V) | 366 |  | 15 |  |  | 0.98361 |  | Outside
NJADRE1559851341 | Administratively Determined Incentive Program | Sicklerville | 8081 | 9.84 | Residential | Behind the Meter | Yes | Trinity Solar, LLC | AC Electric |  | Accepted | 2025-06-04 | 2025-06-30 | 2026-06-30 | Solar Panels | HANWHA | (Q.PEAK DUO BLK ML-G10+ 410) |  | 0.41 | 8 | 226 | 27 |  | Fixed | Roof
NJADRE1559851341 | Administratively Determined Incentive Program | Sicklerville | 8081 | 9.84 | Residential | Behind the Meter | Yes | Trinity Solar, LLC | AC Electric |  | Accepted | 2025-06-04 | 2025-06-30 | 2026-06-30 | Solar Panels | HANWHA | (Q.PEAK DUO BLK ML-G10+ 410) |  | 0.41 | 9 | 136 | 40 |  | Fixed | Roof
NJADRE1559851341 | Administratively Determined Incentive Program | Sicklerville | 8081 | 9.84 | Residential | Behind the Meter | Yes | Trinity Solar, LLC | AC Electric |  | Accepted | 2025-06-04 | 2025-06-30 | 2026-06-30 | Solar Panels | HANWHA | (Q.PEAK DUO BLK ML-G10+ 410) |  | 0.41 | 4 | 136 | 40 |  | Fixed | Roof
NJADRE1559851341 | Administratively Determined Incentive Program | Sicklerville | 8081 | 9.84 | Residential | Behind the Meter | Yes | Trinity Solar, LLC | AC Electric |  | Accepted | 2025-06-04 | 2025-06-30 | 2026-06-30 | Inverters | Solar Edge | USE7600H-USMNBL75 | 7600 |  | 1 |  |  | 0.97 |  | Outdoor
NJADRE1559851341 | Administratively Determined Incentive Program | Sicklerville | 8081 | 9.84 | Residential | Behind the Meter | Yes | Trinity Solar, LLC | AC Electric |  | Accepted | 2025-06-04 | 2025-06-30 | 2026-06-30 | Solar Panels | HANWHA | (Q.PEAK DUO BLK ML-G10+ 410) |  | 0.41 | 3 | 46 | 27 |  | Fixed | Roof
NJADRE1559852012 | Administratively Determined Incentive Program | Egg Harbor Township | 8234 | 11.89 | Residential | Behind the Meter | Yes | Trinity Solar, LLC | AC Electric |  | Accepted | 2025-06-04 | 2025-07-07 | 2026-07-07 | Solar Panels | HANWHA | Q.PEAK DUO BLK ML-G10+ 410 |  | 0.41 | 10 | 112 | 23 |  | Fixed | Roof
NJADRE1559852012 | Administratively Determined Incentive Program | Egg Harbor Township | 8234 | 11.89 | Residential | Behind the Meter | Yes | Trinity Solar, LLC | AC Electric |  | Accepted | 2025-06-04 | 2025-07-07 | 2026-07-07 | Inverters | Solar Edge | USE10000H-USMNBL75 | 10000 |  | 1 |  |  | 0.97 |  | Outdoor
NJADRE1559852012 | Administratively Determined Incentive Program | Egg Harbor Township | 8234 | 11.89 | Residential | Behind the Meter | Yes | Trinity Solar, LLC | AC Electric |  | Accepted | 2025-06-04 | 2025-07-07 | 2026-07-07 | Solar Panels | HANWHA | Q.PEAK DUO BLK ML-G10+ 410 |  | 0.41 | 3 | 202 | 27 |  | Fixed | Roof
NJADRE1559852012 | Administratively Determined Incentive Program | Egg Harbor Township | 8234 | 11.89 | Residential | Behind the Meter | Yes | Trinity Solar, LLC | AC Electric |  | Accepted | 2025-06-04 | 2025-07-07 | 2026-07-07 | Solar Panels | HANWHA | Q.PEAK DUO BLK ML-G10+ 410 |  | 0.41 | 12 | 292 | 23 |  | Fixed | Roof
NJADRE1559852012 | Administratively Determined Incentive Program | Egg Harbor Township | 8234 | 11.89 | Residential | Behind the Meter | Yes | Trinity Solar, LLC | AC Electric |  | Accepted | 2025-06-04 | 2025-07-07 | 2026-07-07 | Solar Panels | HANWHA | Q.PEAK DUO BLK ML-G10+ 410 |  | 0.41 | 4 | 202 | 27 |  | Fixed | Roof
NJADRE1559852285 | Administratively Determined Incentive Program | Plainfield | 7063 | 4.86 | Residential | Behind the Meter | Yes | Sunrun Installation Services, Inc. | PSE&G |  | Accepted | 2025-06-04 | 2025-06-30 | 2026-06-30 | Solar Panels | JA Solar | JAM54S31-405/MR |  | 0.405 | 2 | 38 | 23 |  | Fixed | Roof
NJADRE1559852285 | Administratively Determined Incentive Program | Plainfield | 7063 | 4.86 | Residential | Behind the Meter | Yes | Sunrun Installation Services, Inc. | PSE&G |  | Accepted | 2025-06-04 | 2025-06-30 | 2026-06-30 | Solar Panels | JA Solar | JAM54S31-405/MR |  | 0.405 | 10 | 218 | 22 |  | Fixed | Roof
NJADRE1559852285 | Administratively Determined Incentive Program | Plainfield | 7063 | 4.86 | Residential | Behind the Meter | Yes | Sunrun Installation Services, Inc. | PSE&G |  | Accepted | 2025-06-04 | 2025-06-30 | 2026-06-30 | Inverters | SolarEdge Technologies | SE3800H-USMN | 3800 |  | 1 |  |  | 0.99 |  | Outdoor
NJADRE1559852299 | Administratively Determined Incentive Program | Blackwood | 8012 | 7.29 | Residential | Behind the Meter | Yes | Freedom Forever New Jersey, LLC | PSE&G |  | Accepted | 2025-06-04 | 2025-06-30 | 2026-06-30 | Inverters | Solar Edge | SE5700H-US | 5760 |  | 1 |  |  | 0.99 |  | Outside
NJADRE1559852299 | Administratively Determined Incentive Program | Blackwood | 8012 | 7.29 | Residential | Behind the Meter | Yes | Freedom Forever New Jersey, LLC | PSE&G |  | Accepted | 2025-06-04 | 2025-06-30 | 2026-06-30 | Solar Panels | JA Solar | JAM54S31-405/MR |  | 0.405 | 14 | 164 | 25 |  | Fixed | Roof
NJADRE1559852299 | Administratively Determined Incentive Program | Blackwood | 8012 | 7.29 | Residential | Behind the Meter | Yes | Freedom Forever New Jersey, LLC | PSE&G |  | Accepted | 2025-06-04 | 2025-06-30 | 2026-06-30 | Solar Panels | JA Solar | JAM54S31-405/MR |  | 0.405 | 4 | 334 | 26 |  | Fixed | Roof
NJADRE1559852313 | Administratively Determined Incentive Program | WOODLAND PARK | 7424 | 7.65 | Residential | Behind the Meter | Yes | Fusion Solar Energy, LLC | PSE&G |  | Accepted | 2025-06-04 | 2025-06-30 | 2026-06-30 | Solar Panels | TRINA SOLAR | TSM-425NE09RC.05 |  | 0.425 | 3 | 245.77 | 23 |  | Fixed | Roof
NJADRE1559852313 | Administratively Determined Incentive Program | WOODLAND PARK | 7424 | 7.65 | Residential | Behind the Meter | Yes | Fusion Solar Energy, LLC | PSE&G |  | Accepted | 2025-06-04 | 2025-06-30 | 2026-06-30 | Inverters | ENPHASE | IQ8HC-72-M-DOM-US | 380 |  | 18 |  |  | 0.97 |  | Outside | Roof
NJADRE1559852313 | Administratively Determined Incentive Program | WOODLAND PARK | 7424 | 7.65 | Residential | Behind the Meter | Yes | Fusion Solar Energy, LLC | PSE&G |  | Accepted | 2025-06-04 | 2025-06-30 | 2026-06-30 | Solar Panels | TRINA SOLAR | TSM-425NE09RC.05 |  | 0.425 | 3 | 108 | 30 |  | Fixed | Roof
NJADRE1559852313 | Administratively Determined Incentive Program | WOODLAND PARK | 7424 | 7.65 | Residential | Behind the Meter | Yes | Fusion Solar Energy, LLC | PSE&G |  | Accepted | 2025-06-04 | 2025-06-30 | 2026-06-30 | Solar Panels | TRINA SOLAR | TSM-425NE09RC.05 |  | 0.425 | 9 | 290.25 | 24 |  | Fixed | Roof
NJADRE1559852313 | Administratively Determined Incentive Program | WOODLAND PARK | 7424 | 7.65 | Residential | Behind the Meter | Yes | Fusion Solar Energy, LLC | PSE&G |  | Accepted | 2025-06-04 | 2025-06-30 | 2026-06-30 | Solar Panels | TRINA SOLAR | TSM-425NE09RC.05 |  | 0.425 | 3 | 334 | 25 |  | Fixed | Roof
NJADRE1559852405 | Administratively Determined Incentive Program | CLIFTON CITY | 7013 | 15.48 | Residential | Behind the Meter | No | Green Power Energy, LLC | PSE&G |  | Accepted | 2025-06-04 | 2025-06-30 | 2026-06-30 | Solar Panels | SEG Solar | SEG-430-BTD-BG |  | 0.43 | 4 | 118 | 23 |  | Fixed | Roof
NJADRE1559852405 | Administratively Determined Incentive Program | CLIFTON CITY | 7013 | 15.48 | Residential | Behind the Meter | No | Green Power Energy, LLC | PSE&G |  | Accepted | 2025-06-04 | 2025-06-30 | 2026-06-30 | Solar Panels | SEG Solar | SEG-430-BTD-BG |  | 0.43 | 3 | 28 | 23 |  | Fixed | Roof
NJADRE1559852405 | Administratively Determined Incentive Program | CLIFTON CITY | 7013 | 15.48 | Residential | Behind the Meter | No | Green Power Energy, LLC | PSE&G |  | Accepted | 2025-06-04 | 2025-06-30 | 2026-06-30 | Inverters | Enphase Energy | IQ8MC-72-M-US [240V] | 320 |  | 36 |  |  | 0.98 |  | Outside | Roof
NJADRE1559852405 | Administratively Determined Incentive Program | CLIFTON CITY | 7013 | 15.48 | Residential | Behind the Meter | No | Green Power Energy, LLC | PSE&G |  | Accepted | 2025-06-04 | 2025-06-30 | 2026-06-30 | Solar Panels | SEG Solar | SEG-430-BTD-BG |  | 0.43 | 7 | 298 | 23 |  | Fixed | Roof
NJADRE1559852405 | Administratively Determined Incentive Program | CLIFTON CITY | 7013 | 15.48 | Residential | Behind the Meter | No | Green Power Energy, LLC | PSE&G |  | Accepted | 2025-06-04 | 2025-06-30 | 2026-06-30 | Solar Panels | SEG Solar | SEG-430-BTD-BG |  | 0.43 | 8 | 28 | 23 |  | Fixed | Roof
NJADRE1559852405 | Administratively Determined Incentive Program | CLIFTON CITY | 7013 | 15.48 | Residential | Behind the Meter | No | Green Power Energy, LLC | PSE&G |  | Accepted | 2025-06-04 | 2025-06-30 | 2026-06-30 | Solar Panels | SEG Solar | SEG-430-BTD-BG |  | 0.43 | 14 | 208 | 23 |  | Fixed | Roof
NJADRE1559853196 | Administratively Determined Incentive Program | WRIGHTSTOWN | 8562 | 26.35 | Residential | Behind the Meter | Yes | Whitman Construction, LLC | JCP&L |  | Accepted | 2025-06-05 | 2025-06-30 | 2026-06-30 | Solar Panels | JINKO SOLAR | JKM425N-54HL4-B |  | 0.425 | 25 | 234 | 29 |  | Fixed | Roof
NJADRE1559853196 | Administratively Determined Incentive Program | WRIGHTSTOWN | 8562 | 26.35 | Residential | Behind the Meter | Yes | Whitman Construction, LLC | JCP&L |  | Accepted | 2025-06-05 | 2025-06-30 | 2026-06-30 | Solar Panels | JINKO SOLAR | JKM425N-54HL4-B |  | 0.425 | 37 | 234 | 27 |  | Fixed | Roof
NJADRE1559853196 | Administratively Determined Incentive Program | WRIGHTSTOWN | 8562 | 26.35 | Residential | Behind the Meter | Yes | Whitman Construction, LLC | JCP&L |  | Accepted | 2025-06-05 | 2025-06-30 | 2026-06-30 | Inverters | ENPHASE | IQ8PLUS-72-2-US | 290 |  | 62 |  |  | 0.975 |  | Outdoor
NJADRE1559853201 | Administratively Determined Incentive Program | Egg Harbor Township | 8234 | 9.03 | Residential | Behind the Meter | Yes | Sun Up Zero Down, LLC | AC Electric |  | Accepted | 2025-06-05 | 2025-07-02 | 2026-07-02 | Solar Panels | SEG | SEG-430-BTD-BG |  | 0.43 | 21 | 111 | 23 |  | Fixed | Roof
NJADRE1559853201 | Administratively Determined Incentive Program | Egg Harbor Township | 8234 | 9.03 | Residential | Behind the Meter | Yes | Sun Up Zero Down, LLC | AC Electric |  | Accepted | 2025-06-05 | 2025-07-02 | 2026-07-02 | Inverters | Enphase | IQ8PLUS-72-2-US | 290 |  | 21 |  |  | 0.976 |  | Outdoor
NJADRE1559853201 | Administratively Determined Incentive Program | Egg Harbor Township | 8234 | 9.03 | Residential | Behind the Meter | Yes | Sun Up Zero Down, LLC | AC Electric |  | Accepted | 2025-06-05 | 2025-07-02 | 2026-07-02 | Meters | Enphase | TBD |  |  | 1 |  |  |  | Yes | Outdoor
NJADRE1559853205 | Administratively Determined Incentive Program | Cape May Beach | 8204 | 5.33 | Residential | Behind the Meter | Yes | Sunrun Installation Services, Inc. | AC Electric |  | Accepted | 2025-06-05 | 2025-06-30 | 2026-06-30 | Solar Panels | Hanwha Q-Cells | Q.PEAK DUO BLK ML-G10+ 410 DCA (MD06G100A-017) |  | 0.41 | 6 | 277 | 13 |  | Fixed | Roof
NJADRE1559853205 | Administratively Determined Incentive Program | Cape May Beach | 8204 | 5.33 | Residential | Behind the Meter | Yes | Sunrun Installation Services, Inc. | AC Electric |  | Accepted | 2025-06-05 | 2025-06-30 | 2026-06-30 | Solar Panels | Hanwha Q-Cells | Q.PEAK DUO BLK ML-G10+ 410 DCA (MD06G100A-017) |  | 0.41 | 7 | 97 | 45 |  | Fixed | Roof
NJADRE1559853205 | Administratively Determined Incentive Program | Cape May Beach | 8204 | 5.33 | Residential | Behind the Meter | Yes | Sunrun Installation Services, Inc. | AC Electric |  | Accepted | 2025-06-05 | 2025-06-30 | 2026-06-30 | Inverters | Growatt New Energy Technology Co Ltd | MIN 3800TL-XH-US | 3800 |  | 1 |  |  | 0.98 |  | Outdoor | Next to meter
NJADRE1559853205 | Administratively Determined Incentive Program | Cape May Beach | 8204 | 5.33 | Residential | Behind the Meter | Yes | Sunrun Installation Services, Inc. | AC Electric |  | Accepted | 2025-06-05 | 2025-06-30 | 2026-06-30 | Meters | GROWATT NEW ENERGY TECHNOLOGY CO LTD | MIN 3800TL-XH-US |  |  | 1 |  |  |  | Yes | Outdoor
NJADRE1559853212 | Administratively Determined Incentive Program | EDISON TWP | 8817 | 8.1 | Residential | Behind the Meter | Yes | Sunrun Installation Services, Inc. | PSE&G |  | Accepted | 2025-06-05 | 2025-06-30 | 2026-06-30 | Solar Panels | JA Solar | JAM54S31-405/MR |  | 0.405 | 5 | 354 | 20 |  | Fixed | Roof
NJADRE1559853212 | Administratively Determined Incentive Program | EDISON TWP | 8817 | 8.1 | Residential | Behind the Meter | Yes | Sunrun Installation Services, Inc. | PSE&G |  | Accepted | 2025-06-05 | 2025-06-30 | 2026-06-30 | Inverters | SolarEdge Technologies | SE3800H-USMN | 3800 |  | 2 |  |  | 0.99 |  | Outdoor | Next to meter
NJADRE1559853212 | Administratively Determined Incentive Program | EDISON TWP | 8817 | 8.1 | Residential | Behind the Meter | Yes | Sunrun Installation Services, Inc. | PSE&G |  | Accepted | 2025-06-05 | 2025-06-30 | 2026-06-30 | Solar Panels | JA Solar | JAM54S31-405/MR |  | 0.405 | 4 | 175 | 18 |  | Fixed | Roof
NJADRE1559853212 | Administratively Determined Incentive Program | EDISON TWP | 8817 | 8.1 | Residential | Behind the Meter | Yes | Sunrun Installation Services, Inc. | PSE&G |  | Accepted | 2025-06-05 | 2025-06-30 | 2026-06-30 | Solar Panels | JA Solar | JAM54S31-405/MR |  | 0.405 | 6 | 84 | 20 |  | Fixed | Roof
NJADRE1559853212 | Administratively Determined Incentive Program | EDISON TWP | 8817 | 8.1 | Residential | Behind the Meter | Yes | Sunrun Installation Services, Inc. | PSE&G |  | Accepted | 2025-06-05 | 2025-06-30 | 2026-06-30 | Electric Storage Battery | SolarEdge Technologies | BAT-10K1P |  |  | 1 |  |  |  | Lithium Ion |  | INSIDE
NJADRE1559853212 | Administratively Determined Incentive Program | EDISON TWP | 8817 | 8.1 | Residential | Behind the Meter | Yes | Sunrun Installation Services, Inc. | PSE&G |  | Accepted | 2025-06-05 | 2025-06-30 | 2026-06-30 | Solar Panels | JA Solar | JAM54S31-405/MR |  | 0.405 | 5 | 265 | 19 |  | Fixed | Roof
NJADRE1559853216 | Administratively Determined Incentive Program | WINSLOW TOWNSHIP | 8081 | 6.88 | Residential | Behind the Meter | Yes | Brilliant Installations, Inc. | AC Electric |  | Accepted | 2025-06-05 | 2025-06-30 | 2026-06-30 | Inverters | SOLAREDGE | USE5700H-USMNBL75 | 5760 |  | 1 |  |  | 0.97 |  | Outdoor
NJADRE1559853216 | Administratively Determined Incentive Program | WINSLOW TOWNSHIP | 8081 | 6.88 | Residential | Behind the Meter | Yes | Brilliant Installations, Inc. | AC Electric |  | Accepted | 2025-06-05 | 2025-06-30 | 2026-06-30 | Solar Panels | JINKO SOLAR | JKM430N-54HL4-B430 |  | 0.43 | 5 | 38 | 27 |  | Fixed | Roof
NJADRE1559853216 | Administratively Determined Incentive Program | WINSLOW TOWNSHIP | 8081 | 6.88 | Residential | Behind the Meter | Yes | Brilliant Installations, Inc. | AC Electric |  | Accepted | 2025-06-05 | 2025-06-30 | 2026-06-30 | Solar Panels | JINKO SOLAR | JKM430N-54HL4-B430 |  | 0.43 | 2 | 128 | 27 |  | Fixed | Roof
NJADRE1559853216 | Administratively Determined Incentive Program | WINSLOW TOWNSHIP | 8081 | 6.88 | Residential | Behind the Meter | Yes | Brilliant Installations, Inc. | AC Electric |  | Accepted | 2025-06-05 | 2025-06-30 | 2026-06-30 | Solar Panels | JINKO SOLAR | JKM430N-54HL4-B430 |  | 0.43 | 9 | 218 | 27 |  | Fixed | Roof
NJADRE1559853230 | Administratively Determined Incentive Program | Trenton | 8618 | 7.74 | Residential | Behind the Meter | No | Infinity Solar Systems, LLC | PSE&G |  | Accepted | 2025-06-05 | 2025-07-01 | 2026-07-01 | Solar Panels | SEG Solar | SEG-430-BTD-BG |  | 0.43 | 5 | 214 | 17 |  | Fixed | Roof
NJADRE1559853230 | Administratively Determined Incentive Program | Trenton | 8618 | 7.74 | Residential | Behind the Meter | No | Infinity Solar Systems, LLC | PSE&G |  | Accepted | 2025-06-05 | 2025-07-01 | 2026-07-01 | Inverters | Enphase | IQ8MC-72-M-US | 320 |  | 18 |  |  | 0.97 |  | Outdoor
NJADRE1559853230 | Administratively Determined Incentive Program | Trenton | 8618 | 7.74 | Residential | Behind the Meter | No | Infinity Solar Systems, LLC | PSE&G |  | Accepted | 2025-06-05 | 2025-07-01 | 2026-07-01 | Solar Panels | SEG Solar | SEG-430-BTD-BG |  | 0.43 | 7 | 34 | 18 |  | Fixed | Roof
NJADRE1559853230 | Administratively Determined Incentive Program | Trenton | 8618 | 7.74 | Residential | Behind the Meter | No | Infinity Solar Systems, LLC | PSE&G |  | Accepted | 2025-06-05 | 2025-07-01 | 2026-07-01 | Solar Panels | SEG Solar | SEG-430-BTD-BG |  | 0.43 | 6 | 124 | 8 |  | Fixed | Roof
NJADRE1559853260 | Administratively Determined Incentive Program | Lafayette | 7848 | 3.28 | Residential | Behind the Meter | Yes | EMT Renewables, LLC | JCP&L |  | Accepted | 2025-06-05 | 2025-06-30 | 2026-06-30 | Inverters | ENPHASE | IQ8+ | 290 |  | 8 |  |  | 0.98 |  | Other | UNDER EACH PANEL
NJADRE1559853260 | Administratively Determined Incentive Program | Lafayette | 7848 | 3.28 | Residential | Behind the Meter | Yes | EMT Renewables, LLC | JCP&L |  | Accepted | 2025-06-05 | 2025-06-30 | 2026-06-30 | Solar Panels | MSE PERC | MSE-410 |  | 0.41 | 4 | 310 | 26 |  | Fixed | Roof
NJADRE1559853260 | Administratively Determined Incentive Program | Lafayette | 7848 | 3.28 | Residential | Behind the Meter | Yes | EMT Renewables, LLC | JCP&L |  | Accepted | 2025-06-05 | 2025-06-30 | 2026-06-30 | Solar Panels | MSE PERC | MSE-410 |  | 0.41 | 4 | 130 | 26 |  | Fixed | Roof
NJADRE1559853264 | Administratively Determined Incentive Program | Rio Grande | 8242 | 5.59 | Residential | Behind the Meter | Yes | EMT Renewables, LLC | AC Electric |  | Accepted | 2025-06-05 | 2025-07-01 | 2026-07-01 | Inverters | IQ8HC | IQ8+ | 290 |  | 13 |  |  | 0.98 |  | Other | UNDER EACH PANEL
NJADRE1559853264 | Administratively Determined Incentive Program | Rio Grande | 8242 | 5.59 | Residential | Behind the Meter | Yes | EMT Renewables, LLC | AC Electric |  | Accepted | 2025-06-05 | 2025-07-01 | 2026-07-01 | Solar Panels | SEG SOLAR | SEG 430 |  | 0.43 | 13 | 210 | 14 |  | Fixed | Roof
NJADRE1559853273 | Administratively Determined Incentive Program | South Amboy | 8879 | 5.33 | Residential | Behind the Meter | Yes | Sunrun Installation Services, Inc. | JCP&L |  | Accepted | 2025-06-05 | 2025-07-01 | 2026-07-01 | Inverters | SOLAREDGE TECHNOLOGIES | SE3800H-USMN | 3800 |  | 1 |  |  | 0.99 |  | Outdoor
NJADRE1559853273 | Administratively Determined Incentive Program | South Amboy | 8879 | 5.33 | Residential | Behind the Meter | Yes | Sunrun Installation Services, Inc. | JCP&L |  | Accepted | 2025-06-05 | 2025-07-01 | 2026-07-01 | Solar Panels | HANWHA Q-CELLS | Q.PEAK DUO BLK ML-G10+ 410 |  | 0.41 | 9 | 95 | 23 |  | Fixed | Roof
NJADRE1559853273 | Administratively Determined Incentive Program | South Amboy | 8879 | 5.33 | Residential | Behind the Meter | Yes | Sunrun Installation Services, Inc. | JCP&L |  | Accepted | 2025-06-05 | 2025-07-01 | 2026-07-01 | Solar Panels | HANWHA Q-CELLS | Q.PEAK DUO BLK ML-G10+ 410 |  | 0.41 | 4 | 95 | 23 |  | Fixed | Roof
NJADRE1559853276 | Administratively Determined Incentive Program | Cape May Court House | 8210 | 3.28 | Residential | Behind the Meter | Yes | Trinity Solar, LLC | AC Electric |  | Accepted | 2025-06-05 | 2025-07-01 | 2026-07-01 | Inverters | Solar Edge | USE3800H-USMNBL75 | 3800 |  | 1 |  |  | 0.97 |  | Outdoor
NJADRE1559853276 | Administratively Determined Incentive Program | Cape May Court House | 8210 | 3.28 | Residential | Behind the Meter | Yes | Trinity Solar, LLC | AC Electric |  | Accepted | 2025-06-05 | 2025-07-01 | 2026-07-01 | Solar Panels | HANWHA | (Q.PEAK DUO BLK ML-G10+ 410) |  | 0.41 | 3 | 133 | 13 |  | Fixed | Roof
NJADRE1559853276 | Administratively Determined Incentive Program | Cape May Court House | 8210 | 3.28 | Residential | Behind the Meter | Yes | Trinity Solar, LLC | AC Electric |  | Accepted | 2025-06-05 | 2025-07-01 | 2026-07-01 | Solar Panels | HANWHA | (Q.PEAK DUO BLK ML-G10+ 410) |  | 0.41 | 5 | 133 | 5 |  | Fixed | Roof
NJADRE1559853277 | Administratively Determined Incentive Program | Sparta | 7871 | 6.88 | Residential | Behind the Meter | Yes | EMT Renewables, LLC | JCP&L |  | Accepted | 2025-06-05 | 2025-06-30 | 2026-06-30 | Inverters | IQ8HC | IQ8+ | 290 |  | 16 |  |  | 0.98 |  | Other | UNDER EACH PANEL
NJADRE1559853277 | Administratively Determined Incentive Program | Sparta | 7871 | 6.88 | Residential | Behind the Meter | Yes | EMT Renewables, LLC | JCP&L |  | Accepted | 2025-06-05 | 2025-06-30 | 2026-06-30 | Solar Panels | SEG SOLAR | SEG 430 |  | 0.43 | 4 | 168 | 23 |  | Fixed | Roof
NJADRE1559853277 | Administratively Determined Incentive Program | Sparta | 7871 | 6.88 | Residential | Behind the Meter | Yes | EMT Renewables, LLC | JCP&L |  | Accepted | 2025-06-05 | 2025-06-30 | 2026-06-30 | Solar Panels | SEG SOLAR | SEG 430 |  | 0.43 | 2 | 78 | 23 |  | Fixed | Roof
NJADRE1559853277 | Administratively Determined Incentive Program | Sparta | 7871 | 6.88 | Residential | Behind the Meter | Yes | EMT Renewables, LLC | JCP&L |  | Accepted | 2025-06-05 | 2025-06-30 | 2026-06-30 | Solar Panels | SEG SOLAR | SEG 430 |  | 0.43 | 4 | 168 | 23 |  | Fixed | Roof
NJADRE1559853277 | Administratively Determined Incentive Program | Sparta | 7871 | 6.88 | Residential | Behind the Meter | Yes | EMT Renewables, LLC | JCP&L |  | Accepted | 2025-06-05 | 2025-06-30 | 2026-06-30 | Solar Panels | SEG SOLAR | SEG 430 |  | 0.43 | 2 | 168 | 23 |  | Fixed | Roof
NJADRE1559853277 | Administratively Determined Incentive Program | Sparta | 7871 | 6.88 | Residential | Behind the Meter | Yes | EMT Renewables, LLC | JCP&L |  | Accepted | 2025-06-05 | 2025-06-30 | 2026-06-30 | Solar Panels | SEG SOLAR | SEG 430 |  | 0.43 | 2 | 348 | 23 |  | Fixed | Roof
NJADRE1559853277 | Administratively Determined Incentive Program | Sparta | 7871 | 6.88 | Residential | Behind the Meter | Yes | EMT Renewables, LLC | JCP&L |  | Accepted | 2025-06-05 | 2025-06-30 | 2026-06-30 | Solar Panels | SEG SOLAR | SEG 430 |  | 0.43 | 2 | 258 | 23 |  | Fixed | Roof
NJADRE1559853279 | Administratively Determined Incentive Program | PLAINFIELD CITY | 7062 | 6.48 | Residential | Behind the Meter | Yes | Sunrun Installation Services, Inc. | PSE&G |  | Accepted | 2025-06-05 | 2025-06-30 | 2026-06-30 | Solar Panels | JA Solar | JAM54S31-405/MR |  | 0.405 | 5 | 49 | 21 |  | Fixed | Roof
NJADRE1559853279 | Administratively Determined Incentive Program | PLAINFIELD CITY | 7062 | 6.48 | Residential | Behind the Meter | Yes | Sunrun Installation Services, Inc. | PSE&G |  | Accepted | 2025-06-05 | 2025-06-30 | 2026-06-30 | Solar Panels | JA Solar | JAM54S31-405/MR |  | 0.405 | 11 | 229 | 22 |  | Fixed | Roof
NJADRE1559853279 | Administratively Determined Incentive Program | PLAINFIELD CITY | 7062 | 6.48 | Residential | Behind the Meter | Yes | Sunrun Installation Services, Inc. | PSE&G |  | Accepted | 2025-06-05 | 2025-06-30 | 2026-06-30 | Inverters | SolarEdge Technologies | SE5700H-USMN | 5760 |  | 1 |  |  | 0.99 |  | Outdoor
NJADRE1559853280 | Administratively Determined Incentive Program | Randolph | 7869 | 22.36 | Residential | Behind the Meter | Yes | EMT Renewables, LLC | JCP&L |  | Accepted | 2025-06-05 | 2025-07-03 | 2026-07-03 | Solar Panels | SEG SOLAR | SEG 430 |  | 0.43 | 24 | 263 | 29 |  | Fixed | Roof
NJADRE1559853280 | Administratively Determined Incentive Program | Randolph | 7869 | 22.36 | Residential | Behind the Meter | Yes | EMT Renewables, LLC | JCP&L |  | Accepted | 2025-06-05 | 2025-07-03 | 2026-07-03 | Solar Panels | SEG SOLAR | SEG 430 |  | 0.43 | 28 | 83 | 14 |  | Fixed | Roof
NJADRE1559853280 | Administratively Determined Incentive Program | Randolph | 7869 | 22.36 | Residential | Behind the Meter | Yes | EMT Renewables, LLC | JCP&L |  | Accepted | 2025-06-05 | 2025-07-03 | 2026-07-03 | Inverters | IQ8HC | IQ8+ | 290 |  | 52 |  |  | 0.98 |  | Other | UNDER EACH PANEL
NJADRE1559853283 | Administratively Determined Incentive Program | VINCENTOWN | 8088 | 17.2 | Residential | Behind the Meter | Yes | Pro Custom Solar dba Momentum Solar | JCP&L |  | Accepted | 2025-06-05 | 2025-07-01 | 2026-07-01 | Solar Panels | HANWHA | Q.TRON BLK M-G2+430 |  | 0.43 | 12 | 85 | 30 |  | Fixed | Roof
NJADRE1559853283 | Administratively Determined Incentive Program | VINCENTOWN | 8088 | 17.2 | Residential | Behind the Meter | Yes | Pro Custom Solar dba Momentum Solar | JCP&L |  | Accepted | 2025-06-05 | 2025-07-01 | 2026-07-01 | Solar Panels | HANWHA | Q.TRON BLK M-G2+430 |  | 0.43 | 12 | 272 | 19 |  | Fixed | Roof
NJADRE1559853283 | Administratively Determined Incentive Program | VINCENTOWN | 8088 | 17.2 | Residential | Behind the Meter | Yes | Pro Custom Solar dba Momentum Solar | JCP&L |  | Accepted | 2025-06-05 | 2025-07-01 | 2026-07-01 | Solar Panels | HANWHA | Q.TRON BLK M-G2+430 |  | 0.43 | 5 | 2 | 19 |  | Fixed | Roof
NJADRE1559853283 | Administratively Determined Incentive Program | VINCENTOWN | 8088 | 17.2 | Residential | Behind the Meter | Yes | Pro Custom Solar dba Momentum Solar | JCP&L |  | Accepted | 2025-06-05 | 2025-07-01 | 2026-07-01 | Solar Panels | HANWHA | Q.TRON BLK M-G2+430 |  | 0.43 | 11 | 92 | 19 |  | Fixed | Roof
NJADRE1559853283 | Administratively Determined Incentive Program | VINCENTOWN | 8088 | 17.2 | Residential | Behind the Meter | Yes | Pro Custom Solar dba Momentum Solar | JCP&L |  | Accepted | 2025-06-05 | 2025-07-01 | 2026-07-01 | Inverters | ENPHASE | IQ8HC-72-M-DOM-US | 380 |  | 40 |  |  | 0.97 |  | Outdoor
NJADRE1559853285 | Administratively Determined Incentive Program | LAFAYETTE | 7848 | 8.6 | Residential | Behind the Meter | Yes | EMT Renewables, LLC | JCP&L |  | Accepted | 2025-06-05 | 2025-06-30 | 2026-06-30 | Solar Panels | SEG SOLAR | SEG 430 |  | 0.43 | 20 | 228 | 28 |  | Fixed | Roof
NJADRE1559853285 | Administratively Determined Incentive Program | LAFAYETTE | 7848 | 8.6 | Residential | Behind the Meter | Yes | EMT Renewables, LLC | JCP&L |  | Accepted | 2025-06-05 | 2025-06-30 | 2026-06-30 | Inverters | IQ8HC | IQ8+ | 290 |  | 20 |  |  | 0.98 |  | Other | UNDER EACH PANEL
NJADRE1559853294 | Administratively Determined Incentive Program | GLASSBORO | 8028 | 8.6 | Residential | Behind the Meter | Yes | EMT Renewables, LLC | AC Electric |  | Accepted | 2025-06-05 | 2025-07-01 | 2026-07-01 | Inverters | IQ8HC | IQ8+ | 290 |  | 20 |  |  | 0.98 |  | Other | UNDER EACH PANEL
NJADRE1559853294 | Administratively Determined Incentive Program | GLASSBORO | 8028 | 8.6 | Residential | Behind the Meter | Yes | EMT Renewables, LLC | AC Electric |  | Accepted | 2025-06-05 | 2025-07-01 | 2026-07-01 | Solar Panels | SEG SOLAR | SEG 430 |  | 0.43 | 5 | 173 | 24 |  | Fixed | Roof
NJADRE1559853294 | Administratively Determined Incentive Program | GLASSBORO | 8028 | 8.6 | Residential | Behind the Meter | Yes | EMT Renewables, LLC | AC Electric |  | Accepted | 2025-06-05 | 2025-07-01 | 2026-07-01 | Solar Panels | SEG SOLAR | SEG 430 |  | 0.43 | 15 | 173 | 23 |  | Fixed | Roof
NJADRE1559853303 | Administratively Determined Incentive Program | LITTLE EGG HARBOR | 8087 | 7.47 | Residential | Behind the Meter | Yes | SunPurity, LLC | AC Electric |  | Accepted | 2025-06-05 | 2025-07-01 | 2026-07-01 | Inverters | SolarEdge | SE6000H-US | 6000 |  | 1 |  |  | 0.99 |  | Outdoor
NJADRE1559853303 | Administratively Determined Incentive Program | LITTLE EGG HARBOR | 8087 | 7.47 | Residential | Behind the Meter | Yes | SunPurity, LLC | AC Electric |  | Accepted | 2025-06-05 | 2025-07-01 | 2026-07-01 | Solar Panels | Hanwha Q cells | Q.PEAK DUO BLK-ML-G10+ 415W |  | 0.415 | 18 | 212 | 30 |  | Fixed | Roof
NJADRE1559853305 | Administratively Determined Incentive Program | SICKLERVILLE | 8081 | 11.18 | Residential | Behind the Meter | Yes | EMT Renewables, LLC | AC Electric |  | Accepted | 2025-06-05 | 2025-07-01 | 2026-07-01 | Inverters | IQ8HC | IQ8+ | 290 |  | 26 |  |  | 0.98 |  | Other | UNDER EACH PANEL
NJADRE1559853305 | Administratively Determined Incentive Program | SICKLERVILLE | 8081 | 11.18 | Residential | Behind the Meter | Yes | EMT Renewables, LLC | AC Electric |  | Accepted | 2025-06-05 | 2025-07-01 | 2026-07-01 | Solar Panels | SEG SOLAR | SEG 430 |  | 0.43 | 2 | 233 | 41 |  | Fixed | Roof
NJADRE1559853305 | Administratively Determined Incentive Program | SICKLERVILLE | 8081 | 11.18 | Residential | Behind the Meter | Yes | EMT Renewables, LLC | AC Electric |  | Accepted | 2025-06-05 | 2025-07-01 | 2026-07-01 | Solar Panels | SEG SOLAR | SEG 430 |  | 0.43 | 12 | 144 | 40 |  | Fixed | Roof
NJADRE1559853305 | Administratively Determined Incentive Program | SICKLERVILLE | 8081 | 11.18 | Residential | Behind the Meter | Yes | EMT Renewables, LLC | AC Electric |  | Accepted | 2025-06-05 | 2025-07-01 | 2026-07-01 | Solar Panels | SEG SOLAR | SEG 430 |  | 0.43 | 5 | 233 | 38 |  | Fixed | Roof
NJADRE1559853305 | Administratively Determined Incentive Program | SICKLERVILLE | 8081 | 11.18 | Residential | Behind the Meter | Yes | EMT Renewables, LLC | AC Electric |  | Accepted | 2025-06-05 | 2025-07-01 | 2026-07-01 | Solar Panels | SEG SOLAR | SEG 430 |  | 0.43 | 7 | 53 | 39 |  | Fixed | Roof
NJADRE1559853310 | Administratively Determined Incentive Program | BYRAM TOWNSHIP | 7821 | 9.84 | Residential | Behind the Meter | No | Tesla Energy Operations, Inc. | JCP&L |  | Accepted | 2025-06-05 | 2025-07-01 | 2026-07-01 | Inverters | Tesla | 1707000-XX-Y | 11500 |  | 1 |  |  | 0.98 |  | Outdoor
NJADRE1559853310 | Administratively Determined Incentive Program | BYRAM TOWNSHIP | 7821 | 9.84 | Residential | Behind the Meter | No | Tesla Energy Operations, Inc. | JCP&L |  | Accepted | 2025-06-05 | 2025-07-01 | 2026-07-01 | Solar Panels | Hanwha | Q.PEAK DUO BLK ML-G10+/TS 410 |  | 0.41 | 24 | 311 | 18 |  | Fixed | Ground
NJADRE1559853310 | Administratively Determined Incentive Program | BYRAM TOWNSHIP | 7821 | 9.84 | Residential | Behind the Meter | No | Tesla Energy Operations, Inc. | JCP&L |  | Accepted | 2025-06-05 | 2025-07-01 | 2026-07-01 | Electric Storage Battery | Tesla | Tesla Powerwall 3 |  |  | 2 |  |  |  | Lithium Ion |  | OUTSIDE
NJADRE1559853311 | Administratively Determined Incentive Program | Carlstadt | 7072 | 4.86 | Residential | Behind the Meter | Yes | Sunrun Installation Services, Inc. | PSE&G |  | Accepted | 2025-06-05 | 2025-06-30 | 2026-06-30 | Inverters | SOLAREDGE TECHNOLOGIES | SE3800H-USMN | 3800 |  | 1 |  |  | 0.99 |  | Outdoor
NJADRE1559853311 | Administratively Determined Incentive Program | Carlstadt | 7072 | 4.86 | Residential | Behind the Meter | Yes | Sunrun Installation Services, Inc. | PSE&G |  | Accepted | 2025-06-05 | 2025-06-30 | 2026-06-30 | Solar Panels | JA SOLAR | JAM54S31-405/MR |  | 0.405 | 4 | 126 | 27 |  | Fixed | Roof
NJADRE1559853311 | Administratively Determined Incentive Program | Carlstadt | 7072 | 4.86 | Residential | Behind the Meter | Yes | Sunrun Installation Services, Inc. | PSE&G |  | Accepted | 2025-06-05 | 2025-06-30 | 2026-06-30 | Solar Panels | JA SOLAR | JAM54S31-405/MR |  | 0.405 | 8 | 305 | 15 |  | Fixed | Roof
NJADRE1559853311 | Administratively Determined Incentive Program | Carlstadt | 7072 | 4.86 | Residential | Behind the Meter | Yes | Sunrun Installation Services, Inc. | PSE&G |  | Accepted | 2025-06-05 | 2025-06-30 | 2026-06-30 | Meters | SOLAREDGE TECHNOLOGIES | SE3800H-USMN |  |  | 1 |  |  |  | Yes | Outdoor
NJADRE1559853313 | Administratively Determined Incentive Program | Hillsborough | 8844 | 357.21 | Commercial | Behind the Meter | No | Evergreen Energy | PSE&G |  | Accepted | 2025-06-11 | 2025-07-15 | 2026-07-15 | Meters | Continental Controls Systems | WND WR MB |  |  | 1 |  |  |  | Yes | Outdoor
NJADRE1559853313 | Administratively Determined Incentive Program | Hillsborough | 8844 | 357.21 | Commercial | Behind the Meter | No | Evergreen Energy | PSE&G |  | Accepted | 2025-06-11 | 2025-07-15 | 2026-07-15 | Solar Panels | QCells | Q.Peak Duo ML-G10+ |  | 0.405 | 251 | 232 | 15 |  | Fixed | Roof
NJADRE1559853313 | Administratively Determined Incentive Program | Hillsborough | 8844 | 357.21 | Commercial | Behind the Meter | No | Evergreen Energy | PSE&G |  | Accepted | 2025-06-11 | 2025-07-15 | 2026-07-15 | Inverters | SolarEdge | SE120K-US | 120000 |  | 2 |  |  | 0.98 |  | Outdoor
NJADRE1559853313 | Administratively Determined Incentive Program | Hillsborough | 8844 | 357.21 | Commercial | Behind the Meter | No | Evergreen Energy | PSE&G |  | Accepted | 2025-06-11 | 2025-07-15 | 2026-07-15 | Solar Panels | QCells | Q.Peak Duo ML-G10+ |  | 0.405 | 275 | 52 | 15 |  | Fixed | Roof
NJADRE1559853313 | Administratively Determined Incentive Program | Hillsborough | 8844 | 357.21 | Commercial | Behind the Meter | No | Evergreen Energy | PSE&G |  | Accepted | 2025-06-11 | 2025-07-15 | 2026-07-15 | Inverters | QCells | SE40K-US | 40000 |  | 1 |  |  | 0.98 |  | Outdoor
NJADRE1559853313 | Administratively Determined Incentive Program | Hillsborough | 8844 | 357.21 | Commercial | Behind the Meter | No | Evergreen Energy | PSE&G |  | Accepted | 2025-06-11 | 2025-07-15 | 2026-07-15 | Solar Panels | QCells | Q.Peak Duo ML-G10+ |  | 0.405 | 356 | 141.6 | 10 |  | Fixed | Roof
NJADRE1559853314 | Administratively Determined Incentive Program | WEST DEPTFORD | 8051 | 10.44 | Residential | Behind the Meter | No | Velocity Energy & Home Solutions, Inc. | AC Electric |  | Accepted | 2025-06-05 | 2025-07-07 | 2026-07-07 | Inverters | enphase | iq8plus | 290 |  | 24 |  |  | 0.99 |  | Outdoor | behind panels
NJADRE1559853314 | Administratively Determined Incentive Program | WEST DEPTFORD | 8051 | 10.44 | Residential | Behind the Meter | No | Velocity Energy & Home Solutions, Inc. | AC Electric |  | Accepted | 2025-06-05 | 2025-07-07 | 2026-07-07 | Solar Panels | hin | 435w |  | 0.435 | 16 | 287 | 21 |  | Fixed | Roof
NJADRE1559853314 | Administratively Determined Incentive Program | WEST DEPTFORD | 8051 | 10.44 | Residential | Behind the Meter | No | Velocity Energy & Home Solutions, Inc. | AC Electric |  | Accepted | 2025-06-05 | 2025-07-07 | 2026-07-07 | Solar Panels | hin | 435w |  | 0.435 | 8 | 107 | 21 |  | Fixed | Roof
NJADRE1559853320 | Administratively Determined Incentive Program | HOWELL | 7731 | 22.36 | Residential | Behind the Meter | Yes | EMT Renewables, LLC | JCP&L |  | Accepted | 2025-06-05 | 2025-07-01 | 2026-07-01 | Solar Panels | SEG SOLAR | SEG 430 |  | 0.43 | 21 | 223 | 31 |  | Fixed | Roof
NJADRE1559853320 | Administratively Determined Incentive Program | HOWELL | 7731 | 22.36 | Residential | Behind the Meter | Yes | EMT Renewables, LLC | JCP&L |  | Accepted | 2025-06-05 | 2025-07-01 | 2026-07-01 | Inverters | IQ8HC | IQ8+ | 290 |  | 52 |  |  | 0.98 |  | Other | UNDER EACH PANEL
NJADRE1559853320 | Administratively Determined Incentive Program | HOWELL | 7731 | 22.36 | Residential | Behind the Meter | Yes | EMT Renewables, LLC | JCP&L |  | Accepted | 2025-06-05 | 2025-07-01 | 2026-07-01 | Solar Panels | SEG SOLAR | SEG 430 |  | 0.43 | 13 | 43 | 31 |  | Fixed | Roof
NJADRE1559853320 | Administratively Determined Incentive Program | HOWELL | 7731 | 22.36 | Residential | Behind the Meter | Yes | EMT Renewables, LLC | JCP&L |  | Accepted | 2025-06-05 | 2025-07-01 | 2026-07-01 | Solar Panels | SEG SOLAR | SEG 430 |  | 0.43 | 9 | 223 | 31 |  | Fixed | Roof
NJADRE1559853320 | Administratively Determined Incentive Program | HOWELL | 7731 | 22.36 | Residential | Behind the Meter | Yes | EMT Renewables, LLC | JCP&L |  | Accepted | 2025-06-05 | 2025-07-01 | 2026-07-01 | Solar Panels | SEG SOLAR | SEG 430 |  | 0.43 | 9 | 43 | 30 |  | Fixed | Roof
NJADRE1559853321 | Administratively Determined Incentive Program | MANALAPAN | 7726 | 18.45 | Residential | Behind the Meter | Yes | Trinity Solar, LLC | JCP&L |  | Accepted | 2025-06-05 | 2025-06-30 | 2026-06-30 | Inverters | Solar Edge | USE10000H-USMNBL75 | 10000 |  | 1 |  |  | 0.97 |  | Outdoor
NJADRE1559853321 | Administratively Determined Incentive Program | MANALAPAN | 7726 | 18.45 | Residential | Behind the Meter | Yes | Trinity Solar, LLC | JCP&L |  | Accepted | 2025-06-05 | 2025-06-30 | 2026-06-30 | Inverters | Solar Edge | USE5700H-USMNBL75 | 5760 |  | 1 |  |  | 0.97 |  | Outdoor
NJADRE1559853321 | Administratively Determined Incentive Program | MANALAPAN | 7726 | 18.45 | Residential | Behind the Meter | Yes | Trinity Solar, LLC | JCP&L |  | Accepted | 2025-06-05 | 2025-06-30 | 2026-06-30 | Solar Panels | HANWHA | (Q.PEAK DUO BLK ML-G10.C+ 410) |  | 0.41 | 5 | 182 | 31 |  | Fixed | Roof
NJADRE1559853321 | Administratively Determined Incentive Program | MANALAPAN | 7726 | 18.45 | Residential | Behind the Meter | Yes | Trinity Solar, LLC | JCP&L |  | Accepted | 2025-06-05 | 2025-06-30 | 2026-06-30 | Solar Panels | HANWHA | (Q.PEAK DUO BLK ML-G10.C+ 410) |  | 0.41 | 19 | 272 | 27 |  | Fixed | Roof
NJADRE1559853321 | Administratively Determined Incentive Program | MANALAPAN | 7726 | 18.45 | Residential | Behind the Meter | Yes | Trinity Solar, LLC | JCP&L |  | Accepted | 2025-06-05 | 2025-06-30 | 2026-06-30 | Solar Panels | HANWHA | (Q.PEAK DUO BLK ML-G10.C+ 410) |  | 0.41 | 15 | 182 | 35 |  | Fixed | Roof
NJADRE1559853321 | Administratively Determined Incentive Program | MANALAPAN | 7726 | 18.45 | Residential | Behind the Meter | Yes | Trinity Solar, LLC | JCP&L |  | Accepted | 2025-06-05 | 2025-06-30 | 2026-06-30 | Solar Panels | HANWHA | (Q.PEAK DUO BLK ML-G10.C+ 410) |  | 0.41 | 2 | 92 | 27 |  | Fixed | Roof
NJADRE1559853321 | Administratively Determined Incentive Program | MANALAPAN | 7726 | 18.45 | Residential | Behind the Meter | Yes | Trinity Solar, LLC | JCP&L |  | Accepted | 2025-06-05 | 2025-06-30 | 2026-06-30 | Solar Panels | HANWHA | (Q.PEAK DUO BLK ML-G10.C+ 410) |  | 0.41 | 4 | 182 | 31 |  | Fixed | Roof
NJADRE1559853330 | Administratively Determined Incentive Program | LINDENWOLD | 8021 | 11.61 | Residential | Behind the Meter | Yes | EMT Renewables, LLC | AC Electric |  | Accepted | 2025-06-05 | 2025-06-30 | 2026-06-30 | Solar Panels | SEG SOLAR | SEG 430 |  | 0.43 | 4 | 305 | 26 |  | Fixed | Roof
NJADRE1559853330 | Administratively Determined Incentive Program | LINDENWOLD | 8021 | 11.61 | Residential | Behind the Meter | Yes | EMT Renewables, LLC | AC Electric |  | Accepted | 2025-06-05 | 2025-06-30 | 2026-06-30 | Solar Panels | SEG SOLAR | SEG 430 |  | 0.43 | 10 | 215 | 27 |  | Fixed | Roof
NJADRE1559853330 | Administratively Determined Incentive Program | LINDENWOLD | 8021 | 11.61 | Residential | Behind the Meter | Yes | EMT Renewables, LLC | AC Electric |  | Accepted | 2025-06-05 | 2025-06-30 | 2026-06-30 | Solar Panels | SEG SOLAR | SEG 430 |  | 0.43 | 4 | 215 | 12 |  | Fixed | Roof
NJADRE1559853330 | Administratively Determined Incentive Program | LINDENWOLD | 8021 | 11.61 | Residential | Behind the Meter | Yes | EMT Renewables, LLC | AC Electric |  | Accepted | 2025-06-05 | 2025-06-30 | 2026-06-30 | Inverters | IQ8HC | IQ8+ | 290 |  | 27 |  |  | 0.98 |  | Other | UNDER EACH PANEL
NJADRE1559853330 | Administratively Determined Incentive Program | LINDENWOLD | 8021 | 11.61 | Residential | Behind the Meter | Yes | EMT Renewables, LLC | AC Electric |  | Accepted | 2025-06-05 | 2025-06-30 | 2026-06-30 | Solar Panels | SEG SOLAR | SEG 430 |  | 0.43 | 5 | 35 | 27 |  | Fixed | Roof
NJADRE1559853330 | Administratively Determined Incentive Program | LINDENWOLD | 8021 | 11.61 | Residential | Behind the Meter | Yes | EMT Renewables, LLC | AC Electric |  | Accepted | 2025-06-05 | 2025-06-30 | 2026-06-30 | Solar Panels | SEG SOLAR | SEG 430 |  | 0.43 | 4 | 125 | 28 |  | Fixed | Roof
NJADRE1559853333 | Administratively Determined Incentive Program | WOODBURY | 8096 | 11.61 | Residential | Behind the Meter | No | Velocity Energy & Home Solutions, Inc. | PSE&G |  | Accepted | 2025-06-05 | 2025-07-07 | 2026-07-07 | Solar Panels | seg | 430w |  | 0.43 | 13 | 233 | 23 |  | Fixed | Roof
NJADRE1559853333 | Administratively Determined Incentive Program | WOODBURY | 8096 | 11.61 | Residential | Behind the Meter | No | Velocity Energy & Home Solutions, Inc. | PSE&G |  | Accepted | 2025-06-05 | 2025-07-07 | 2026-07-07 | Solar Panels | seg | 430 |  | 0.43 | 14 | 53 | 23 |  | Fixed | Roof
NJADRE1559853333 | Administratively Determined Incentive Program | WOODBURY | 8096 | 11.61 | Residential | Behind the Meter | No | Velocity Energy & Home Solutions, Inc. | PSE&G |  | Accepted | 2025-06-05 | 2025-07-07 | 2026-07-07 | Inverters | enphase | iq8plus | 290 |  | 27 |  |  | 0.99 |  | Outside | behind panels
NJADRE1559853343 | Administratively Determined Incentive Program | JACKSON | 8527 | 9.03 | Residential | Behind the Meter | Yes | EMT Renewables, LLC | JCP&L |  | Accepted | 2025-06-05 | 2025-07-02 | 2026-07-02 | Solar Panels | SEG SOLAR | SEG 430 |  | 0.43 | 15 | 149 | 28 |  | Fixed | Roof
NJADRE1559853343 | Administratively Determined Incentive Program | JACKSON | 8527 | 9.03 | Residential | Behind the Meter | Yes | EMT Renewables, LLC | JCP&L |  | Accepted | 2025-06-05 | 2025-07-02 | 2026-07-02 | Solar Panels | SEG SOLAR | SEG 430 |  | 0.43 | 6 | 59 | 28 |  | Fixed | Roof
NJADRE1559853343 | Administratively Determined Incentive Program | JACKSON | 8527 | 9.03 | Residential | Behind the Meter | Yes | EMT Renewables, LLC | JCP&L |  | Accepted | 2025-06-05 | 2025-07-02 | 2026-07-02 | Inverters | Enphase | IQ8HC | 380 |  | 21 |  |  | 0.98 |  | Other | UNDER EACH PANEL
NJADRE1559853354 | Administratively Determined Incentive Program | Flemington | 8822 | 7.29 | Residential | Behind the Meter | No | Power Home Remodeling Group | JCP&L |  | Accepted | 2025-06-05 | 2025-07-01 | 2026-07-01 | Solar Panels | JA Solar | JAM54S31 405/MR |  | 0.405 | 4 | 80 | 27 |  | Fixed | Roof
NJADRE1559853354 | Administratively Determined Incentive Program | Flemington | 8822 | 7.29 | Residential | Behind the Meter | No | Power Home Remodeling Group | JCP&L |  | Accepted | 2025-06-05 | 2025-07-01 | 2026-07-01 | Meters | SolarEdge | Revenue Grade Data Ansi C12.20 |  |  | 1 |  |  |  | Yes | Outdoor
NJADRE1559853354 | Administratively Determined Incentive Program | Flemington | 8822 | 7.29 | Residential | Behind the Meter | No | Power Home Remodeling Group | JCP&L |  | Accepted | 2025-06-05 | 2025-07-01 | 2026-07-01 | Solar Panels | JA Solar | JAM54S31 405/MR |  | 0.405 | 5 | 350 | 26 |  | Fixed | Roof
NJADRE1559853354 | Administratively Determined Incentive Program | Flemington | 8822 | 7.29 | Residential | Behind the Meter | No | Power Home Remodeling Group | JCP&L |  | Accepted | 2025-06-05 | 2025-07-01 | 2026-07-01 | Solar Panels | JA Solar | JAM54S31 405/MR |  | 0.405 | 3 | 260 | 15 |  | Fixed | Roof
NJADRE1559853354 | Administratively Determined Incentive Program | Flemington | 8822 | 7.29 | Residential | Behind the Meter | No | Power Home Remodeling Group | JCP&L |  | Accepted | 2025-06-05 | 2025-07-01 | 2026-07-01 | Inverters | SolarEdge | SE5700H-US | 5760 |  | 1 |  |  | 0.99 |  | Outside
NJADRE1559853354 | Administratively Determined Incentive Program | Flemington | 8822 | 7.29 | Residential | Behind the Meter | No | Power Home Remodeling Group | JCP&L |  | Accepted | 2025-06-05 | 2025-07-01 | 2026-07-01 | Solar Panels | JA Solar | JAM54S31 405/MR |  | 0.405 | 6 | 170 | 26 |  | Fixed | Roof
NJADRE1559853357 | Administratively Determined Incentive Program | BRIDGETON | 8302 | 21.07 | Residential | Behind the Meter | Yes | EMT Renewables, LLC | AC Electric |  | Accepted | 2025-06-05 | 2025-07-02 | 2026-07-02 | Inverters | Enphase | IQ8HC | 380 |  | 49 |  |  | 0.98 |  | Other | UNDER EACH PANEL
NJADRE1559853357 | Administratively Determined Incentive Program | BRIDGETON | 8302 | 21.07 | Residential | Behind the Meter | Yes | EMT Renewables, LLC | AC Electric |  | Accepted | 2025-06-05 | 2025-07-02 | 2026-07-02 | Solar Panels | SEG SOLAR | SEG 430 |  | 0.43 | 18 | 260 | 24 |  | Fixed | Roof
NJADRE1559853357 | Administratively Determined Incentive Program | BRIDGETON | 8302 | 21.07 | Residential | Behind the Meter | Yes | EMT Renewables, LLC | AC Electric |  | Accepted | 2025-06-05 | 2025-07-02 | 2026-07-02 | Solar Panels | SEG SOLAR | SEG 430 |  | 0.43 | 18 | 80 | 24 |  | Fixed | Roof
NJADRE1559853357 | Administratively Determined Incentive Program | BRIDGETON | 8302 | 21.07 | Residential | Behind the Meter | Yes | EMT Renewables, LLC | AC Electric |  | Accepted | 2025-06-05 | 2025-07-02 | 2026-07-02 | Solar Panels | SEG SOLAR | SEG 430 |  | 0.43 | 13 | 169 | 30 |  | Fixed | Roof
NJADRE1559853365 | Administratively Determined Incentive Program | Forked River | 8731 | 12.47 | Residential | Behind the Meter | Yes | EMT Renewables, LLC | JCP&L |  | Accepted | 2025-06-05 | 2025-07-01 | 2026-07-01 | Solar Panels | SEG SOLAR | SEG 430 |  | 0.43 | 13 | 271 | 17 |  | Fixed | Roof
NJADRE1559853365 | Administratively Determined Incentive Program | Forked River | 8731 | 12.47 | Residential | Behind the Meter | Yes | EMT Renewables, LLC | JCP&L |  | Accepted | 2025-06-05 | 2025-07-01 | 2026-07-01 | Solar Panels | SEG SOLAR | SEG 430 |  | 0.43 | 10 | 91 | 17 |  | Fixed | Roof
NJADRE1559853365 | Administratively Determined Incentive Program | Forked River | 8731 | 12.47 | Residential | Behind the Meter | Yes | EMT Renewables, LLC | JCP&L |  | Accepted | 2025-06-05 | 2025-07-01 | 2026-07-01 | Solar Panels | SEG SOLAR | SEG 430 |  | 0.43 | 6 | 181 | 23 |  | Fixed | Roof
NJADRE1559853365 | Administratively Determined Incentive Program | Forked River | 8731 | 12.47 | Residential | Behind the Meter | Yes | EMT Renewables, LLC | JCP&L |  | Accepted | 2025-06-05 | 2025-07-01 | 2026-07-01 | Inverters | IQ8HC | IQ8+ | 290 |  | 29 |  |  | 0.98 |  | Other | UNDER EACH PANEL
NJADRE1559853368 | Administratively Determined Incentive Program | COLUMBUS | 8022 | 13.12 | Residential | Behind the Meter | Yes | Trinity Solar, LLC | PSE&G |  | Accepted | 2025-06-05 | 2025-06-30 | 2026-06-30 | Inverters | Solar Edge | USE10000H-USMNBL75 | 10000 |  | 1 |  |  | 0.97 |  | Outdoor
NJADRE1559853368 | Administratively Determined Incentive Program | COLUMBUS | 8022 | 13.12 | Residential | Behind the Meter | Yes | Trinity Solar, LLC | PSE&G |  | Accepted | 2025-06-05 | 2025-06-30 | 2026-06-30 | Solar Panels | HANWHA | (Q.PEAK DUO BLK ML-G10+ 410) |  | 0.41 | 11 | 167 | 27 |  | Fixed | Roof
NJADRE1559853368 | Administratively Determined Incentive Program | COLUMBUS | 8022 | 13.12 | Residential | Behind the Meter | Yes | Trinity Solar, LLC | PSE&G |  | Accepted | 2025-06-05 | 2025-06-30 | 2026-06-30 | Solar Panels | HANWHA | (Q.PEAK DUO BLK ML-G10+ 410) |  | 0.41 | 6 | 167 | 27 |  | Fixed | Roof
NJADRE1559853368 | Administratively Determined Incentive Program | COLUMBUS | 8022 | 13.12 | Residential | Behind the Meter | Yes | Trinity Solar, LLC | PSE&G |  | Accepted | 2025-06-05 | 2025-06-30 | 2026-06-30 | Solar Panels | HANWHA | (Q.PEAK DUO BLK ML-G10+ 410) |  | 0.41 | 8 | 257 | 30 |  | Fixed | Roof
NJADRE1559853368 | Administratively Determined Incentive Program | COLUMBUS | 8022 | 13.12 | Residential | Behind the Meter | Yes | Trinity Solar, LLC | PSE&G |  | Accepted | 2025-06-05 | 2025-06-30 | 2026-06-30 | Solar Panels | HANWHA | (Q.PEAK DUO BLK ML-G10+ 410) |  | 0.41 | 7 | 167 | 27 |  | Fixed | Roof
NJADRE1559853370 | Administratively Determined Incentive Program | East Rutherford | 7073 | 6.15 | Residential | Behind the Meter | Yes | Trinity Solar, LLC | PSE&G |  | Accepted | 2025-06-05 | 2025-06-30 | 2026-06-30 | Inverters | Solar Edge | USE5700H-US | 5760 |  | 1 |  |  | 0.97 |  | Outside
NJADRE1559853370 | Administratively Determined Incentive Program | East Rutherford | 7073 | 6.15 | Residential | Behind the Meter | Yes | Trinity Solar, LLC | PSE&G |  | Accepted | 2025-06-05 | 2025-06-30 | 2026-06-30 | Solar Panels | Hanwha | Q.PEAK DUO BLK ML-G10+ 410 |  | 0.41 | 7 | 219 | 19 |  | Fixed | Roof
NJADRE1559853370 | Administratively Determined Incentive Program | East Rutherford | 7073 | 6.15 | Residential | Behind the Meter | Yes | Trinity Solar, LLC | PSE&G |  | Accepted | 2025-06-05 | 2025-06-30 | 2026-06-30 | Solar Panels | Hanwha | Q.PEAK DUO BLK ML-G10+ 410 |  | 0.41 | 8 | 129 | 21 |  | Fixed | Roof
NJADRE1559853373 | Administratively Determined Incentive Program | Villas | 8251 | 9.89 | Residential | Behind the Meter | Yes | EMT Renewables, LLC | AC Electric |  | Accepted | 2025-06-05 | 2025-07-02 | 2026-07-02 | Solar Panels | SEG SOLAR | SEG 430 |  | 0.43 | 3 | 70 | 6 |  | Fixed | Roof
NJADRE1559853373 | Administratively Determined Incentive Program | Villas | 8251 | 9.89 | Residential | Behind the Meter | Yes | EMT Renewables, LLC | AC Electric |  | Accepted | 2025-06-05 | 2025-07-02 | 2026-07-02 | Solar Panels | SEG SOLAR | SEG 430 |  | 0.43 | 16 | 70 | 19 |  | Fixed | Roof
NJADRE1559853373 | Administratively Determined Incentive Program | Villas | 8251 | 9.89 | Residential | Behind the Meter | Yes | EMT Renewables, LLC | AC Electric |  | Accepted | 2025-06-05 | 2025-07-02 | 2026-07-02 | Solar Panels | SEG SOLAR | SEG 430 |  | 0.43 | 1 | 250 | 8 |  | Fixed | Roof
NJADRE1559853373 | Administratively Determined Incentive Program | Villas | 8251 | 9.89 | Residential | Behind the Meter | Yes | EMT Renewables, LLC | AC Electric |  | Accepted | 2025-06-05 | 2025-07-02 | 2026-07-02 | Inverters | IQ8HC | IQ8+ | 290 |  | 23 |  |  | 0.98 |  | Other | UNDER EACH PANEL
NJADRE1559853373 | Administratively Determined Incentive Program | Villas | 8251 | 9.89 | Residential | Behind the Meter | Yes | EMT Renewables, LLC | AC Electric |  | Accepted | 2025-06-05 | 2025-07-02 | 2026-07-02 | Solar Panels | SEG SOLAR | SEG 430 |  | 0.43 | 3 | 250 | 20 |  | Fixed | Roof
NJADRE1559853385 | Administratively Determined Incentive Program | Hamilton Twp | 8609 | 5.74 | Residential | Behind the Meter | Yes | Define Solar, LLC | PSE&G |  | Accepted | 2025-06-05 | 2025-07-01 | 2026-07-01 | Inverters | Enphase | IQ8PLUS-72-2-US | 290 |  | 11 |  |  | 0.976 |  | Outside | Under each pv panel
NJADRE1559853385 | Administratively Determined Incentive Program | Hamilton Twp | 8609 | 5.74 | Residential | Behind the Meter | Yes | Define Solar, LLC | PSE&G |  | Accepted | 2025-06-05 | 2025-07-01 | 2026-07-01 | Inverters | Enphase | IQ8PLUS-72-2-US | 290 |  | 3 |  |  | 0.976 |  | Outside | Under each pv panel
NJADRE1559853385 | Administratively Determined Incentive Program | Hamilton Twp | 8609 | 5.74 | Residential | Behind the Meter | Yes | Define Solar, LLC | PSE&G |  | Accepted | 2025-06-05 | 2025-07-01 | 2026-07-01 | Solar Panels | Znshine | ZXM7-SH108 410 |  | 0.41 | 11 | 226 | 23 |  | Fixed | Roof
NJADRE1559853385 | Administratively Determined Incentive Program | Hamilton Twp | 8609 | 5.74 | Residential | Behind the Meter | Yes | Define Solar, LLC | PSE&G |  | Accepted | 2025-06-05 | 2025-07-01 | 2026-07-01 | Solar Panels | Znshine | ZXM7-SH108 410 |  | 0.41 | 3 | 46 | 23 |  | Fixed | Roof
NJADRE1559853388 | Administratively Determined Incentive Program | MAPLE SHADE | 8052 | 8.2 | Residential | Behind the Meter | Yes | Define Solar, LLC | PSE&G |  | Accepted | 2025-06-05 | 2025-07-01 | 2026-07-01 | Solar Panels | Znshine | ZXM7-SH108 410 |  | 0.41 | 4 | 25 | 15 |  | Fixed | Roof
NJADRE1559853388 | Administratively Determined Incentive Program | MAPLE SHADE | 8052 | 8.2 | Residential | Behind the Meter | Yes | Define Solar, LLC | PSE&G |  | Accepted | 2025-06-05 | 2025-07-01 | 2026-07-01 | Inverters | Enphase | IQ8PLUS-72-2-US | 290 |  | 7 |  |  | 0.976 |  | Outside | Under each pv panel
NJADRE1559853388 | Administratively Determined Incentive Program | MAPLE SHADE | 8052 | 8.2 | Residential | Behind the Meter | Yes | Define Solar, LLC | PSE&G |  | Accepted | 2025-06-05 | 2025-07-01 | 2026-07-01 | Solar Panels | Znshine | ZXM7-SH108 410 |  | 0.41 | 7 | 115 | 14 |  | Fixed | Roof
NJADRE1559853388 | Administratively Determined Incentive Program | MAPLE SHADE | 8052 | 8.2 | Residential | Behind the Meter | Yes | Define Solar, LLC | PSE&G |  | Accepted | 2025-06-05 | 2025-07-01 | 2026-07-01 | Solar Panels | Znshine | ZXM7-SH108 410 |  | 0.41 | 9 | 205 | 40 |  | Fixed | Roof
NJADRE1559853388 | Administratively Determined Incentive Program | MAPLE SHADE | 8052 | 8.2 | Residential | Behind the Meter | Yes | Define Solar, LLC | PSE&G |  | Accepted | 2025-06-05 | 2025-07-01 | 2026-07-01 | Inverters | Enphase | IQ8PLUS-72-2-US | 290 |  | 9 |  |  | 0.976 |  | Outside | Under each pv panel
NJADRE1559853388 | Administratively Determined Incentive Program | MAPLE SHADE | 8052 | 8.2 | Residential | Behind the Meter | Yes | Define Solar, LLC | PSE&G |  | Accepted | 2025-06-05 | 2025-07-01 | 2026-07-01 | Inverters | Enphase | IQ8PLUS-72-2-US | 290 |  | 4 |  |  | 0.976 |  | Outside | Under each pv panel
NJADRE1559853390 | Administratively Determined Incentive Program | EWING TWP | 8638 | 3.65 | Residential | Behind the Meter | Yes | Sunrun Installation Services, Inc. | PSE&G |  | Accepted | 2025-06-05 | 2025-07-03 | 2026-07-03 | Inverters | SolarEdge Technologies | SE3800H-USMN | 3800 |  | 1 |  |  | 0.99 |  | Outdoor | Next to meter
NJADRE1559853390 | Administratively Determined Incentive Program | EWING TWP | 8638 | 3.65 | Residential | Behind the Meter | Yes | Sunrun Installation Services, Inc. | PSE&G |  | Accepted | 2025-06-05 | 2025-07-03 | 2026-07-03 | Solar Panels | JA Solar | JAM54S31-405/MR |  | 0.405 | 9 | 216 | 28 |  | Fixed | Roof
NJADRE1559853392 | Administratively Determined Incentive Program | Little Egg Harbor Twp | 8087 | 5.59 | Residential | Behind the Meter | Yes | EMT Renewables, LLC | AC Electric |  | Accepted | 2025-06-05 | 2025-07-01 | 2026-07-01 | Solar Panels | SEG SOLAR | SEG 430 |  | 0.43 | 13 | 173 | 22 |  | Fixed | Roof
NJADRE1559853392 | Administratively Determined Incentive Program | Little Egg Harbor Twp | 8087 | 5.59 | Residential | Behind the Meter | Yes | EMT Renewables, LLC | AC Electric |  | Accepted | 2025-06-05 | 2025-07-01 | 2026-07-01 | Inverters | IQ8HC | IQ8+ | 290 |  | 13 |  |  | 0.98 |  | Other | UNDER EACH PANEL
NJADRE1559853395 | Administratively Determined Incentive Program | Little Egg Harbor Twp | 8087 | 7.38 | Residential | Behind the Meter | Yes | Trinity Solar, LLC | AC Electric |  | Accepted | 2025-06-05 | 2025-06-30 | 2026-06-30 | Solar Panels | HANWHA | (Q.PEAK DUO BLK ML-G10+ 410) |  | 0.41 | 18 | 235 | 39 |  | Fixed | Roof
NJADRE1559853395 | Administratively Determined Incentive Program | Little Egg Harbor Twp | 8087 | 7.38 | Residential | Behind the Meter | Yes | Trinity Solar, LLC | AC Electric |  | Accepted | 2025-06-05 | 2025-06-30 | 2026-06-30 | Inverters | Solar Edge | USE5700H-USMNBL75 | 5760 |  | 1 |  |  | 0.97 |  | Outdoor
NJADRE1559853396 | Administratively Determined Incentive Program | NORTHFIELD | 8225 | 4.51 | Residential | Behind the Meter | Yes | Define Solar, LLC | AC Electric |  | Accepted | 2025-06-05 | 2025-07-01 | 2026-07-01 | Inverters | Enphase | IQ8PLUS-72-2-US | 290 |  | 9 |  |  | 0.976 |  | Outside | Under each pv panel
NJADRE1559853396 | Administratively Determined Incentive Program | NORTHFIELD | 8225 | 4.51 | Residential | Behind the Meter | Yes | Define Solar, LLC | AC Electric |  | Accepted | 2025-06-05 | 2025-07-01 | 2026-07-01 | Solar Panels | Znshine | ZXM7-SH108 410 |  | 0.41 | 9 | 223 | 30 |  | Fixed | Roof
NJADRE1559853396 | Administratively Determined Incentive Program | NORTHFIELD | 8225 | 4.51 | Residential | Behind the Meter | Yes | Define Solar, LLC | AC Electric |  | Accepted | 2025-06-05 | 2025-07-01 | 2026-07-01 | Inverters | Enphase | IQ8PLUS-72-2-US | 290 |  | 2 |  |  | 0.976 |  | Outside | Under each pv panel
NJADRE1559853396 | Administratively Determined Incentive Program | NORTHFIELD | 8225 | 4.51 | Residential | Behind the Meter | Yes | Define Solar, LLC | AC Electric |  | Accepted | 2025-06-05 | 2025-07-01 | 2026-07-01 | Solar Panels | Znshine | ZXM7-SH108 410 |  | 0.41 | 2 | 133 | 20 |  | Fixed | Roof
NJADRE1559853400 | Administratively Determined Incentive Program | PORT NORRIS | 8349 | 11.48 | Residential | Behind the Meter | Yes | Define Solar, LLC | AC Electric |  | Accepted | 2025-06-05 | 2025-07-02 | 2026-07-02 | Inverters | Enphase | IQ8PLUS-72-2-US | 290 |  | 16 |  |  | 0.976 |  | Outside | Under each pv panel
NJADRE1559853400 | Administratively Determined Incentive Program | PORT NORRIS | 8349 | 11.48 | Residential | Behind the Meter | Yes | Define Solar, LLC | AC Electric |  | Accepted | 2025-06-05 | 2025-07-02 | 2026-07-02 | Inverters | Enphase | IQ8PLUS-72-2-US | 290 |  | 12 |  |  | 0.976 |  | Outside | Under each pv panel
NJADRE1559853400 | Administratively Determined Incentive Program | PORT NORRIS | 8349 | 11.48 | Residential | Behind the Meter | Yes | Define Solar, LLC | AC Electric |  | Accepted | 2025-06-05 | 2025-07-02 | 2026-07-02 | Solar Panels | Znshine | ZXM7-SH108 410 |  | 0.41 | 16 | 77 | 17 |  | Fixed | Roof
NJADRE1559853400 | Administratively Determined Incentive Program | PORT NORRIS | 8349 | 11.48 | Residential | Behind the Meter | Yes | Define Solar, LLC | AC Electric |  | Accepted | 2025-06-05 | 2025-07-02 | 2026-07-02 | Solar Panels | Znshine | ZXM7-SH108 410 |  | 0.41 | 12 | 257 | 17 |  | Fixed | Roof
NJADRE1559853405 | Administratively Determined Incentive Program | Tenafly | 7670 | 12.75 | Residential | Behind the Meter | Yes | Power Energy Solutions, LLC | PSE&G |  | Accepted | 2025-06-05 | 2025-07-01 | 2026-07-01 | Solar Panels | Trina Solar | TSM-425NE09RC.05 |  | 0.425 | 6 | 266 | 22 |  | Fixed | Roof
NJADRE1559853405 | Administratively Determined Incentive Program | Tenafly | 7670 | 12.75 | Residential | Behind the Meter | Yes | Power Energy Solutions, LLC | PSE&G |  | Accepted | 2025-06-05 | 2025-07-01 | 2026-07-01 | Inverters | SolarEdge | SE7600H-US | 8 |  | 1 |  |  | 0.97 |  | Outdoor
NJADRE1559853405 | Administratively Determined Incentive Program | Tenafly | 7670 | 12.75 | Residential | Behind the Meter | Yes | Power Energy Solutions, LLC | PSE&G |  | Accepted | 2025-06-05 | 2025-07-01 | 2026-07-01 | Solar Panels | Trina Solar | TSM-425NE09RC.05 |  | 0.425 | 24 | 86 | 22 |  | Fixed | Roof
NJADRE1559853408 | Administratively Determined Incentive Program | Mount Holly | 8060 | 3.44 | Residential | Behind the Meter | Yes | EMT Renewables, LLC | PSE&G |  | Accepted | 2025-06-05 | 2025-07-01 | 2026-07-01 | Solar Panels | SEG SOLAR | SEG 430 |  | 0.43 | 4 | 269 | 41 |  | Fixed | Roof
NJADRE1559853408 | Administratively Determined Incentive Program | Mount Holly | 8060 | 3.44 | Residential | Behind the Meter | Yes | EMT Renewables, LLC | PSE&G |  | Accepted | 2025-06-05 | 2025-07-01 | 2026-07-01 | Inverters | IQ8HC | IQ8+ | 290 |  | 8 |  |  | 0.98 |  | Other | UNDER EACH PANEL
NJADRE1559853408 | Administratively Determined Incentive Program | Mount Holly | 8060 | 3.44 | Residential | Behind the Meter | Yes | EMT Renewables, LLC | PSE&G |  | Accepted | 2025-06-05 | 2025-07-01 | 2026-07-01 | Solar Panels | SEG SOLAR | SEG 430 |  | 0.43 | 4 | 269 | 7 |  | Fixed | Roof
NJADRE1559853417 | Administratively Determined Incentive Program | Cape May Court House | 8210 | 13.76 | Residential | Behind the Meter | Yes | EMT Renewables, LLC | AC Electric |  | Accepted | 2025-06-05 | 2025-07-01 | 2026-07-01 | Inverters | ENPHASE | IQ8+ | 290 |  | 32 |  |  | 0.98 |  | Other | UNDER EACH PANEL
NJADRE1559853417 | Administratively Determined Incentive Program | Cape May Court House | 8210 | 13.76 | Residential | Behind the Meter | Yes | EMT Renewables, LLC | AC Electric |  | Accepted | 2025-06-05 | 2025-07-01 | 2026-07-01 | Solar Panels | SEG SOLAR | SEG 430 |  | 0.43 | 2 | 133 | 47 |  | Fixed | Roof
NJADRE1559853417 | Administratively Determined Incentive Program | Cape May Court House | 8210 | 13.76 | Residential | Behind the Meter | Yes | EMT Renewables, LLC | AC Electric |  | Accepted | 2025-06-05 | 2025-07-01 | 2026-07-01 | Solar Panels | SEG SOLAR | SEG 430 |  | 0.43 | 11 | 223 | 46 |  | Fixed | Roof
NJADRE1559853417 | Administratively Determined Incentive Program | Cape May Court House | 8210 | 13.76 | Residential | Behind the Meter | Yes | EMT Renewables, LLC | AC Electric |  | Accepted | 2025-06-05 | 2025-07-01 | 2026-07-01 | Solar Panels | SEG SOLAR | SEG 430 |  | 0.43 | 9 | 43 | 44 |  | Fixed | Roof
NJADRE1559853417 | Administratively Determined Incentive Program | Cape May Court House | 8210 | 13.76 | Residential | Behind the Meter | Yes | EMT Renewables, LLC | AC Electric |  | Accepted | 2025-06-05 | 2025-07-01 | 2026-07-01 | Solar Panels | SEG SOLAR | SEG 430 |  | 0.43 | 8 | 133 | 22 |  | Fixed | Roof
NJADRE1559853417 | Administratively Determined Incentive Program | Cape May Court House | 8210 | 13.76 | Residential | Behind the Meter | Yes | EMT Renewables, LLC | AC Electric |  | Accepted | 2025-06-05 | 2025-07-01 | 2026-07-01 | Solar Panels | SEG SOLAR | SEG 430 |  | 0.43 | 2 | 133 | 44 |  | Fixed | Roof
NJADRE1559853418 | Administratively Determined Incentive Program | CRANFORD | 7016 | 11.07 | Residential | Behind the Meter | No | Tesla Energy Operations, Inc. | PSE&G |  | Accepted | 2025-06-05 | 2025-06-30 | 2026-06-30 | Inverters | Tesla | 1538000-XX-Y | 7600 |  | 1 |  |  | 0.98 |  | Outdoor
NJADRE1559853418 | Administratively Determined Incentive Program | CRANFORD | 7016 | 11.07 | Residential | Behind the Meter | No | Tesla Energy Operations, Inc. | PSE&G |  | Accepted | 2025-06-05 | 2025-06-30 | 2026-06-30 | Solar Panels | Hanwha | Q Cells Q.PEAK DUO BLK ML-G10+/TS 410 |  | 0.41 | 9 | 128 | 22 |  | Fixed | Roof
NJADRE1559853418 | Administratively Determined Incentive Program | CRANFORD | 7016 | 11.07 | Residential | Behind the Meter | No | Tesla Energy Operations, Inc. | PSE&G |  | Accepted | 2025-06-05 | 2025-06-30 | 2026-06-30 | Solar Panels | Hanwha | Q Cells Q.PEAK DUO BLK ML-G10+/TS 410 |  | 0.41 | 10 | 38 | 22 |  | Fixed | Roof
NJADRE1559853418 | Administratively Determined Incentive Program | CRANFORD | 7016 | 11.07 | Residential | Behind the Meter | No | Tesla Energy Operations, Inc. | PSE&G |  | Accepted | 2025-06-05 | 2025-06-30 | 2026-06-30 | Solar Panels | Hanwha | Q Cells Q.PEAK DUO BLK ML-G10+/TS 410 |  | 0.41 | 8 | 308 | 22 |  | Fixed | Roof
NJADRE1559853420 | Administratively Determined Incentive Program | Neptune | 7753 | 10.25 | Residential | Behind the Meter | Yes | Trinity Solar, LLC | JCP&L |  | Accepted | 2025-06-05 | 2025-06-30 | 2026-06-30 | Solar Panels | Hanwha | Q.PEAK DUO BLK ML-G10+ 410 |  | 0.41 | 12 | 232 | 22 |  | Fixed | Roof
NJADRE1559853420 | Administratively Determined Incentive Program | Neptune | 7753 | 10.25 | Residential | Behind the Meter | Yes | Trinity Solar, LLC | JCP&L |  | Accepted | 2025-06-05 | 2025-06-30 | 2026-06-30 | Inverters | Solar Edge | USE7600H-US | 7600 |  | 1 |  |  | 0.97 |  | Outside
NJADRE1559853420 | Administratively Determined Incentive Program | Neptune | 7753 | 10.25 | Residential | Behind the Meter | Yes | Trinity Solar, LLC | JCP&L |  | Accepted | 2025-06-05 | 2025-06-30 | 2026-06-30 | Solar Panels | Hanwha | Q.PEAK DUO BLK ML-G10+ 410 |  | 0.41 | 4 | 52 | 23 |  | Fixed | Roof
NJADRE1559853420 | Administratively Determined Incentive Program | Neptune | 7753 | 10.25 | Residential | Behind the Meter | Yes | Trinity Solar, LLC | JCP&L |  | Accepted | 2025-06-05 | 2025-06-30 | 2026-06-30 | Solar Panels | Hanwha | Q.PEAK DUO BLK ML-G10+ 410 |  | 0.41 | 9 | 232 | 21 |  | Fixed | Roof
NJADRE1559853431 | Administratively Determined Incentive Program | Mullica Hill | 8062 | 18.23 | Residential | Behind the Meter | Yes | Define Solar, LLC | AC Electric |  | Accepted | 2025-06-05 | 2025-07-01 | 2026-07-01 | Inverters | Enphase | IQ8PLUS-72-2-US | 290 |  | 1 |  |  | 0.976 |  | Outside | Under each pv panel
NJADRE1559853431 | Administratively Determined Incentive Program | Mullica Hill | 8062 | 18.23 | Residential | Behind the Meter | Yes | Define Solar, LLC | AC Electric |  | Accepted | 2025-06-05 | 2025-07-01 | 2026-07-01 | Solar Panels | Znshine | ZXM7-SH108 405 |  | 0.405 | 11 | 107 | 37 |  | Fixed | Roof
NJADRE1559853431 | Administratively Determined Incentive Program | Mullica Hill | 8062 | 18.23 | Residential | Behind the Meter | Yes | Define Solar, LLC | AC Electric |  | Accepted | 2025-06-05 | 2025-07-01 | 2026-07-01 | Solar Panels | Znshine | ZXM7-SH108 405 |  | 0.405 | 5 | 197 | 45 |  | Fixed | Roof
NJADRE1559853431 | Administratively Determined Incentive Program | Mullica Hill | 8062 | 18.23 | Residential | Behind the Meter | Yes | Define Solar, LLC | AC Electric |  | Accepted | 2025-06-05 | 2025-07-01 | 2026-07-01 | Solar Panels | Znshine | ZXM7-SH108 405 |  | 0.405 | 11 | 287 | 37 |  | Fixed | Roof
NJADRE1559853431 | Administratively Determined Incentive Program | Mullica Hill | 8062 | 18.23 | Residential | Behind the Meter | Yes | Define Solar, LLC | AC Electric |  | Accepted | 2025-06-05 | 2025-07-01 | 2026-07-01 | Solar Panels | Znshine | ZXM7-SH108 405 |  | 0.405 | 1 | 17 | 43 |  | Fixed | Roof
NJADRE1559853431 | Administratively Determined Incentive Program | Mullica Hill | 8062 | 18.23 | Residential | Behind the Meter | Yes | Define Solar, LLC | AC Electric |  | Accepted | 2025-06-05 | 2025-07-01 | 2026-07-01 | Solar Panels | Znshine | ZXM7-SH108 405 |  | 0.405 | 8 | 107 | 37 |  | Fixed | Roof
NJADRE1559853431 | Administratively Determined Incentive Program | Mullica Hill | 8062 | 18.23 | Residential | Behind the Meter | Yes | Define Solar, LLC | AC Electric |  | Accepted | 2025-06-05 | 2025-07-01 | 2026-07-01 | Inverters | Enphase | IQ8PLUS-72-2-US | 290 |  | 11 |  |  | 0.976 |  | Outside | Under each pv panel
NJADRE1559853431 | Administratively Determined Incentive Program | Mullica Hill | 8062 | 18.23 | Residential | Behind the Meter | Yes | Define Solar, LLC | AC Electric |  | Accepted | 2025-06-05 | 2025-07-01 | 2026-07-01 | Inverters | Enphase | IQ8PLUS-72-2-US | 290 |  | 1 |  |  | 0.976 |  | Outside | Under each pv panel
NJADRE1559853431 | Administratively Determined Incentive Program | Mullica Hill | 8062 | 18.23 | Residential | Behind the Meter | Yes | Define Solar, LLC | AC Electric |  | Accepted | 2025-06-05 | 2025-07-01 | 2026-07-01 | Inverters | Enphase | IQ8PLUS-72-2-US | 290 |  | 5 |  |  | 0.976 |  | Outside | Under each pv panel
NJADRE1559853431 | Administratively Determined Incentive Program | Mullica Hill | 8062 | 18.23 | Residential | Behind the Meter | Yes | Define Solar, LLC | AC Electric |  | Accepted | 2025-06-05 | 2025-07-01 | 2026-07-01 | Inverters | Enphase | IQ8PLUS-72-2-US | 290 |  | 2 |  |  | 0.976 |  | Outside | Under each pv panel
NJADRE1559853431 | Administratively Determined Incentive Program | Mullica Hill | 8062 | 18.23 | Residential | Behind the Meter | Yes | Define Solar, LLC | AC Electric |  | Accepted | 2025-06-05 | 2025-07-01 | 2026-07-01 | Inverters | Enphase | IQ8PLUS-72-2-US | 290 |  | 6 |  |  | 0.976 |  | Outside | Under each pv panel
NJADRE1559853431 | Administratively Determined Incentive Program | Mullica Hill | 8062 | 18.23 | Residential | Behind the Meter | Yes | Define Solar, LLC | AC Electric |  | Accepted | 2025-06-05 | 2025-07-01 | 2026-07-01 | Solar Panels | Znshine | ZXM7-SH108 405 |  | 0.405 | 6 | 287 | 37 |  | Fixed | Roof
NJADRE1559853431 | Administratively Determined Incentive Program | Mullica Hill | 8062 | 18.23 | Residential | Behind the Meter | Yes | Define Solar, LLC | AC Electric |  | Accepted | 2025-06-05 | 2025-07-01 | 2026-07-01 | Inverters | Enphase | IQ8PLUS-72-2-US | 290 |  | 8 |  |  | 0.976 |  | Outside | Under each pv panel
NJADRE1559853431 | Administratively Determined Incentive Program | Mullica Hill | 8062 | 18.23 | Residential | Behind the Meter | Yes | Define Solar, LLC | AC Electric |  | Accepted | 2025-06-05 | 2025-07-01 | 2026-07-01 | Inverters | Enphase | IQ8PLUS-72-2-US | 290 |  | 11 |  |  | 0.976 |  | Outside | Under each pv panel
NJADRE1559853431 | Administratively Determined Incentive Program | Mullica Hill | 8062 | 18.23 | Residential | Behind the Meter | Yes | Define Solar, LLC | AC Electric |  | Accepted | 2025-06-05 | 2025-07-01 | 2026-07-01 | Solar Panels | Znshine | ZXM7-SH108 405 |  | 0.405 | 2 | 107 | 37 |  | Fixed | Roof
NJADRE1559853431 | Administratively Determined Incentive Program | Mullica Hill | 8062 | 18.23 | Residential | Behind the Meter | Yes | Define Solar, LLC | AC Electric |  | Accepted | 2025-06-05 | 2025-07-01 | 2026-07-01 | Solar Panels | Znshine | ZXM7-SH108 405 |  | 0.405 | 1 | 197 | 43 |  | Fixed | Roof
NJADRE1559853457 | Administratively Determined Incentive Program | North Brunswick Twp | 8902 | 9.24 | Residential | Behind the Meter | No | Over the Top Solar Solutions, LLC | PSE&G |  | Accepted | 2025-06-05 | 2025-07-01 | 2026-07-01 | Inverters | ENPHASE | IQ8A-72-2-US | 349 |  | 21 |  |  | 0.976 |  | Outside
NJADRE1559853457 | Administratively Determined Incentive Program | North Brunswick Twp | 8902 | 9.24 | Residential | Behind the Meter | No | Over the Top Solar Solutions, LLC | PSE&G |  | Accepted | 2025-06-05 | 2025-07-01 | 2026-07-01 | Solar Panels | SILFAB SOLAR | SIL-440QD |  | 0.44 | 14 | 129 | 33 |  | Fixed | Roof
NJADRE1559853457 | Administratively Determined Incentive Program | North Brunswick Twp | 8902 | 9.24 | Residential | Behind the Meter | No | Over the Top Solar Solutions, LLC | PSE&G |  | Accepted | 2025-06-05 | 2025-07-01 | 2026-07-01 | Solar Panels | SILFAB SOLAR | SIL-440QD |  | 0.44 | 3 | 219 | 47 |  | Fixed | Roof
NJADRE1559853457 | Administratively Determined Incentive Program | North Brunswick Twp | 8902 | 9.24 | Residential | Behind the Meter | No | Over the Top Solar Solutions, LLC | PSE&G |  | Accepted | 2025-06-05 | 2025-07-01 | 2026-07-01 | Solar Panels | SILFAB SOLAR | SIL-440QD |  | 0.44 | 4 | 129 | 33 |  | Fixed | Roof
NJADRE1559853460 | Administratively Determined Incentive Program | Freehold | 7728 | 15.54 | Residential | Behind the Meter | No | Public Service Solar, LLC | JCP&L |  | Accepted | 2025-06-05 | 2025-06-30 | 2026-06-30 | Solar Panels | Panasonic | EVPV420HK2 |  | 0.42 | 5 | 131 | 40 |  | Fixed | Roof
NJADRE1559853460 | Administratively Determined Incentive Program | Freehold | 7728 | 15.54 | Residential | Behind the Meter | No | Public Service Solar, LLC | JCP&L |  | Accepted | 2025-06-05 | 2025-06-30 | 2026-06-30 | Solar Panels | Panasonic | EVPV420HK2 |  | 0.42 | 4 | 131 | 40 |  | Fixed | Roof
NJADRE1559853460 | Administratively Determined Incentive Program | Freehold | 7728 | 15.54 | Residential | Behind the Meter | No | Public Service Solar, LLC | JCP&L |  | Accepted | 2025-06-05 | 2025-06-30 | 2026-06-30 | Solar Panels | Panasonic | EVPV420HK2 |  | 0.42 | 4 | 222 | 40 |  | Fixed | Roof
NJADRE1559853460 | Administratively Determined Incentive Program | Freehold | 7728 | 15.54 | Residential | Behind the Meter | No | Public Service Solar, LLC | JCP&L |  | Accepted | 2025-06-05 | 2025-06-30 | 2026-06-30 | Solar Panels | Panasonic | EVPV420HK2 |  | 0.42 | 8 | 41 | 40 |  | Fixed | Roof
NJADRE1559853460 | Administratively Determined Incentive Program | Freehold | 7728 | 15.54 | Residential | Behind the Meter | No | Public Service Solar, LLC | JCP&L |  | Accepted | 2025-06-05 | 2025-06-30 | 2026-06-30 | Solar Panels | Panasonic | EVPV420HK2 |  | 0.42 | 11 | 311 | 40 |  | Fixed | Roof
NJADRE1559853460 | Administratively Determined Incentive Program | Freehold | 7728 | 15.54 | Residential | Behind the Meter | No | Public Service Solar, LLC | JCP&L |  | Accepted | 2025-06-05 | 2025-06-30 | 2026-06-30 | Solar Panels | Panasonic | EVPV420HK2 |  | 0.42 | 3 | 222 | 40 |  | Fixed | Roof
NJADRE1559853460 | Administratively Determined Incentive Program | Freehold | 7728 | 15.54 | Residential | Behind the Meter | No | Public Service Solar, LLC | JCP&L |  | Accepted | 2025-06-05 | 2025-06-30 | 2026-06-30 | Solar Panels | Panasonic | EVPV420HK2 |  | 0.42 | 2 | 311 | 40 |  | Fixed | Roof
NJADRE1559853460 | Administratively Determined Incentive Program | Freehold | 7728 | 15.54 | Residential | Behind the Meter | No | Public Service Solar, LLC | JCP&L |  | Accepted | 2025-06-05 | 2025-06-30 | 2026-06-30 | Inverters | Enphase | iQ8HC-72-M-US | 380 |  | 37 |  |  | 0.96 |  | Outdoor | Under Panels
NJADRE1559853466 | Administratively Determined Incentive Program | Woodstown | 8098 | 12.3 | Residential | Behind the Meter | Yes | Define Solar, LLC | AC Electric |  | Accepted | 2025-06-05 | 2025-07-01 | 2026-07-01 | Solar Panels | Znshine | ZXM7-SH108 410 |  | 0.41 | 15 | 61 | 10 |  | Fixed | Roof
NJADRE1559853466 | Administratively Determined Incentive Program | Woodstown | 8098 | 12.3 | Residential | Behind the Meter | Yes | Define Solar, LLC | AC Electric |  | Accepted | 2025-06-05 | 2025-07-01 | 2026-07-01 | Inverters | Enphase | IQ8PLUS-72-2-US | 290 |  | 15 |  |  | 0.976 |  | Outside | Under each pv panel
NJADRE1559853466 | Administratively Determined Incentive Program | Woodstown | 8098 | 12.3 | Residential | Behind the Meter | Yes | Define Solar, LLC | AC Electric |  | Accepted | 2025-06-05 | 2025-07-01 | 2026-07-01 | Solar Panels | Znshine | ZXM7-SH108 410 |  | 0.41 | 15 | 241 | 10 |  | Fixed | Roof
NJADRE1559853466 | Administratively Determined Incentive Program | Woodstown | 8098 | 12.3 | Residential | Behind the Meter | Yes | Define Solar, LLC | AC Electric |  | Accepted | 2025-06-05 | 2025-07-01 | 2026-07-01 | Inverters | Enphase | IQ8PLUS-72-2-US | 290 |  | 15 |  |  | 0.976 |  | Outside | Under each pv panel
NJADRE1559853468 | Administratively Determined Incentive Program | Fair Lawn | 7410 | 10.25 | Residential | Behind the Meter | Yes | Sunrun Installation Services, Inc. | PSE&G |  | Accepted | 2025-06-05 | 2025-06-30 | 2026-06-30 | Inverters | Tesla | Powerwall 3 1707000-xx-y | 11500 |  | 1 |  |  | 0.97 |  | Outdoor
NJADRE1559853468 | Administratively Determined Incentive Program | Fair Lawn | 7410 | 10.25 | Residential | Behind the Meter | Yes | Sunrun Installation Services, Inc. | PSE&G |  | Accepted | 2025-06-05 | 2025-06-30 | 2026-06-30 | Solar Panels | Hanwha Q Cells | Q.PEAK DUO BLK ML-G10+ 410 DCA |  | 0.41 | 6 | 341 | 15 |  | Fixed | Roof
NJADRE1559853468 | Administratively Determined Incentive Program | Fair Lawn | 7410 | 10.25 | Residential | Behind the Meter | Yes | Sunrun Installation Services, Inc. | PSE&G |  | Accepted | 2025-06-05 | 2025-06-30 | 2026-06-30 | Electric Storage Battery | Tesla | Powerwall 3 1707000-xx-y |  |  | 1 |  |  |  | Lithium Ion |  | OUTSIDE
NJADRE1559853468 | Administratively Determined Incentive Program | Fair Lawn | 7410 | 10.25 | Residential | Behind the Meter | Yes | Sunrun Installation Services, Inc. | PSE&G |  | Accepted | 2025-06-05 | 2025-06-30 | 2026-06-30 | Solar Panels | Hanwha Q Cells | Q.PEAK DUO BLK ML-G10+ 410 DCA |  | 0.41 | 11 | 161 | 40 |  | Fixed | Roof
NJADRE1559853468 | Administratively Determined Incentive Program | Fair Lawn | 7410 | 10.25 | Residential | Behind the Meter | Yes | Sunrun Installation Services, Inc. | PSE&G |  | Accepted | 2025-06-05 | 2025-06-30 | 2026-06-30 | Solar Panels | Hanwha Q Cells | Q.PEAK DUO BLK ML-G10+ 410 DCA |  | 0.41 | 4 | 342 | 29 |  | Fixed | Roof
NJADRE1559853468 | Administratively Determined Incentive Program | Fair Lawn | 7410 | 10.25 | Residential | Behind the Meter | Yes | Sunrun Installation Services, Inc. | PSE&G |  | Accepted | 2025-06-05 | 2025-06-30 | 2026-06-30 | Solar Panels | Hanwha Q Cells | Q.PEAK DUO BLK ML-G10+ 410 DCA |  | 0.41 | 4 | 162 | 30 |  | Fixed | Roof
NJADRE1559853491 | Administratively Determined Incentive Program | Union | 7083 | 12.96 | Residential | Behind the Meter | Yes | Sunrun Installation Services, Inc. | PSE&G |  | Accepted | 2025-06-05 | 2025-07-01 | 2026-07-01 | Solar Panels | JA Solar | JAM54S31-405/MR |  | 0.405 | 4 | 129 | 23 |  | Fixed | Roof
NJADRE1559853491 | Administratively Determined Incentive Program | Union | 7083 | 12.96 | Residential | Behind the Meter | Yes | Sunrun Installation Services, Inc. | PSE&G |  | Accepted | 2025-06-05 | 2025-07-01 | 2026-07-01 | Solar Panels | JA Solar | JAM54S31-405/MR |  | 0.405 | 6 | 309 | 23 |  | Fixed | Roof
NJADRE1559853491 | Administratively Determined Incentive Program | Union | 7083 | 12.96 | Residential | Behind the Meter | Yes | Sunrun Installation Services, Inc. | PSE&G |  | Accepted | 2025-06-05 | 2025-07-01 | 2026-07-01 | Solar Panels | JA Solar | JAM54S31-405/MR |  | 0.405 | 6 | 309 | 23 |  | Fixed | Roof
NJADRE1559853491 | Administratively Determined Incentive Program | Union | 7083 | 12.96 | Residential | Behind the Meter | Yes | Sunrun Installation Services, Inc. | PSE&G |  | Accepted | 2025-06-05 | 2025-07-01 | 2026-07-01 | Solar Panels | JA Solar | JAM54S31-405/MR |  | 0.405 | 10 | 129 | 23 |  | Fixed | Roof
NJADRE1559853491 | Administratively Determined Incentive Program | Union | 7083 | 12.96 | Residential | Behind the Meter | Yes | Sunrun Installation Services, Inc. | PSE&G |  | Accepted | 2025-06-05 | 2025-07-01 | 2026-07-01 | Inverters | SolarEdge Technologies | SE10000H-USMN | 10000 |  | 1 |  |  | 0.99 |  | Outdoor | Next to meter
NJADRE1559853491 | Administratively Determined Incentive Program | Union | 7083 | 12.96 | Residential | Behind the Meter | Yes | Sunrun Installation Services, Inc. | PSE&G |  | Accepted | 2025-06-05 | 2025-07-01 | 2026-07-01 | Solar Panels | JA Solar | JAM54S31-405/MR |  | 0.405 | 6 | 129 | 10 |  | Fixed | Roof
NJADRE1559853514 | Administratively Determined Incentive Program | WOODBURY | 8096 | 8.2 | Residential | Behind the Meter | Yes | Define Solar, LLC | PSE&G |  | Accepted | 2025-06-18 | 2025-07-16 | 2026-07-16 | Inverters | Enphase | IQ8PLUS-72-2-US | 290 |  | 10 |  |  | 0.976 |  | Outside | Under each pv panel
NJADRE1559853514 | Administratively Determined Incentive Program | WOODBURY | 8096 | 8.2 | Residential | Behind the Meter | Yes | Define Solar, LLC | PSE&G |  | Accepted | 2025-06-18 | 2025-07-16 | 2026-07-16 | Inverters | Enphase | IQ8PLUS-72-2-US | 290 |  | 10 |  |  | 0.976 |  | Outside | Under each pv panel
NJADRE1559853514 | Administratively Determined Incentive Program | WOODBURY | 8096 | 8.2 | Residential | Behind the Meter | Yes | Define Solar, LLC | PSE&G |  | Accepted | 2025-06-18 | 2025-07-16 | 2026-07-16 | Solar Panels | Znshine | ZXM7-SH108 410W |  | 0.41 | 10 | 169 | 27 |  | Fixed | Roof
NJADRE1559853514 | Administratively Determined Incentive Program | WOODBURY | 8096 | 8.2 | Residential | Behind the Meter | Yes | Define Solar, LLC | PSE&G |  | Accepted | 2025-06-18 | 2025-07-16 | 2026-07-16 | Solar Panels | Znshine | ZXM7-SH108 410W |  | 0.41 | 10 | 168 | 30 |  | Fixed | Roof
NJADRE1559853540 | Administratively Determined Incentive Program | Bridgeton | 8302 | 9.89 | Residential | Behind the Meter | Yes | EMT Renewables, LLC | AC Electric |  | Accepted | 2025-06-05 | 2025-07-01 | 2026-07-01 | Solar Panels | SEG SOLAR | SEG 430 |  | 0.43 | 4 | 265 | 10 |  | Fixed | Roof
NJADRE1559853540 | Administratively Determined Incentive Program | Bridgeton | 8302 | 9.89 | Residential | Behind the Meter | Yes | EMT Renewables, LLC | AC Electric |  | Accepted | 2025-06-05 | 2025-07-01 | 2026-07-01 | Inverters | IQ8HC | IQ8+ | 290 |  | 23 |  |  | 0.98 |  | Other | UNDER EACH PANEL
NJADRE1559853540 | Administratively Determined Incentive Program | Bridgeton | 8302 | 9.89 | Residential | Behind the Meter | Yes | EMT Renewables, LLC | AC Electric |  | Accepted | 2025-06-05 | 2025-07-01 | 2026-07-01 | Solar Panels | SEG SOLAR | SEG 430 |  | 0.43 | 9 | 85 | 38 |  | Fixed | Roof
NJADRE1559853540 | Administratively Determined Incentive Program | Bridgeton | 8302 | 9.89 | Residential | Behind the Meter | Yes | EMT Renewables, LLC | AC Electric |  | Accepted | 2025-06-05 | 2025-07-01 | 2026-07-01 | Solar Panels | SEG SOLAR | SEG 430 |  | 0.43 | 10 | 265 | 38 |  | Fixed | Roof
NJADRE1559853541 | Administratively Determined Incentive Program | Union | 7083 | 4.51 | Residential | Behind the Meter | Yes | Sunrun Installation Services, Inc. | PSE&G |  | Accepted | 2025-06-05 | 2025-06-30 | 2026-06-30 | Inverters | SOLAREDGE TECHNOLOGIES | SE3800H-USMN | 3800 |  | 1 |  |  | 0.99 |  | Outdoor
NJADRE1559853541 | Administratively Determined Incentive Program | Union | 7083 | 4.51 | Residential | Behind the Meter | Yes | Sunrun Installation Services, Inc. | PSE&G |  | Accepted | 2025-06-05 | 2025-06-30 | 2026-06-30 | Solar Panels | HANWHA Q-CELLS | Q.PEAK DUO BLK ML-G10+ 410 |  | 0.41 | 11 | 216 | 33 |  | Fixed | Roof
NJADRE1559853546 | Administratively Determined Incentive Program | Browns Mills | 8015 | 7.38 | Residential | Behind the Meter | Yes | Define Solar, LLC | JCP&L |  | Accepted | 2025-06-05 | 2025-07-02 | 2026-07-02 | Inverters | Enphase | IQ8PLUS-72-2-US | 290 |  | 4 |  |  | 0.976 |  | Outside | Under each pv panel
NJADRE1559853546 | Administratively Determined Incentive Program | Browns Mills | 8015 | 7.38 | Residential | Behind the Meter | Yes | Define Solar, LLC | JCP&L |  | Accepted | 2025-06-05 | 2025-07-02 | 2026-07-02 | Solar Panels | Znshine | ZXM7-SH108 410 |  | 0.41 | 14 | 169 | 27 |  | Fixed | Roof
NJADRE1559853546 | Administratively Determined Incentive Program | Browns Mills | 8015 | 7.38 | Residential | Behind the Meter | Yes | Define Solar, LLC | JCP&L |  | Accepted | 2025-06-05 | 2025-07-02 | 2026-07-02 | Solar Panels | Znshine | ZXM7-SH108 410 |  | 0.41 | 4 | 168 | 30 |  | Fixed | Roof
NJADRE1559853546 | Administratively Determined Incentive Program | Browns Mills | 8015 | 7.38 | Residential | Behind the Meter | Yes | Define Solar, LLC | JCP&L |  | Accepted | 2025-06-05 | 2025-07-02 | 2026-07-02 | Inverters | Enphase | IQ8PLUS-72-2-US | 290 |  | 14 |  |  | 0.976 |  | Outside | Under each pv panel
NJADRE1559853570 | Administratively Determined Incentive Program | LAKEWOOD | 8701 | 15.3 | Residential | Behind the Meter | No | Powerlutions, LLC | JCP&L |  | Accepted | 2025-06-05 | 2025-07-01 | 2026-07-01 | Solar Panels | CANADIAN | CS6.1-54TM-450H |  | 0.45 | 17 | 7 | 24 |  | Fixed | Roof
NJADRE1559853570 | Administratively Determined Incentive Program | LAKEWOOD | 8701 | 15.3 | Residential | Behind the Meter | No | Powerlutions, LLC | JCP&L |  | Accepted | 2025-06-05 | 2025-07-01 | 2026-07-01 | Solar Panels | CANADIAN | CS6.1-54TM-450H |  | 0.45 | 15 | 187 | 24 |  | Fixed | Roof
NJADRE1559853570 | Administratively Determined Incentive Program | LAKEWOOD | 8701 | 15.3 | Residential | Behind the Meter | No | Powerlutions, LLC | JCP&L |  | Accepted | 2025-06-05 | 2025-07-01 | 2026-07-01 | Solar Panels | CANADIAN | CS6.1-54TM-450H |  | 0.45 | 2 | 97 | 31 |  | Fixed | Roof
NJADRE1559853570 | Administratively Determined Incentive Program | LAKEWOOD | 8701 | 15.3 | Residential | Behind the Meter | No | Powerlutions, LLC | JCP&L |  | Accepted | 2025-06-05 | 2025-07-01 | 2026-07-01 | Inverters | Enphase | IQ8MC-72-M-US | 320 |  | 34 |  |  | 0.98 |  | Outdoor
NJADRE1559853586 | Administratively Determined Incentive Program | Bogota | 7603 | 4.51 | Residential | Behind the Meter | Yes | Trinity Solar, LLC | PSE&G |  | Accepted | 2025-06-05 | 2025-07-02 | 2026-07-02 | Solar Panels | HANWHA | (Q.PEAK DUO BLK ML-G10+ 410) |  | 0.41 | 5 | 30 | 35 |  | Fixed | Roof
NJADRE1559853586 | Administratively Determined Incentive Program | Bogota | 7603 | 4.51 | Residential | Behind the Meter | Yes | Trinity Solar, LLC | PSE&G |  | Accepted | 2025-06-05 | 2025-07-02 | 2026-07-02 | Solar Panels | HANWHA | (Q.PEAK DUO BLK ML-G10+ 410) |  | 0.41 | 6 | 210 | 35 |  | Fixed | Roof
NJADRE1559853586 | Administratively Determined Incentive Program | Bogota | 7603 | 4.51 | Residential | Behind the Meter | Yes | Trinity Solar, LLC | PSE&G |  | Accepted | 2025-06-05 | 2025-07-02 | 2026-07-02 | Inverters | Solar Edge | USE3800H-USMNBL75 | 3800 |  | 1 |  |  | 0.97 |  | Outdoor
NJADRE1559853593 | Administratively Determined Incentive Program | Brick | 8723 | 10.25 | Residential | Behind the Meter | Yes | Define Solar, LLC | JCP&L |  | Accepted | 2025-06-05 | 2025-07-01 | 2026-07-01 | Solar Panels | Znshine | ZXM7-SH108 410 |  | 0.41 | 25 | 275 | 10 |  | Fixed | Roof
NJADRE1559853593 | Administratively Determined Incentive Program | Brick | 8723 | 10.25 | Residential | Behind the Meter | Yes | Define Solar, LLC | JCP&L |  | Accepted | 2025-06-05 | 2025-07-01 | 2026-07-01 | Inverters | Enphase | IQ8PLUS-72-2-US | 290 |  | 25 |  |  | 0.976 |  | Outside | Under each pv panel
NJADRE1559853599 | Administratively Determined Incentive Program | Glen Rock Boro | 7452 | 13.77 | Residential | Behind the Meter | Yes | Sunrun Installation Services, Inc. | PSE&G |  | Accepted | 2025-06-05 | 2025-06-30 | 2026-06-30 | Inverters | SOLAREDGE TECHNOLOGIES | SE10000H-USMN | 10000 |  | 1 |  |  | 0.99 |  | Outside
NJADRE1559853599 | Administratively Determined Incentive Program | Glen Rock Boro | 7452 | 13.77 | Residential | Behind the Meter | Yes | Sunrun Installation Services, Inc. | PSE&G |  | Accepted | 2025-06-05 | 2025-06-30 | 2026-06-30 | Solar Panels | JA SOLAR | JAM54S31-405/MR |  | 0.405 | 34 | 253 | 36 |  | Fixed | Roof
NJADRE1559853601 | Administratively Determined Incentive Program | Pittsgrove | 8318 | 14.11 | Residential | Behind the Meter | Yes | EMT Renewables, LLC | AC Electric |  | Accepted | 2025-06-05 | 2025-07-01 | 2026-07-01 | Solar Panels | Q CELLS | Q PEAK DUO BLK |  | 0.415 | 5 | 314 | 20 |  | Fixed | Roof
NJADRE1559853601 | Administratively Determined Incentive Program | Pittsgrove | 8318 | 14.11 | Residential | Behind the Meter | Yes | EMT Renewables, LLC | AC Electric |  | Accepted | 2025-06-05 | 2025-07-01 | 2026-07-01 | Solar Panels | Q CELLS | Q PEAK DUO BLK |  | 0.415 | 9 | 134 | 20 |  | Fixed | Roof
NJADRE1559853601 | Administratively Determined Incentive Program | Pittsgrove | 8318 | 14.11 | Residential | Behind the Meter | Yes | EMT Renewables, LLC | AC Electric |  | Accepted | 2025-06-05 | 2025-07-01 | 2026-07-01 | Inverters | IQ8HC | IQ8+ | 290 |  | 34 |  |  | 0.98 |  | Other | UNDER EACH PANEL
NJADRE1559853601 | Administratively Determined Incentive Program | Pittsgrove | 8318 | 14.11 | Residential | Behind the Meter | Yes | EMT Renewables, LLC | AC Electric |  | Accepted | 2025-06-05 | 2025-07-01 | 2026-07-01 | Solar Panels | Q CELLS | Q PEAK DUO BLK |  | 0.415 | 10 | 134 | 30 |  | Fixed | Roof
NJADRE1559853601 | Administratively Determined Incentive Program | Pittsgrove | 8318 | 14.11 | Residential | Behind the Meter | Yes | EMT Renewables, LLC | AC Electric |  | Accepted | 2025-06-05 | 2025-07-01 | 2026-07-01 | Solar Panels | Q CELLS | Q PEAK DUO BLK |  | 0.415 | 10 | 314 | 30 |  | Fixed | Roof
NJADRE1559853653 | Administratively Determined Incentive Program | Piscataway | 8854 | 8.6 | Residential | Behind the Meter | No | Sunwise Energy, LLC | PSE&G |  | Accepted | 2025-06-05 | 2025-07-01 | 2026-07-01 | Inverters | ENPHASE ENERGY | IQ8HC-72-M-DOM-US (240V) | 380 |  | 20 |  |  | 0.973 |  | Outside
NJADRE1559853653 | Administratively Determined Incentive Program | Piscataway | 8854 | 8.6 | Residential | Behind the Meter | No | Sunwise Energy, LLC | PSE&G |  | Accepted | 2025-06-05 | 2025-07-01 | 2026-07-01 | Solar Panels | HANWHA Q CELLS | Q.TRON BLK M-G2+ SERIES |  | 0.43 | 4 | 111 | 26 |  | Fixed | Roof
NJADRE1559853653 | Administratively Determined Incentive Program | Piscataway | 8854 | 8.6 | Residential | Behind the Meter | No | Sunwise Energy, LLC | PSE&G |  | Accepted | 2025-06-05 | 2025-07-01 | 2026-07-01 | Solar Panels | HANWHA Q CELLS | Q.TRON BLK M-G2+ SERIES |  | 0.43 | 16 | 202 | 25 |  | Fixed | Roof
NJADRE1559853746 | Administratively Determined Incentive Program | LONG BEACH TOWNSHIP | 8008 | 6.56 | Residential | Behind the Meter | Yes | Trinity Solar, LLC | AC Electric |  | Accepted | 2025-06-05 | 2025-06-30 | 2026-06-30 | Solar Panels | HANWHA | (Q.PEAK DUO BLK ML-G10+ 410) |  | 0.41 | 13 | 29 | 27 |  | Fixed | Roof
NJADRE1559853746 | Administratively Determined Incentive Program | LONG BEACH TOWNSHIP | 8008 | 6.56 | Residential | Behind the Meter | Yes | Trinity Solar, LLC | AC Electric |  | Accepted | 2025-06-05 | 2025-06-30 | 2026-06-30 | Inverters | Solar Edge | USE5700H-USMNBL75 | 5760 |  | 1 |  |  | 0.97 |  | Outdoor
NJADRE1559853746 | Administratively Determined Incentive Program | LONG BEACH TOWNSHIP | 8008 | 6.56 | Residential | Behind the Meter | Yes | Trinity Solar, LLC | AC Electric |  | Accepted | 2025-06-05 | 2025-06-30 | 2026-06-30 | Solar Panels | HANWHA | (Q.PEAK DUO BLK ML-G10+ 410) |  | 0.41 | 3 | 299 | 27 |  | Fixed | Roof
NJADRE1559853759 | Administratively Determined Incentive Program | SWEDESBORO | 8085 | 13.86 | Residential | Behind the Meter | No | Public Service Solar, LLC | AC Electric |  | Accepted | 2025-06-05 | 2025-07-01 | 2026-07-01 | Solar Panels | Panasonic | EVPV420HK2 |  | 0.42 | 6 | 226 | 23 |  | Fixed | Roof
NJADRE1559853759 | Administratively Determined Incentive Program | SWEDESBORO | 8085 | 13.86 | Residential | Behind the Meter | No | Public Service Solar, LLC | AC Electric |  | Accepted | 2025-06-05 | 2025-07-01 | 2026-07-01 | Solar Panels | Panasonic | EVPV420HK2 |  | 0.42 | 4 | 225 | 34 |  | Fixed | Roof
NJADRE1559853759 | Administratively Determined Incentive Program | SWEDESBORO | 8085 | 13.86 | Residential | Behind the Meter | No | Public Service Solar, LLC | AC Electric |  | Accepted | 2025-06-05 | 2025-07-01 | 2026-07-01 | Solar Panels | Panasonic | EVPV420HK2 |  | 0.42 | 7 | 226 | 34 |  | Fixed | Roof
NJADRE1559853759 | Administratively Determined Incentive Program | SWEDESBORO | 8085 | 13.86 | Residential | Behind the Meter | No | Public Service Solar, LLC | AC Electric |  | Accepted | 2025-06-05 | 2025-07-01 | 2026-07-01 | Solar Panels | Panasonic | EVPV420HK2 |  | 0.42 | 11 | 316 | 45 |  | Fixed | Roof
NJADRE1559853759 | Administratively Determined Incentive Program | SWEDESBORO | 8085 | 13.86 | Residential | Behind the Meter | No | Public Service Solar, LLC | AC Electric |  | Accepted | 2025-06-05 | 2025-07-01 | 2026-07-01 | Solar Panels | Panasonic | EVPV420HK2 |  | 0.42 | 2 | 136 | 45 |  | Fixed | Roof
NJADRE1559853759 | Administratively Determined Incentive Program | SWEDESBORO | 8085 | 13.86 | Residential | Behind the Meter | No | Public Service Solar, LLC | AC Electric |  | Accepted | 2025-06-05 | 2025-07-01 | 2026-07-01 | Solar Panels | Panasonic | EVPV420HK2 |  | 0.42 | 3 | 226 | 34 |  | Fixed | Roof
NJADRE1559853759 | Administratively Determined Incentive Program | SWEDESBORO | 8085 | 13.86 | Residential | Behind the Meter | No | Public Service Solar, LLC | AC Electric |  | Accepted | 2025-06-05 | 2025-07-01 | 2026-07-01 | Inverters | Enphase | iQ8MC-72-M-US | 320 |  | 33 |  |  | 0.96 |  | Outdoor | Under Panels
NJADRE1559853821 | Administratively Determined Incentive Program | EWING | 8638 | 8.2 | Residential | Behind the Meter | Yes | Trinity Solar, LLC | PSE&G |  | Accepted | 2025-06-05 | 2025-07-01 | 2026-07-01 | Solar Panels | Hanwha | Q.PEAK DUO BLK ML-G10+ 410 |  | 0.41 | 3 | 217 | 29 |  | Fixed | Roof
NJADRE1559853821 | Administratively Determined Incentive Program | EWING | 8638 | 8.2 | Residential | Behind the Meter | Yes | Trinity Solar, LLC | PSE&G |  | Accepted | 2025-06-05 | 2025-07-01 | 2026-07-01 | Solar Panels | Hanwha | Q.PEAK DUO BLK ML-G10+ 410 |  | 0.41 | 5 | 217 | 29 |  | Fixed | Roof
NJADRE1559853821 | Administratively Determined Incentive Program | EWING | 8638 | 8.2 | Residential | Behind the Meter | Yes | Trinity Solar, LLC | PSE&G |  | Accepted | 2025-06-05 | 2025-07-01 | 2026-07-01 | Solar Panels | Hanwha | Q.PEAK DUO BLK ML-G10+ 410 |  | 0.41 | 6 | 217 | 13 |  | Fixed | Roof
NJADRE1559853821 | Administratively Determined Incentive Program | EWING | 8638 | 8.2 | Residential | Behind the Meter | Yes | Trinity Solar, LLC | PSE&G |  | Accepted | 2025-06-05 | 2025-07-01 | 2026-07-01 | Solar Panels | Hanwha | Q.PEAK DUO BLK ML-G10+ 410 |  | 0.41 | 6 | 37 | 29 |  | Fixed | Roof
NJADRE1559853821 | Administratively Determined Incentive Program | EWING | 8638 | 8.2 | Residential | Behind the Meter | Yes | Trinity Solar, LLC | PSE&G |  | Accepted | 2025-06-05 | 2025-07-01 | 2026-07-01 | Inverters | Solar Edge | SE7600H-US | 7600 |  | 1 |  |  | 0.97 |  | Outside
NJADRE1559854307 | Administratively Determined Incentive Program | MILLVILLE | 8332 | 6.97 | Residential | Behind the Meter | Yes | Big Wave Roofing and Solar, LLC | AC Electric |  | Accepted | 2025-06-05 | 2025-07-01 | 2026-07-01 | Solar Panels | Mission | MSE410HT0B |  | 0.41 | 8 | 180 | 40 |  | Fixed | Roof
NJADRE1559854307 | Administratively Determined Incentive Program | MILLVILLE | 8332 | 6.97 | Residential | Behind the Meter | Yes | Big Wave Roofing and Solar, LLC | AC Electric |  | Accepted | 2025-06-05 | 2025-07-01 | 2026-07-01 | Inverters | Enphase | IQ8HC-72-M-DOM-US | 380 |  | 17 |  |  | 0.97 |  | Outside
NJADRE1559854307 | Administratively Determined Incentive Program | MILLVILLE | 8332 | 6.97 | Residential | Behind the Meter | Yes | Big Wave Roofing and Solar, LLC | AC Electric |  | Accepted | 2025-06-05 | 2025-07-01 | 2026-07-01 | Solar Panels | Mission | MSE410HT0B |  | 0.41 | 6 | 360 | 40 |  | Fixed | Roof
NJADRE1559854307 | Administratively Determined Incentive Program | MILLVILLE | 8332 | 6.97 | Residential | Behind the Meter | Yes | Big Wave Roofing and Solar, LLC | AC Electric |  | Accepted | 2025-06-05 | 2025-07-01 | 2026-07-01 | Solar Panels | Mission | MSE410HT0B |  | 0.41 | 3 | 270 | 40 |  | Fixed | Roof
NJADRE1559854491 | Administratively Determined Incentive Program | Hillsborough | 8844 | 639.09 | Commercial | Behind the Meter | No | Evergreen Energy | PSE&G |  | Accepted | 2025-06-11 | 2025-07-15 | 2026-07-15 | Meters | Continental Controls Systems | WND WR MB |  |  | 1 |  |  |  | Yes | Outdoor
NJADRE1559854491 | Administratively Determined Incentive Program | Hillsborough | 8844 | 639.09 | Commercial | Behind the Meter | No | Evergreen Energy | PSE&G |  | Accepted | 2025-06-11 | 2025-07-15 | 2026-07-15 | Solar Panels | QCells | Q.Peak Duo ML-G10+ |  | 0.405 | 1578 | 180 | 25 |  | Fixed | Ground
NJADRE1559854491 | Administratively Determined Incentive Program | Hillsborough | 8844 | 639.09 | Commercial | Behind the Meter | No | Evergreen Energy | PSE&G |  | Accepted | 2025-06-11 | 2025-07-15 | 2026-07-15 | Inverters | SolarEdge | SE120K-US | 120000 |  | 4 |  |  | 0.98 |  | Outdoor
NJADRE1559855085 | Administratively Determined Incentive Program | UNION | 7083 | 7.65 | Residential | Behind the Meter | Yes | Power Energy Solutions, LLC | PSE&G |  | Accepted | 2025-06-05 | 2025-07-01 | 2026-07-01 | Solar Panels | Trina Solar | TSM-425NE09RC.05 |  | 0.425 | 10 | 220 | 23 |  | Fixed | Roof
NJADRE1559855085 | Administratively Determined Incentive Program | UNION | 7083 | 7.65 | Residential | Behind the Meter | Yes | Power Energy Solutions, LLC | PSE&G |  | Accepted | 2025-06-05 | 2025-07-01 | 2026-07-01 | Inverters | SolarEdge | SE5700H-US | 5760 |  | 1 |  |  | 0.97 |  | Outdoor
NJADRE1559855085 | Administratively Determined Incentive Program | UNION | 7083 | 7.65 | Residential | Behind the Meter | Yes | Power Energy Solutions, LLC | PSE&G |  | Accepted | 2025-06-05 | 2025-07-01 | 2026-07-01 | Solar Panels | Trina Solar | TSM-425NE09RC.05 |  | 0.425 | 8 | 40 | 18 |  | Fixed | Roof
NJADRE1559856607 | Administratively Determined Incentive Program | EWING | 8638 | 9.84 | Residential | Behind the Meter | No | Tesla Energy Operations, Inc. | PSE&G |  | Accepted | 2025-06-05 | 2025-07-01 | 2026-07-01 | Solar Panels | Hanwha | Q.PEAK DUO BLK ML-G10+/TS 410 |  | 0.41 | 6 | 290 | 34 |  | Fixed | Roof
NJADRE1559856607 | Administratively Determined Incentive Program | EWING | 8638 | 9.84 | Residential | Behind the Meter | No | Tesla Energy Operations, Inc. | PSE&G |  | Accepted | 2025-06-05 | 2025-07-01 | 2026-07-01 | Inverters | Tesla | 1538000-XX-Y | 7600 |  | 1 |  |  | 0.98 |  | Outside
NJADRE1559856607 | Administratively Determined Incentive Program | EWING | 8638 | 9.84 | Residential | Behind the Meter | No | Tesla Energy Operations, Inc. | PSE&G |  | Accepted | 2025-06-05 | 2025-07-01 | 2026-07-01 | Solar Panels | Hanwha | Q.PEAK DUO BLK ML-G10+/TS 410 |  | 0.41 | 5 | 200 | 34 |  | Fixed | Roof
NJADRE1559856607 | Administratively Determined Incentive Program | EWING | 8638 | 9.84 | Residential | Behind the Meter | No | Tesla Energy Operations, Inc. | PSE&G |  | Accepted | 2025-06-05 | 2025-07-01 | 2026-07-01 | Solar Panels | Hanwha | Q.PEAK DUO BLK ML-G10+/TS 410 |  | 0.41 | 7 | 290 | 34 |  | Fixed | Roof
NJADRE1559856607 | Administratively Determined Incentive Program | EWING | 8638 | 9.84 | Residential | Behind the Meter | No | Tesla Energy Operations, Inc. | PSE&G |  | Accepted | 2025-06-05 | 2025-07-01 | 2026-07-01 | Solar Panels | Hanwha | Q.PEAK DUO BLK ML-G10+/TS 410 |  | 0.41 | 6 | 200 | 34 |  | Fixed | Roof
NJADRE1559858814 | Administratively Determined Incentive Program | HAMMONTON | 8037 | 6.88 | Residential | Behind the Meter | Yes | EMT Renewables, LLC | AC Electric |  | Accepted | 2025-06-05 | 2025-07-02 | 2026-07-02 | Solar Panels | SEG SOLAR | SEG 430 |  | 0.43 | 3 | 215 | 33 |  | Fixed | Roof
NJADRE1559858814 | Administratively Determined Incentive Program | HAMMONTON | 8037 | 6.88 | Residential | Behind the Meter | Yes | EMT Renewables, LLC | AC Electric |  | Accepted | 2025-06-05 | 2025-07-02 | 2026-07-02 | Inverters | ENPHASE | IQ8+ | 290 |  | 16 |  |  | 0.98 |  | Other | UNDER EACH PANEL
NJADRE1559858814 | Administratively Determined Incentive Program | HAMMONTON | 8037 | 6.88 | Residential | Behind the Meter | Yes | EMT Renewables, LLC | AC Electric |  | Accepted | 2025-06-05 | 2025-07-02 | 2026-07-02 | Solar Panels | SEG SOLAR | SEG 430 |  | 0.43 | 6 | 304 | 40 |  | Fixed | Roof
NJADRE1559858814 | Administratively Determined Incentive Program | HAMMONTON | 8037 | 6.88 | Residential | Behind the Meter | Yes | EMT Renewables, LLC | AC Electric |  | Accepted | 2025-06-05 | 2025-07-02 | 2026-07-02 | Solar Panels | SEG SOLAR | SEG 430 |  | 0.43 | 7 | 124 | 38 |  | Fixed | Roof
NJADRE1559859445 | Administratively Determined Incentive Program | LAUREL SPRINGS | 8021 | 11.07 | Residential | Behind the Meter | Yes | Sea Bright Solar, LLC | AC Electric |  | Accepted | 2025-06-05 | 2025-07-09 | 2026-07-09 | Solar Panels | Mission Solar | MSE410HT0B |  | 0.41 | 13 | 147 | 18 |  | Fixed | Roof
NJADRE1559859445 | Administratively Determined Incentive Program | LAUREL SPRINGS | 8021 | 11.07 | Residential | Behind the Meter | Yes | Sea Bright Solar, LLC | AC Electric |  | Accepted | 2025-06-05 | 2025-07-09 | 2026-07-09 | Solar Panels | Mission Solar | MSE410HT0B |  | 0.41 | 12 | 327 | 18 |  | Fixed | Roof
NJADRE1559859445 | Administratively Determined Incentive Program | LAUREL SPRINGS | 8021 | 11.07 | Residential | Behind the Meter | Yes | Sea Bright Solar, LLC | AC Electric |  | Accepted | 2025-06-05 | 2025-07-09 | 2026-07-09 | Solar Panels | Mission Solar | MSE410HT0B |  | 0.41 | 2 | 147 | 15 |  | Fixed | Roof
NJADRE1559859445 | Administratively Determined Incentive Program | LAUREL SPRINGS | 8021 | 11.07 | Residential | Behind the Meter | Yes | Sea Bright Solar, LLC | AC Electric |  | Accepted | 2025-06-05 | 2025-07-09 | 2026-07-09 | Inverters | Solar Edge | SE7600H-US | 7600 |  | 27 |  |  | 0.97 |  | Outdoor
NJADRE1559859596 | Administratively Determined Incentive Program | TOMS RIVER | 8753 | 6.45 | Residential | Behind the Meter | Yes | EMT Renewables, LLC | JCP&L |  | Accepted | 2025-06-05 | 2025-07-01 | 2026-07-01 | Inverters | Enphase | IQ8HC | 380 |  | 15 |  |  | 0.98 |  | Other | UNDER EACH PANEL
NJADRE1559859596 | Administratively Determined Incentive Program | TOMS RIVER | 8753 | 6.45 | Residential | Behind the Meter | Yes | EMT Renewables, LLC | JCP&L |  | Accepted | 2025-06-05 | 2025-07-01 | 2026-07-01 | Solar Panels | SEG SOLAR | SEG 430 |  | 0.43 | 15 | 184 | 28 |  | Fixed | Roof
NJADRE1559859603 | Administratively Determined Incentive Program | Jersey City | 7307 | 5.74 | Residential | Behind the Meter | Yes | Pro Custom Solar dba Momentum Solar | PSE&G |  | Accepted | 2025-06-05 | 2025-07-01 | 2026-07-01 | Solar Panels | HANWHA | Q.PEAK DUO BLK ML-G10+410 |  | 0.41 | 6 | 118 | 4 |  | Fixed | Roof
NJADRE1559859603 | Administratively Determined Incentive Program | Jersey City | 7307 | 5.74 | Residential | Behind the Meter | Yes | Pro Custom Solar dba Momentum Solar | PSE&G |  | Accepted | 2025-06-05 | 2025-07-01 | 2026-07-01 | Solar Panels | HANWHA | Q.PEAK DUO BLK ML-G10+410 |  | 0.41 | 8 | 298 | 4 |  | Fixed | Roof
NJADRE1559859603 | Administratively Determined Incentive Program | Jersey City | 7307 | 5.74 | Residential | Behind the Meter | Yes | Pro Custom Solar dba Momentum Solar | PSE&G |  | Accepted | 2025-06-05 | 2025-07-01 | 2026-07-01 | Inverters | ENPHASE | IQ8HC-72-M-DOM-US | 380 |  | 14 |  |  | 0.97 |  | Outdoor
NJADRE1559859657 | Administratively Determined Incentive Program | PLEASANTVILLE | 8232 | 4.785 | Residential | Behind the Meter | Yes | SunnyMac, LLC | AC Electric |  | Accepted | 2025-06-05 | 2025-07-01 | 2026-07-01 | Solar Panels | HANWHA | Q.TRON BLK M-G2+ |  | 0.435 | 3 | 34 | 3 |  | Fixed | Roof
NJADRE1559859657 | Administratively Determined Incentive Program | PLEASANTVILLE | 8232 | 4.785 | Residential | Behind the Meter | Yes | SunnyMac, LLC | AC Electric |  | Accepted | 2025-06-05 | 2025-07-01 | 2026-07-01 | Solar Panels | HANWHA | Q.TRON BLK M-G2+ |  | 0.435 | 3 | 214 | 22 |  | Fixed | Roof
NJADRE1559859657 | Administratively Determined Incentive Program | PLEASANTVILLE | 8232 | 4.785 | Residential | Behind the Meter | Yes | SunnyMac, LLC | AC Electric |  | Accepted | 2025-06-05 | 2025-07-01 | 2026-07-01 | Solar Panels | HANWHA | Q.TRON BLK M-G2+ |  | 0.435 | 5 | 124 | 45 |  | Fixed | Roof
NJADRE1559859657 | Administratively Determined Incentive Program | PLEASANTVILLE | 8232 | 4.785 | Residential | Behind the Meter | Yes | SunnyMac, LLC | AC Electric |  | Accepted | 2025-06-05 | 2025-07-01 | 2026-07-01 | Inverters | SOLAREDGE HOME HUB | SE3800H-US | 3800 |  | 1 |  |  | 0.99 |  | Outdoor | next to meter
NJADRE1559859747 | Administratively Determined Incentive Program | Absecon | 8201 | 6.88 | Residential | Behind the Meter | Yes | Sun Up Zero Down, LLC | AC Electric |  | Accepted | 2025-06-06 | 2025-07-01 | 2026-07-01 | Solar Panels | SEG | SEG-430-BTD-BG |  | 0.43 | 16 | 173 | 37 |  | Fixed | Roof
NJADRE1559859747 | Administratively Determined Incentive Program | Absecon | 8201 | 6.88 | Residential | Behind the Meter | Yes | Sun Up Zero Down, LLC | AC Electric |  | Accepted | 2025-06-06 | 2025-07-01 | 2026-07-01 | Meters | Enphase | TBD |  |  | 1 |  |  |  | Yes | Outdoor
NJADRE1559859747 | Administratively Determined Incentive Program | Absecon | 8201 | 6.88 | Residential | Behind the Meter | Yes | Sun Up Zero Down, LLC | AC Electric |  | Accepted | 2025-06-06 | 2025-07-01 | 2026-07-01 | Inverters | Enphase | IQ8PLUS-72-2-US | 290 |  | 16 |  |  | 0.976 |  | Outdoor
NJADRE1559859829 | Administratively Determined Incentive Program | TOMS RIVER | 8753 | 14.94 | Residential | Behind the Meter | Yes | SunPurity, LLC | JCP&L |  | Accepted | 2025-06-27 | 2025-07-21 | 2026-07-21 | Solar Panels | Hanwha Q cells | Q.PEAK DUO BLK-ML-G10+ 415W |  | 0.415 | 3 | 343 | 27 |  | Fixed | Roof
NJADRE1559859829 | Administratively Determined Incentive Program | TOMS RIVER | 8753 | 14.94 | Residential | Behind the Meter | Yes | SunPurity, LLC | JCP&L |  | Accepted | 2025-06-27 | 2025-07-21 | 2026-07-21 | Inverters | SolarEdge | SE11400H-US | 11400 |  | 1 |  |  | 0.99 |  | Outdoor
NJADRE1559859829 | Administratively Determined Incentive Program | TOMS RIVER | 8753 | 14.94 | Residential | Behind the Meter | Yes | SunPurity, LLC | JCP&L |  | Accepted | 2025-06-27 | 2025-07-21 | 2026-07-21 | Solar Panels | Hanwha Q cells | Q.PEAK DUO BLK-ML-G10+ 415W |  | 0.415 | 6 | 163 | 27 |  | Fixed | Roof
NJADRE1559859829 | Administratively Determined Incentive Program | TOMS RIVER | 8753 | 14.94 | Residential | Behind the Meter | Yes | SunPurity, LLC | JCP&L |  | Accepted | 2025-06-27 | 2025-07-21 | 2026-07-21 | Solar Panels | Hanwha Q cells | Q.PEAK DUO BLK-ML-G10+ 415W |  | 0.415 | 13 | 163 | 27 |  | Fixed | Roof
NJADRE1559859829 | Administratively Determined Incentive Program | TOMS RIVER | 8753 | 14.94 | Residential | Behind the Meter | Yes | SunPurity, LLC | JCP&L |  | Accepted | 2025-06-27 | 2025-07-21 | 2026-07-21 | Solar Panels | Hanwha Q cells | Q.PEAK DUO BLK-ML-G10+ 415W |  | 0.415 | 14 | 343 | 27 |  | Fixed | Roof
NJADRE1559859831 | Administratively Determined Incentive Program | CINNAMINSON | 8077 | 10.75 | Residential | Behind the Meter | Yes | Velocity Energy & Home Solutions, Inc. | AC Electric |  | Accepted | 2025-06-05 | 2025-07-07 | 2026-07-07 | Solar Panels | seg | 430 |  | 0.43 | 17 | 113 | 15 |  | Fixed | Roof
NJADRE1559859831 | Administratively Determined Incentive Program | CINNAMINSON | 8077 | 10.75 | Residential | Behind the Meter | Yes | Velocity Energy & Home Solutions, Inc. | AC Electric |  | Accepted | 2025-06-05 | 2025-07-07 | 2026-07-07 | Inverters | enphase | iq8hc | 380 |  | 25 |  |  | 0.99 |  | Outside | behind panels
NJADRE1559859831 | Administratively Determined Incentive Program | CINNAMINSON | 8077 | 10.75 | Residential | Behind the Meter | Yes | Velocity Energy & Home Solutions, Inc. | AC Electric |  | Accepted | 2025-06-05 | 2025-07-07 | 2026-07-07 | Solar Panels | seg | 430w |  | 0.43 | 5 | 113 | 17 |  | Fixed | Roof
NJADRE1559859831 | Administratively Determined Incentive Program | CINNAMINSON | 8077 | 10.75 | Residential | Behind the Meter | Yes | Velocity Energy & Home Solutions, Inc. | AC Electric |  | Accepted | 2025-06-05 | 2025-07-07 | 2026-07-07 | Solar Panels | seg | 430w |  | 0.43 | 3 | 202 | 15 |  | Fixed | Roof
NJADRE1559859885 | Administratively Determined Incentive Program | SOMERDALE | 8083 | 3.87 | Residential | Behind the Meter | Yes | Velocity Energy & Home Solutions, Inc. | PSE&G |  | Accepted | 2025-06-05 | 2025-07-07 | 2026-07-07 | Solar Panels | seg | 430w |  | 0.43 | 9 | 235 | 30 |  | Fixed | Roof
NJADRE1559859885 | Administratively Determined Incentive Program | SOMERDALE | 8083 | 3.87 | Residential | Behind the Meter | Yes | Velocity Energy & Home Solutions, Inc. | PSE&G |  | Accepted | 2025-06-05 | 2025-07-07 | 2026-07-07 | Inverters | enphase | iq8hc | 380 |  | 9 |  |  | 0.99 |  | Outside | behind panels
NJADRE1559859949 | Administratively Determined Incentive Program | Southampton | 8088 | 13.76 | Residential | Behind the Meter | Yes | EMT Renewables, LLC | JCP&L |  | Accepted | 2025-06-05 | 2025-07-02 | 2026-07-02 | Inverters | IQ8HC | IQ8+ | 290 |  | 32 |  |  | 0.98 |  | Other | UNDER EACH PANEL
NJADRE1559859949 | Administratively Determined Incentive Program | Southampton | 8088 | 13.76 | Residential | Behind the Meter | Yes | EMT Renewables, LLC | JCP&L |  | Accepted | 2025-06-05 | 2025-07-02 | 2026-07-02 | Solar Panels | SEG SOLAR | SEG 430 |  | 0.43 | 4 | 150 | 45 |  | Fixed | Roof
NJADRE1559859949 | Administratively Determined Incentive Program | Southampton | 8088 | 13.76 | Residential | Behind the Meter | Yes | EMT Renewables, LLC | JCP&L |  | Accepted | 2025-06-05 | 2025-07-02 | 2026-07-02 | Solar Panels | SEG SOLAR | SEG 430 |  | 0.43 | 2 | 149 | 40 |  | Fixed | Roof
NJADRE1559859949 | Administratively Determined Incentive Program | Southampton | 8088 | 13.76 | Residential | Behind the Meter | Yes | EMT Renewables, LLC | JCP&L |  | Accepted | 2025-06-05 | 2025-07-02 | 2026-07-02 | Solar Panels | SEG SOLAR | SEG 430 |  | 0.43 | 9 | 240 | 40 |  | Fixed | Roof
NJADRE1559859949 | Administratively Determined Incentive Program | Southampton | 8088 | 13.76 | Residential | Behind the Meter | Yes | EMT Renewables, LLC | JCP&L |  | Accepted | 2025-06-05 | 2025-07-02 | 2026-07-02 | Solar Panels | SEG SOLAR | SEG 430 |  | 0.43 | 1 | 59 | 35 |  | Fixed | Roof
NJADRE1559859949 | Administratively Determined Incentive Program | Southampton | 8088 | 13.76 | Residential | Behind the Meter | Yes | EMT Renewables, LLC | JCP&L |  | Accepted | 2025-06-05 | 2025-07-02 | 2026-07-02 | Solar Panels | SEG SOLAR | SEG 430 |  | 0.43 | 8 | 60 | 40 |  | Fixed | Roof
NJADRE1559859949 | Administratively Determined Incentive Program | Southampton | 8088 | 13.76 | Residential | Behind the Meter | Yes | EMT Renewables, LLC | JCP&L |  | Accepted | 2025-06-05 | 2025-07-02 | 2026-07-02 | Solar Panels | SEG SOLAR | SEG 430 |  | 0.43 | 3 | 330 | 45 |  | Fixed | Roof
NJADRE1559859949 | Administratively Determined Incentive Program | Southampton | 8088 | 13.76 | Residential | Behind the Meter | Yes | EMT Renewables, LLC | JCP&L |  | Accepted | 2025-06-05 | 2025-07-02 | 2026-07-02 | Solar Panels | SEG SOLAR | SEG 430 |  | 0.43 | 2 | 239 | 35 |  | Fixed | Roof
NJADRE1559859949 | Administratively Determined Incentive Program | Southampton | 8088 | 13.76 | Residential | Behind the Meter | Yes | EMT Renewables, LLC | JCP&L |  | Accepted | 2025-06-05 | 2025-07-02 | 2026-07-02 | Solar Panels | SEG SOLAR | SEG 430 |  | 0.43 | 3 | 149 | 44 |  | Fixed | Roof
NJADRE1559860095 | Administratively Determined Incentive Program | Skillman | 8558 | 12.615 | Residential | Behind the Meter | No | Solar Energy World | PSE&G |  | Accepted | 2025-06-05 | 2025-07-01 | 2026-07-01 | Solar Panels | Hanwha | Q.TRON BLK M-G2+ 435W |  | 0.435 | 9 | 199 | 35 |  | Fixed | Roof
NJADRE1559860095 | Administratively Determined Incentive Program | Skillman | 8558 | 12.615 | Residential | Behind the Meter | No | Solar Energy World | PSE&G |  | Accepted | 2025-06-05 | 2025-07-01 | 2026-07-01 | Solar Panels | Hanwha | Q.TRON BLK M-G2+ 435W |  | 0.435 | 20 | 199 | 37 |  | Fixed | Roof
NJADRE1559860095 | Administratively Determined Incentive Program | Skillman | 8558 | 12.615 | Residential | Behind the Meter | No | Solar Energy World | PSE&G |  | Accepted | 2025-06-05 | 2025-07-01 | 2026-07-01 | Inverters | Enphase | IQ8MC-72-M-US | 320 |  | 29 |  |  | 0.97 |  | Outside
NJADRE1559860171 | Administratively Determined Incentive Program | Hammonton | 8037 | 6.88 | Residential | Behind the Meter | Yes | EMT Renewables, LLC | AC Electric |  | Accepted | 2025-06-05 | 2025-07-02 | 2026-07-02 | Solar Panels | SEG SOLAR | SEG 430 |  | 0.43 | 4 | 228 | 22 |  | Fixed | Roof
NJADRE1559860171 | Administratively Determined Incentive Program | Hammonton | 8037 | 6.88 | Residential | Behind the Meter | Yes | EMT Renewables, LLC | AC Electric |  | Accepted | 2025-06-05 | 2025-07-02 | 2026-07-02 | Solar Panels | SEG SOLAR | SEG 430 |  | 0.43 | 12 | 138 | 22 |  | Fixed | Roof
NJADRE1559860171 | Administratively Determined Incentive Program | Hammonton | 8037 | 6.88 | Residential | Behind the Meter | Yes | EMT Renewables, LLC | AC Electric |  | Accepted | 2025-06-05 | 2025-07-02 | 2026-07-02 | Inverters | IQ8HC | IQ8+ | 290 |  | 16 |  |  | 0.98 |  | Other | UNDER EACH PANEL
NJADRE1559860302 | Administratively Determined Incentive Program | Tuckerton | 8087 | 10.32 | Residential | Behind the Meter | Yes | EMT Renewables, LLC | AC Electric |  | Accepted | 2025-06-05 | 2025-07-22 | 2026-07-22 | Inverters | IQ8HC | IQ8+ | 290 |  | 24 |  |  | 0.98 |  | Other | UNDER EACH PANEL
NJADRE1559860302 | Administratively Determined Incentive Program | Tuckerton | 8087 | 10.32 | Residential | Behind the Meter | Yes | EMT Renewables, LLC | AC Electric |  | Accepted | 2025-06-05 | 2025-07-22 | 2026-07-22 | Solar Panels | SEG SOLAR | SEG 430 |  | 0.43 | 12 | 81 | 16 |  | Fixed | Roof
NJADRE1559860302 | Administratively Determined Incentive Program | Tuckerton | 8087 | 10.32 | Residential | Behind the Meter | Yes | EMT Renewables, LLC | AC Electric |  | Accepted | 2025-06-05 | 2025-07-22 | 2026-07-22 | Solar Panels | SEG SOLAR | SEG 430 |  | 0.43 | 12 | 170 | 31 |  | Fixed | Roof
NJADRE1559860340 | Administratively Determined Incentive Program | Sewell | 8080 | 8.5 | Residential | Behind the Meter | Yes | Integrity Solar & Home Solutions, LLC | AC Electric |  | Accepted | 2025-06-05 | 2025-07-01 | 2026-07-01 | Solar Panels | JINKO | JKM425N-54HL4-B |  | 0.425 | 6 | 128 | 20 |  | Fixed | Roof
NJADRE1559860340 | Administratively Determined Incentive Program | Sewell | 8080 | 8.5 | Residential | Behind the Meter | Yes | Integrity Solar & Home Solutions, LLC | AC Electric |  | Accepted | 2025-06-05 | 2025-07-01 | 2026-07-01 | Inverters | ENPHASE | IQ8HC | 380 |  | 20 |  |  | 0.98 |  | Other | UNDER EACH PANEL
NJADRE1559860340 | Administratively Determined Incentive Program | Sewell | 8080 | 8.5 | Residential | Behind the Meter | Yes | Integrity Solar & Home Solutions, LLC | AC Electric |  | Accepted | 2025-06-05 | 2025-07-01 | 2026-07-01 | Solar Panels | JINKO | JKM425N-54HL4-B |  | 0.425 | 14 | 219 | 21 |  | Fixed | Roof
NJADRE1559860484 | Administratively Determined Incentive Program | Swedesboro | 8085 | 8.91 | Residential | Behind the Meter | No | Solar Energy World | AC Electric |  | Accepted | 2025-06-05 | 2025-07-01 | 2026-07-01 | Inverters | Enphase | IQ8+-72-M-US | 290 |  | 22 |  |  | 0.97 |  | Outside
NJADRE1559860484 | Administratively Determined Incentive Program | Swedesboro | 8085 | 8.91 | Residential | Behind the Meter | No | Solar Energy World | AC Electric |  | Accepted | 2025-06-05 | 2025-07-01 | 2026-07-01 | Solar Panels | LONGi | LR5-54HPB-405M |  | 0.405 | 12 | 141 | 32 |  | Fixed | Roof
NJADRE1559860484 | Administratively Determined Incentive Program | Swedesboro | 8085 | 8.91 | Residential | Behind the Meter | No | Solar Energy World | AC Electric |  | Accepted | 2025-06-05 | 2025-07-01 | 2026-07-01 | Solar Panels | LONGi | LR5-54HPB-405M |  | 0.405 | 10 | 141 | 32 |  | Fixed | Roof
NJADRE1559860552 | Administratively Determined Incentive Program | Greenwich | 8323 | 21.32 | Residential | Behind the Meter | No | RCL Enterprises, Inc. | AC Electric |  | Accepted | 2025-06-05 | 2025-07-07 | 2026-07-07 | Solar Panels | Mission Solar | MSE410 PERC |  | 0.41 | 22 | 151 | 32 |  | Fixed | Roof
NJADRE1559860552 | Administratively Determined Incentive Program | Greenwich | 8323 | 21.32 | Residential | Behind the Meter | No | RCL Enterprises, Inc. | AC Electric |  | Accepted | 2025-06-05 | 2025-07-07 | 2026-07-07 | Inverters | Enphase | IQ8plus | 290 |  | 52 |  |  | 0.97 |  | Outside
NJADRE1559860552 | Administratively Determined Incentive Program | Greenwich | 8323 | 21.32 | Residential | Behind the Meter | No | RCL Enterprises, Inc. | AC Electric |  | Accepted | 2025-06-05 | 2025-07-07 | 2026-07-07 | Solar Panels | Mission Solar | MSE410 PERC |  | 0.41 | 14 | 151 | 20 |  | Fixed | Roof
NJADRE1559860552 | Administratively Determined Incentive Program | Greenwich | 8323 | 21.32 | Residential | Behind the Meter | No | RCL Enterprises, Inc. | AC Electric |  | Accepted | 2025-06-05 | 2025-07-07 | 2026-07-07 | Solar Panels | Mission Solar | MSE410 PERC |  | 0.41 | 16 | 152 | 18 |  | Fixed | Roof
NJADRE1559860608 | Administratively Determined Incentive Program | Sewell | 8080 | 6.88 | Residential | Behind the Meter | Yes | EMT Renewables, LLC | AC Electric |  | Accepted | 2025-06-05 | 2025-07-01 | 2026-07-01 | Inverters | IQ8HC | IQ8+ | 290 |  | 16 |  |  | 0.98 |  | Other | UNDER EACH PANEL
NJADRE1559860608 | Administratively Determined Incentive Program | Sewell | 8080 | 6.88 | Residential | Behind the Meter | Yes | EMT Renewables, LLC | AC Electric |  | Accepted | 2025-06-05 | 2025-07-01 | 2026-07-01 | Solar Panels | SEG SOLAR | SEG 430 |  | 0.43 | 16 | 128 | 25 |  | Fixed | Roof
NJADRE1559860718 | Administratively Determined Incentive Program | Keansburg | 7734 | 12.9 | Residential | Behind the Meter | Yes | EMT Renewables, LLC | JCP&L |  | Accepted | 2025-06-05 | 2025-07-02 | 2026-07-02 | Solar Panels | SEG SOLAR | SEG 430 |  | 0.43 | 21 | 10 | 11 |  | Fixed | Roof
NJADRE1559860718 | Administratively Determined Incentive Program | Keansburg | 7734 | 12.9 | Residential | Behind the Meter | Yes | EMT Renewables, LLC | JCP&L |  | Accepted | 2025-06-05 | 2025-07-02 | 2026-07-02 | Solar Panels | SEG SOLAR | SEG 430 |  | 0.43 | 2 | 9 | 16 |  | Fixed | Roof
NJADRE1559860718 | Administratively Determined Incentive Program | Keansburg | 7734 | 12.9 | Residential | Behind the Meter | Yes | EMT Renewables, LLC | JCP&L |  | Accepted | 2025-06-05 | 2025-07-02 | 2026-07-02 | Solar Panels | SEG SOLAR | SEG 430 |  | 0.43 | 7 | 190 | 17 |  | Fixed | Roof
NJADRE1559860718 | Administratively Determined Incentive Program | Keansburg | 7734 | 12.9 | Residential | Behind the Meter | Yes | EMT Renewables, LLC | JCP&L |  | Accepted | 2025-06-05 | 2025-07-02 | 2026-07-02 | Inverters | IQ8HC | IQ8+ | 290 |  | 30 |  |  | 0.98 |  | Other | UNDER EACH PANEL
NJADRE1559860733 | Administratively Determined Incentive Program | Browns Mills | 8015 | 12.75 | Residential | Behind the Meter | No | Integrity Solar & Home Solutions, LLC | JCP&L |  | Accepted | 2025-06-05 | 2025-07-02 | 2026-07-02 | Inverters | ENPHASE | IQ8+ | 290 |  | 30 |  |  | 0.98 |  | Other | UNDER EACH PANEL
NJADRE1559860733 | Administratively Determined Incentive Program | Browns Mills | 8015 | 12.75 | Residential | Behind the Meter | No | Integrity Solar & Home Solutions, LLC | JCP&L |  | Accepted | 2025-06-05 | 2025-07-02 | 2026-07-02 | Solar Panels | JINKO | JKM425N-54HL4-B |  | 0.425 | 17 | 210 | 16 |  | Fixed | Roof
NJADRE1559860733 | Administratively Determined Incentive Program | Browns Mills | 8015 | 12.75 | Residential | Behind the Meter | No | Integrity Solar & Home Solutions, LLC | JCP&L |  | Accepted | 2025-06-05 | 2025-07-02 | 2026-07-02 | Solar Panels | JINKO | JKM425N-54HL4-B |  | 0.425 | 13 | 30 | 16 |  | Fixed | Roof
NJADRE1559860738 | Administratively Determined Incentive Program | Plainfield | 7060 | 167.75 | School Public K-12 | Behind the Meter | Yes | HESP Construction, LLC | PSE&G |  | Accepted | 2025-06-05 | 2025-07-09 | 2026-07-09 | Solar Panels | HT-SAAE | HT72-18X-550 |  | 0.55 | 305 | 222 | 5 |  | Fixed | Roof
NJADRE1559860738 | Administratively Determined Incentive Program | Plainfield | 7060 | 167.75 | School Public K-12 | Behind the Meter | Yes | HESP Construction, LLC | PSE&G |  | Accepted | 2025-06-05 | 2025-07-09 | 2026-07-09 | Inverters | Solar Edge | SE50KUS | 150000 |  | 3 |  |  | 0.97 |  | Outside
NJADRE1559860825 | Administratively Determined Incentive Program | Little Egg Harbor | 8087 | 6.88 | Residential | Behind the Meter | Yes | EMT Renewables, LLC | AC Electric |  | Accepted | 2025-06-05 | 2025-07-02 | 2026-07-02 | Inverters | IQ8HC | IQ8+ | 290 |  | 16 |  |  | 0.98 |  | Other | UNDER EACH PANEL
NJADRE1559860825 | Administratively Determined Incentive Program | Little Egg Harbor | 8087 | 6.88 | Residential | Behind the Meter | Yes | EMT Renewables, LLC | AC Electric |  | Accepted | 2025-06-05 | 2025-07-02 | 2026-07-02 | Solar Panels | SEG SOLAR | SEG 430 |  | 0.43 | 16 | 26 | 27 |  | Fixed | Roof
NJADRE1559860879 | Administratively Determined Incentive Program | Parlin | 8859 | 8.51 | Residential | Behind the Meter | Yes | Sunrun Installation Services, Inc. | JCP&L |  | Accepted | 2025-06-05 | 2025-07-01 | 2026-07-01 | Solar Panels | JA SOLAR | JAM54S31-405/MR |  | 0.405 | 4 | 179 | 16 |  | Fixed | Roof
NJADRE1559860879 | Administratively Determined Incentive Program | Parlin | 8859 | 8.51 | Residential | Behind the Meter | Yes | Sunrun Installation Services, Inc. | JCP&L |  | Accepted | 2025-06-05 | 2025-07-01 | 2026-07-01 | Inverters | SOLAREDGE TECHNOLOGIES | SE5700H-USMN | 5760 |  | 1 |  |  | 0.99 |  | Outside
NJADRE1559860879 | Administratively Determined Incentive Program | Parlin | 8859 | 8.51 | Residential | Behind the Meter | Yes | Sunrun Installation Services, Inc. | JCP&L |  | Accepted | 2025-06-05 | 2025-07-01 | 2026-07-01 | Solar Panels | JA SOLAR | JAM54S31-405/MR |  | 0.405 | 14 | 179 | 19 |  | Fixed | Roof
NJADRE1559860879 | Administratively Determined Incentive Program | Parlin | 8859 | 8.51 | Residential | Behind the Meter | Yes | Sunrun Installation Services, Inc. | JCP&L |  | Accepted | 2025-06-05 | 2025-07-01 | 2026-07-01 | Solar Panels | JA SOLAR | JAM54S31-405/MR |  | 0.405 | 3 | 88 | 18 |  | Fixed | Roof
NJADRE1559860935 | Administratively Determined Incentive Program | Lindenwold | 8021 | 7.74 | Residential | Behind the Meter | Yes | EMT Renewables, LLC | AC Electric |  | Accepted | 2025-06-05 | 2025-07-01 | 2026-07-01 | Solar Panels | SEG SOLAR | SEG 430 |  | 0.43 | 12 | 125 | 40 |  | Fixed | Roof
NJADRE1559860935 | Administratively Determined Incentive Program | Lindenwold | 8021 | 7.74 | Residential | Behind the Meter | Yes | EMT Renewables, LLC | AC Electric |  | Accepted | 2025-06-05 | 2025-07-01 | 2026-07-01 | Solar Panels | SEG SOLAR | SEG 430 |  | 0.43 | 6 | 305 | 40 |  | Fixed | Roof
NJADRE1559860935 | Administratively Determined Incentive Program | Lindenwold | 8021 | 7.74 | Residential | Behind the Meter | Yes | EMT Renewables, LLC | AC Electric |  | Accepted | 2025-06-05 | 2025-07-01 | 2026-07-01 | Inverters | IQ8HC | IQ8+ | 290 |  | 18 |  |  | 0.98 |  | Other | UNDER EACH PANEL
NJADRE1559860949 | Administratively Determined Incentive Program | Plainfield | 7060 | 197.45 | School Public K-12 | Behind the Meter | Yes | HESP Construction, LLC | PSE&G |  | Accepted | 2025-06-05 | 2025-07-16 | 2026-07-16 | Solar Panels | HT-SAAE | HT72-18X-550 |  | 0.55 | 359 | 218 | 5 |  | Fixed | Roof
NJADRE1559860949 | Administratively Determined Incentive Program | Plainfield | 7060 | 197.45 | School Public K-12 | Behind the Meter | Yes | HESP Construction, LLC | PSE&G |  | Accepted | 2025-06-05 | 2025-07-16 | 2026-07-16 | Inverters | Chint | SCA50KTL-DO/US-480 | 100000 |  | 2 |  |  | 0.985 |  | Outside
NJADRE1559860949 | Administratively Determined Incentive Program | Plainfield | 7060 | 197.45 | School Public K-12 | Behind the Meter | Yes | HESP Construction, LLC | PSE&G |  | Accepted | 2025-06-05 | 2025-07-16 | 2026-07-16 | Inverters | Chint | SCA60KTL-DO/US-480 | 60000 |  | 1 |  |  | 0.985 |  | Outside
NJADRE1559861006 | Administratively Determined Incentive Program | TOMS RIVER | 8755 | 10.4 | Residential | Behind the Meter | Yes | Solar Energy World | JCP&L |  | Accepted | 2025-06-05 | 2025-07-01 | 2026-07-01 | Solar Panels | LONGi | LR5-54HABB-400M |  | 0.4 | 9 | 218 | 40 |  | Fixed | Roof
NJADRE1559861006 | Administratively Determined Incentive Program | TOMS RIVER | 8755 | 10.4 | Residential | Behind the Meter | Yes | Solar Energy World | JCP&L |  | Accepted | 2025-06-05 | 2025-07-01 | 2026-07-01 | Inverters | Enphase | IQ8HC-72-M-DOM-US | 384 |  | 26 |  |  | 0.97 |  | Outside
NJADRE1559861006 | Administratively Determined Incentive Program | TOMS RIVER | 8755 | 10.4 | Residential | Behind the Meter | Yes | Solar Energy World | JCP&L |  | Accepted | 2025-06-05 | 2025-07-01 | 2026-07-01 | Solar Panels | LONGi | LR5-54HABB-400M |  | 0.4 | 17 | 129 | 39 |  | Fixed | Roof
NJADRE1559861135 | Administratively Determined Incentive Program | MONTAGUE | 7827 | 10.66 | Residential | Behind the Meter | Yes | Trinity Solar, LLC | JCP&L |  | Accepted | 2025-06-05 | 2025-07-01 | 2026-07-01 | Solar Panels | Hanwha | Q.PEAK DUO BLK ML-G10+ 410 |  | 0.41 | 5 | 270 | 30 |  | Fixed | Roof
NJADRE1559861135 | Administratively Determined Incentive Program | MONTAGUE | 7827 | 10.66 | Residential | Behind the Meter | Yes | Trinity Solar, LLC | JCP&L |  | Accepted | 2025-06-05 | 2025-07-01 | 2026-07-01 | Solar Panels | Hanwha | Q.PEAK DUO BLK ML-G10+ 410 |  | 0.41 | 15 | 180 | 33 |  | Fixed | Roof
NJADRE1559861135 | Administratively Determined Incentive Program | MONTAGUE | 7827 | 10.66 | Residential | Behind the Meter | Yes | Trinity Solar, LLC | JCP&L |  | Accepted | 2025-06-05 | 2025-07-01 | 2026-07-01 | Solar Panels | Hanwha | Q.PEAK DUO BLK ML-G10+ 410 |  | 0.41 | 6 | 90 | 30 |  | Fixed | Roof
NJADRE1559861135 | Administratively Determined Incentive Program | MONTAGUE | 7827 | 10.66 | Residential | Behind the Meter | Yes | Trinity Solar, LLC | JCP&L |  | Accepted | 2025-06-05 | 2025-07-01 | 2026-07-01 | Inverters | Solar Edge | USE10000H-US | 10000 |  | 1 |  |  | 0.97 |  | Outside
NJADRE1559861587 | Administratively Determined Incentive Program | UNION BEACH | 7735 | 4.1 | Residential | Behind the Meter | Yes | Sunrun Installation Services, Inc. | JCP&L |  | Accepted | 2025-06-05 | 2025-07-01 | 2026-07-01 | Inverters | Tesla | Powerwall 3 1707000-xx-y | 11500 |  | 1 |  |  | 0.97 |  | Outdoor
NJADRE1559861587 | Administratively Determined Incentive Program | UNION BEACH | 7735 | 4.1 | Residential | Behind the Meter | Yes | Sunrun Installation Services, Inc. | JCP&L |  | Accepted | 2025-06-05 | 2025-07-01 | 2026-07-01 | Solar Panels | Hanwha Q Cells | Q.PEAK DUO BLK ML-G10+ 410 DCA |  | 0.41 | 10 | 266 | 33 |  | Fixed | Roof
NJADRE1559861587 | Administratively Determined Incentive Program | UNION BEACH | 7735 | 4.1 | Residential | Behind the Meter | Yes | Sunrun Installation Services, Inc. | JCP&L |  | Accepted | 2025-06-05 | 2025-07-01 | 2026-07-01 | Electric Storage Battery | Tesla | Powerwall 3 1707000-xx-y |  |  | 1 |  |  |  | Lithium Ion |  | OUTSIDE
NJADRE1559861596 | Administratively Determined Incentive Program | RUNNEMEDE | 8078 | 6.88 | Residential | Behind the Meter | Yes | EMT Renewables, LLC | PSE&G |  | Accepted | 2025-06-05 | 2025-07-01 | 2026-07-01 | Solar Panels | SEG SOLAR | SEG 430 |  | 0.43 | 12 | 159 | 40 |  | Fixed | Roof
NJADRE1559861596 | Administratively Determined Incentive Program | RUNNEMEDE | 8078 | 6.88 | Residential | Behind the Meter | Yes | EMT Renewables, LLC | PSE&G |  | Accepted | 2025-06-05 | 2025-07-01 | 2026-07-01 | Inverters | Enphase | IQ8HC | 380 |  | 16 |  |  | 0.98 |  | Other | UNDER EACH PANEL
NJADRE1559861596 | Administratively Determined Incentive Program | RUNNEMEDE | 8078 | 6.88 | Residential | Behind the Meter | Yes | EMT Renewables, LLC | PSE&G |  | Accepted | 2025-06-05 | 2025-07-01 | 2026-07-01 | Solar Panels | SEG SOLAR | SEG 430 |  | 0.43 | 4 | 159 | 9 |  | Fixed | Roof
NJADRE1559861603 | Administratively Determined Incentive Program | Plainfield | 7063 | 132.55 | School Public K-12 | Behind the Meter | Yes | HESP Construction, LLC | PSE&G |  | Accepted | 2025-06-05 | 2025-07-09 | 2026-07-09 | Solar Panels | HT-SAAE | HT72-18X-550 |  | 0.55 | 241 | 140 | 5 |  | Fixed | Roof
NJADRE1559861603 | Administratively Determined Incentive Program | Plainfield | 7063 | 132.55 | School Public K-12 | Behind the Meter | Yes | HESP Construction, LLC | PSE&G |  | Accepted | 2025-06-05 | 2025-07-09 | 2026-07-09 | Inverters | Solar Edge | SE50KUS | 100000 |  | 2 |  |  | 0.97 |  | Outside
NJADRE1559862174 | Administratively Determined Incentive Program | CAPE MAY | 8204 | 9.46 | Residential | Behind the Meter | Yes | EMT Renewables, LLC | AC Electric |  | Accepted | 2025-06-05 | 2025-07-09 | 2026-07-09 | Solar Panels | SEG SOLAR | SEG 430 |  | 0.43 | 22 | 277 | 33 |  | Fixed | Roof
NJADRE1559862174 | Administratively Determined Incentive Program | CAPE MAY | 8204 | 9.46 | Residential | Behind the Meter | Yes | EMT Renewables, LLC | AC Electric |  | Accepted | 2025-06-05 | 2025-07-09 | 2026-07-09 | Inverters | Enphase | IQ8HC | 380 |  | 22 |  |  | 0.98 |  | Other | UNDER EACH PANEL
NJADRE1559862432 | Administratively Determined Incentive Program | Plainfield | 7062 | 161.7 | School Public K-12 | Behind the Meter | Yes | HESP Construction, LLC | PSE&G |  | Accepted | 2025-06-06 | 2025-07-07 | 2026-07-07 | Solar Panels | HT-SAAE | HT72-18X-550 |  | 0.55 | 11 | 128 | 30 |  | Fixed | Roof
NJADRE1559862432 | Administratively Determined Incentive Program | Plainfield | 7062 | 161.7 | School Public K-12 | Behind the Meter | Yes | HESP Construction, LLC | PSE&G |  | Accepted | 2025-06-06 | 2025-07-07 | 2026-07-07 | Solar Panels | HT-SAAE | HT72-18X-550 |  | 0.55 | 153 | 218 | 5 |  | Fixed | Roof
NJADRE1559862432 | Administratively Determined Incentive Program | Plainfield | 7062 | 161.7 | School Public K-12 | Behind the Meter | Yes | HESP Construction, LLC | PSE&G |  | Accepted | 2025-06-06 | 2025-07-07 | 2026-07-07 | Solar Panels | HT-SAAE | HT72-18X-550 |  | 0.55 | 63 | 218 | 18 |  | Fixed | Roof
NJADRE1559862432 | Administratively Determined Incentive Program | Plainfield | 7062 | 161.7 | School Public K-12 | Behind the Meter | Yes | HESP Construction, LLC | PSE&G |  | Accepted | 2025-06-06 | 2025-07-07 | 2026-07-07 | Solar Panels | HT-SAAE | ht |  | 0.55 | 67 | 128 | 30 |  | Fixed | Roof
NJADRE1559862432 | Administratively Determined Incentive Program | Plainfield | 7062 | 161.7 | School Public K-12 | Behind the Meter | Yes | HESP Construction, LLC | PSE&G |  | Accepted | 2025-06-06 | 2025-07-07 | 2026-07-07 | Inverters | Chint | SCA50KTL-DO/US-480 | 100000 |  | 2 |  |  | 0.985 |  | Outdoor
NJADRE1559862452 | Administratively Determined Incentive Program | MILLVILLE | 8332 | 5.59 | Residential | Behind the Meter | Yes | EMT Renewables, LLC | AC Electric |  | Accepted | 2025-06-05 | 2025-07-01 | 2026-07-01 | Solar Panels | SEG SOLAR | SEG 430 |  | 0.43 | 7 | 220 | 44 |  | Fixed | Roof
NJADRE1559862452 | Administratively Determined Incentive Program | MILLVILLE | 8332 | 5.59 | Residential | Behind the Meter | Yes | EMT Renewables, LLC | AC Electric |  | Accepted | 2025-06-05 | 2025-07-01 | 2026-07-01 | Solar Panels | SEG SOLAR | SEG 430 |  | 0.43 | 6 | 220 | 19 |  | Fixed | Roof
NJADRE1559862452 | Administratively Determined Incentive Program | MILLVILLE | 8332 | 5.59 | Residential | Behind the Meter | Yes | EMT Renewables, LLC | AC Electric |  | Accepted | 2025-06-05 | 2025-07-01 | 2026-07-01 | Inverters | Enphase | IQ8HC | 380 |  | 13 |  |  | 0.98 |  | Other | UNDER EACH PANEL
NJADRE1559862473 | Administratively Determined Incentive Program | UNION | 7083 | 11.48 | Residential | Behind the Meter | Yes | Sunrun Installation Services, Inc. | PSE&G |  | Accepted | 2025-06-05 | 2025-07-01 | 2026-07-01 | Solar Panels | Hanwha Q-Cells | Q.PEAK DUO BLK ML-G10+ 410 DCA (MD06G100A-017) |  | 0.41 | 2 | 219 | 27 |  | Fixed | Roof
NJADRE1559862473 | Administratively Determined Incentive Program | UNION | 7083 | 11.48 | Residential | Behind the Meter | Yes | Sunrun Installation Services, Inc. | PSE&G |  | Accepted | 2025-06-05 | 2025-07-01 | 2026-07-01 | Electric Storage Battery | TESLA | Powerwall 3 1707000-xx-y |  |  | 1 |  |  |  | Lithium Ion |  | OUTSIDE
NJADRE1559862473 | Administratively Determined Incentive Program | UNION | 7083 | 11.48 | Residential | Behind the Meter | Yes | Sunrun Installation Services, Inc. | PSE&G |  | Accepted | 2025-06-05 | 2025-07-01 | 2026-07-01 | Inverters | TESLA | Powerwall 3 1707000-xx-y | 11500 |  | 1 |  |  | 0.97 |  | Outdoor | Next to meter
NJADRE1559862473 | Administratively Determined Incentive Program | UNION | 7083 | 11.48 | Residential | Behind the Meter | Yes | Sunrun Installation Services, Inc. | PSE&G |  | Accepted | 2025-06-05 | 2025-07-01 | 2026-07-01 | Solar Panels | Hanwha Q-Cells | Q.PEAK DUO BLK ML-G10+ 410 DCA (MD06G100A-017) |  | 0.41 | 14 | 219 | 26 |  | Fixed | Roof
NJADRE1559862473 | Administratively Determined Incentive Program | UNION | 7083 | 11.48 | Residential | Behind the Meter | Yes | Sunrun Installation Services, Inc. | PSE&G |  | Accepted | 2025-06-05 | 2025-07-01 | 2026-07-01 | Electric Storage Battery | TESLA | Powerwall 3 Expansion 1807000-xx-y |  |  | 1 |  |  |  | Lithium Ion |  | OUTSIDE
NJADRE1559862473 | Administratively Determined Incentive Program | UNION | 7083 | 11.48 | Residential | Behind the Meter | Yes | Sunrun Installation Services, Inc. | PSE&G |  | Accepted | 2025-06-05 | 2025-07-01 | 2026-07-01 | Solar Panels | Hanwha Q-Cells | Q.PEAK DUO BLK ML-G10+ 410 DCA (MD06G100A-017) |  | 0.41 | 12 | 38 | 27 |  | Fixed | Roof
NJADRE1559862514 | Administratively Determined Incentive Program | Egg Harbor City | 8215 | 14.19 | Residential | Behind the Meter | Yes | EMT Renewables, LLC | AC Electric |  | Accepted | 2025-06-05 | 2025-07-01 | 2026-07-01 | Inverters | IQ8HC | IQ8+ | 290 |  | 33 |  |  | 0.98 |  | Other | UNDER EACH PANEL
NJADRE1559862514 | Administratively Determined Incentive Program | Egg Harbor City | 8215 | 14.19 | Residential | Behind the Meter | Yes | EMT Renewables, LLC | AC Electric |  | Accepted | 2025-06-05 | 2025-07-01 | 2026-07-01 | Solar Panels | SEG SOLAR | SEG 430 |  | 0.43 | 14 | 132 | 23 |  | Fixed | Roof
NJADRE1559862514 | Administratively Determined Incentive Program | Egg Harbor City | 8215 | 14.19 | Residential | Behind the Meter | Yes | EMT Renewables, LLC | AC Electric |  | Accepted | 2025-06-05 | 2025-07-01 | 2026-07-01 | Solar Panels | SEG SOLAR | SEG 430 |  | 0.43 | 6 | 312 | 13 |  | Fixed | Roof
NJADRE1559862514 | Administratively Determined Incentive Program | Egg Harbor City | 8215 | 14.19 | Residential | Behind the Meter | Yes | EMT Renewables, LLC | AC Electric |  | Accepted | 2025-06-05 | 2025-07-01 | 2026-07-01 | Solar Panels | SEG SOLAR | SEG 430 |  | 0.43 | 8 | 312 | 18 |  | Fixed | Roof
NJADRE1559862514 | Administratively Determined Incentive Program | Egg Harbor City | 8215 | 14.19 | Residential | Behind the Meter | Yes | EMT Renewables, LLC | AC Electric |  | Accepted | 2025-06-05 | 2025-07-01 | 2026-07-01 | Solar Panels | SEG SOLAR | SEG 430 |  | 0.43 | 5 | 312 | 24 |  | Fixed | Roof
NJADRE1559862541 | Administratively Determined Incentive Program | Vineland | 8362 | 12.3 | Residential | Behind the Meter | No | Trinity Solar, LLC | AC Electric |  | Accepted | 2025-06-05 | 2025-07-01 | 2026-07-01 | Inverters | Solar Edge | SE10000H-USMNUBL15 | 10000 |  | 1 |  |  | 0.97 |  | Outdoor
NJADRE1559862541 | Administratively Determined Incentive Program | Vineland | 8362 | 12.3 | Residential | Behind the Meter | No | Trinity Solar, LLC | AC Electric |  | Accepted | 2025-06-05 | 2025-07-01 | 2026-07-01 | Solar Panels | HANWHA | (Q.PEAK DUO BLK ML-G10+ 410) |  | 0.41 | 30 | 94 | 39 |  | Fixed | Roof
NJADRE1559862581 | Administratively Determined Incentive Program | Newfield | 8344 | 10.75 | Residential | Behind the Meter | Yes | EMT Renewables, LLC | AC Electric |  | Accepted | 2025-06-05 | 2025-07-01 | 2026-07-01 | Solar Panels | SEG SOLAR | SEG 430 |  | 0.43 | 15 | 275 | 33 |  | Fixed | Roof
NJADRE1559862581 | Administratively Determined Incentive Program | Newfield | 8344 | 10.75 | Residential | Behind the Meter | Yes | EMT Renewables, LLC | AC Electric |  | Accepted | 2025-06-05 | 2025-07-01 | 2026-07-01 | Solar Panels | SEG SOLAR | SEG 430 |  | 0.43 | 5 | 95 | 33 |  | Fixed | Roof
NJADRE1559862581 | Administratively Determined Incentive Program | Newfield | 8344 | 10.75 | Residential | Behind the Meter | Yes | EMT Renewables, LLC | AC Electric |  | Accepted | 2025-06-05 | 2025-07-01 | 2026-07-01 | Solar Panels | SEG SOLAR | SEG 430 |  | 0.43 | 2 | 275 | 38 |  | Fixed | Roof
NJADRE1559862581 | Administratively Determined Incentive Program | Newfield | 8344 | 10.75 | Residential | Behind the Meter | Yes | EMT Renewables, LLC | AC Electric |  | Accepted | 2025-06-05 | 2025-07-01 | 2026-07-01 | Solar Panels | SEG SOLAR | SEG 430 |  | 0.43 | 3 | 95 | 33 |  | Fixed | Roof
NJADRE1559862581 | Administratively Determined Incentive Program | Newfield | 8344 | 10.75 | Residential | Behind the Meter | Yes | EMT Renewables, LLC | AC Electric |  | Accepted | 2025-06-05 | 2025-07-01 | 2026-07-01 | Inverters | IQ8HC | IQ8+ | 290 |  | 25 |  |  | 0.98 |  | Other | UNDER EACH PANEL
NJADRE1559862582 | Administratively Determined Incentive Program | Waterford | 8004 | 7.695 | Residential | Behind the Meter | Yes | Freedom Forever New Jersey, LLC | AC Electric |  | Accepted | 2025-06-05 | 2025-07-07 | 2026-07-07 | Solar Panels | JA Solar | JAM54S31-405/MR |  | 0.405 | 12 | 228 | 40 |  | Fixed | Roof
NJADRE1559862582 | Administratively Determined Incentive Program | Waterford | 8004 | 7.695 | Residential | Behind the Meter | Yes | Freedom Forever New Jersey, LLC | AC Electric |  | Accepted | 2025-06-05 | 2025-07-07 | 2026-07-07 | Solar Panels | JA Solar | JAM54S31-405/MR |  | 0.405 | 1 | 138 | 23 |  | Fixed | Roof
NJADRE1559862582 | Administratively Determined Incentive Program | Waterford | 8004 | 7.695 | Residential | Behind the Meter | Yes | Freedom Forever New Jersey, LLC | AC Electric |  | Accepted | 2025-06-05 | 2025-07-07 | 2026-07-07 | Solar Panels | JA Solar | JAM54S31-405/MR |  | 0.405 | 6 | 138 | 23 |  | Fixed | Roof
NJADRE1559862582 | Administratively Determined Incentive Program | Waterford | 8004 | 7.695 | Residential | Behind the Meter | Yes | Freedom Forever New Jersey, LLC | AC Electric |  | Accepted | 2025-06-05 | 2025-07-07 | 2026-07-07 | Inverters | Enphase | IQ8HC-72-M-DOM-US | 380 |  | 19 |  |  | 0.99 |  | Outdoor
NJADRE1559862583 | Administratively Determined Incentive Program | Ewing | 8618 | 6.8 | Residential | Behind the Meter | Yes | Fusion Solar Energy, LLC | PSE&G |  | Accepted | 2025-06-05 | 2025-07-01 | 2026-07-01 | Solar Panels | TRINA SOLAR | TSM-NE09RC.05 |  | 0.425 | 16 | 255 | 28 |  | Fixed | Roof
NJADRE1559862583 | Administratively Determined Incentive Program | Ewing | 8618 | 6.8 | Residential | Behind the Meter | Yes | Fusion Solar Energy, LLC | PSE&G |  | Accepted | 2025-06-05 | 2025-07-01 | 2026-07-01 | Inverters | ENPHASE | IQ8HC-72-M-DOM-US | 380 |  | 16 |  |  | 0.97 |  | Outside | Roof
NJADRE1559862645 | Administratively Determined Incentive Program | Plainfield | 7060 | 99 | School Public K-12 | Behind the Meter | Yes | HESP Construction, LLC | PSE&G |  | Accepted | 2025-06-05 | 2025-07-09 | 2026-07-09 | Inverters | Solar Edge | SE50KUS | 100000 |  | 2 |  |  | 0.97 |  | Outside
NJADRE1559862645 | Administratively Determined Incentive Program | Plainfield | 7060 | 99 | School Public K-12 | Behind the Meter | Yes | HESP Construction, LLC | PSE&G |  | Accepted | 2025-06-05 | 2025-07-09 | 2026-07-09 | Solar Panels | HT-SAAE | HT72-18X-550 |  | 0.55 | 180 | 178 | 5 |  | Fixed | Roof
NJADRE1559862691 | Administratively Determined Incentive Program | Plainfield | 7062 | 328.9 | School Public K-12 | Behind the Meter | Yes | HESP Construction, LLC | PSE&G |  | Accepted | 2025-06-05 | 2025-07-01 | 2026-07-01 | Solar Panels | HT-SAAE | HT72-18X-550 |  | 0.55 | 598 | 176 | 5 |  | Fixed | Roof
NJADRE1559862691 | Administratively Determined Incentive Program | Plainfield | 7062 | 328.9 | School Public K-12 | Behind the Meter | Yes | HESP Construction, LLC | PSE&G |  | Accepted | 2025-06-05 | 2025-07-01 | 2026-07-01 | Inverters | Chint | SCA60KTL-DO/US-480 | 300000 |  | 5 |  |  | 0.985 |  | Outside
NJADRE1559862707 | Administratively Determined Incentive Program | Villas | 8251 | 6.45 | Residential | Behind the Meter | Yes | EMT Renewables, LLC | AC Electric |  | Accepted | 2025-06-05 | 2025-07-02 | 2026-07-02 | Solar Panels | SEG SOLAR | SEG 430 |  | 0.43 | 4 | 119 | 34 |  | Fixed | Roof
NJADRE1559862707 | Administratively Determined Incentive Program | Villas | 8251 | 6.45 | Residential | Behind the Meter | Yes | EMT Renewables, LLC | AC Electric |  | Accepted | 2025-06-05 | 2025-07-02 | 2026-07-02 | Solar Panels | SEG SOLAR | SEG 430 |  | 0.43 | 2 | 118 | 35 |  | Fixed | Roof
NJADRE1559862707 | Administratively Determined Incentive Program | Villas | 8251 | 6.45 | Residential | Behind the Meter | Yes | EMT Renewables, LLC | AC Electric |  | Accepted | 2025-06-05 | 2025-07-02 | 2026-07-02 | Solar Panels | SEG SOLAR | SEG 430 |  | 0.43 | 7 | 207 | 22 |  | Fixed | Roof
NJADRE1559862707 | Administratively Determined Incentive Program | Villas | 8251 | 6.45 | Residential | Behind the Meter | Yes | EMT Renewables, LLC | AC Electric |  | Accepted | 2025-06-05 | 2025-07-02 | 2026-07-02 | Solar Panels | SEG SOLAR | SEG 430 |  | 0.43 | 2 | 119 | 32 |  | Fixed | Roof
NJADRE1559862707 | Administratively Determined Incentive Program | Villas | 8251 | 6.45 | Residential | Behind the Meter | Yes | EMT Renewables, LLC | AC Electric |  | Accepted | 2025-06-05 | 2025-07-02 | 2026-07-02 | Inverters | IQ8HC | IQ8+ | 290 |  | 15 |  |  | 0.98 |  | Other | UNDER EACH PANEL
NJADRE1559862764 | Administratively Determined Incentive Program | LITTLE EGG HARBOR | 8087 | 7.31 | Residential | Behind the Meter | Yes | EMT Renewables, LLC | AC Electric |  | Accepted | 2025-06-05 | 2025-07-01 | 2026-07-01 | Solar Panels | SEG SOLAR | SEG 430 |  | 0.43 | 17 | 210 | 30 |  | Fixed | Roof
NJADRE1559862764 | Administratively Determined Incentive Program | LITTLE EGG HARBOR | 8087 | 7.31 | Residential | Behind the Meter | Yes | EMT Renewables, LLC | AC Electric |  | Accepted | 2025-06-05 | 2025-07-01 | 2026-07-01 | Inverters | IQ8HC | IQ8+ | 290 |  | 17 |  |  | 0.98 |  | Other | UNDER EACH PANEL
NJADRE1559862773 | Administratively Determined Incentive Program | KENDALL PARK | 8824 | 15.12 | Residential | Behind the Meter | No | Public Service Solar, LLC | PSE&G |  | Accepted | 2025-06-05 | 2025-07-02 | 2026-07-02 | Solar Panels | Panasonic | EVPV420HK2 |  | 0.42 | 18 | 91 | 23 |  | Fixed | Roof
NJADRE1559862773 | Administratively Determined Incentive Program | KENDALL PARK | 8824 | 15.12 | Residential | Behind the Meter | No | Public Service Solar, LLC | PSE&G |  | Accepted | 2025-06-05 | 2025-07-02 | 2026-07-02 | Inverters | Enphase | iQ8HC-72-M-US | 380 |  | 36 |  |  | 0.96 |  | Outdoor | Under Panels
NJADRE1559862773 | Administratively Determined Incentive Program | KENDALL PARK | 8824 | 15.12 | Residential | Behind the Meter | No | Public Service Solar, LLC | PSE&G |  | Accepted | 2025-06-05 | 2025-07-02 | 2026-07-02 | Solar Panels | Panasonic | EVPV420HK2 |  | 0.42 | 18 | 271 | 23 |  | Fixed | Roof
NJADRE1559862821 | Administratively Determined Incentive Program | Cedar Brook | 8018 | 5.67 | Residential | Behind the Meter | Yes | Freedom Forever New Jersey, LLC | AC Electric |  | Accepted | 2025-06-05 | 2025-07-02 | 2026-07-02 | Solar Panels | JA Solar | JAM54S31-405/MR |  | 0.405 | 8 | 215 | 36 |  | Fixed | Roof
NJADRE1559862821 | Administratively Determined Incentive Program | Cedar Brook | 8018 | 5.67 | Residential | Behind the Meter | Yes | Freedom Forever New Jersey, LLC | AC Electric |  | Accepted | 2025-06-05 | 2025-07-02 | 2026-07-02 | Inverters | Solar Edge | USE3800H-USMNBL75) | 3800 |  | 1 |  |  | 0.99 |  | Outside
NJADRE1559862821 | Administratively Determined Incentive Program | Cedar Brook | 8018 | 5.67 | Residential | Behind the Meter | Yes | Freedom Forever New Jersey, LLC | AC Electric |  | Accepted | 2025-06-05 | 2025-07-02 | 2026-07-02 | Solar Panels | JA Solar | JAM54S31-405/MR |  | 0.405 | 6 | 125 | 29 |  | Fixed | Roof
NJADRE1559862825 | Administratively Determined Incentive Program | Plainfield | 7060 | 119.9 | School Public K-12 | Behind the Meter | Yes | HESP Construction, LLC | PSE&G |  | Accepted | 2025-06-05 | 2025-07-07 | 2026-07-07 | Solar Panels | HT-SAAE | HT72-18X-550 |  | 0.55 | 218 | 171 | 5 |  | Fixed | Roof
NJADRE1559862825 | Administratively Determined Incentive Program | Plainfield | 7060 | 119.9 | School Public K-12 | Behind the Meter | Yes | HESP Construction, LLC | PSE&G |  | Accepted | 2025-06-05 | 2025-07-07 | 2026-07-07 | Inverters | Chint | SCA50KTL-DO/US-480 | 100000 |  | 2 |  |  | 0.985 |  | Outside
NJADRE1559862850 | Administratively Determined Incentive Program | Plainfield | 7060 | 152.35 | School Public K-12 | Behind the Meter | Yes | HESP Construction, LLC | PSE&G |  | Accepted | 2025-06-05 | 2025-07-07 | 2026-07-07 | Inverters | Solar Edge | SE50KUS | 100000 |  | 2 |  |  | 0.97 |  | Outside
NJADRE1559862850 | Administratively Determined Incentive Program | Plainfield | 7060 | 152.35 | School Public K-12 | Behind the Meter | Yes | HESP Construction, LLC | PSE&G |  | Accepted | 2025-06-05 | 2025-07-07 | 2026-07-07 | Inverters | Solar Edge | SE17.3K-US | 17300 |  | 1 |  |  | 0.975 |  | Outside
NJADRE1559862850 | Administratively Determined Incentive Program | Plainfield | 7060 | 152.35 | School Public K-12 | Behind the Meter | Yes | HESP Construction, LLC | PSE&G |  | Accepted | 2025-06-05 | 2025-07-07 | 2026-07-07 | Solar Panels | HT-SAAE | HT72-18X-550 |  | 0.55 | 277 | 220 | 5 |  | Fixed | Roof
NJADRE1559862856 | Administratively Determined Incentive Program | MARLTON | 8053 | 5.59 | Residential | Behind the Meter | Yes | Pro Custom Solar dba Momentum Solar | PSE&G |  | Accepted | 2025-06-05 | 2025-07-01 | 2026-07-01 | Solar Panels | HANWHA | Q.TRON BLK M-G2+430 |  | 0.43 | 5 | 163 | 22 |  | Fixed | Roof
NJADRE1559862856 | Administratively Determined Incentive Program | MARLTON | 8053 | 5.59 | Residential | Behind the Meter | Yes | Pro Custom Solar dba Momentum Solar | PSE&G |  | Accepted | 2025-06-05 | 2025-07-01 | 2026-07-01 | Solar Panels | HANWHA | Q.TRON BLK M-G2+430 |  | 0.43 | 3 | 164 | 4 |  | Fixed | Roof
NJADRE1559862856 | Administratively Determined Incentive Program | MARLTON | 8053 | 5.59 | Residential | Behind the Meter | Yes | Pro Custom Solar dba Momentum Solar | PSE&G |  | Accepted | 2025-06-05 | 2025-07-01 | 2026-07-01 | Inverters | ENPHASE | IQ8HC-72-M-DOM-US | 380 |  | 13 |  |  | 0.97 |  | Outdoor
NJADRE1559862856 | Administratively Determined Incentive Program | MARLTON | 8053 | 5.59 | Residential | Behind the Meter | Yes | Pro Custom Solar dba Momentum Solar | PSE&G |  | Accepted | 2025-06-05 | 2025-07-01 | 2026-07-01 | Solar Panels | HANWHA | Q.TRON BLK M-G2+430 |  | 0.43 | 5 | 344 | 23 |  | Fixed | Roof
NJADRE1559862873 | Administratively Determined Incentive Program | MAYS LANDING | 8330 | 5.59 | Residential | Behind the Meter | Yes | EMT Renewables, LLC | AC Electric |  | Accepted | 2025-06-05 | 2025-07-01 | 2026-07-01 | Solar Panels | SEG SOLAR | SEG 430 |  | 0.43 | 3 | 311 | 11 |  | Fixed | Roof
NJADRE1559862873 | Administratively Determined Incentive Program | MAYS LANDING | 8330 | 5.59 | Residential | Behind the Meter | Yes | EMT Renewables, LLC | AC Electric |  | Accepted | 2025-06-05 | 2025-07-01 | 2026-07-01 | Solar Panels | SEG SOLAR | SEG 430 |  | 0.43 | 10 | 131 | 30 |  | Fixed | Roof
NJADRE1559862873 | Administratively Determined Incentive Program | MAYS LANDING | 8330 | 5.59 | Residential | Behind the Meter | Yes | EMT Renewables, LLC | AC Electric |  | Accepted | 2025-06-05 | 2025-07-01 | 2026-07-01 | Inverters | IQ8HC | IQ8+ | 290 |  | 13 |  |  | 0.98 |  | Other | UNDER EACH PANEL
NJADRE1559862920 | Administratively Determined Incentive Program | Lincoln Park | 7035 | 8.4 | Residential | Behind the Meter | Yes | Suntuity Solar, LLC | PSE&G |  | Accepted | 2025-06-05 | 2025-07-02 | 2026-07-02 | Meters | Enphase Energy Inc | ENV-IQ-AM1-240M |  |  | 1 |  |  |  | Yes | Outdoor
NJADRE1559862920 | Administratively Determined Incentive Program | Lincoln Park | 7035 | 8.4 | Residential | Behind the Meter | Yes | Suntuity Solar, LLC | PSE&G |  | Accepted | 2025-06-05 | 2025-07-02 | 2026-07-02 | Inverters | Enphase Energy Inc | IQ8PLUS-72-2-US | 290 |  | 21 |  |  | 0.99 |  | Outdoor
NJADRE1559862920 | Administratively Determined Incentive Program | Lincoln Park | 7035 | 8.4 | Residential | Behind the Meter | Yes | Suntuity Solar, LLC | PSE&G |  | Accepted | 2025-06-05 | 2025-07-02 | 2026-07-02 | Solar Panels | Qcells | Q.PEAK DUO BLK ML-G10+ 400 |  | 0.4 | 6 | 311 | 29 |  | Fixed | Roof
NJADRE1559862920 | Administratively Determined Incentive Program | Lincoln Park | 7035 | 8.4 | Residential | Behind the Meter | Yes | Suntuity Solar, LLC | PSE&G |  | Accepted | 2025-06-05 | 2025-07-02 | 2026-07-02 | Solar Panels | Qcells | Q.PEAK DUO BLK ML-G10+ 400 |  | 0.4 | 15 | 29 | 29 |  | Fixed | Roof
NJADRE1559862932 | Administratively Determined Incentive Program | Randolph | 7869 | 4.56 | Residential | Behind the Meter | No | GAF Energy | JCP&L |  | Accepted | 2025-06-05 | 2025-07-02 | 2026-07-02 | Solar Panels | GAF Energy | TLS-2 |  | 0.057 | 34 | 112 | 28 |  | Fixed | Roof
NJADRE1559862932 | Administratively Determined Incentive Program | Randolph | 7869 | 4.56 | Residential | Behind the Meter | No | GAF Energy | JCP&L |  | Accepted | 2025-06-05 | 2025-07-02 | 2026-07-02 | Solar Panels | GAF Energy | TLS -2 |  | 0.057 | 46 | 202 | 22 |  | Fixed | Roof
NJADRE1559862932 | Administratively Determined Incentive Program | Randolph | 7869 | 4.56 | Residential | Behind the Meter | No | GAF Energy | JCP&L |  | Accepted | 2025-06-05 | 2025-07-02 | 2026-07-02 | Inverters | Delta Electronics | M4-TL-US | 4000 |  | 1 |  |  | 0.975 |  | Outdoor
NJADRE1559862953 | Administratively Determined Incentive Program | Monroe Twp | 8831 | 8.5 | Residential | Behind the Meter | Yes | Fusion Solar Energy, LLC | JCP&L |  | Accepted | 2025-06-05 | 2025-07-01 | 2026-07-01 | Inverters | ENPHASE | IQ8HC-72-M-DOM-US | 380 |  | 20 |  |  | 0.97 |  | Outside | Roof
NJADRE1559862953 | Administratively Determined Incentive Program | Monroe Twp | 8831 | 8.5 | Residential | Behind the Meter | Yes | Fusion Solar Energy, LLC | JCP&L |  | Accepted | 2025-06-05 | 2025-07-01 | 2026-07-01 | Solar Panels | TRINA SOLAR | TSM-425NE09RC.05 |  | 0.425 | 20 | 177 | 27 |  | Fixed | Roof
NJADRE1559863012 | Administratively Determined Incentive Program | Perth Amboy | 8861 | 5.16 | Residential | Behind the Meter | Yes | Pro Custom Solar dba Momentum Solar | PSE&G |  | Accepted | 2025-06-05 | 2025-07-01 | 2026-07-01 | Solar Panels | HANWHA | Q.TRON BLK M-G2+430 |  | 0.43 | 4 | 39 | 41 |  | Fixed | Roof
NJADRE1559863012 | Administratively Determined Incentive Program | Perth Amboy | 8861 | 5.16 | Residential | Behind the Meter | Yes | Pro Custom Solar dba Momentum Solar | PSE&G |  | Accepted | 2025-06-05 | 2025-07-01 | 2026-07-01 | Solar Panels | HANWHA | Q.TRON BLK M-G2+430 |  | 0.43 | 2 | 219 | 10 |  | Fixed | Roof
NJADRE1559863012 | Administratively Determined Incentive Program | Perth Amboy | 8861 | 5.16 | Residential | Behind the Meter | Yes | Pro Custom Solar dba Momentum Solar | PSE&G |  | Accepted | 2025-06-05 | 2025-07-01 | 2026-07-01 | Solar Panels | HANWHA | Q.TRON BLK M-G2+430 |  | 0.43 | 2 | 39 | 39 |  | Fixed | Roof
NJADRE1559863012 | Administratively Determined Incentive Program | Perth Amboy | 8861 | 5.16 | Residential | Behind the Meter | Yes | Pro Custom Solar dba Momentum Solar | PSE&G |  | Accepted | 2025-06-05 | 2025-07-01 | 2026-07-01 | Inverters | ENPHASE | IQ8HC-72-M-DOM-US | 380 |  | 12 |  |  | 0.97 |  | Outdoor
NJADRE1559863012 | Administratively Determined Incentive Program | Perth Amboy | 8861 | 5.16 | Residential | Behind the Meter | Yes | Pro Custom Solar dba Momentum Solar | PSE&G |  | Accepted | 2025-06-05 | 2025-07-01 | 2026-07-01 | Solar Panels | HANWHA | Q.TRON BLK M-G2+430 |  | 0.43 | 4 | 219 | 40 |  | Fixed | Roof
NJADRE1559863060 | Administratively Determined Incentive Program | BARNEGAT | 8005 | 6.97 | Residential | Behind the Meter | Yes | Sunrun Installation Services, Inc. | JCP&L |  | Accepted | 2025-06-05 | 2025-07-02 | 2026-07-02 | Solar Panels | Hanwha Q-Cells | Q.PEAK DUO BLK ML-G10+ 410 |  | 0.41 | 10 | 42 | 18 |  | Fixed | Roof
NJADRE1559863060 | Administratively Determined Incentive Program | BARNEGAT | 8005 | 6.97 | Residential | Behind the Meter | Yes | Sunrun Installation Services, Inc. | JCP&L |  | Accepted | 2025-06-05 | 2025-07-02 | 2026-07-02 | Solar Panels | Hanwha Q-Cells | Q.PEAK DUO BLK ML-G10+ 410 |  | 0.41 | 7 | 42 | 18 |  | Fixed | Roof
NJADRE1559863060 | Administratively Determined Incentive Program | BARNEGAT | 8005 | 6.97 | Residential | Behind the Meter | Yes | Sunrun Installation Services, Inc. | JCP&L |  | Accepted | 2025-06-05 | 2025-07-02 | 2026-07-02 | Inverters | TESLA | Powerwall 3 1707000-xx-y | 11500 |  | 1 |  |  | 0.97 |  | Outdoor | Next to meter
NJADRE1559863060 | Administratively Determined Incentive Program | BARNEGAT | 8005 | 6.97 | Residential | Behind the Meter | Yes | Sunrun Installation Services, Inc. | JCP&L |  | Accepted | 2025-06-05 | 2025-07-02 | 2026-07-02 | Electric Storage Battery | TESLA | Powerwall 3 1707000-xx-y |  |  | 1 |  |  |  | Lithium Ion |  | Outside
NJADRE1559863082 | Administratively Determined Incentive Program | Vineland | 8360 | 11.05 | Residential | Behind the Meter | Yes | Fusion Solar Energy, LLC | Vineland Muni Electric |  | Accepted | 2025-06-05 | 2025-07-01 | 2026-07-01 | Solar Panels | TRINA SOLAR | TSM-425NE09RC.05 |  | 0.425 | 14 | 95 | 31 |  | Fixed | Roof
NJADRE1559863082 | Administratively Determined Incentive Program | Vineland | 8360 | 11.05 | Residential | Behind the Meter | Yes | Fusion Solar Energy, LLC | Vineland Muni Electric |  | Accepted | 2025-06-05 | 2025-07-01 | 2026-07-01 | Inverters | ENPHASE | IQ8HC-72-M-DOM-US | 380 |  | 26 |  |  | 0.97 |  | Outside | Roof
NJADRE1559863082 | Administratively Determined Incentive Program | Vineland | 8360 | 11.05 | Residential | Behind the Meter | Yes | Fusion Solar Energy, LLC | Vineland Muni Electric |  | Accepted | 2025-06-05 | 2025-07-01 | 2026-07-01 | Solar Panels | TRINA SOLAR | TSM-425NE09RC.05 |  | 0.425 | 12 | 275 | 31 |  | Fixed | Roof
NJADRE1559863115 | Administratively Determined Incentive Program | Lodi | 7644 | 5.67 | Residential | Behind the Meter | Yes | Sunrun Installation Services, Inc. | PSE&G |  | Accepted | 2025-06-05 | 2025-07-01 | 2026-07-01 | Solar Panels | JA Solar | JAM54S31-405/MR |  | 0.405 | 11 | 218 | 22 |  | Fixed | Roof
NJADRE1559863115 | Administratively Determined Incentive Program | Lodi | 7644 | 5.67 | Residential | Behind the Meter | Yes | Sunrun Installation Services, Inc. | PSE&G |  | Accepted | 2025-06-05 | 2025-07-01 | 2026-07-01 | Inverters | SolarEdge Technologies | SE3800H-USMN | 3800 |  | 1 |  |  | 0.99 |  | Outdoor
NJADRE1559863115 | Administratively Determined Incentive Program | Lodi | 7644 | 5.67 | Residential | Behind the Meter | Yes | Sunrun Installation Services, Inc. | PSE&G |  | Accepted | 2025-06-05 | 2025-07-01 | 2026-07-01 | Solar Panels | JA Solar | JAM54S31-405/MR |  | 0.405 | 3 | 127 | 23 |  | Fixed | Roof
NJADRE1559863115 | Administratively Determined Incentive Program | Lodi | 7644 | 5.67 | Residential | Behind the Meter | Yes | Sunrun Installation Services, Inc. | PSE&G |  | Accepted | 2025-06-05 | 2025-07-01 | 2026-07-01 | Meters | SOLAREDGE TECHNOLOGIES | SE3800H-USMN |  |  | 1 |  |  |  | Yes | Outdoor
NJADRE1559864572 | Administratively Determined Incentive Program | Kendall Park | 8824 | 9.66 | Residential | Behind the Meter | No | Public Service Solar, LLC | PSE&G |  | Accepted | 2025-06-05 | 2025-07-01 | 2026-07-01 | Inverters | Enphase | iQ8HC-72-M-US | 380 |  | 23 |  |  | 0.96 |  | Outdoor | Under Panels
NJADRE1559864572 | Administratively Determined Incentive Program | Kendall Park | 8824 | 9.66 | Residential | Behind the Meter | No | Public Service Solar, LLC | PSE&G |  | Accepted | 2025-06-05 | 2025-07-01 | 2026-07-01 | Solar Panels | Panasonic | EVPV420HK2 |  | 0.42 | 7 | 297 | 34 |  | Fixed | Roof
NJADRE1559864572 | Administratively Determined Incentive Program | Kendall Park | 8824 | 9.66 | Residential | Behind the Meter | No | Public Service Solar, LLC | PSE&G |  | Accepted | 2025-06-05 | 2025-07-01 | 2026-07-01 | Solar Panels | Panasonic | EVPV420HK2 |  | 0.42 | 12 | 117 | 34 |  | Fixed | Roof
NJADRE1559864572 | Administratively Determined Incentive Program | Kendall Park | 8824 | 9.66 | Residential | Behind the Meter | No | Public Service Solar, LLC | PSE&G |  | Accepted | 2025-06-05 | 2025-07-01 | 2026-07-01 | Solar Panels | Panasonic | EVPV420HK2 |  | 0.42 | 4 | 117 | 34 |  | Fixed | Roof
NJADRE1559866520 | Administratively Determined Incentive Program | Parlin | 8859 | 10.25 | Residential | Behind the Meter | Yes | Trinity Solar, LLC | JCP&L |  | Accepted | 2025-06-05 | 2025-07-01 | 2026-07-01 | Inverters | Solar Edge | USE7600H-USMNBL75 | 7600 |  | 1 |  |  | 0.97 |  | Outdoor
NJADRE1559866520 | Administratively Determined Incentive Program | Parlin | 8859 | 10.25 | Residential | Behind the Meter | Yes | Trinity Solar, LLC | JCP&L |  | Accepted | 2025-06-05 | 2025-07-01 | 2026-07-01 | Solar Panels | HANWHA | (Q.PEAK DUO BLK ML-G10+ 410) |  | 0.41 | 9 | 329 | 23 |  | Fixed | Roof
NJADRE1559866520 | Administratively Determined Incentive Program | Parlin | 8859 | 10.25 | Residential | Behind the Meter | Yes | Trinity Solar, LLC | JCP&L |  | Accepted | 2025-06-05 | 2025-07-01 | 2026-07-01 | Solar Panels | HANWHA | (Q.PEAK DUO BLK ML-G10+ 410) |  | 0.41 | 2 | 329 | 18 |  | Fixed | Roof
NJADRE1559866520 | Administratively Determined Incentive Program | Parlin | 8859 | 10.25 | Residential | Behind the Meter | Yes | Trinity Solar, LLC | JCP&L |  | Accepted | 2025-06-05 | 2025-07-01 | 2026-07-01 | Solar Panels | HANWHA | (Q.PEAK DUO BLK ML-G10+ 410) |  | 0.41 | 7 | 149 | 23 |  | Fixed | Roof
NJADRE1559866520 | Administratively Determined Incentive Program | Parlin | 8859 | 10.25 | Residential | Behind the Meter | Yes | Trinity Solar, LLC | JCP&L |  | Accepted | 2025-06-05 | 2025-07-01 | 2026-07-01 | Solar Panels | HANWHA | (Q.PEAK DUO BLK ML-G10+ 410) |  | 0.41 | 7 | 149 | 23 |  | Fixed | Roof
NJADRE1559866591 | Administratively Determined Incentive Program | Villas | 8251 | 13.12 | Residential | Behind the Meter | Yes | Trinity Solar, LLC | AC Electric |  | Accepted | 2025-06-05 | 2025-07-01 | 2026-07-01 | Solar Panels | HANWHA | (Q.PEAK DUO BLK ML-G10+ 410) |  | 0.41 | 6 | 34 | 27 |  | Fixed | Roof
NJADRE1559866591 | Administratively Determined Incentive Program | Villas | 8251 | 13.12 | Residential | Behind the Meter | Yes | Trinity Solar, LLC | AC Electric |  | Accepted | 2025-06-05 | 2025-07-01 | 2026-07-01 | Solar Panels | HANWHA | (Q.PEAK DUO BLK ML-G10+ 410) |  | 0.41 | 9 | 303 | 20 |  | Fixed | Roof
NJADRE1559866591 | Administratively Determined Incentive Program | Villas | 8251 | 13.12 | Residential | Behind the Meter | Yes | Trinity Solar, LLC | AC Electric |  | Accepted | 2025-06-05 | 2025-07-01 | 2026-07-01 | Solar Panels | HANWHA | (Q.PEAK DUO BLK ML-G10+ 410) |  | 0.41 | 6 | 215 | 25 |  | Fixed | Roof
NJADRE1559866591 | Administratively Determined Incentive Program | Villas | 8251 | 13.12 | Residential | Behind the Meter | Yes | Trinity Solar, LLC | AC Electric |  | Accepted | 2025-06-05 | 2025-07-01 | 2026-07-01 | Inverters | Solar Edge | USE11400H-USMNBL75 | 11400 |  | 1 |  |  | 0.97 |  | Outdoor
NJADRE1559866591 | Administratively Determined Incentive Program | Villas | 8251 | 13.12 | Residential | Behind the Meter | Yes | Trinity Solar, LLC | AC Electric |  | Accepted | 2025-06-05 | 2025-07-01 | 2026-07-01 | Solar Panels | HANWHA | (Q.PEAK DUO BLK ML-G10+ 410) |  | 0.41 | 11 | 123 | 42 |  | Fixed | Roof
NJADRE1559866639 | Administratively Determined Incentive Program | North Bergen | 7047 | 7.79 | Residential | Behind the Meter | Yes | Trinity Solar, LLC | PSE&G |  | Accepted | 2025-06-05 | 2025-07-01 | 2026-07-01 | Inverters | Solar Edge | USE7600H-USMNBL75 | 7600 |  | 1 |  |  | 0.97 |  | Outdoor
NJADRE1559866639 | Administratively Determined Incentive Program | North Bergen | 7047 | 7.79 | Residential | Behind the Meter | Yes | Trinity Solar, LLC | PSE&G |  | Accepted | 2025-06-05 | 2025-07-01 | 2026-07-01 | Solar Panels | HANWHA | (Q.PEAK DUO BLK ML-G10+ 410) |  | 0.41 | 9 | 115 | 28 |  | Fixed | Roof
NJADRE1559866639 | Administratively Determined Incentive Program | North Bergen | 7047 | 7.79 | Residential | Behind the Meter | Yes | Trinity Solar, LLC | PSE&G |  | Accepted | 2025-06-05 | 2025-07-01 | 2026-07-01 | Solar Panels | HANWHA | (Q.PEAK DUO BLK ML-G10+ 410) |  | 0.41 | 10 | 295 | 28 |  | Fixed | Roof
NJADRE1559866679 | Administratively Determined Incentive Program | Piscataway | 8854 | 9.43 | Residential | Behind the Meter | Yes | Trinity Solar, LLC | PSE&G |  | Accepted | 2025-06-05 | 2025-07-02 | 2026-07-02 | Solar Panels | HANWHA | (Q.PEAK DUO BLK ML-G10+ 410) |  | 0.41 | 3 | 127 | 26 |  | Fixed | Roof
NJADRE1559866679 | Administratively Determined Incentive Program | Piscataway | 8854 | 9.43 | Residential | Behind the Meter | Yes | Trinity Solar, LLC | PSE&G |  | Accepted | 2025-06-05 | 2025-07-02 | 2026-07-02 | Solar Panels | HANWHA | (Q.PEAK DUO BLK ML-G10+ 410) |  | 0.41 | 3 | 307 | 26 |  | Fixed | Roof
NJADRE1559866679 | Administratively Determined Incentive Program | Piscataway | 8854 | 9.43 | Residential | Behind the Meter | Yes | Trinity Solar, LLC | PSE&G |  | Accepted | 2025-06-05 | 2025-07-02 | 2026-07-02 | Solar Panels | HANWHA | (Q.PEAK DUO BLK ML-G10+ 410) |  | 0.41 | 2 | 308 | 27 |  | Fixed | Roof
NJADRE1559866679 | Administratively Determined Incentive Program | Piscataway | 8854 | 9.43 | Residential | Behind the Meter | Yes | Trinity Solar, LLC | PSE&G |  | Accepted | 2025-06-05 | 2025-07-02 | 2026-07-02 | Solar Panels | HANWHA | (Q.PEAK DUO BLK ML-G10+ 410) |  | 0.41 | 10 | 218 | 27 |  | Fixed | Roof
NJADRE1559866679 | Administratively Determined Incentive Program | Piscataway | 8854 | 9.43 | Residential | Behind the Meter | Yes | Trinity Solar, LLC | PSE&G |  | Accepted | 2025-06-05 | 2025-07-02 | 2026-07-02 | Inverters | Solar Edge | USE7600H-USMNBL75 | 7600 |  | 1 |  |  | 0.97 |  | Outdoor
NJADRE1559866679 | Administratively Determined Incentive Program | Piscataway | 8854 | 9.43 | Residential | Behind the Meter | Yes | Trinity Solar, LLC | PSE&G |  | Accepted | 2025-06-05 | 2025-07-02 | 2026-07-02 | Solar Panels | HANWHA | (Q.PEAK DUO BLK ML-G10+ 410) |  | 0.41 | 5 | 37 | 26 |  | Fixed | Roof
NJADRE1559866684 | Administratively Determined Incentive Program | Berlin | 8009 | 8.925 | Residential | Behind the Meter | Yes | Power Energy Solutions, LLC | AC Electric |  | Accepted | 2025-06-05 | 2025-07-07 | 2026-07-07 | Solar Panels | Trina Solar | TSM-425NE09RC.05 |  | 0.425 | 12 | 63 | 10 |  | Fixed | Roof
NJADRE1559866684 | Administratively Determined Incentive Program | Berlin | 8009 | 8.925 | Residential | Behind the Meter | Yes | Power Energy Solutions, LLC | AC Electric |  | Accepted | 2025-06-05 | 2025-07-07 | 2026-07-07 | Inverters | SolarEdge | SE5700H-US | 6 |  | 1 |  |  | 0.97 |  | Outdoor
NJADRE1559866684 | Administratively Determined Incentive Program | Berlin | 8009 | 8.925 | Residential | Behind the Meter | Yes | Power Energy Solutions, LLC | AC Electric |  | Accepted | 2025-06-05 | 2025-07-07 | 2026-07-07 | Solar Panels | Trina Solar | TSM-425NE09RC.05 |  | 0.425 | 4 | 244 | 32 |  | Fixed | Roof
NJADRE1559866684 | Administratively Determined Incentive Program | Berlin | 8009 | 8.925 | Residential | Behind the Meter | Yes | Power Energy Solutions, LLC | AC Electric |  | Accepted | 2025-06-05 | 2025-07-07 | 2026-07-07 | Solar Panels | Trina Solar | TSM-425NE09RC.05 |  | 0.425 | 2 | 244 | 11 |  | Fixed | Roof
NJADRE1559866684 | Administratively Determined Incentive Program | Berlin | 8009 | 8.925 | Residential | Behind the Meter | Yes | Power Energy Solutions, LLC | AC Electric |  | Accepted | 2025-06-05 | 2025-07-07 | 2026-07-07 | Solar Panels | Trina Solar | TSM-425NE09RC.05 |  | 0.425 | 3 | 153 | 30 |  | Fixed | Roof
NJADRE1559866725 | Administratively Determined Incentive Program | National Park | 8063 | 11.05 | Residential | Behind the Meter | Yes | Power Energy Solutions, LLC | PSE&G |  | Accepted | 2025-06-05 | 2025-07-02 | 2026-07-02 | Inverters | SolarEdge | SE5700H-US | 6 |  | 1 |  |  | 0.97 |  | Outdoor
NJADRE1559866725 | Administratively Determined Incentive Program | National Park | 8063 | 11.05 | Residential | Behind the Meter | Yes | Power Energy Solutions, LLC | PSE&G |  | Accepted | 2025-06-05 | 2025-07-02 | 2026-07-02 | Solar Panels | Trina Solar | TSM-425NE09RC.05 |  | 0.425 | 4 | 203 | 26 |  | Fixed | Roof
NJADRE1559866725 | Administratively Determined Incentive Program | National Park | 8063 | 11.05 | Residential | Behind the Meter | Yes | Power Energy Solutions, LLC | PSE&G |  | Accepted | 2025-06-05 | 2025-07-02 | 2026-07-02 | Solar Panels | Trina Solar | TSM-425NE09RC.05 |  | 0.425 | 2 | 23 | 26 |  | Fixed | Roof
NJADRE1559866725 | Administratively Determined Incentive Program | National Park | 8063 | 11.05 | Residential | Behind the Meter | Yes | Power Energy Solutions, LLC | PSE&G |  | Accepted | 2025-06-05 | 2025-07-02 | 2026-07-02 | Solar Panels | Trina Solar | TSM-425NE09RC.05 |  | 0.425 | 20 | 203 | 26 |  | Fixed | Roof
NJADRE1559868285 | Administratively Determined Incentive Program | Egg Harbor Twp | 8234 | 6.02 | Residential | Behind the Meter | Yes | Sun Up Zero Down, LLC | AC Electric |  | Accepted | 2025-06-06 | 2025-07-01 | 2026-07-01 | Meters | Enphase | TBD |  |  | 1 |  |  |  | Yes | Outdoor
NJADRE1559868285 | Administratively Determined Incentive Program | Egg Harbor Twp | 8234 | 6.02 | Residential | Behind the Meter | Yes | Sun Up Zero Down, LLC | AC Electric |  | Accepted | 2025-06-06 | 2025-07-01 | 2026-07-01 | Solar Panels | SEG | SEG-430-BTD-BG |  | 0.43 | 14 | 112 | 23 |  | Fixed | Roof
NJADRE1559868285 | Administratively Determined Incentive Program | Egg Harbor Twp | 8234 | 6.02 | Residential | Behind the Meter | Yes | Sun Up Zero Down, LLC | AC Electric |  | Accepted | 2025-06-06 | 2025-07-01 | 2026-07-01 | Inverters | Enphase | IQ8PLUS-72-2-US | 290 |  | 14 |  |  | 0.976 |  | Outdoor
NJADRE1559868377 | Administratively Determined Incentive Program | OLD TAPPAN BORO | 7675 | 7.29 | Residential | Behind the Meter | Yes | Sunrun Installation Services, Inc. | PSE&G |  | Accepted | 2025-06-06 | 2025-07-01 | 2026-07-01 | Inverters | SolarEdge Technologies | SE5700H-USMN | 5760 |  | 1 |  |  | 0.99 |  | Outdoor | Next to meter
NJADRE1559868377 | Administratively Determined Incentive Program | OLD TAPPAN BORO | 7675 | 7.29 | Residential | Behind the Meter | Yes | Sunrun Installation Services, Inc. | PSE&G |  | Accepted | 2025-06-06 | 2025-07-01 | 2026-07-01 | Solar Panels | JA Solar | JAM54S31-405/MR |  | 0.405 | 7 | 180 | 25 |  | Fixed | Roof
NJADRE1559868377 | Administratively Determined Incentive Program | OLD TAPPAN BORO | 7675 | 7.29 | Residential | Behind the Meter | Yes | Sunrun Installation Services, Inc. | PSE&G |  | Accepted | 2025-06-06 | 2025-07-01 | 2026-07-01 | Solar Panels | JA Solar | JAM54S31-405/MR |  | 0.405 | 9 | 179 | 24 |  | Fixed | Roof
NJADRE1559868377 | Administratively Determined Incentive Program | OLD TAPPAN BORO | 7675 | 7.29 | Residential | Behind the Meter | Yes | Sunrun Installation Services, Inc. | PSE&G |  | Accepted | 2025-06-06 | 2025-07-01 | 2026-07-01 | Solar Panels | JA Solar | JAM54S31-405/MR |  | 0.405 | 2 | 358 | 23 |  | Fixed | Roof
NJADRE1559868458 | Administratively Determined Incentive Program | BELLEVILLE | 7109 | 3.65 | Residential | Behind the Meter | Yes | Sunrun Installation Services, Inc. | PSE&G |  | Accepted | 2025-06-06 | 2025-07-02 | 2026-07-02 | Solar Panels | JA Solar | JAM54S31-405/MR |  | 0.405 | 4 | 284 | 20 |  | Fixed | Roof
NJADRE1559868458 | Administratively Determined Incentive Program | BELLEVILLE | 7109 | 3.65 | Residential | Behind the Meter | Yes | Sunrun Installation Services, Inc. | PSE&G |  | Accepted | 2025-06-06 | 2025-07-02 | 2026-07-02 | Solar Panels | JA Solar | JAM54S31-405/MR |  | 0.405 | 5 | 104 | 38 |  | Fixed | Roof
NJADRE1559868458 | Administratively Determined Incentive Program | BELLEVILLE | 7109 | 3.65 | Residential | Behind the Meter | Yes | Sunrun Installation Services, Inc. | PSE&G |  | Accepted | 2025-06-06 | 2025-07-02 | 2026-07-02 | Inverters | SolarEdge Technologies | SE3800H-USMN | 3800 |  | 1 |  |  | 0.99 |  | Outdoor
NJADRE1559868462 | Administratively Determined Incentive Program | Piscataway | 8854 | 5.16 | Residential | Behind the Meter | Yes | Pro Custom Solar dba Momentum Solar | PSE&G |  | Accepted | 2025-06-06 | 2025-07-02 | 2026-07-02 | Inverters | ENPHASE | IQ8HC-72-M-DOM-US | 380 |  | 12 |  |  | 0.97 |  | Outdoor
NJADRE1559868462 | Administratively Determined Incentive Program | Piscataway | 8854 | 5.16 | Residential | Behind the Meter | Yes | Pro Custom Solar dba Momentum Solar | PSE&G |  | Accepted | 2025-06-06 | 2025-07-02 | 2026-07-02 | Solar Panels | HANWHA | Q.TRON BLK M-G2+430 |  | 0.43 | 12 | 162 | 30 |  | Fixed | Roof
NJADRE1559868465 | Administratively Determined Incentive Program | Pleasantville | 8232 | 10.625 | Residential | Behind the Meter | Yes | Power Energy Solutions, LLC | AC Electric |  | Accepted | 2025-06-06 | 2025-07-07 | 2026-07-07 | Solar Panels | Trina Solar | TSM-425NE09RC.05 |  | 0.425 | 4 | 118 | 20 |  | Fixed | Roof
NJADRE1559868465 | Administratively Determined Incentive Program | Pleasantville | 8232 | 10.625 | Residential | Behind the Meter | Yes | Power Energy Solutions, LLC | AC Electric |  | Accepted | 2025-06-06 | 2025-07-07 | 2026-07-07 | Solar Panels | Trina Solar | TSM-425NE09RC.05 |  | 0.425 | 6 | 118 | 20 |  | Fixed | Roof
NJADRE1559868465 | Administratively Determined Incentive Program | Pleasantville | 8232 | 10.625 | Residential | Behind the Meter | Yes | Power Energy Solutions, LLC | AC Electric |  | Accepted | 2025-06-06 | 2025-07-07 | 2026-07-07 | Solar Panels | Trina Solar | TSM-425NE09RC.05 |  | 0.425 | 15 | 0 | 1 |  | Fixed | Roof
NJADRE1559868465 | Administratively Determined Incentive Program | Pleasantville | 8232 | 10.625 | Residential | Behind the Meter | Yes | Power Energy Solutions, LLC | AC Electric |  | Accepted | 2025-06-06 | 2025-07-07 | 2026-07-07 | Inverters | SolarEdge | SE5700H-US | 6 |  | 1 |  |  | 0.97 |  | Outdoor
NJADRE1559868480 | Administratively Determined Incentive Program | New Egypt | 8533 | 19.51 | Residential | Behind the Meter | Yes | SunnyMac, LLC | JCP&L |  | Accepted | 2025-06-06 | 2025-07-15 | 2026-07-15 | Inverters | Solaredge | SE7600H-US | 7600 |  | 1 |  |  | 0.99 |  | Outdoor | next to meter
NJADRE1559868480 | Administratively Determined Incentive Program | New Egypt | 8533 | 19.51 | Residential | Behind the Meter | Yes | SunnyMac, LLC | JCP&L |  | Accepted | 2025-06-06 | 2025-07-15 | 2026-07-15 | Inverters | Solaredge | SE7600H-US | 7600 |  | 1 |  |  | 0.99 |  | Outdoor | next to meter
NJADRE1559868480 | Administratively Determined Incentive Program | New Egypt | 8533 | 19.51 | Residential | Behind the Meter | Yes | SunnyMac, LLC | JCP&L |  | Accepted | 2025-06-06 | 2025-07-15 | 2026-07-15 | Solar Panels | HANWHA | Q.PEAK DUO BLK ML-G10+ 415W |  | 0.415 | 4 | 152 | 23 |  | Fixed | Roof
NJADRE1559868480 | Administratively Determined Incentive Program | New Egypt | 8533 | 19.51 | Residential | Behind the Meter | Yes | SunnyMac, LLC | JCP&L |  | Accepted | 2025-06-06 | 2025-07-15 | 2026-07-15 | Solar Panels | HANWHA | Q.PEAK DUO BLK ML-G10+ 415W |  | 0.415 | 19 | 152 | 22 |  | Fixed | Roof
NJADRE1559868480 | Administratively Determined Incentive Program | New Egypt | 8533 | 19.51 | Residential | Behind the Meter | Yes | SunnyMac, LLC | JCP&L |  | Accepted | 2025-06-06 | 2025-07-15 | 2026-07-15 | Solar Panels | HANWHA | Q.PEAK DUO BLK ML-G10+ 415W |  | 0.415 | 12 | 332 | 18 |  | Fixed | Roof
NJADRE1559868480 | Administratively Determined Incentive Program | New Egypt | 8533 | 19.51 | Residential | Behind the Meter | Yes | SunnyMac, LLC | JCP&L |  | Accepted | 2025-06-06 | 2025-07-15 | 2026-07-15 | Solar Panels | HANWHA | Q.PEAK DUO BLK ML-G10+ 415W |  | 0.415 | 12 | 152 | 18 |  | Fixed | Roof
NJADRE1559868484 | Administratively Determined Incentive Program | Hackensack | 7601 | 3.65 | Residential | Behind the Meter | Yes | Sunrun Installation Services, Inc. | PSE&G |  | Accepted | 2025-06-06 | 2025-07-02 | 2026-07-02 | Solar Panels | JA Solar | JAM54S31-405/MR |  | 0.405 | 2 | 218 | 40 |  | Fixed | Roof
NJADRE1559868484 | Administratively Determined Incentive Program | Hackensack | 7601 | 3.65 | Residential | Behind the Meter | Yes | Sunrun Installation Services, Inc. | PSE&G |  | Accepted | 2025-06-06 | 2025-07-02 | 2026-07-02 | Inverters | SolarEdge Technologies | SE3800H-USMN | 3800 |  | 1 |  |  | 0.99 |  | Outdoor
NJADRE1559868484 | Administratively Determined Incentive Program | Hackensack | 7601 | 3.65 | Residential | Behind the Meter | Yes | Sunrun Installation Services, Inc. | PSE&G |  | Accepted | 2025-06-06 | 2025-07-02 | 2026-07-02 | Solar Panels | JA Solar | JAM54S31-405/MR |  | 0.405 | 4 | 38 | 40 |  | Fixed | Roof
NJADRE1559868484 | Administratively Determined Incentive Program | Hackensack | 7601 | 3.65 | Residential | Behind the Meter | Yes | Sunrun Installation Services, Inc. | PSE&G |  | Accepted | 2025-06-06 | 2025-07-02 | 2026-07-02 | Solar Panels | JA Solar | JAM54S31-405/MR |  | 0.405 | 3 | 218 | 18 |  | Fixed | Roof
NJADRE1559868517 | Administratively Determined Incentive Program | West Long Branch | 7764 | 10.13 | Residential | Behind the Meter | Yes | Sunrun Installation Services, Inc. | JCP&L |  | Accepted | 2025-06-06 | 2025-07-02 | 2026-07-02 | Inverters | SolarEdge Technologies | SE7600H-USMN | 7600 |  | 1 |  |  | 0.99 |  | Outdoor | Next to meter
NJADRE1559868517 | Administratively Determined Incentive Program | West Long Branch | 7764 | 10.13 | Residential | Behind the Meter | Yes | Sunrun Installation Services, Inc. | JCP&L |  | Accepted | 2025-06-06 | 2025-07-02 | 2026-07-02 | Solar Panels | JA Solar | JAM54S31-405/MR |  | 0.405 | 5 | 84 | 33 |  | Fixed | Roof
NJADRE1559868517 | Administratively Determined Incentive Program | West Long Branch | 7764 | 10.13 | Residential | Behind the Meter | Yes | Sunrun Installation Services, Inc. | JCP&L |  | Accepted | 2025-06-06 | 2025-07-02 | 2026-07-02 | Solar Panels | JA Solar | JAM54S31-405/MR |  | 0.405 | 6 | 264 | 33 |  | Fixed | Roof
NJADRE1559868517 | Administratively Determined Incentive Program | West Long Branch | 7764 | 10.13 | Residential | Behind the Meter | Yes | Sunrun Installation Services, Inc. | JCP&L |  | Accepted | 2025-06-06 | 2025-07-02 | 2026-07-02 | Solar Panels | JA Solar | JAM54S31-405/MR |  | 0.405 | 6 | 264 | 33 |  | Fixed | Roof
NJADRE1559868517 | Administratively Determined Incentive Program | West Long Branch | 7764 | 10.13 | Residential | Behind the Meter | Yes | Sunrun Installation Services, Inc. | JCP&L |  | Accepted | 2025-06-06 | 2025-07-02 | 2026-07-02 | Solar Panels | JA Solar | JAM54S31-405/MR |  | 0.405 | 8 | 84 | 33 |  | Fixed | Roof
NJADRE1559868520 | Administratively Determined Incentive Program | Boonton | 7005 | 5.67 | Residential | Behind the Meter | No | Power Home Remodeling Group | JCP&L |  | Accepted | 2025-06-06 | 2025-07-02 | 2026-07-02 | Inverters | SolarEdge | SE3800H-US | 3800 |  | 1 |  |  | 0.99 |  | Outside
NJADRE1559868520 | Administratively Determined Incentive Program | Boonton | 7005 | 5.67 | Residential | Behind the Meter | No | Power Home Remodeling Group | JCP&L |  | Accepted | 2025-06-06 | 2025-07-02 | 2026-07-02 | Meters | SolarEdge | Revenue Grade Data Ansi C12.20 |  |  | 1 |  |  |  | Yes | Outdoor
NJADRE1559868520 | Administratively Determined Incentive Program | Boonton | 7005 | 5.67 | Residential | Behind the Meter | No | Power Home Remodeling Group | JCP&L |  | Accepted | 2025-06-06 | 2025-07-02 | 2026-07-02 | Solar Panels | JA Solar | JAM54S31 405/MR |  | 0.405 | 12 | 204 | 23 |  | Fixed | Roof
NJADRE1559868520 | Administratively Determined Incentive Program | Boonton | 7005 | 5.67 | Residential | Behind the Meter | No | Power Home Remodeling Group | JCP&L |  | Accepted | 2025-06-06 | 2025-07-02 | 2026-07-02 | Solar Panels | JA Solar | JAM54S31 405/MR |  | 0.405 | 2 | 204 | 23 |  | Fixed | Roof
NJADRE1559868527 | Administratively Determined Incentive Program | Avenel | 7001 | 5.74 | Residential | Behind the Meter | Yes | Trinity Solar, LLC | PSE&G |  | Accepted | 2025-06-06 | 2025-07-02 | 2026-07-02 | Solar Panels | Hanwha | Q.PEAK DUO BLK ML-G10+ 410 |  | 0.41 | 8 | 123 | 39 |  | Fixed | Roof
NJADRE1559868527 | Administratively Determined Incentive Program | Avenel | 7001 | 5.74 | Residential | Behind the Meter | Yes | Trinity Solar, LLC | PSE&G |  | Accepted | 2025-06-06 | 2025-07-02 | 2026-07-02 | Inverters | Solar Edge | SE5700H-US | 5760 |  | 1 |  |  | 0.97 |  | Outside
NJADRE1559868527 | Administratively Determined Incentive Program | Avenel | 7001 | 5.74 | Residential | Behind the Meter | Yes | Trinity Solar, LLC | PSE&G |  | Accepted | 2025-06-06 | 2025-07-02 | 2026-07-02 | Solar Panels | Hanwha | Q.PEAK DUO BLK ML-G10+ 410 |  | 0.41 | 6 | 303 | 21 |  | Fixed | Roof
NJADRE1559868552 | Administratively Determined Incentive Program | Fairview | 7022 | 7.7 | Residential | Behind the Meter | Yes | Sunrun Installation Services, Inc. | PSE&G |  | Accepted | 2025-06-06 | 2025-07-02 | 2026-07-02 | Solar Panels | JA SOLAR | JAM54S31-405/MR |  | 0.405 | 11 | 215 | 20 |  | Fixed | Roof
NJADRE1559868552 | Administratively Determined Incentive Program | Fairview | 7022 | 7.7 | Residential | Behind the Meter | Yes | Sunrun Installation Services, Inc. | PSE&G |  | Accepted | 2025-06-06 | 2025-07-02 | 2026-07-02 | Inverters | SOLAREDGE TECHNOLOGIES | SE5700H-USMN | 5760 |  | 1 |  |  | 0.99 |  | Outdoor
NJADRE1559868552 | Administratively Determined Incentive Program | Fairview | 7022 | 7.7 | Residential | Behind the Meter | Yes | Sunrun Installation Services, Inc. | PSE&G |  | Accepted | 2025-06-06 | 2025-07-02 | 2026-07-02 | Solar Panels | JA SOLAR | JAM54S31-405/MR |  | 0.405 | 8 | 215 | 18 |  | Fixed | Roof
NJADRE1559868558 | Administratively Determined Incentive Program | Pennsaken | 8109 | 6.02 | Residential | Behind the Meter | No | Velocity Energy & Home Solutions, Inc. | PSE&G |  | Accepted | 2025-06-06 | 2025-07-07 | 2026-07-07 | Inverters | enphase | iq8plus | 290 |  | 14 |  |  | 0.99 |  | Outside | behind panels
NJADRE1559868558 | Administratively Determined Incentive Program | Pennsaken | 8109 | 6.02 | Residential | Behind the Meter | No | Velocity Energy & Home Solutions, Inc. | PSE&G |  | Accepted | 2025-06-06 | 2025-07-07 | 2026-07-07 | Solar Panels | seg | 430w |  | 0.43 | 2 | 235 | 30 |  | Fixed | Roof
NJADRE1559868558 | Administratively Determined Incentive Program | Pennsaken | 8109 | 6.02 | Residential | Behind the Meter | No | Velocity Energy & Home Solutions, Inc. | PSE&G |  | Accepted | 2025-06-06 | 2025-07-07 | 2026-07-07 | Solar Panels | seg | 430w |  | 0.43 | 9 | 235 | 26 |  | Double Axis | Roof
NJADRE1559868558 | Administratively Determined Incentive Program | Pennsaken | 8109 | 6.02 | Residential | Behind the Meter | No | Velocity Energy & Home Solutions, Inc. | PSE&G |  | Accepted | 2025-06-06 | 2025-07-07 | 2026-07-07 | Solar Panels | seg | 430w |  | 0.43 | 3 | 55 | 26 |  | Fixed | Roof
NJADRE1559868562 | Administratively Determined Incentive Program | Beverly | 8010 | 6.02 | Residential | Behind the Meter | Yes | PosiGen Developer, LLC | PSE&G |  | Accepted | 2025-06-06 | 2025-07-02 | 2026-07-02 | Solar Panels | JINKO EAGLE G6R | JKM430N-54HL-B |  | 0.43 | 11 | 250 | 25 |  | Fixed | Roof
NJADRE1559868562 | Administratively Determined Incentive Program | Beverly | 8010 | 6.02 | Residential | Behind the Meter | Yes | PosiGen Developer, LLC | PSE&G |  | Accepted | 2025-06-06 | 2025-07-02 | 2026-07-02 | Inverters | SolarEdge | SE5700H-US | 5700 |  | 1 |  |  | 0.99 |  | Outside | within ten feet of meter
NJADRE1559868562 | Administratively Determined Incentive Program | Beverly | 8010 | 6.02 | Residential | Behind the Meter | Yes | PosiGen Developer, LLC | PSE&G |  | Accepted | 2025-06-06 | 2025-07-02 | 2026-07-02 | Solar Panels | JINKO EAGLE G6R | JKM430N-54HL4-B |  | 0.43 | 3 | 250 | 24 |  | Fixed | Roof
NJADRE1559868571 | Administratively Determined Incentive Program | East Windsor | 8512 | 4.86 | Residential | Behind the Meter | Yes | Sunrun Installation Services, Inc. | JCP&L |  | Accepted | 2025-06-06 | 2025-07-02 | 2026-07-02 | Inverters | SOLAREDGE TECHNOLOGIES | SE3800H-USMN | 3800 |  | 1 |  |  | 0.99 |  | Outside
NJADRE1559868571 | Administratively Determined Incentive Program | East Windsor | 8512 | 4.86 | Residential | Behind the Meter | Yes | Sunrun Installation Services, Inc. | JCP&L |  | Accepted | 2025-06-06 | 2025-07-02 | 2026-07-02 | Solar Panels | JA SOLAR | JAM54S31-405/MR |  | 0.405 | 12 | 252 | 26 |  | Fixed | Roof
NJADRE1559868579 | Administratively Determined Incentive Program | Oakhurst | 7755 | 12.3 | Residential | Behind the Meter | Yes | Sunrun Installation Services, Inc. | JCP&L |  | Accepted | 2025-06-06 | 2025-07-02 | 2026-07-02 | Solar Panels | HANWHA Q-CELLS | Q.PEAK DUO BLK ML-G10+ 410 |  | 0.41 | 2 | 164 | 20 |  | Fixed | Roof
NJADRE1559868579 | Administratively Determined Incentive Program | Oakhurst | 7755 | 12.3 | Residential | Behind the Meter | Yes | Sunrun Installation Services, Inc. | JCP&L |  | Accepted | 2025-06-06 | 2025-07-02 | 2026-07-02 | Solar Panels | HANWHA Q-CELLS | Q.PEAK DUO BLK ML-G10+ 410 |  | 0.41 | 25 | 344 | 22 |  | Fixed | Roof
NJADRE1559868579 | Administratively Determined Incentive Program | Oakhurst | 7755 | 12.3 | Residential | Behind the Meter | Yes | Sunrun Installation Services, Inc. | JCP&L |  | Accepted | 2025-06-06 | 2025-07-02 | 2026-07-02 | Solar Panels | HANWHA Q-CELLS | Q.PEAK DUO BLK ML-G10+ 410 |  | 0.41 | 3 | 164 | 19 |  | Fixed | Roof
NJADRE1559868579 | Administratively Determined Incentive Program | Oakhurst | 7755 | 12.3 | Residential | Behind the Meter | Yes | Sunrun Installation Services, Inc. | JCP&L |  | Accepted | 2025-06-06 | 2025-07-02 | 2026-07-02 | Inverters | SOLAREDGE TECHNOLOGIES | SE10000H-USMN | 10000 |  | 1 |  |  | 0.99 |  | Outdoor
NJADRE1559868579 | Administratively Determined Incentive Program | Oakhurst | 7755 | 12.3 | Residential | Behind the Meter | Yes | Sunrun Installation Services, Inc. | JCP&L |  | Accepted | 2025-06-06 | 2025-07-02 | 2026-07-02 | Meters | SOLAREDGE TECHNOLOGIES | SE10000H-USMN |  |  | 1 |  |  |  | Yes | Outdoor
NJADRE1559868580 | Administratively Determined Incentive Program | Sea Girt | 8750 | 10.44 | Residential | Behind the Meter | No | Solar Energy World | JCP&L |  | Accepted | 2025-06-06 | 2025-07-02 | 2026-07-02 | Solar Panels | Hanwha | Q.TRON BLK M-G2+ 435W |  | 0.435 | 24 | 198 | 32 |  | Fixed | Roof
NJADRE1559868580 | Administratively Determined Incentive Program | Sea Girt | 8750 | 10.44 | Residential | Behind the Meter | No | Solar Energy World | JCP&L |  | Accepted | 2025-06-06 | 2025-07-02 | 2026-07-02 | Inverters | Enphase | IQ8MC-72-M-US | 320 |  | 24 |  |  | 0.97 |  | Outside
NJADRE1559868585 | Administratively Determined Incentive Program | Willingboro | 8046 | 4.86 | Residential | Behind the Meter | Yes | Sunrun Installation Services, Inc. | PSE&G |  | Accepted | 2025-06-06 | 2025-07-02 | 2026-07-02 | Solar Panels | JA Solar | JAM54S31-405/MR |  | 0.405 | 4 | 313 | 22 |  | Fixed | Roof
NJADRE1559868585 | Administratively Determined Incentive Program | Willingboro | 8046 | 4.86 | Residential | Behind the Meter | Yes | Sunrun Installation Services, Inc. | PSE&G |  | Accepted | 2025-06-06 | 2025-07-02 | 2026-07-02 | Inverters | SolarEdge Technologies | SE3800H-USMN | 3800 |  | 1 |  |  | 0.99 |  | Outdoor | Next to meter
NJADRE1559868585 | Administratively Determined Incentive Program | Willingboro | 8046 | 4.86 | Residential | Behind the Meter | Yes | Sunrun Installation Services, Inc. | PSE&G |  | Accepted | 2025-06-06 | 2025-07-02 | 2026-07-02 | Solar Panels | JA Solar | JAM54S31-405/MR |  | 0.405 | 8 | 133 | 22 |  | Fixed | Roof
NJADRE1559868615 | Administratively Determined Incentive Program | Riverdale | 7457 | 19.68 | Residential | Behind the Meter | Yes | SunPurity, LLC | JCP&L |  | Accepted | 2025-06-06 | 2025-07-02 | 2026-07-02 | Solar Panels | Hanwha Q cells | Q.PEAK DUO BLK-ML-G10+ 410W |  | 0.41 | 6 | 168 | 22 |  | Fixed | Roof
NJADRE1559868615 | Administratively Determined Incentive Program | Riverdale | 7457 | 19.68 | Residential | Behind the Meter | Yes | SunPurity, LLC | JCP&L |  | Accepted | 2025-06-06 | 2025-07-02 | 2026-07-02 | Inverters | SolarEdge | SE7600H-US | 15200 |  | 2 |  |  | 0.99 |  | Outdoor
NJADRE1559868615 | Administratively Determined Incentive Program | Riverdale | 7457 | 19.68 | Residential | Behind the Meter | Yes | SunPurity, LLC | JCP&L |  | Accepted | 2025-06-06 | 2025-07-02 | 2026-07-02 | Solar Panels | Hanwha Q cells | Q.PEAK DUO BLK-ML-G10+ 410W |  | 0.41 | 23 | 348 | 22 |  | Fixed | Roof
NJADRE1559868615 | Administratively Determined Incentive Program | Riverdale | 7457 | 19.68 | Residential | Behind the Meter | Yes | SunPurity, LLC | JCP&L |  | Accepted | 2025-06-06 | 2025-07-02 | 2026-07-02 | Solar Panels | Hanwha Q cells | Q.PEAK DUO BLK-ML-G10+ 410W |  | 0.41 | 13 | 168 | 22 |  | Fixed | Roof
NJADRE1559868615 | Administratively Determined Incentive Program | Riverdale | 7457 | 19.68 | Residential | Behind the Meter | Yes | SunPurity, LLC | JCP&L |  | Accepted | 2025-06-06 | 2025-07-02 | 2026-07-02 | Solar Panels | Hanwha Q cells | Q.PEAK DUO BLK-ML-G10+ 410W |  | 0.41 | 6 | 348 | 22 |  | Fixed | Roof
NJADRE1559868640 | Administratively Determined Incentive Program | Somerville | 8876 | 3.24 | Residential | Behind the Meter | Yes | Sunrun Installation Services, Inc. | PSE&G |  | Accepted | 2025-06-06 | 2025-07-02 | 2026-07-02 | Solar Panels | JA SOLAR | JAM54S31-405/MR |  | 0.405 | 3 | 106 | 29 |  | Fixed | Roof
NJADRE1559868640 | Administratively Determined Incentive Program | Somerville | 8876 | 3.24 | Residential | Behind the Meter | Yes | Sunrun Installation Services, Inc. | PSE&G |  | Accepted | 2025-06-06 | 2025-07-02 | 2026-07-02 | Inverters | SOLAREDGE TECHNOLOGIES | SE3800H-USMN | 3800 |  | 1 |  |  | 0.99 |  | Outdoor
NJADRE1559868640 | Administratively Determined Incentive Program | Somerville | 8876 | 3.24 | Residential | Behind the Meter | Yes | Sunrun Installation Services, Inc. | PSE&G |  | Accepted | 2025-06-06 | 2025-07-02 | 2026-07-02 | Solar Panels | JA SOLAR | JAM54S31-405/MR |  | 0.405 | 5 | 17 | 30 |  | Fixed | Roof
NJADRE1559868655 | Administratively Determined Incentive Program | Boonton | 7005 | 1.71 | Residential | Behind the Meter | No | GAF Energy | JCP&L |  | Accepted | 2025-06-06 | 2025-07-02 | 2026-07-02 | Inverters | Delta Electronics | M4-TL-US | 4000 |  | 1 |  |  | 0.975 |  | Outdoor
NJADRE1559868655 | Administratively Determined Incentive Program | Boonton | 7005 | 1.71 | Residential | Behind the Meter | No | GAF Energy | JCP&L |  | Accepted | 2025-06-06 | 2025-07-02 | 2026-07-02 | Solar Panels | GAF Energy | TLS-2 |  | 0.057 | 30 | 212 | 43 |  | Fixed | Roof
NJADRE1559868658 | Administratively Determined Incentive Program | Clementon | 8021 | 15.91 | Residential | Behind the Meter | Yes | Pro Custom Solar dba Momentum Solar | AC Electric |  | Accepted | 2025-06-06 | 2025-07-02 | 2026-07-02 | Solar Panels | HANWHA | Q.TRON BLK M-G2+430 |  | 0.43 | 14 | 256 | 28 |  | Fixed | Roof
NJADRE1559868658 | Administratively Determined Incentive Program | Clementon | 8021 | 15.91 | Residential | Behind the Meter | Yes | Pro Custom Solar dba Momentum Solar | AC Electric |  | Accepted | 2025-06-06 | 2025-07-02 | 2026-07-02 | Inverters | ENPHASE | IQ8HC-72-M-DOM-US | 380 |  | 37 |  |  | 0.97 |  | Outdoor
NJADRE1559868658 | Administratively Determined Incentive Program | Clementon | 8021 | 15.91 | Residential | Behind the Meter | Yes | Pro Custom Solar dba Momentum Solar | AC Electric |  | Accepted | 2025-06-06 | 2025-07-02 | 2026-07-02 | Solar Panels | HANWHA | Q.TRON BLK M-G2+430 |  | 0.43 | 4 | 256 | 28 |  | Fixed | Roof
NJADRE1559868658 | Administratively Determined Incentive Program | Clementon | 8021 | 15.91 | Residential | Behind the Meter | Yes | Pro Custom Solar dba Momentum Solar | AC Electric |  | Accepted | 2025-06-06 | 2025-07-02 | 2026-07-02 | Solar Panels | HANWHA | Q.TRON BLK M-G2+430 |  | 0.43 | 19 | 76 | 28 |  | Fixed | Roof
NJADRE1559868664 | Administratively Determined Incentive Program | PENNS GROVE | 8069 | 5.265 | Residential | Behind the Meter | Yes | Sunrun Installation Services, Inc. | AC Electric |  | Accepted | 2025-06-06 | 2025-07-08 | 2026-07-08 | Solar Panels | JA SOLAR | JAM54S31-405/MR |  | 0.405 | 4 | 124 | 32 |  | Fixed | Roof
NJADRE1559868664 | Administratively Determined Incentive Program | PENNS GROVE | 8069 | 5.265 | Residential | Behind the Meter | Yes | Sunrun Installation Services, Inc. | AC Electric |  | Accepted | 2025-06-06 | 2025-07-08 | 2026-07-08 | Inverters | SOLAREDGE TECHNOLOGIES | SE5700H-USMN | 5760 |  | 1 |  |  | 0.99 |  | Outdoor
NJADRE1559868664 | Administratively Determined Incentive Program | PENNS GROVE | 8069 | 5.265 | Residential | Behind the Meter | Yes | Sunrun Installation Services, Inc. | AC Electric |  | Accepted | 2025-06-06 | 2025-07-08 | 2026-07-08 | Solar Panels | JA SOLAR | JAM54S31-405/MR |  | 0.405 | 5 | 36 | 10 |  | Fixed | Roof
NJADRE1559868664 | Administratively Determined Incentive Program | PENNS GROVE | 8069 | 5.265 | Residential | Behind the Meter | Yes | Sunrun Installation Services, Inc. | AC Electric |  | Accepted | 2025-06-06 | 2025-07-08 | 2026-07-08 | Solar Panels | JA SOLAR | JAM54S31-405/MR |  | 0.405 | 4 | 216 | 12 |  | Fixed | Roof
NJADRE1559868694 | Administratively Determined Incentive Program | Mantoloking | 8738 | 4.05 | Residential | Behind the Meter | Yes | Sunrun Installation Services, Inc. | JCP&L |  | Accepted | 2025-06-06 | 2025-07-02 | 2026-07-02 | Inverters | SOLAREDGE TECHNOLOGIES | SE3800H-USMN | 3800 |  | 1 |  |  | 0.99 |  | Outdoor
NJADRE1559868694 | Administratively Determined Incentive Program | Mantoloking | 8738 | 4.05 | Residential | Behind the Meter | Yes | Sunrun Installation Services, Inc. | JCP&L |  | Accepted | 2025-06-06 | 2025-07-02 | 2026-07-02 | Solar Panels | JA SOLAR | JAM54S31-405/MR |  | 0.405 | 5 | 278 | 10 |  | Fixed | Roof
NJADRE1559868694 | Administratively Determined Incentive Program | Mantoloking | 8738 | 4.05 | Residential | Behind the Meter | Yes | Sunrun Installation Services, Inc. | JCP&L |  | Accepted | 2025-06-06 | 2025-07-02 | 2026-07-02 | Solar Panels | JA SOLAR | JAM54S31-405/MR |  | 0.405 | 5 | 98 | 36 |  | Fixed | Roof
NJADRE1559868792 | Administratively Determined Incentive Program | Lakewood | 8701 | 13.05 | Residential | Behind the Meter | Yes | Powerlutions, LLC | JCP&L |  | Accepted | 2025-06-06 | 2025-07-02 | 2026-07-02 | Solar Panels | CANADIAN | CS6.1-54TM-450H |  | 0.45 | 29 | 187 | 30 |  | Fixed | Roof
NJADRE1559868792 | Administratively Determined Incentive Program | Lakewood | 8701 | 13.05 | Residential | Behind the Meter | Yes | Powerlutions, LLC | JCP&L |  | Accepted | 2025-06-06 | 2025-07-02 | 2026-07-02 | Inverters | Enphase | IQ8HC-72-M-DOM-US | 380 |  | 29 |  |  | 0.98 |  | Outdoor
NJADRE1559868794 | Administratively Determined Incentive Program | PORT NORRIS | 8349 | 9.43 | Residential | Behind the Meter | Yes | Trinity Solar, LLC | AC Electric |  | Accepted | 2025-06-06 | 2025-07-02 | 2026-07-02 | Inverters | Tesla | 1538000-45-x | 7600 |  | 1 |  |  | 0.97 |  | Outside
NJADRE1559868794 | Administratively Determined Incentive Program | PORT NORRIS | 8349 | 9.43 | Residential | Behind the Meter | Yes | Trinity Solar, LLC | AC Electric |  | Accepted | 2025-06-06 | 2025-07-02 | 2026-07-02 | Solar Panels | Hanwha | Q.PEAK DUO BLK ML-G10+ 410 |  | 0.41 | 23 | 192 | 23 |  | Fixed | Roof
NJADRE1559868830 | Administratively Determined Incentive Program | Plainfield | 7063 | 188.1 | School Public K-12 | Behind the Meter | Yes | HESP Construction, LLC | PSE&G |  | Accepted | 2025-06-09 | 2025-07-07 | 2026-07-07 | Solar Panels | HT-SAAE | HT72-18X-550 |  | 0.55 | 342 | 131 | 5 |  | Fixed | Roof
NJADRE1559868830 | Administratively Determined Incentive Program | Plainfield | 7063 | 188.1 | School Public K-12 | Behind the Meter | Yes | HESP Construction, LLC | PSE&G |  | Accepted | 2025-06-09 | 2025-07-07 | 2026-07-07 | Inverters | Solar Edge | SE80KUS | 80000 |  | 2 |  |  | 0.985 |  | Outside
NJADRE1559869324 | Administratively Determined Incentive Program | Oakland | 7436 | 5.74 | Residential | Behind the Meter | Yes | Trinity Solar, LLC | Orange Rockland Electric |  | Accepted | 2025-06-06 | 2025-07-02 | 2026-07-02 | Inverters | TESLA 5.0kW (PV ONLY) | TESLA 5.0kW (PV ONLY) | 5000 |  | 1 |  |  | 0.97 |  | Outside
NJADRE1559869324 | Administratively Determined Incentive Program | Oakland | 7436 | 5.74 | Residential | Behind the Meter | Yes | Trinity Solar, LLC | Orange Rockland Electric |  | Accepted | 2025-06-06 | 2025-07-02 | 2026-07-02 | Solar Panels | HANWHA 410 (Q.PEAK DUO BLK ML-G10+410) | HANWHA 410 (Q.PEAK DUO BLK ML-G10+410) |  | 0.41 | 14 | 127 | 37 |  | Fixed | Roof
NJADRE1559869752 | Administratively Determined Incentive Program | ATLANTIC CITY | 8401 | 4.92 | Residential | Behind the Meter | Yes | SunPurity, LLC | AC Electric |  | Accepted | 2025-06-06 | 2025-07-02 | 2026-07-02 | Inverters | SolarEdge | SE7600H-US | 7600 |  | 1 |  |  | 0.99 |  | Outdoor
NJADRE1559869752 | Administratively Determined Incentive Program | ATLANTIC CITY | 8401 | 4.92 | Residential | Behind the Meter | Yes | SunPurity, LLC | AC Electric |  | Accepted | 2025-06-06 | 2025-07-02 | 2026-07-02 | Solar Panels | Hanwha Q cells | Q.PEAK DUO BLK-ML-G10+ 410W |  | 0.41 | 12 | 111 | 19 |  | Fixed | Roof
NJADRE1559869879 | Administratively Determined Incentive Program | Chesilhurst | 8089 | 13.37 | Residential | Behind the Meter | Yes | Sunrun Installation Services, Inc. | AC Electric |  | Accepted | 2025-06-06 | 2025-07-02 | 2026-07-02 | Solar Panels | JA Solar | JAM54S31-405/MR |  | 0.405 | 12 | 17 | 18 |  | Fixed | Roof
NJADRE1559869879 | Administratively Determined Incentive Program | Chesilhurst | 8089 | 13.37 | Residential | Behind the Meter | Yes | Sunrun Installation Services, Inc. | AC Electric |  | Accepted | 2025-06-06 | 2025-07-02 | 2026-07-02 | Solar Panels | JA Solar | JAM54S31-405/MR |  | 0.405 | 21 | 197 | 18 |  | Fixed | Roof
NJADRE1559869879 | Administratively Determined Incentive Program | Chesilhurst | 8089 | 13.37 | Residential | Behind the Meter | Yes | Sunrun Installation Services, Inc. | AC Electric |  | Accepted | 2025-06-06 | 2025-07-02 | 2026-07-02 | Inverters | SolarEdge Technologies | SE10000H-USMN | 10000 |  | 1 |  |  | 0.99 |  | Outdoor | Next to meter
NJADRE1559869907 | Administratively Determined Incentive Program | FRANKLIN TOWNSHIP | 8867 | 10.38 | Residential | Behind the Meter | No | Solar Energy World | JCP&L |  | Accepted | 2025-06-06 | 2025-07-02 | 2026-07-02 | Solar Panels | Hanwha | Q.PEAK DUO BLK ML-G10+-415W |  | 0.415 | 18 | 224 | 33 |  | Fixed | Roof
NJADRE1559869907 | Administratively Determined Incentive Program | FRANKLIN TOWNSHIP | 8867 | 10.38 | Residential | Behind the Meter | No | Solar Energy World | JCP&L |  | Accepted | 2025-06-06 | 2025-07-02 | 2026-07-02 | Inverters | Enphase | IQ8+-72-M-US | 290 |  | 25 |  |  | 0.97 |  | Outside
NJADRE1559869907 | Administratively Determined Incentive Program | FRANKLIN TOWNSHIP | 8867 | 10.38 | Residential | Behind the Meter | No | Solar Energy World | JCP&L |  | Accepted | 2025-06-06 | 2025-07-02 | 2026-07-02 | Solar Panels | Hanwha | Q.PEAK DUO BLK ML-G10+-415W |  | 0.415 | 4 | 223 | 34 |  | Fixed | Roof
NJADRE1559869907 | Administratively Determined Incentive Program | FRANKLIN TOWNSHIP | 8867 | 10.38 | Residential | Behind the Meter | No | Solar Energy World | JCP&L |  | Accepted | 2025-06-06 | 2025-07-02 | 2026-07-02 | Solar Panels | Hanwha | Q.PEAK DUO BLK ML-G10+-415W |  | 0.415 | 3 | 133 | 32 |  | Fixed | Roof
NJADRE1559869949 | Administratively Determined Incentive Program | MEDFORD | 8055 | 16.965 | Residential | Behind the Meter | No | Impact Solar, LLC | PSE&G |  | Accepted | 2025-06-06 | 2025-07-02 | 2026-07-02 | Solar Panels | Hanwha | Q.TRON BLK M-G2+ 435 |  | 0.435 | 4 | 101 | 45 |  | Fixed | Roof
NJADRE1559869949 | Administratively Determined Incentive Program | MEDFORD | 8055 | 16.965 | Residential | Behind the Meter | No | Impact Solar, LLC | PSE&G |  | Accepted | 2025-06-06 | 2025-07-02 | 2026-07-02 | Solar Panels | Hanwha | Q.TRON BLK M-G2+ 435 |  | 0.435 | 9 | 101 | 45 |  | Fixed | Roof
NJADRE1559869949 | Administratively Determined Incentive Program | MEDFORD | 8055 | 16.965 | Residential | Behind the Meter | No | Impact Solar, LLC | PSE&G |  | Accepted | 2025-06-06 | 2025-07-02 | 2026-07-02 | Inverters | Enphase | IQ8MC-72-M-US | 320 |  | 39 |  |  | 0.97 |  | Outside | under panels
NJADRE1559869949 | Administratively Determined Incentive Program | MEDFORD | 8055 | 16.965 | Residential | Behind the Meter | No | Impact Solar, LLC | PSE&G |  | Accepted | 2025-06-06 | 2025-07-02 | 2026-07-02 | Solar Panels | Hanwha | Q.TRON BLK M-G2+ 435 |  | 0.435 | 5 | 281 | 45 |  | Fixed | Roof
NJADRE1559869949 | Administratively Determined Incentive Program | MEDFORD | 8055 | 16.965 | Residential | Behind the Meter | No | Impact Solar, LLC | PSE&G |  | Accepted | 2025-06-06 | 2025-07-02 | 2026-07-02 | Meters | Enphase | IQ Envoy |  |  | 1 |  |  |  | Yes | Indoor
NJADRE1559869949 | Administratively Determined Incentive Program | MEDFORD | 8055 | 16.965 | Residential | Behind the Meter | No | Impact Solar, LLC | PSE&G |  | Accepted | 2025-06-06 | 2025-07-02 | 2026-07-02 | Solar Panels | Hanwha | Q.TRON BLK M-G2+ 435 |  | 0.435 | 10 | 11 | 23 |  | Fixed | Roof
NJADRE1559869949 | Administratively Determined Incentive Program | MEDFORD | 8055 | 16.965 | Residential | Behind the Meter | No | Impact Solar, LLC | PSE&G |  | Accepted | 2025-06-06 | 2025-07-02 | 2026-07-02 | Solar Panels | Hanwha | Q.TRON BLK M-G2+ 435 |  | 0.435 | 5 | 191 | 45 |  | Fixed | Roof
NJADRE1559869949 | Administratively Determined Incentive Program | MEDFORD | 8055 | 16.965 | Residential | Behind the Meter | No | Impact Solar, LLC | PSE&G |  | Accepted | 2025-06-06 | 2025-07-02 | 2026-07-02 | Solar Panels | Hanwha | Q.TRON BLK M-G2+ 435 |  | 0.435 | 6 | 101 | 23 |  | Fixed | Roof
NJADRE1559869965 | Administratively Determined Incentive Program | Toms River | 8753 | 9.13 | Residential | Behind the Meter | Yes | SunPurity, LLC | JCP&L |  | Accepted | 2025-06-06 | 2025-07-02 | 2026-07-02 | Solar Panels | Hanwha Q cells | Q.PEAK DUO BLK-ML-G10+ 415W |  | 0.415 | 7 | 209 | 20 |  | Fixed | Roof
NJADRE1559869965 | Administratively Determined Incentive Program | Toms River | 8753 | 9.13 | Residential | Behind the Meter | Yes | SunPurity, LLC | JCP&L |  | Accepted | 2025-06-06 | 2025-07-02 | 2026-07-02 | Inverters | SolarEdge | SE7600H-US | 7600 |  | 1 |  |  | 0.99 |  | Outdoor
NJADRE1559869965 | Administratively Determined Incentive Program | Toms River | 8753 | 9.13 | Residential | Behind the Meter | Yes | SunPurity, LLC | JCP&L |  | Accepted | 2025-06-06 | 2025-07-02 | 2026-07-02 | Solar Panels | Hanwha Q cells | Q.PEAK DUO BLK-ML-G10+ 415W |  | 0.415 | 15 | 209 | 20 |  | Fixed | Roof
NJADRE1559869975 | Administratively Determined Incentive Program | TRENTON | 8610 | 10.66 | Residential | Behind the Meter | No | Tesla Energy Operations, Inc. | PSE&G |  | Accepted | 2025-06-06 | 2025-07-02 | 2026-07-02 | Inverters | Tesla | 1538000-XX-Y | 5000 |  | 2 |  |  | 0.98 |  | Outside
NJADRE1559869975 | Administratively Determined Incentive Program | TRENTON | 8610 | 10.66 | Residential | Behind the Meter | No | Tesla Energy Operations, Inc. | PSE&G |  | Accepted | 2025-06-06 | 2025-07-02 | 2026-07-02 | Solar Panels | Hanwha | Q.PEAK DUO BLK ML-G10+/TS 410 |  | 0.41 | 13 | 209 | 30 |  | Fixed | Roof
NJADRE1559869975 | Administratively Determined Incentive Program | TRENTON | 8610 | 10.66 | Residential | Behind the Meter | No | Tesla Energy Operations, Inc. | PSE&G |  | Accepted | 2025-06-06 | 2025-07-02 | 2026-07-02 | Solar Panels | Hanwha | Q.PEAK DUO BLK ML-G10+/TS 410 |  | 0.41 | 13 | 29 | 30 |  | Fixed | Roof
NJADRE1559869986 | Administratively Determined Incentive Program | SPARTA | 7871 | 9.775 | Residential | Behind the Meter | No | Onsite Energy, Inc. | JCP&L |  | Accepted | 2025-06-06 | 2025-07-02 | 2026-07-02 | Solar Panels | JINKO SOLAR | JKM425N-54HL4-B 425W Black on Black |  | 0.425 | 6 | 356 | 12 |  | Fixed | Roof
NJADRE1559869986 | Administratively Determined Incentive Program | SPARTA | 7871 | 9.775 | Residential | Behind the Meter | No | Onsite Energy, Inc. | JCP&L |  | Accepted | 2025-06-06 | 2025-07-02 | 2026-07-02 | Inverters | Tesla | TESLA 7.6 KW (1538000-XX-Y) [240V] | 7600 |  | 1 |  |  | 0.986 |  | Outside
NJADRE1559869986 | Administratively Determined Incentive Program | SPARTA | 7871 | 9.775 | Residential | Behind the Meter | No | Onsite Energy, Inc. | JCP&L |  | Accepted | 2025-06-06 | 2025-07-02 | 2026-07-02 | Solar Panels | JINKO SOLAR | JKM425N-54HL4-B 425W Black on Black |  | 0.425 | 17 | 176 | 34 |  | Fixed | Roof
NJADRE1559869986 | Administratively Determined Incentive Program | SPARTA | 7871 | 9.775 | Residential | Behind the Meter | No | Onsite Energy, Inc. | JCP&L |  | Accepted | 2025-06-06 | 2025-07-02 | 2026-07-02 | Meters | Tesla | The Tesla Gateway |  |  | 1 |  |  |  | Yes | Outdoor
NJADRE1559869991 | Administratively Determined Incentive Program | Hillsborough | 8844 | 11.61 | Residential | Behind the Meter | Yes | Pro Custom Solar dba Momentum Solar | PSE&G |  | Accepted | 2025-06-06 | 2025-07-02 | 2026-07-02 | Solar Panels | HANWHA | Q.TRON BLK M-G2+430 |  | 0.43 | 10 | 194 | 34 |  | Fixed | Roof
NJADRE1559869991 | Administratively Determined Incentive Program | Hillsborough | 8844 | 11.61 | Residential | Behind the Meter | Yes | Pro Custom Solar dba Momentum Solar | PSE&G |  | Accepted | 2025-06-06 | 2025-07-02 | 2026-07-02 | Solar Panels | HANWHA | Q.TRON BLK M-G2+430 |  | 0.43 | 3 | 104 | 34 |  | Fixed | Roof
NJADRE1559869991 | Administratively Determined Incentive Program | Hillsborough | 8844 | 11.61 | Residential | Behind the Meter | Yes | Pro Custom Solar dba Momentum Solar | PSE&G |  | Accepted | 2025-06-06 | 2025-07-02 | 2026-07-02 | Solar Panels | HANWHA | Q.TRON BLK M-G2+430 |  | 0.43 | 10 | 14 | 34 |  | Fixed | Roof
NJADRE1559869991 | Administratively Determined Incentive Program | Hillsborough | 8844 | 11.61 | Residential | Behind the Meter | Yes | Pro Custom Solar dba Momentum Solar | PSE&G |  | Accepted | 2025-06-06 | 2025-07-02 | 2026-07-02 | Inverters | ENPHASE | IQ8HC-72-M-DOM-US | 380 |  | 27 |  |  | 0.97 |  | Outdoor
NJADRE1559869991 | Administratively Determined Incentive Program | Hillsborough | 8844 | 11.61 | Residential | Behind the Meter | Yes | Pro Custom Solar dba Momentum Solar | PSE&G |  | Accepted | 2025-06-06 | 2025-07-02 | 2026-07-02 | Solar Panels | HANWHA | Q.TRON BLK M-G2+430 |  | 0.43 | 4 | 194 | 33 |  | Fixed | Roof
NJADRE1559870005 | Administratively Determined Incentive Program | CHATHAM | 7928 | 11.89 | Residential | Behind the Meter | Yes | Trinity Solar, LLC | JCP&L |  | Accepted | 2025-06-06 | 2025-07-02 | 2026-07-02 | Inverters | SOLAREDGE | SE10000H-USSNBBL14 | 10000 |  | 1 |  |  | 0.97 |  | Outside
NJADRE1559870005 | Administratively Determined Incentive Program | CHATHAM | 7928 | 11.89 | Residential | Behind the Meter | Yes | Trinity Solar, LLC | JCP&L |  | Accepted | 2025-06-06 | 2025-07-02 | 2026-07-02 | Solar Panels | HANWHA 410 (Q.PEAK DUO BLK ML-G10+410) | HANWHA 410 (Q.PEAK DUO BLK ML-G10+410) |  | 0.41 | 12 | 305 | 10 |  | Fixed | Roof
NJADRE1559870005 | Administratively Determined Incentive Program | CHATHAM | 7928 | 11.89 | Residential | Behind the Meter | Yes | Trinity Solar, LLC | JCP&L |  | Accepted | 2025-06-06 | 2025-07-02 | 2026-07-02 | Solar Panels | HANWHA 410 (Q.PEAK DUO BLK ML-G10+410) | HANWHA 410 (Q.PEAK DUO BLK ML-G10+410) |  | 0.41 | 7 | 215 | 42 |  | Fixed | Roof
NJADRE1559870005 | Administratively Determined Incentive Program | CHATHAM | 7928 | 11.89 | Residential | Behind the Meter | Yes | Trinity Solar, LLC | JCP&L |  | Accepted | 2025-06-06 | 2025-07-02 | 2026-07-02 | Solar Panels | HANWHA 410 (Q.PEAK DUO BLK ML-G10+410) | HANWHA 410 (Q.PEAK DUO BLK ML-G10+410) |  | 0.41 | 8 | 305 | 32 |  | Fixed | Roof
NJADRE1559870005 | Administratively Determined Incentive Program | CHATHAM | 7928 | 11.89 | Residential | Behind the Meter | Yes | Trinity Solar, LLC | JCP&L |  | Accepted | 2025-06-06 | 2025-07-02 | 2026-07-02 | Solar Panels | HANWHA 410 (Q.PEAK DUO BLK ML-G10+410) | HANWHA 410 (Q.PEAK DUO BLK ML-G10+410) |  | 0.41 | 2 | 305 | 31 |  | Fixed | Roof
NJADRE1559870006 | Administratively Determined Incentive Program | UPPER TOWNSHIP | 8230 | 6.97 | Residential | Behind the Meter | Yes | Trinity Solar, LLC | AC Electric |  | Accepted | 2025-06-06 | 2025-07-02 | 2026-07-02 | Inverters | Solar Edge | USE5700H-US | 5760 |  | 1 |  |  | 0.97 |  | Outside
NJADRE1559870006 | Administratively Determined Incentive Program | UPPER TOWNSHIP | 8230 | 6.97 | Residential | Behind the Meter | Yes | Trinity Solar, LLC | AC Electric |  | Accepted | 2025-06-06 | 2025-07-02 | 2026-07-02 | Solar Panels | Hanwha | Q.PEAK DUO BLK ML-G10+ 410 |  | 0.41 | 14 | 218 | 23 |  | Fixed | Roof
NJADRE1559870006 | Administratively Determined Incentive Program | UPPER TOWNSHIP | 8230 | 6.97 | Residential | Behind the Meter | Yes | Trinity Solar, LLC | AC Electric |  | Accepted | 2025-06-06 | 2025-07-02 | 2026-07-02 | Solar Panels | Hanwha | Q.PEAK DUO BLK ML-G10+ 410 |  | 0.41 | 3 | 218 | 24 |  | Fixed | Roof
NJADRE1559870042 | Administratively Determined Incentive Program | PATERSON | 7501 | 10.4 | Residential | Behind the Meter | Yes | Freedom Forever New Jersey, LLC | PSE&G |  | Accepted | 2025-06-06 | 2025-07-02 | 2026-07-02 | Inverters | Solar Edge | SE7600H-USRGM [SI1 | 7600 |  | 1 |  |  | 0.99 |  | Outside
NJADRE1559870042 | Administratively Determined Incentive Program | PATERSON | 7501 | 10.4 | Residential | Behind the Meter | Yes | Freedom Forever New Jersey, LLC | PSE&G |  | Accepted | 2025-06-06 | 2025-07-02 | 2026-07-02 | Solar Panels | JINKO SOLAR | JKM385M-6RL3-B |  | 0.385 | 9 | 182 | 10 |  | Fixed | Roof
NJADRE1559870042 | Administratively Determined Incentive Program | PATERSON | 7501 | 10.4 | Residential | Behind the Meter | Yes | Freedom Forever New Jersey, LLC | PSE&G |  | Accepted | 2025-06-06 | 2025-07-02 | 2026-07-02 | Solar Panels | JINKO SOLAR | JKM385M-6RL3-B |  | 0.385 | 8 | 2 | 27 |  | Fixed | Roof
NJADRE1559870042 | Administratively Determined Incentive Program | PATERSON | 7501 | 10.4 | Residential | Behind the Meter | Yes | Freedom Forever New Jersey, LLC | PSE&G |  | Accepted | 2025-06-06 | 2025-07-02 | 2026-07-02 | Solar Panels | JINKO SOLAR | JKM385M-6RL3-B |  | 0.385 | 10 | 92 | 11 |  | Fixed | Roof
NJADRE1559870044 | Administratively Determined Incentive Program | PRINCETON TWP | 8540 | 20.25 | Residential | Behind the Meter | No | Sunrun Installation Services, Inc. | PSE&G |  | Accepted | 2025-06-09 | 2025-07-02 | 2026-07-02 | Solar Panels | JA SOLAR | JAM54S31-405/MR |  | 0.405 | 22 | 198 | 40 |  | Fixed | Roof
NJADRE1559870044 | Administratively Determined Incentive Program | PRINCETON TWP | 8540 | 20.25 | Residential | Behind the Meter | No | Sunrun Installation Services, Inc. | PSE&G |  | Accepted | 2025-06-09 | 2025-07-02 | 2026-07-02 | Inverters | SOLAREDGE TECHNOLOGIES | SE10000H-USMN | 10000 |  | 1 |  |  | 0.99 |  | Outdoor
NJADRE1559870044 | Administratively Determined Incentive Program | PRINCETON TWP | 8540 | 20.25 | Residential | Behind the Meter | No | Sunrun Installation Services, Inc. | PSE&G |  | Accepted | 2025-06-09 | 2025-07-02 | 2026-07-02 | Solar Panels | JA SOLAR | JAM54S31-405/MR |  | 0.405 | 28 | 198 | 34 |  | Fixed | Roof
NJADRE1559870044 | Administratively Determined Incentive Program | PRINCETON TWP | 8540 | 20.25 | Residential | Behind the Meter | No | Sunrun Installation Services, Inc. | PSE&G |  | Accepted | 2025-06-09 | 2025-07-02 | 2026-07-02 | Inverters | SOLAREDGE TECHNOLOGIES | SE3800H-USMN | 3800 |  | 1 |  |  | 0.99 |  | Outdoor
NJADRE1559870047 | Administratively Determined Incentive Program | TOMS RIVER | 8753 | 11.89 | Residential | Behind the Meter | Yes | Trinity Solar, LLC | JCP&L |  | Accepted | 2025-06-06 | 2025-07-02 | 2026-07-02 | Inverters | SOLAREDGE | USE10000H-USMNBL75 | 10000 |  | 1 |  |  | 0.97 |  | Outside
NJADRE1559870047 | Administratively Determined Incentive Program | TOMS RIVER | 8753 | 11.89 | Residential | Behind the Meter | Yes | Trinity Solar, LLC | JCP&L |  | Accepted | 2025-06-06 | 2025-07-02 | 2026-07-02 | Solar Panels | HANWHA 410 (Q.PEAK DUO BLK ML-G10+410) | HANWHA 410 (Q.PEAK DUO BLK ML-G10+410) |  | 0.41 | 9 | 86 | 27 |  | Fixed | Roof
NJADRE1559870047 | Administratively Determined Incentive Program | TOMS RIVER | 8753 | 11.89 | Residential | Behind the Meter | Yes | Trinity Solar, LLC | JCP&L |  | Accepted | 2025-06-06 | 2025-07-02 | 2026-07-02 | Solar Panels | HANWHA 410 (Q.PEAK DUO BLK ML-G10+410) | HANWHA 410 (Q.PEAK DUO BLK ML-G10+410) |  | 0.41 | 14 | 266 | 27 |  | Fixed | Roof
NJADRE1559870047 | Administratively Determined Incentive Program | TOMS RIVER | 8753 | 11.89 | Residential | Behind the Meter | Yes | Trinity Solar, LLC | JCP&L |  | Accepted | 2025-06-06 | 2025-07-02 | 2026-07-02 | Solar Panels | HANWHA 410 (Q.PEAK DUO BLK ML-G10+410) | HANWHA 410 (Q.PEAK DUO BLK ML-G10+410) |  | 0.41 | 6 | 266 | 27 |  | Fixed | Roof
NJADRE1559870077 | Administratively Determined Incentive Program | MOUNT HOLLY | 8060 | 6.15 | Residential | Behind the Meter | Yes | Pro Custom Solar dba Momentum Solar | PSE&G |  | Accepted | 2025-06-06 | 2025-07-02 | 2026-07-02 | Solar Panels | Hanwha | IQ8HC-72-M-DOM-US |  | 0.41 | 5 | 45 | 20 |  | Fixed | Roof
NJADRE1559870077 | Administratively Determined Incentive Program | MOUNT HOLLY | 8060 | 6.15 | Residential | Behind the Meter | Yes | Pro Custom Solar dba Momentum Solar | PSE&G |  | Accepted | 2025-06-06 | 2025-07-02 | 2026-07-02 | Inverters | ENPHASE | IQ8HC-72-M-DOM-US | 380 |  | 15 |  |  | 0.97 |  | Outdoor
NJADRE1559870077 | Administratively Determined Incentive Program | MOUNT HOLLY | 8060 | 6.15 | Residential | Behind the Meter | Yes | Pro Custom Solar dba Momentum Solar | PSE&G |  | Accepted | 2025-06-06 | 2025-07-02 | 2026-07-02 | Solar Panels | Hanwha | IQ8HC-72-M-DOM-US |  | 0.41 | 10 | 225 | 20 |  | Fixed | Roof
NJADRE1559870097 | Administratively Determined Incentive Program | EGG HARBOR TOWNSHIP | 8234 | 12.71 | Residential | Behind the Meter | Yes | Trinity Solar, LLC | AC Electric |  | Accepted | 2025-06-06 | 2025-07-02 | 2026-07-02 | Inverters | SOLAREDGE | SE10000H-USMNBBL15 | 10000 |  | 1 |  |  | 0.97 |  | Outside
NJADRE1559870097 | Administratively Determined Incentive Program | EGG HARBOR TOWNSHIP | 8234 | 12.71 | Residential | Behind the Meter | Yes | Trinity Solar, LLC | AC Electric |  | Accepted | 2025-06-06 | 2025-07-02 | 2026-07-02 | Solar Panels | HANWHA 410 (Q.PEAK DUO BLK ML-G10+410) | HANWHA 410 (Q.PEAK DUO BLK ML-G10+410) |  | 0.41 | 5 | 176 | 37 |  | Fixed | Roof
NJADRE1559870097 | Administratively Determined Incentive Program | EGG HARBOR TOWNSHIP | 8234 | 12.71 | Residential | Behind the Meter | Yes | Trinity Solar, LLC | AC Electric |  | Accepted | 2025-06-06 | 2025-07-02 | 2026-07-02 | Solar Panels | HANWHA 410 (Q.PEAK DUO BLK ML-G10+410) | HANWHA 410 (Q.PEAK DUO BLK ML-G10+410) |  | 0.41 | 4 | 176 | 34 |  | Fixed | Roof
NJADRE1559870097 | Administratively Determined Incentive Program | EGG HARBOR TOWNSHIP | 8234 | 12.71 | Residential | Behind the Meter | Yes | Trinity Solar, LLC | AC Electric |  | Accepted | 2025-06-06 | 2025-07-02 | 2026-07-02 | Solar Panels | HANWHA 410 (Q.PEAK DUO BLK ML-G10+410) | HANWHA 410 (Q.PEAK DUO BLK ML-G10+410) |  | 0.41 | 22 | 176 | 34 |  | Fixed | Roof
NJADRE1559870119 | Administratively Determined Incentive Program | SOUTH PLAINFIELD | 7080 | 3.01 | Residential | Behind the Meter | No | Pro Custom Solar dba Momentum Solar | PSE&G |  | Accepted | 2025-06-06 | 2025-07-02 | 2026-07-02 | Solar Panels | HANWHA | Q.TRON BLK M-G2+430 |  | 0.43 | 7 | 217 | 37 |  | Fixed | Roof
NJADRE1559870119 | Administratively Determined Incentive Program | SOUTH PLAINFIELD | 7080 | 3.01 | Residential | Behind the Meter | No | Pro Custom Solar dba Momentum Solar | PSE&G |  | Accepted | 2025-06-06 | 2025-07-02 | 2026-07-02 | Inverters | ENPHASE | IQ8PLUS-72-2-US | 380 |  | 7 |  |  | 0.97 |  | Outdoor
NJADRE1559870124 | Administratively Determined Incentive Program | Millville | 8332 | 10.63 | Residential | Behind the Meter | No | Onsite Energy, Inc. | AC Electric |  | Accepted | 2025-06-10 | 2025-07-07 | 2026-07-07 | Solar Panels | Jinko Solar | JKM425N-54HL4-B BOB |  | 0.425 | 1 | 246 | 5 |  | Fixed | Roof
NJADRE1559870124 | Administratively Determined Incentive Program | Millville | 8332 | 10.63 | Residential | Behind the Meter | No | Onsite Energy, Inc. | AC Electric |  | Accepted | 2025-06-10 | 2025-07-07 | 2026-07-07 | Solar Panels | Jinko Solar | JKM425N-54HL4-B BOB |  | 0.425 | 7 | 246 | 45 |  | Fixed | Roof
NJADRE1559870124 | Administratively Determined Incentive Program | Millville | 8332 | 10.63 | Residential | Behind the Meter | No | Onsite Energy, Inc. | AC Electric |  | Accepted | 2025-06-10 | 2025-07-07 | 2026-07-07 | Solar Panels | Jinko Solar | JKM425N-54HL4-B BOB |  | 0.425 | 1 | 156 | 5 |  | Fixed | Roof
NJADRE1559870124 | Administratively Determined Incentive Program | Millville | 8332 | 10.63 | Residential | Behind the Meter | No | Onsite Energy, Inc. | AC Electric |  | Accepted | 2025-06-10 | 2025-07-07 | 2026-07-07 | Inverters | Enphase | IQ8M-72-2-US 240V | 325 |  | 25 |  |  | 0.976 |  | Outdoor | Rooftop
NJADRE1559870124 | Administratively Determined Incentive Program | Millville | 8332 | 10.63 | Residential | Behind the Meter | No | Onsite Energy, Inc. | AC Electric |  | Accepted | 2025-06-10 | 2025-07-07 | 2026-07-07 | Meters | Enphase | 125A ENPHASE IQ COMBINER 5 |  |  | 1 |  |  |  | Yes | Outdoor
NJADRE1559870124 | Administratively Determined Incentive Program | Millville | 8332 | 10.63 | Residential | Behind the Meter | No | Onsite Energy, Inc. | AC Electric |  | Accepted | 2025-06-10 | 2025-07-07 | 2026-07-07 | Solar Panels | Jinko Solar | JKM425N-54HL4-B BOB |  | 0.425 | 13 | 156 | 51 |  | Fixed | Roof
NJADRE1559870124 | Administratively Determined Incentive Program | Millville | 8332 | 10.63 | Residential | Behind the Meter | No | Onsite Energy, Inc. | AC Electric |  | Accepted | 2025-06-10 | 2025-07-07 | 2026-07-07 | Solar Panels | Jinko Solar | JKM425N-54HL4-B BOB |  | 0.425 | 3 | 66 | 45 |  | Fixed | Roof
NJADRE1559870172 | Administratively Determined Incentive Program | PENNSAUKEN | 8110 | 14.45 | Residential | Behind the Meter | Yes | Power Energy Solutions, LLC | PSE&G |  | Accepted | 2025-06-06 | 2025-07-07 | 2026-07-07 | Solar Panels | Trina Solar | TSM-425NE09RC.05 |  | 0.425 | 11 | 101 | 20 |  | Fixed | Roof
NJADRE1559870172 | Administratively Determined Incentive Program | PENNSAUKEN | 8110 | 14.45 | Residential | Behind the Meter | Yes | Power Energy Solutions, LLC | PSE&G |  | Accepted | 2025-06-06 | 2025-07-07 | 2026-07-07 | Inverters | SolarEdge | SE3800H-US | 4 |  | 1 |  |  | 0.97 |  | Outdoor
NJADRE1559870172 | Administratively Determined Incentive Program | PENNSAUKEN | 8110 | 14.45 | Residential | Behind the Meter | Yes | Power Energy Solutions, LLC | PSE&G |  | Accepted | 2025-06-06 | 2025-07-07 | 2026-07-07 | Solar Panels | Trina Solar | TSM-425NE09RC.05 |  | 0.425 | 7 | 10 | 20 |  | Fixed | Roof
NJADRE1559870172 | Administratively Determined Incentive Program | PENNSAUKEN | 8110 | 14.45 | Residential | Behind the Meter | Yes | Power Energy Solutions, LLC | PSE&G |  | Accepted | 2025-06-06 | 2025-07-07 | 2026-07-07 | Solar Panels | Trina Solar | TSM-425NE09RC.05 |  | 0.425 | 6 | 190 | 20 |  | Fixed | Roof
NJADRE1559870172 | Administratively Determined Incentive Program | PENNSAUKEN | 8110 | 14.45 | Residential | Behind the Meter | Yes | Power Energy Solutions, LLC | PSE&G |  | Accepted | 2025-06-06 | 2025-07-07 | 2026-07-07 | Solar Panels | Trina Solar | TSM-425NE09RC.05 |  | 0.425 | 4 | 281 | 20 |  | Fixed | Roof
NJADRE1559870172 | Administratively Determined Incentive Program | PENNSAUKEN | 8110 | 14.45 | Residential | Behind the Meter | Yes | Power Energy Solutions, LLC | PSE&G |  | Accepted | 2025-06-06 | 2025-07-07 | 2026-07-07 | Solar Panels | Trina Solar | TSM-425NE09RC.05 |  | 0.425 | 3 | 190 | 45 |  | Fixed | Roof
NJADRE1559870172 | Administratively Determined Incentive Program | PENNSAUKEN | 8110 | 14.45 | Residential | Behind the Meter | Yes | Power Energy Solutions, LLC | PSE&G |  | Accepted | 2025-06-06 | 2025-07-07 | 2026-07-07 | Inverters | SolarEdge | SE5700H-US | 6 |  | 1 |  |  | 0.97 |  | Outdoor
NJADRE1559870172 | Administratively Determined Incentive Program | PENNSAUKEN | 8110 | 14.45 | Residential | Behind the Meter | Yes | Power Energy Solutions, LLC | PSE&G |  | Accepted | 2025-06-06 | 2025-07-07 | 2026-07-07 | Solar Panels | Trina Solar | TSM-425NE09RC.05 |  | 0.425 | 3 | 10 | 45 |  | Fixed | Roof
NJADRE1559870479 | Administratively Determined Incentive Program | BERLIN TOWNSHIP | 8091 | 14.355 | Residential | Behind the Meter | Yes | Velocity Energy & Home Solutions, Inc. | AC Electric |  | Accepted | 2025-06-06 | 2025-07-07 | 2026-07-07 | Solar Panels | qtron | 435w |  | 0.435 | 16 | 164.84 | 20 |  | Fixed | Roof
NJADRE1559870479 | Administratively Determined Incentive Program | BERLIN TOWNSHIP | 8091 | 14.355 | Residential | Behind the Meter | Yes | Velocity Energy & Home Solutions, Inc. | AC Electric |  | Accepted | 2025-06-06 | 2025-07-07 | 2026-07-07 | Solar Panels | qtron | 435w |  | 0.435 | 11 | 164.84 | 20 |  | Fixed | Roof
NJADRE1559870479 | Administratively Determined Incentive Program | BERLIN TOWNSHIP | 8091 | 14.355 | Residential | Behind the Meter | Yes | Velocity Energy & Home Solutions, Inc. | AC Electric |  | Accepted | 2025-06-06 | 2025-07-07 | 2026-07-07 | Solar Panels | qtron | 435w |  | 0.435 | 3 | 344.84 | 20 |  | Fixed | Roof
NJADRE1559870479 | Administratively Determined Incentive Program | BERLIN TOWNSHIP | 8091 | 14.355 | Residential | Behind the Meter | Yes | Velocity Energy & Home Solutions, Inc. | AC Electric |  | Accepted | 2025-06-06 | 2025-07-07 | 2026-07-07 | Inverters | enphase | iq8hc | 380 |  | 33 |  |  | 0.99 |  | Outside | behind panels
NJADRE1559870479 | Administratively Determined Incentive Program | BERLIN TOWNSHIP | 8091 | 14.355 | Residential | Behind the Meter | Yes | Velocity Energy & Home Solutions, Inc. | AC Electric |  | Accepted | 2025-06-06 | 2025-07-07 | 2026-07-07 | Solar Panels | qtron | 435w |  | 0.435 | 3 | 344.84 | 20 |  | Fixed | Roof
NJADRE1559870547 | Administratively Determined Incentive Program | CRANFORD | 7016 | 4.92 | Residential | Behind the Meter | No | Tesla Energy Operations, Inc. | PSE&G |  | Accepted | 2025-06-06 | 2025-07-02 | 2026-07-02 | Electric Storage Battery | Tesla | Powerwall 3 |  |  | 1 |  |  |  | Lithium Ion |  | OUTSIDE
NJADRE1559870547 | Administratively Determined Incentive Program | CRANFORD | 7016 | 4.92 | Residential | Behind the Meter | No | Tesla Energy Operations, Inc. | PSE&G |  | Accepted | 2025-06-06 | 2025-07-02 | 2026-07-02 | Solar Panels | Hanwha | Q.PEAK DUO BLK ML-G10+/TS 410 |  | 0.41 | 12 | 128 | 21 |  | Fixed | Roof
NJADRE1559870547 | Administratively Determined Incentive Program | CRANFORD | 7016 | 4.92 | Residential | Behind the Meter | No | Tesla Energy Operations, Inc. | PSE&G |  | Accepted | 2025-06-06 | 2025-07-02 | 2026-07-02 | Inverters | Tesla | 1707000-XX-Y | 11500 |  | 1 |  |  | 0.98 |  | Outside
NJADRE1559870726 | Administratively Determined Incentive Program | PENNSVILLE TOWNSHIP | 8070 | 13.485 | Residential | Behind the Meter | Yes | SunnyMac, LLC | AC Electric |  | Accepted | 2025-06-06 | 2025-07-02 | 2026-07-02 | Solar Panels | Q.TRON BLK M-G2+ | 435 |  | 0.435 | 4 | 83 | 22 |  | Fixed | Roof
NJADRE1559870726 | Administratively Determined Incentive Program | PENNSVILLE TOWNSHIP | 8070 | 13.485 | Residential | Behind the Meter | Yes | SunnyMac, LLC | AC Electric |  | Accepted | 2025-06-06 | 2025-07-02 | 2026-07-02 | Solar Panels | HANWHA | Q.TRON BLK M-G2+ |  | 0.435 | 5 | 173 | 20 |  | Fixed | Roof
NJADRE1559870726 | Administratively Determined Incentive Program | PENNSVILLE TOWNSHIP | 8070 | 13.485 | Residential | Behind the Meter | Yes | SunnyMac, LLC | AC Electric |  | Accepted | 2025-06-06 | 2025-07-02 | 2026-07-02 | Solar Panels | HANWHA | Q.TRON BLK M-G2+ |  | 0.435 | 6 | 353 | 25 |  | Fixed | Roof
NJADRE1559870726 | Administratively Determined Incentive Program | PENNSVILLE TOWNSHIP | 8070 | 13.485 | Residential | Behind the Meter | Yes | SunnyMac, LLC | AC Electric |  | Accepted | 2025-06-06 | 2025-07-02 | 2026-07-02 | Solar Panels | HANWHA | Q.TRON BLK M-G2+ |  | 0.435 | 3 | 353 | 16 |  | Fixed | Roof
NJADRE1559870726 | Administratively Determined Incentive Program | PENNSVILLE TOWNSHIP | 8070 | 13.485 | Residential | Behind the Meter | Yes | SunnyMac, LLC | AC Electric |  | Accepted | 2025-06-06 | 2025-07-02 | 2026-07-02 | Solar Panels | HANWHA | Q.TRON BLK M-G2+ |  | 0.435 | 5 | 173 | 8 |  | Fixed | Roof
NJADRE1559870726 | Administratively Determined Incentive Program | PENNSVILLE TOWNSHIP | 8070 | 13.485 | Residential | Behind the Meter | Yes | SunnyMac, LLC | AC Electric |  | Accepted | 2025-06-06 | 2025-07-02 | 2026-07-02 | Solar Panels | HANWHA | Q.TRON BLK M-G2+ |  | 0.435 | 8 | 263 | 22 |  | Fixed | Roof
NJADRE1559870726 | Administratively Determined Incentive Program | PENNSVILLE TOWNSHIP | 8070 | 13.485 | Residential | Behind the Meter | Yes | SunnyMac, LLC | AC Electric |  | Accepted | 2025-06-06 | 2025-07-02 | 2026-07-02 | Inverters | SOLAREDGE HOME HUB | SE10000H-US | 10000 |  | 1 |  |  | 0.99 |  | Outdoor | next to meter
NJADRE1559870728 | Administratively Determined Incentive Program | WEST WINDSOR TOWNSHIP | 8550 | 10.4 | Residential | Behind the Meter | No | Freedom Forever New Jersey, LLC | PSE&G |  | Accepted | 2025-06-06 | 2025-07-03 | 2026-07-03 | Solar Panels | Freedom Forever | FF-MP-BBB-400 |  | 0.4 | 6 | 183 | 26 |  | Fixed | Roof
NJADRE1559870728 | Administratively Determined Incentive Program | WEST WINDSOR TOWNSHIP | 8550 | 10.4 | Residential | Behind the Meter | No | Freedom Forever New Jersey, LLC | PSE&G |  | Accepted | 2025-06-06 | 2025-07-03 | 2026-07-03 | Inverters | Solar Edge | SE7600H-USRGM | 7600 |  | 1 |  |  | 0.99 |  | Outside
NJADRE1559870728 | Administratively Determined Incentive Program | WEST WINDSOR TOWNSHIP | 8550 | 10.4 | Residential | Behind the Meter | No | Freedom Forever New Jersey, LLC | PSE&G |  | Accepted | 2025-06-06 | 2025-07-03 | 2026-07-03 | Solar Panels | Freedom Forever | FF-MP-BBB-400 |  | 0.4 | 20 | 183 | 26 |  | Fixed | Roof
NJADRE1559870729 | Administratively Determined Incentive Program | CALDWELL | 7006 | 10.25 | Residential | Behind the Meter | Yes | Trinity Solar, LLC | PSE&G |  | Accepted | 2025-06-06 | 2025-07-02 | 2026-07-02 | Solar Panels | Hanwha | Q.PEAK DUO BLK ML-G10+ 410 |  | 0.41 | 12 | 220 | 10 |  | Fixed | Roof
NJADRE1559870729 | Administratively Determined Incentive Program | CALDWELL | 7006 | 10.25 | Residential | Behind the Meter | Yes | Trinity Solar, LLC | PSE&G |  | Accepted | 2025-06-06 | 2025-07-02 | 2026-07-02 | Inverters | Solar Edge | USE7600H-US | 7600 |  | 1 |  |  | 0.97 |  | Outside
NJADRE1559870729 | Administratively Determined Incentive Program | CALDWELL | 7006 | 10.25 | Residential | Behind the Meter | Yes | Trinity Solar, LLC | PSE&G |  | Accepted | 2025-06-06 | 2025-07-02 | 2026-07-02 | Solar Panels | Hanwha | Q.PEAK DUO BLK ML-G10+ 410 |  | 0.41 | 13 | 130 | 23 |  | Fixed | Roof
NJADRE1559870740 | Administratively Determined Incentive Program | East Brunswick | 8816 | 15.58 | Residential | Behind the Meter | No | Freedom Forever New Jersey, LLC | PSE&G |  | Accepted | 2025-06-06 | 2025-07-07 | 2026-07-07 | Solar Panels | Hanwha | DUO BLK ML-G10+ 410 |  | 0.41 | 20 | 8 | 20 |  | Fixed | Roof
NJADRE1559870740 | Administratively Determined Incentive Program | East Brunswick | 8816 | 15.58 | Residential | Behind the Meter | No | Freedom Forever New Jersey, LLC | PSE&G |  | Accepted | 2025-06-06 | 2025-07-07 | 2026-07-07 | Inverters | Enphase | IQ8PLUS-72-M-US | 290 |  | 38 |  |  | 0.99 |  | Outdoor
NJADRE1559870740 | Administratively Determined Incentive Program | East Brunswick | 8816 | 15.58 | Residential | Behind the Meter | No | Freedom Forever New Jersey, LLC | PSE&G |  | Accepted | 2025-06-06 | 2025-07-07 | 2026-07-07 | Solar Panels | Hanwha | DUO BLK ML-G10+ 410 |  | 0.41 | 4 | 98 | 20 |  | Fixed | Roof
NJADRE1559870740 | Administratively Determined Incentive Program | East Brunswick | 8816 | 15.58 | Residential | Behind the Meter | No | Freedom Forever New Jersey, LLC | PSE&G |  | Accepted | 2025-06-06 | 2025-07-07 | 2026-07-07 | Solar Panels | Hanwha | DUO BLK ML-G10+ 410 |  | 0.41 | 3 | 188 | 13 |  | Fixed | Roof
NJADRE1559870740 | Administratively Determined Incentive Program | East Brunswick | 8816 | 15.58 | Residential | Behind the Meter | No | Freedom Forever New Jersey, LLC | PSE&G |  | Accepted | 2025-06-06 | 2025-07-07 | 2026-07-07 | Solar Panels | Hanwha | DUO BLK ML-G10+ 410 |  | 0.41 | 7 | 188 | 20 |  | Fixed | Roof
NJADRE1559870740 | Administratively Determined Incentive Program | East Brunswick | 8816 | 15.58 | Residential | Behind the Meter | No | Freedom Forever New Jersey, LLC | PSE&G |  | Accepted | 2025-06-06 | 2025-07-07 | 2026-07-07 | Solar Panels | Hanwha | DUO BLK ML-G10+ 410 |  | 0.41 | 4 | 8 | 21 |  | Fixed | Roof
NJADRE1559870751 | Administratively Determined Incentive Program | WOODSTOWN | 8098 | 8.91 | Residential | Behind the Meter | Yes | Sunrun Installation Services, Inc. | AC Electric |  | Accepted | 2025-06-06 | 2025-07-02 | 2026-07-02 | Inverters | SolarEdge Technologies | SE7600H-USMN | 7600 |  | 1 |  |  | 0.99 |  | Outdoor | Next to meter
NJADRE1559870751 | Administratively Determined Incentive Program | WOODSTOWN | 8098 | 8.91 | Residential | Behind the Meter | Yes | Sunrun Installation Services, Inc. | AC Electric |  | Accepted | 2025-06-06 | 2025-07-02 | 2026-07-02 | Solar Panels | JA Solar | JAM54S31-405/MR |  | 0.405 | 4 | 306 | 24 |  | Fixed | Roof
NJADRE1559870751 | Administratively Determined Incentive Program | WOODSTOWN | 8098 | 8.91 | Residential | Behind the Meter | Yes | Sunrun Installation Services, Inc. | AC Electric |  | Accepted | 2025-06-06 | 2025-07-02 | 2026-07-02 | Solar Panels | JA Solar | JAM54S31-405/MR |  | 0.405 | 18 | 126 | 24 |  | Fixed | Roof
NJADRE1559870772 | Administratively Determined Incentive Program | ELMER | 8318 | 14.35 | Residential | Behind the Meter | Yes | RCL Enterprises, Inc. | AC Electric |  | Accepted | 2025-06-06 | 2025-07-02 | 2026-07-02 | Inverters | Enphase | IQ8+ | 290 |  | 35 |  |  | 0.97 |  | Outside
NJADRE1559870772 | Administratively Determined Incentive Program | ELMER | 8318 | 14.35 | Residential | Behind the Meter | Yes | RCL Enterprises, Inc. | AC Electric |  | Accepted | 2025-06-06 | 2025-07-02 | 2026-07-02 | Solar Panels | Mission Solar | MSE 410 PERC |  | 0.41 | 35 | 180 | 25 |  | Fixed | Ground
NJADRE1559870773 | Administratively Determined Incentive Program | Montgomery Township | 8558 | 18.4 | Residential | Behind the Meter | No | Green Power Energy, LLC | PSE&G |  | Accepted | 2025-06-06 | 2025-07-02 | 2026-07-02 | Solar Panels | REC Solar | REC460AA PURE-RX |  | 0.46 | 10 | 215 | 35 |  | Fixed | Roof
NJADRE1559870773 | Administratively Determined Incentive Program | Montgomery Township | 8558 | 18.4 | Residential | Behind the Meter | No | Green Power Energy, LLC | PSE&G |  | Accepted | 2025-06-06 | 2025-07-02 | 2026-07-02 | Solar Panels | REC Solar | REC460AA PURE-RX |  | 0.46 | 1 | 215 | 37 |  | Fixed | Roof
NJADRE1559870773 | Administratively Determined Incentive Program | Montgomery Township | 8558 | 18.4 | Residential | Behind the Meter | No | Green Power Energy, LLC | PSE&G |  | Accepted | 2025-06-06 | 2025-07-02 | 2026-07-02 | Solar Panels | REC Solar | REC460AA PURE-RX |  | 0.46 | 17 | 125 | 35 |  | Fixed | Roof
NJADRE1559870773 | Administratively Determined Incentive Program | Montgomery Township | 8558 | 18.4 | Residential | Behind the Meter | No | Green Power Energy, LLC | PSE&G |  | Accepted | 2025-06-06 | 2025-07-02 | 2026-07-02 | Inverters | Enphase Energy | IQ8X-80-M-US [240V] | 380 |  | 40 |  |  | 0.98 |  | Outside | Roof
NJADRE1559870773 | Administratively Determined Incentive Program | Montgomery Township | 8558 | 18.4 | Residential | Behind the Meter | No | Green Power Energy, LLC | PSE&G |  | Accepted | 2025-06-06 | 2025-07-02 | 2026-07-02 | Solar Panels | REC Solar | REC460AA PURE-RX |  | 0.46 | 3 | 125 | 35 |  | Fixed | Roof
NJADRE1559870773 | Administratively Determined Incentive Program | Montgomery Township | 8558 | 18.4 | Residential | Behind the Meter | No | Green Power Energy, LLC | PSE&G |  | Accepted | 2025-06-06 | 2025-07-02 | 2026-07-02 | Solar Panels | REC Solar | REC460AA PURE-RX |  | 0.46 | 9 | 305 | 35 |  | Fixed | Roof
NJADRE1559870785 | Administratively Determined Incentive Program | HAMILTON TOWNSHIP | 8690 | 17.2 | Residential | Behind the Meter | No | Green Power Energy, LLC | PSE&G |  | Accepted | 2025-06-06 | 2025-07-02 | 2026-07-02 | Inverters | Enphase Energy | IQ8MC-72-M-US [240V] | 320 |  | 40 |  |  | 0.98 |  | Outside | Roof
NJADRE1559870785 | Administratively Determined Incentive Program | HAMILTON TOWNSHIP | 8690 | 17.2 | Residential | Behind the Meter | No | Green Power Energy, LLC | PSE&G |  | Accepted | 2025-06-06 | 2025-07-02 | 2026-07-02 | Solar Panels | SEG Solar | SEG-430-BTD-BG |  | 0.43 | 10 | 253 | 40 |  | Fixed | Roof
NJADRE1559870785 | Administratively Determined Incentive Program | HAMILTON TOWNSHIP | 8690 | 17.2 | Residential | Behind the Meter | No | Green Power Energy, LLC | PSE&G |  | Accepted | 2025-06-06 | 2025-07-02 | 2026-07-02 | Solar Panels | SEG Solar | SEG-430-BTD-BG |  | 0.43 | 6 | 253 | 40 |  | Fixed | Roof
NJADRE1559870785 | Administratively Determined Incentive Program | HAMILTON TOWNSHIP | 8690 | 17.2 | Residential | Behind the Meter | No | Green Power Energy, LLC | PSE&G |  | Accepted | 2025-06-06 | 2025-07-02 | 2026-07-02 | Solar Panels | SEG Solar | SEG-430-BTD-BG |  | 0.43 | 8 | 73 | 40 |  | Fixed | Roof
NJADRE1559870785 | Administratively Determined Incentive Program | HAMILTON TOWNSHIP | 8690 | 17.2 | Residential | Behind the Meter | No | Green Power Energy, LLC | PSE&G |  | Accepted | 2025-06-06 | 2025-07-02 | 2026-07-02 | Solar Panels | SEG Solar | SEG-430-BTD-BG |  | 0.43 | 16 | 153 | 34 |  | Fixed | Roof
NJADRE1559870786 | Administratively Determined Incentive Program | OLD BRIDGE | 8857 | 14.45 | Residential | Behind the Meter | Yes | Solar Mite Solutions, LLC | JCP&L |  | Accepted | 2025-06-06 | 2025-07-02 | 2026-07-02 | Solar Panels | Jinko | JKM425N |  | 0.425 | 8 | 89 | 10 |  | Fixed | Roof
NJADRE1559870786 | Administratively Determined Incentive Program | OLD BRIDGE | 8857 | 14.45 | Residential | Behind the Meter | Yes | Solar Mite Solutions, LLC | JCP&L |  | Accepted | 2025-06-06 | 2025-07-02 | 2026-07-02 | Solar Panels | Jinko | JKM425N |  | 0.425 | 8 | 269 | 10 |  | Fixed | Roof
NJADRE1559870786 | Administratively Determined Incentive Program | OLD BRIDGE | 8857 | 14.45 | Residential | Behind the Meter | Yes | Solar Mite Solutions, LLC | JCP&L |  | Accepted | 2025-06-06 | 2025-07-02 | 2026-07-02 | Solar Panels | Jinko | JKM425N |  | 0.425 | 8 | 89 | 9 |  | Fixed | Roof
NJADRE1559870786 | Administratively Determined Incentive Program | OLD BRIDGE | 8857 | 14.45 | Residential | Behind the Meter | Yes | Solar Mite Solutions, LLC | JCP&L |  | Accepted | 2025-06-06 | 2025-07-02 | 2026-07-02 | Solar Panels | Jinko | JKM425N |  | 0.425 | 7 | 269 | 9 |  | Fixed | Roof
NJADRE1559870786 | Administratively Determined Incentive Program | OLD BRIDGE | 8857 | 14.45 | Residential | Behind the Meter | Yes | Solar Mite Solutions, LLC | JCP&L |  | Accepted | 2025-06-06 | 2025-07-02 | 2026-07-02 | Solar Panels | Jinko | JKM425N |  | 0.425 | 3 | 269 | 10 |  | Fixed | Roof
NJADRE1559870786 | Administratively Determined Incentive Program | OLD BRIDGE | 8857 | 14.45 | Residential | Behind the Meter | Yes | Solar Mite Solutions, LLC | JCP&L |  | Accepted | 2025-06-06 | 2025-07-02 | 2026-07-02 | Inverters | Enphase | IQ8HC-72-M-DOM-US | 380 |  | 34 |  |  | 0.97 |  | Outside
NJADRE1559870787 | Administratively Determined Incentive Program | BEVERLY | 8010 | 6.225 | Residential | Behind the Meter | Yes | SunnyMac, LLC | PSE&G |  | Accepted | 2025-06-06 | 2025-07-03 | 2026-07-03 | Solar Panels | HANWHA | Q.PEAK DUO BLK ML-G10+ 415W |  | 0.415 | 5 | 269 | 18 |  | Fixed | Roof
NJADRE1559870787 | Administratively Determined Incentive Program | BEVERLY | 8010 | 6.225 | Residential | Behind the Meter | Yes | SunnyMac, LLC | PSE&G |  | Accepted | 2025-06-06 | 2025-07-03 | 2026-07-03 | Solar Panels | HANWHA | Q.PEAK DUO BLK ML-G10+ 415W |  | 0.415 | 10 | 269 | 18 |  | Fixed | Roof
NJADRE1559870787 | Administratively Determined Incentive Program | BEVERLY | 8010 | 6.225 | Residential | Behind the Meter | Yes | SunnyMac, LLC | PSE&G |  | Accepted | 2025-06-06 | 2025-07-03 | 2026-07-03 | Inverters | SOLAREDGE HOME HUB | SE5700H-US | 5760 |  | 1 |  |  | 0.99 |  | Outdoor | next to meter
NJADRE1559870833 | Administratively Determined Incentive Program | Little Egg Harbor | 8087 | 14.525 | Residential | Behind the Meter | Yes | SunPurity, LLC | AC Electric |  | Accepted | 2025-06-06 | 2025-07-07 | 2026-07-07 | Solar Panels | Hanwha Q cells | Q.PEAK DUO BLK-ML-G10+ 415W |  | 0.415 | 8 | 309 | 25 |  | Fixed | Roof
NJADRE1559870833 | Administratively Determined Incentive Program | Little Egg Harbor | 8087 | 14.525 | Residential | Behind the Meter | Yes | SunPurity, LLC | AC Electric |  | Accepted | 2025-06-06 | 2025-07-07 | 2026-07-07 | Solar Panels | Hanwha Q cells | Q.PEAK DUO BLK-ML-G10+ 415W |  | 0.415 | 4 | 309 | 30 |  | Fixed | Roof
NJADRE1559870833 | Administratively Determined Incentive Program | Little Egg Harbor | 8087 | 14.525 | Residential | Behind the Meter | Yes | SunPurity, LLC | AC Electric |  | Accepted | 2025-06-06 | 2025-07-07 | 2026-07-07 | Inverters | SolarEdge | SE11400H-US | 11400 |  | 1 |  |  | 0.99 |  | Outdoor
NJADRE1559870833 | Administratively Determined Incentive Program | Little Egg Harbor | 8087 | 14.525 | Residential | Behind the Meter | Yes | SunPurity, LLC | AC Electric |  | Accepted | 2025-06-06 | 2025-07-07 | 2026-07-07 | Solar Panels | Hanwha Q cells | Q.PEAK DUO BLK-ML-G10+ 415W |  | 0.415 | 5 | 219 | 29 |  | Fixed | Roof
NJADRE1559870833 | Administratively Determined Incentive Program | Little Egg Harbor | 8087 | 14.525 | Residential | Behind the Meter | Yes | SunPurity, LLC | AC Electric |  | Accepted | 2025-06-06 | 2025-07-07 | 2026-07-07 | Solar Panels | Hanwha Q cells | Q.PEAK DUO BLK-ML-G10+ 415W |  | 0.415 | 5 | 39 | 29 |  | Fixed | Roof
NJADRE1559870833 | Administratively Determined Incentive Program | Little Egg Harbor | 8087 | 14.525 | Residential | Behind the Meter | Yes | SunPurity, LLC | AC Electric |  | Accepted | 2025-06-06 | 2025-07-07 | 2026-07-07 | Solar Panels | Hanwha Q cells | Q.PEAK DUO BLK-ML-G10+ 415W |  | 0.415 | 10 | 129 | 30 |  | Fixed | Roof
NJADRE1559870833 | Administratively Determined Incentive Program | Little Egg Harbor | 8087 | 14.525 | Residential | Behind the Meter | Yes | SunPurity, LLC | AC Electric |  | Accepted | 2025-06-06 | 2025-07-07 | 2026-07-07 | Solar Panels | Hanwha Q cells | Q.PEAK DUO BLK-ML-G10+ 415W |  | 0.415 | 3 | 309 | 30 |  | Fixed | Roof
NJADRE1559870840 | Administratively Determined Incentive Program | Galloway | 8205 | 6.075 | Residential | Behind the Meter | No | Freedom Forever New Jersey, LLC | AC Electric |  | Accepted | 2025-06-06 | 2025-07-07 | 2026-07-07 | Solar Panels | JA Solar | JAM54S31-405/MR |  | 0.405 | 10 | 100 | 22 |  | Fixed | Roof
NJADRE1559870840 | Administratively Determined Incentive Program | Galloway | 8205 | 6.075 | Residential | Behind the Meter | No | Freedom Forever New Jersey, LLC | AC Electric |  | Accepted | 2025-06-06 | 2025-07-07 | 2026-07-07 | Inverters | Solar Edge | SE5000H-US [SI1] RGM | 5000 |  | 1 |  |  | 0.99 |  | Outside
NJADRE1559870840 | Administratively Determined Incentive Program | Galloway | 8205 | 6.075 | Residential | Behind the Meter | No | Freedom Forever New Jersey, LLC | AC Electric |  | Accepted | 2025-06-06 | 2025-07-07 | 2026-07-07 | Solar Panels | JA Solar | JAM54S31-405/MR |  | 0.405 | 5 | 100 | 22 |  | Fixed | Roof
NJADRE1559870847 | Administratively Determined Incentive Program | Jersey City | 7307 | 7.79 | Residential | Behind the Meter | Yes | Pro Custom Solar dba Momentum Solar | PSE&G |  | Accepted | 2025-06-06 | 2025-07-01 | 2026-07-01 | Inverters | HANWHA | IQ8HC-72-M-DOM-US | 380 |  | 19 |  |  | 0.97 |  | Outdoor
NJADRE1559870847 | Administratively Determined Incentive Program | Jersey City | 7307 | 7.79 | Residential | Behind the Meter | Yes | Pro Custom Solar dba Momentum Solar | PSE&G |  | Accepted | 2025-06-06 | 2025-07-01 | 2026-07-01 | Solar Panels | HANWHA | Q.PEAK DUO BLK ML-G10+410 |  | 0.41 | 11 | 118 | 4 |  | Fixed | Roof
NJADRE1559870847 | Administratively Determined Incentive Program | Jersey City | 7307 | 7.79 | Residential | Behind the Meter | Yes | Pro Custom Solar dba Momentum Solar | PSE&G |  | Accepted | 2025-06-06 | 2025-07-01 | 2026-07-01 | Solar Panels | HANWHA | Q.PEAK DUO BLK ML-G10+410 |  | 0.41 | 8 | 298 | 4 |  | Fixed | Roof
NJADRE1559870896 | Administratively Determined Incentive Program | Cape May Court House | 8210 | 8.1 | Residential | Behind the Meter | No | Freedom Forever New Jersey, LLC | AC Electric |  | Accepted | 2025-06-06 | 2025-07-03 | 2026-07-03 | Solar Panels | JA Solar | JAM54S31-405/MR |  | 0.405 | 9 | 202 | 37 |  | Fixed | Roof
NJADRE1559870896 | Administratively Determined Incentive Program | Cape May Court House | 8210 | 8.1 | Residential | Behind the Meter | No | Freedom Forever New Jersey, LLC | AC Electric |  | Accepted | 2025-06-06 | 2025-07-03 | 2026-07-03 | Solar Panels | JA Solar | JAM54S31-405/MR |  | 0.405 | 6 | 22 | 30 |  | Fixed | Roof
NJADRE1559870896 | Administratively Determined Incentive Program | Cape May Court House | 8210 | 8.1 | Residential | Behind the Meter | No | Freedom Forever New Jersey, LLC | AC Electric |  | Accepted | 2025-06-06 | 2025-07-03 | 2026-07-03 | Inverters | Solar Edge | SE6000H-US RGM | 6000 |  | 1 |  |  | 0.99 |  | Outside
NJADRE1559870896 | Administratively Determined Incentive Program | Cape May Court House | 8210 | 8.1 | Residential | Behind the Meter | No | Freedom Forever New Jersey, LLC | AC Electric |  | Accepted | 2025-06-06 | 2025-07-03 | 2026-07-03 | Solar Panels | JA Solar | JAM54S31-405/MR |  | 0.405 | 5 | 202 | 37 |  | Fixed | Roof
NJADRE1559871142 | Administratively Determined Incentive Program | Rockaway | 7866 | 8.949 | Residential | Behind the Meter | No | GAF Energy | JCP&L |  | Accepted | 2025-06-06 | 2025-07-07 | 2026-07-07 | Solar Panels | GAF Energy | TLS-2 |  | 0.057 | 98 | 135 | 39 |  | Fixed | Roof
NJADRE1559871142 | Administratively Determined Incentive Program | Rockaway | 7866 | 8.949 | Residential | Behind the Meter | No | GAF Energy | JCP&L |  | Accepted | 2025-06-06 | 2025-07-07 | 2026-07-07 | Solar Panels | GAF Energy | TLS-2 |  | 0.057 | 15 | 135 | 41 |  | Fixed | Roof
NJADRE1559871142 | Administratively Determined Incentive Program | Rockaway | 7866 | 8.949 | Residential | Behind the Meter | No | GAF Energy | JCP&L |  | Accepted | 2025-06-06 | 2025-07-07 | 2026-07-07 | Inverters | Delta Electronics | M8-TL-US | 8000 |  | 1 |  |  | 0.975 |  | Outdoor
NJADRE1559871142 | Administratively Determined Incentive Program | Rockaway | 7866 | 8.949 | Residential | Behind the Meter | No | GAF Energy | JCP&L |  | Accepted | 2025-06-06 | 2025-07-07 | 2026-07-07 | Solar Panels | GAF Energy | TLS-2 |  | 0.057 | 44 | 225 | 39 |  | Fixed | Roof
NJADRE1559871383 | Administratively Determined Incentive Program | Bridgewater | 8807 | 6.12 | Residential | Behind the Meter | No | Fusion Solar Energy, LLC | JCP&L |  | Accepted | 2025-06-06 | 2025-07-07 | 2026-07-07 | Solar Panels | TRINA SOLAR | TSM-255PD05.08 |  | 0.255 | 2 | 230.94 | 20 |  | Fixed | Roof
NJADRE1559871383 | Administratively Determined Incentive Program | Bridgewater | 8807 | 6.12 | Residential | Behind the Meter | No | Fusion Solar Energy, LLC | JCP&L |  | Accepted | 2025-06-06 | 2025-07-07 | 2026-07-07 | Solar Panels | TRINA SOLAR | TSM-255PD05.08 |  | 0.255 | 11 | 230.94 | 20 |  | Fixed | Roof
NJADRE1559871383 | Administratively Determined Incentive Program | Bridgewater | 8807 | 6.12 | Residential | Behind the Meter | No | Fusion Solar Energy, LLC | JCP&L |  | Accepted | 2025-06-06 | 2025-07-07 | 2026-07-07 | Solar Panels | TRINA SOLAR | TSM-255PD05.08 |  | 0.255 | 11 | 319.79 | 20 |  | Fixed | Roof
NJADRE1559871383 | Administratively Determined Incentive Program | Bridgewater | 8807 | 6.12 | Residential | Behind the Meter | No | Fusion Solar Energy, LLC | JCP&L |  | Accepted | 2025-06-06 | 2025-07-07 | 2026-07-07 | Inverters | ENPHASE | IQ8HC-72-M-DOM-US | 290 |  | 24 |  |  | 0.973 |  | Outside | Roof
NJADRE1559871798 | Administratively Determined Incentive Program | Little Falls Twp | 7424 | 8.715 | Residential | Behind the Meter | Yes | Venture Home Solar, LLC | PSE&G |  | Accepted | 2025-06-06 | 2025-07-09 | 2026-07-09 | Solar Panels | Hanwha | Q.PEAK DUO BLK ML-G10+ 415W |  | 0.415 | 4 | 291 | 20 |  | Fixed | Roof
NJADRE1559871798 | Administratively Determined Incentive Program | Little Falls Twp | 7424 | 8.715 | Residential | Behind the Meter | Yes | Venture Home Solar, LLC | PSE&G |  | Accepted | 2025-06-06 | 2025-07-09 | 2026-07-09 | Inverters | EnPhase | IQ8HC-72-M-DOM-US (240V) | 366 |  | 21 |  |  | 0.98361 |  | Outside
NJADRE1559871798 | Administratively Determined Incentive Program | Little Falls Twp | 7424 | 8.715 | Residential | Behind the Meter | Yes | Venture Home Solar, LLC | PSE&G |  | Accepted | 2025-06-06 | 2025-07-09 | 2026-07-09 | Solar Panels | Hanwha | Q.PEAK DUO BLK ML-G10+ 415W |  | 0.415 | 17 | 111 | 20 |  | Fixed | Roof
NJADRE1559871845 | Administratively Determined Incentive Program | Mullica Hill | 8062 | 4.565 | Residential | Behind the Meter | Yes | Venture Home Solar, LLC | AC Electric |  | Accepted | 2025-06-06 | 2025-07-09 | 2026-07-09 | Solar Panels | Hanwha | Q.PEAK DUO BLK ML-G10+ 415W |  | 0.415 | 11 | 261 | 30 |  | Fixed | Roof
NJADRE1559871845 | Administratively Determined Incentive Program | Mullica Hill | 8062 | 4.565 | Residential | Behind the Meter | Yes | Venture Home Solar, LLC | AC Electric |  | Accepted | 2025-06-06 | 2025-07-09 | 2026-07-09 | Inverters | EnPhase | IQ8HC-72-M-DOM-US (240V) | 366 |  | 11 |  |  | 0.98361 |  | Outside
NJADRE1559871846 | Administratively Determined Incentive Program | Winslow Twp | 8081 | 8.7 | Residential | Behind the Meter | Yes | Venture Home Solar, LLC | AC Electric |  | Accepted | 2025-06-06 | 2025-07-09 | 2026-07-09 | Inverters | Enphase Energy Inc. | IQ8HC-72-M-DOM-US (240V) | 366 |  | 20 |  |  | 0.98361 |  | Outside
NJADRE1559871846 | Administratively Determined Incentive Program | Winslow Twp | 8081 | 8.7 | Residential | Behind the Meter | Yes | Venture Home Solar, LLC | AC Electric |  | Accepted | 2025-06-06 | 2025-07-09 | 2026-07-09 | Solar Panels | Hanwha | Q.TRON BLK M-G2+ 435 |  | 0.435 | 11 | 128 | 22 |  | Fixed | Roof
NJADRE1559871846 | Administratively Determined Incentive Program | Winslow Twp | 8081 | 8.7 | Residential | Behind the Meter | Yes | Venture Home Solar, LLC | AC Electric |  | Accepted | 2025-06-06 | 2025-07-09 | 2026-07-09 | Solar Panels | Hanwha | Q.TRON BLK M-G2+ 435 |  | 0.435 | 9 | 38 | 20 |  | Fixed | Roof
NJADRE1559871852 | Administratively Determined Incentive Program | Audubon | 8106 | 9.57 | Residential | Behind the Meter | Yes | Venture Home Solar, LLC | PSE&G |  | Accepted | 2025-06-06 | 2025-07-09 | 2026-07-09 | Solar Panels | Hanwha | Q.TRON BLK M-G2+ 435 |  | 0.435 | 13 | 230 | 7 |  | Fixed | Roof
NJADRE1559871852 | Administratively Determined Incentive Program | Audubon | 8106 | 9.57 | Residential | Behind the Meter | Yes | Venture Home Solar, LLC | PSE&G |  | Accepted | 2025-06-06 | 2025-07-09 | 2026-07-09 | Solar Panels | Hanwha | Q.TRON BLK M-G2+ 435 |  | 0.435 | 3 | 140 | 17 |  | Fixed | Roof
NJADRE1559871852 | Administratively Determined Incentive Program | Audubon | 8106 | 9.57 | Residential | Behind the Meter | Yes | Venture Home Solar, LLC | PSE&G |  | Accepted | 2025-06-06 | 2025-07-09 | 2026-07-09 | Inverters | Enphase Energy Inc. | IQ8HC-72-M-DOM-US (240V) | 366 |  | 22 |  |  | 0.98361 |  | Outside
NJADRE1559871852 | Administratively Determined Incentive Program | Audubon | 8106 | 9.57 | Residential | Behind the Meter | Yes | Venture Home Solar, LLC | PSE&G |  | Accepted | 2025-06-06 | 2025-07-09 | 2026-07-09 | Solar Panels | Hanwha | Q.TRON BLK M-G2+ 435 |  | 0.435 | 6 | 50 | 34 |  | Fixed | Roof
NJADRE1559871857 | Administratively Determined Incentive Program | Toms River | 8753 | 7.83 | Residential | Behind the Meter | Yes | Venture Home Solar, LLC | JCP&L |  | Accepted | 2025-06-06 | 2025-07-10 | 2026-07-10 | Solar Panels | Hanwha | Q.TRON BLK M-G2+ 435 |  | 0.435 | 18 | 197 | 30 |  | Fixed | Roof
NJADRE1559871857 | Administratively Determined Incentive Program | Toms River | 8753 | 7.83 | Residential | Behind the Meter | Yes | Venture Home Solar, LLC | JCP&L |  | Accepted | 2025-06-06 | 2025-07-10 | 2026-07-10 | Inverters | EnPhase | IQ8HC-72-M-DOM-US (240V) | 366 |  | 18 |  |  | 0.98361 |  | Outside
NJADRE1559871860 | Administratively Determined Incentive Program | Newark | 7103 | 5.655 | Residential | Behind the Meter | Yes | Venture Home Solar, LLC | PSE&G |  | Accepted | 2025-06-06 | 2025-07-10 | 2026-07-10 | Solar Panels | Hanwha | Q.TRON BLK M-G2+ 435 |  | 0.435 | 13 | 201 | 43 |  | Fixed | Roof
NJADRE1559871860 | Administratively Determined Incentive Program | Newark | 7103 | 5.655 | Residential | Behind the Meter | Yes | Venture Home Solar, LLC | PSE&G |  | Accepted | 2025-06-06 | 2025-07-10 | 2026-07-10 | Inverters | Tesla Solar | 1538000-xx-y | 330 |  | 1 |  |  | 0.9697 |  | Outside
NJADRE1559871865 | Administratively Determined Incentive Program | Lodi | 7644 | 8.7 | Residential | Behind the Meter | Yes | Venture Home Solar, LLC | PSE&G |  | Accepted | 2025-06-06 | 2025-07-09 | 2026-07-09 | Solar Panels | Hanwha | Q.TRON BLK M-G2+ 435 |  | 0.435 | 20 | 126 | 37 |  | Fixed | Roof
NJADRE1559871865 | Administratively Determined Incentive Program | Lodi | 7644 | 8.7 | Residential | Behind the Meter | Yes | Venture Home Solar, LLC | PSE&G |  | Accepted | 2025-06-06 | 2025-07-09 | 2026-07-09 | Inverters | Enphase Energy Inc. | IQ8HC-72-M-DOM-US (240V) | 366 |  | 20 |  |  | 0.98361 |  | Outside
NJADRE1559871870 | Administratively Determined Incentive Program | Burlington Twp | 8016 | 10.44 | Residential | Behind the Meter | Yes | Venture Home Solar, LLC | PSE&G |  | Accepted | 2025-06-06 | 2025-07-02 | 2026-07-02 | Solar Panels | Hanwha | Q.TRON BLK M-G2+ 435 |  | 0.435 | 21 | 202 | 33 |  | Fixed | Roof
NJADRE1559871870 | Administratively Determined Incentive Program | Burlington Twp | 8016 | 10.44 | Residential | Behind the Meter | Yes | Venture Home Solar, LLC | PSE&G |  | Accepted | 2025-06-06 | 2025-07-02 | 2026-07-02 | Solar Panels | Hanwha | Q.TRON BLK M-G2+ 435 |  | 0.435 | 3 | 202 | 30 |  | Fixed | Roof
NJADRE1559871870 | Administratively Determined Incentive Program | Burlington Twp | 8016 | 10.44 | Residential | Behind the Meter | Yes | Venture Home Solar, LLC | PSE&G |  | Accepted | 2025-06-06 | 2025-07-02 | 2026-07-02 | Inverters | Enphase Energy Inc. | IQ8HC-72-M-DOM-US (240V) | 366 |  | 24 |  |  | 0.98361 |  | Outside
NJADRE1559871872 | Administratively Determined Incentive Program | Lawrence Twp | 8648 | 5.655 | Residential | Behind the Meter | Yes | Venture Home Solar, LLC | PSE&G |  | Accepted | 2025-06-06 | 2025-07-09 | 2026-07-09 | Inverters | Enphase Energy Inc. | IQ8HC-72-M-DOM-US (240V) | 366 |  | 13 |  |  | 0.98361 |  | Outside
NJADRE1559871872 | Administratively Determined Incentive Program | Lawrence Twp | 8648 | 5.655 | Residential | Behind the Meter | Yes | Venture Home Solar, LLC | PSE&G |  | Accepted | 2025-06-06 | 2025-07-09 | 2026-07-09 | Solar Panels | Hanwha | Q.TRON BLK M-G2+ 435 |  | 0.435 | 13 | 196 | 40 |  | Fixed | Roof
NJADRE1559871874 | Administratively Determined Incentive Program | Columbia | 7832 | 23.76 | Residential | Behind the Meter | No | Green House Solar | JCP&L |  | Accepted | 2025-06-08 | 2025-07-03 | 2026-07-03 | Electric Storage Battery | ENPHASE | IQ10C |  |  | 2 |  |  |  | Lithium Ion |  | BASEMENT
NJADRE1559871874 | Administratively Determined Incentive Program | Columbia | 7832 | 23.76 | Residential | Behind the Meter | No | Green House Solar | JCP&L |  | Accepted | 2025-06-08 | 2025-07-03 | 2026-07-03 | Inverters | ENPHASE | IQ8MC-72-M-US | 320 |  | 54 |  |  | 0.974 |  | Outdoor | ON RACKING
NJADRE1559871874 | Administratively Determined Incentive Program | Columbia | 7832 | 23.76 | Residential | Behind the Meter | No | Green House Solar | JCP&L |  | Accepted | 2025-06-08 | 2025-07-03 | 2026-07-03 | Solar Panels | SILFAB | 440 QD |  | 0.44 | 9 | 178 | 34 |  | Fixed | Roof
NJADRE1559871874 | Administratively Determined Incentive Program | Columbia | 7832 | 23.76 | Residential | Behind the Meter | No | Green House Solar | JCP&L |  | Accepted | 2025-06-08 | 2025-07-03 | 2026-07-03 | Solar Panels | SILFAB | 440 QD |  | 0.44 | 27 | 173 | 34 |  | Fixed | Roof | ROOF
NJADRE1559871874 | Administratively Determined Incentive Program | Columbia | 7832 | 23.76 | Residential | Behind the Meter | No | Green House Solar | JCP&L |  | Accepted | 2025-06-08 | 2025-07-03 | 2026-07-03 | Solar Panels | SILFAB | 440 QD |  | 0.44 | 10 | 171 | 34 |  | Fixed | Roof
NJADRE1559871874 | Administratively Determined Incentive Program | Columbia | 7832 | 23.76 | Residential | Behind the Meter | No | Green House Solar | JCP&L |  | Accepted | 2025-06-08 | 2025-07-03 | 2026-07-03 | Solar Panels | SILFAB | 440 QD |  | 0.44 | 8 | 178 | 11 |  | Fixed | Roof
NJADRE1559871877 | Administratively Determined Incentive Program | Jersey City | 7305 | 3.735 | Residential | Behind the Meter | Yes | Venture Home Solar, LLC | PSE&G |  | Accepted | 2025-06-06 | 2025-07-09 | 2026-07-09 | Solar Panels | Hanwha | Q.PEAK DUO BLK ML-G10+ 415W |  | 0.415 | 5 | 321 | 34 |  | Fixed | Roof
NJADRE1559871877 | Administratively Determined Incentive Program | Jersey City | 7305 | 3.735 | Residential | Behind the Meter | Yes | Venture Home Solar, LLC | PSE&G |  | Accepted | 2025-06-06 | 2025-07-09 | 2026-07-09 | Inverters | EnPhase | IQ8HC-72-M-DOM-US (240V) | 366 |  | 9 |  |  | 0.98361 |  | Outside
NJADRE1559871877 | Administratively Determined Incentive Program | Jersey City | 7305 | 3.735 | Residential | Behind the Meter | Yes | Venture Home Solar, LLC | PSE&G |  | Accepted | 2025-06-06 | 2025-07-09 | 2026-07-09 | Solar Panels | Hanwha | Q.PEAK DUO BLK ML-G10+ 415W |  | 0.415 | 4 | 141 | 34 |  | Fixed | Roof
NJADRE1559873236 | Administratively Determined Incentive Program | Harrington Park | 7640 | 11.31 | Residential | Behind the Meter | Yes | Venture Home Solar, LLC | Orange Rockland Electric |  | Accepted | 2025-06-07 | 2025-07-10 | 2026-07-10 | Inverters | EnPhase | IQ8HC-72-M-DOM-US (240V) | 366 |  | 26 |  |  | 0.98361 |  | Outside
NJADRE1559873236 | Administratively Determined Incentive Program | Harrington Park | 7640 | 11.31 | Residential | Behind the Meter | Yes | Venture Home Solar, LLC | Orange Rockland Electric |  | Accepted | 2025-06-07 | 2025-07-10 | 2026-07-10 | Solar Panels | Hanwha | Q.TRON BLK M-G2+ 435 |  | 0.435 | 16 | 185 | 22 |  | Fixed | Roof
NJADRE1559873236 | Administratively Determined Incentive Program | Harrington Park | 7640 | 11.31 | Residential | Behind the Meter | Yes | Venture Home Solar, LLC | Orange Rockland Electric |  | Accepted | 2025-06-07 | 2025-07-10 | 2026-07-10 | Solar Panels | Hanwha | Q.TRON BLK M-G2+ 435 |  | 0.435 | 10 | 185 | 22 |  | Fixed | Roof
NJADRE1559873241 | Administratively Determined Incentive Program | PENNINGTON | 8534 | 6.09 | Residential | Behind the Meter | Yes | Venture Home Solar, LLC | PSE&G |  | Accepted | 2025-06-07 | 2025-07-09 | 2026-07-09 | Solar Panels | Hanwha | Q.TRON BLK M-G2+ 435 |  | 0.435 | 3 | 173 | 34 |  | Fixed | Roof
NJADRE1559873241 | Administratively Determined Incentive Program | PENNINGTON | 8534 | 6.09 | Residential | Behind the Meter | Yes | Venture Home Solar, LLC | PSE&G |  | Accepted | 2025-06-07 | 2025-07-09 | 2026-07-09 | Inverters | EnPhase | IQ8HC-72-M-DOM-US (240V) | 366 |  | 14 |  |  | 0.98361 |  | Outside
NJADRE1559873241 | Administratively Determined Incentive Program | PENNINGTON | 8534 | 6.09 | Residential | Behind the Meter | Yes | Venture Home Solar, LLC | PSE&G |  | Accepted | 2025-06-07 | 2025-07-09 | 2026-07-09 | Solar Panels | Hanwha | Q.TRON BLK M-G2+ 435 |  | 0.435 | 2 | 173 | 14 |  | Fixed | Roof
NJADRE1559873241 | Administratively Determined Incentive Program | PENNINGTON | 8534 | 6.09 | Residential | Behind the Meter | Yes | Venture Home Solar, LLC | PSE&G |  | Accepted | 2025-06-07 | 2025-07-09 | 2026-07-09 | Solar Panels | Hanwha | Q.TRON BLK M-G2+ 435 |  | 0.435 | 9 | 263 | 35 |  | Fixed | Roof
NJADRE1559873245 | Administratively Determined Incentive Program | MAPLEWOOD | 7040 | 12.45 | Residential | Behind the Meter | Yes | Venture Home Solar, LLC | PSE&G |  | Accepted | 2025-06-07 | 2025-07-09 | 2026-07-09 | Inverters | Enphase Energy Inc. | IQ8HC-72-M-DOM-US (240V) | 366 |  | 30 |  |  | 0.98361 |  | Outside
NJADRE1559873245 | Administratively Determined Incentive Program | MAPLEWOOD | 7040 | 12.45 | Residential | Behind the Meter | Yes | Venture Home Solar, LLC | PSE&G |  | Accepted | 2025-06-07 | 2025-07-09 | 2026-07-09 | Solar Panels | Hanwha | Q.PEAK DUO BLK ML-G10+ 415W |  | 0.415 | 14 | 80 | 35 |  | Fixed | Roof
NJADRE1559873245 | Administratively Determined Incentive Program | MAPLEWOOD | 7040 | 12.45 | Residential | Behind the Meter | Yes | Venture Home Solar, LLC | PSE&G |  | Accepted | 2025-06-07 | 2025-07-09 | 2026-07-09 | Solar Panels | Hanwha | Q.PEAK DUO BLK ML-G10+ 415W |  | 0.415 | 2 | 80 | 19 |  | Fixed | Roof
NJADRE1559873245 | Administratively Determined Incentive Program | MAPLEWOOD | 7040 | 12.45 | Residential | Behind the Meter | Yes | Venture Home Solar, LLC | PSE&G |  | Accepted | 2025-06-07 | 2025-07-09 | 2026-07-09 | Solar Panels | Hanwha | Q.PEAK DUO BLK ML-G10+ 415W |  | 0.415 | 14 | 260 | 35 |  | Fixed | Roof
NJADRE1559873359 | Administratively Determined Incentive Program | NEWARK | 7107 | 6.38 | Residential | Behind the Meter | Yes | Fusion Solar Energy, LLC | PSE&G |  | Accepted | 2025-06-07 | 2025-07-03 | 2026-07-03 | Solar Panels | TRINA SOLAR | TSM-NE09RC.05 |  | 0.425 | 15 | 209 | 29 |  | Fixed | Roof
NJADRE1559873359 | Administratively Determined Incentive Program | NEWARK | 7107 | 6.38 | Residential | Behind the Meter | Yes | Fusion Solar Energy, LLC | PSE&G |  | Accepted | 2025-06-07 | 2025-07-03 | 2026-07-03 | Inverters | ENPHASE | IQ8HC-72-M-DOM-US | 380 |  | 15 |  |  | 0.97 |  | Outside | Roof
NJADRE1559873961 | Administratively Determined Incentive Program | Sewell | 8080 | 18.04 | Residential | Behind the Meter | Yes | Trinity Solar, LLC | AC Electric |  | Accepted | 2025-06-07 | 2025-07-03 | 2026-07-03 | Inverters | Solar Edge | USE3800H-USMNBL75 | 3800 |  | 1 |  |  | 0.97 |  | Outdoor
NJADRE1559873961 | Administratively Determined Incentive Program | Sewell | 8080 | 18.04 | Residential | Behind the Meter | Yes | Trinity Solar, LLC | AC Electric |  | Accepted | 2025-06-07 | 2025-07-03 | 2026-07-03 | Solar Panels | HANWHA | (Q.PEAK DUO BLK ML-G10+ 410) |  | 0.41 | 12 | 2 | 18 |  | Fixed | Roof
NJADRE1559873961 | Administratively Determined Incentive Program | Sewell | 8080 | 18.04 | Residential | Behind the Meter | Yes | Trinity Solar, LLC | AC Electric |  | Accepted | 2025-06-07 | 2025-07-03 | 2026-07-03 | Solar Panels | HANWHA | (Q.PEAK DUO BLK ML-G10+ 410) |  | 0.41 | 12 | 182 | 18 |  | Fixed | Roof
NJADRE1559873961 | Administratively Determined Incentive Program | Sewell | 8080 | 18.04 | Residential | Behind the Meter | Yes | Trinity Solar, LLC | AC Electric |  | Accepted | 2025-06-07 | 2025-07-03 | 2026-07-03 | Solar Panels | HANWHA | (Q.PEAK DUO BLK ML-G10+ 410) |  | 0.41 | 16 | 180 | 40 |  | Fixed | Roof
NJADRE1559873961 | Administratively Determined Incentive Program | Sewell | 8080 | 18.04 | Residential | Behind the Meter | Yes | Trinity Solar, LLC | AC Electric |  | Accepted | 2025-06-07 | 2025-07-03 | 2026-07-03 | Inverters | Solar Edge | USE10000H-USMNBL75 | 10000 |  | 1 |  |  | 0.97 |  | Outdoor
NJADRE1559873961 | Administratively Determined Incentive Program | Sewell | 8080 | 18.04 | Residential | Behind the Meter | Yes | Trinity Solar, LLC | AC Electric |  | Accepted | 2025-06-07 | 2025-07-03 | 2026-07-03 | Solar Panels | HANWHA | (Q.PEAK DUO BLK ML-G10+ 410) |  | 0.41 | 4 | 0 | 12 |  | Fixed | Roof
NJADRE1559873972 | Administratively Determined Incentive Program | Woodbury | 8096 | 18.45 | Residential | Behind the Meter | Yes | Trinity Solar, LLC | PSE&G |  | Accepted | 2025-06-07 | 2025-07-02 | 2026-07-02 | Solar Panels | HANWHA | (Q.PEAK DUO BLK ML-G10+ 410) |  | 0.41 | 9 | 359 | 19 |  | Fixed | Roof
NJADRE1559873972 | Administratively Determined Incentive Program | Woodbury | 8096 | 18.45 | Residential | Behind the Meter | Yes | Trinity Solar, LLC | PSE&G |  | Accepted | 2025-06-07 | 2025-07-02 | 2026-07-02 | Inverters | Solar Edge | USE11400H-USMNBL75 | 11400 |  | 1 |  |  | 0.97 |  | Outdoor
NJADRE1559873972 | Administratively Determined Incentive Program | Woodbury | 8096 | 18.45 | Residential | Behind the Meter | Yes | Trinity Solar, LLC | PSE&G |  | Accepted | 2025-06-07 | 2025-07-02 | 2026-07-02 | Solar Panels | HANWHA | (Q.PEAK DUO BLK ML-G10+ 410) |  | 0.41 | 20 | 269 | 27 |  | Fixed | Roof
NJADRE1559873972 | Administratively Determined Incentive Program | Woodbury | 8096 | 18.45 | Residential | Behind the Meter | Yes | Trinity Solar, LLC | PSE&G |  | Accepted | 2025-06-07 | 2025-07-02 | 2026-07-02 | Solar Panels | HANWHA | (Q.PEAK DUO BLK ML-G10+ 410) |  | 0.41 | 7 | 89 | 27 |  | Fixed | Roof
NJADRE1559873972 | Administratively Determined Incentive Program | Woodbury | 8096 | 18.45 | Residential | Behind the Meter | Yes | Trinity Solar, LLC | PSE&G |  | Accepted | 2025-06-07 | 2025-07-02 | 2026-07-02 | Solar Panels | HANWHA | (Q.PEAK DUO BLK ML-G10+ 410) |  | 0.41 | 7 | 179 | 19 |  | Fixed | Roof
NJADRE1559873972 | Administratively Determined Incentive Program | Woodbury | 8096 | 18.45 | Residential | Behind the Meter | Yes | Trinity Solar, LLC | PSE&G |  | Accepted | 2025-06-07 | 2025-07-02 | 2026-07-02 | Inverters | Solar Edge | USE3800H-USMNBL75 | 3800 |  | 1 |  |  | 0.97 |  | Outdoor
NJADRE1559873972 | Administratively Determined Incentive Program | Woodbury | 8096 | 18.45 | Residential | Behind the Meter | Yes | Trinity Solar, LLC | PSE&G |  | Accepted | 2025-06-07 | 2025-07-02 | 2026-07-02 | Solar Panels | HANWHA | (Q.PEAK DUO BLK ML-G10+ 410) |  | 0.41 | 2 | 179 | 34 |  | Fixed | Roof
NJADRE1559874058 | Administratively Determined Incentive Program | Waterford Works | 8089 | 8.61 | Residential | Behind the Meter | Yes | Trinity Solar, LLC | AC Electric |  | Accepted | 2025-06-07 | 2025-07-03 | 2026-07-03 | Solar Panels | HANWHA | (Q.PEAK DUO BLK ML-G10+ 410) |  | 0.41 | 15 | 273 | 18 |  | Fixed | Roof
NJADRE1559874058 | Administratively Determined Incentive Program | Waterford Works | 8089 | 8.61 | Residential | Behind the Meter | Yes | Trinity Solar, LLC | AC Electric |  | Accepted | 2025-06-07 | 2025-07-03 | 2026-07-03 | Solar Panels | HANWHA | (Q.PEAK DUO BLK ML-G10+ 410) |  | 0.41 | 6 | 183 | 18 |  | Fixed | Roof
NJADRE1559874058 | Administratively Determined Incentive Program | Waterford Works | 8089 | 8.61 | Residential | Behind the Meter | Yes | Trinity Solar, LLC | AC Electric |  | Accepted | 2025-06-07 | 2025-07-03 | 2026-07-03 | Inverters | Solar Edge | USE7600H-USMNBL75 | 7600 |  | 1 |  |  | 0.97 |  | Outdoor
NJADRE1559874073 | Administratively Determined Incentive Program | Cape May Court House | 8210 | 8.2 | Residential | Behind the Meter | Yes | Trinity Solar, LLC | AC Electric |  | Accepted | 2025-06-07 | 2025-07-02 | 2026-07-02 | Solar Panels | HANWHA | (Q.PEAK DUO BLK ML-G10+ 410) |  | 0.41 | 4 | 291 | 35 |  | Fixed | Roof
NJADRE1559874073 | Administratively Determined Incentive Program | Cape May Court House | 8210 | 8.2 | Residential | Behind the Meter | Yes | Trinity Solar, LLC | AC Electric |  | Accepted | 2025-06-07 | 2025-07-02 | 2026-07-02 | Inverters | Solar Edge | SE7600H-USMNUBL15 | 7600 |  | 1 |  |  | 0.97 |  | Outdoor
NJADRE1559874073 | Administratively Determined Incentive Program | Cape May Court House | 8210 | 8.2 | Residential | Behind the Meter | Yes | Trinity Solar, LLC | AC Electric |  | Accepted | 2025-06-07 | 2025-07-02 | 2026-07-02 | Solar Panels | HANWHA | (Q.PEAK DUO BLK ML-G10+ 410) |  | 0.41 | 14 | 201 | 36 |  | Fixed | Roof
NJADRE1559874073 | Administratively Determined Incentive Program | Cape May Court House | 8210 | 8.2 | Residential | Behind the Meter | Yes | Trinity Solar, LLC | AC Electric |  | Accepted | 2025-06-07 | 2025-07-02 | 2026-07-02 | Solar Panels | HANWHA | (Q.PEAK DUO BLK ML-G10+ 410) |  | 0.41 | 2 | 21 | 36 |  | Fixed | Roof
NJADRE1559874078 | Administratively Determined Incentive Program | GLENDORA | 8029 | 4.92 | Residential | Behind the Meter | Yes | Trinity Solar, LLC | PSE&G |  | Accepted | 2025-06-07 | 2025-07-02 | 2026-07-02 | Solar Panels | HANWHA | (Q.PEAK DUO BLK ML-G10+ 410) |  | 0.41 | 3 | 51 | 28 |  | Fixed | Roof
NJADRE1559874078 | Administratively Determined Incentive Program | GLENDORA | 8029 | 4.92 | Residential | Behind the Meter | Yes | Trinity Solar, LLC | PSE&G |  | Accepted | 2025-06-07 | 2025-07-02 | 2026-07-02 | Solar Panels | HANWHA | (Q.PEAK DUO BLK ML-G10+ 410) |  | 0.41 | 9 | 231 | 28 |  | Fixed | Roof
NJADRE1559874078 | Administratively Determined Incentive Program | GLENDORA | 8029 | 4.92 | Residential | Behind the Meter | Yes | Trinity Solar, LLC | PSE&G |  | Accepted | 2025-06-07 | 2025-07-02 | 2026-07-02 | Inverters | Solar Edge | USE3800H-USMNBL75 | 3800 |  | 1 |  |  | 0.97 |  | Outdoor
NJADRE1559875105 | Administratively Determined Incentive Program | Oakland | 7436 | 15.73 | Residential | Behind the Meter | Yes | Power Energy Solutions, LLC | Orange Rockland Electric |  | Accepted | 2025-06-08 | 2025-07-03 | 2026-07-03 | Solar Panels | Trina Solar | TSM-425NE09RC.05 |  | 0.425 | 4 | 37 | 19 |  | Fixed | Roof
NJADRE1559875105 | Administratively Determined Incentive Program | Oakland | 7436 | 15.73 | Residential | Behind the Meter | Yes | Power Energy Solutions, LLC | Orange Rockland Electric |  | Accepted | 2025-06-08 | 2025-07-03 | 2026-07-03 | Solar Panels | Trina Solar | TSM-425NE09RC.05 |  | 0.425 | 21 | 217 | 20 |  | Fixed | Roof
NJADRE1559875105 | Administratively Determined Incentive Program | Oakland | 7436 | 15.73 | Residential | Behind the Meter | Yes | Power Energy Solutions, LLC | Orange Rockland Electric |  | Accepted | 2025-06-08 | 2025-07-03 | 2026-07-03 | Inverters | SolarEdge | SE7600H-US | 8 |  | 1 |  |  | 0.97 |  | Outdoor
NJADRE1559875105 | Administratively Determined Incentive Program | Oakland | 7436 | 15.73 | Residential | Behind the Meter | Yes | Power Energy Solutions, LLC | Orange Rockland Electric |  | Accepted | 2025-06-08 | 2025-07-03 | 2026-07-03 | Solar Panels | Trina Solar | TSM-425NE09RC.05 |  | 0.425 | 12 | 128 | 24 |  | Fixed | Roof
NJADRE1559875118 | Administratively Determined Incentive Program | Old Bridge | 8857 | 10.625 | Residential | Behind the Meter | Yes | Power Energy Solutions, LLC | JCP&L |  | Accepted | 2025-06-08 | 2025-07-07 | 2026-07-07 | Inverters | SolarEdge | SE5700H-US | 6 |  | 1 |  |  | 0.97 |  | Outdoor
NJADRE1559875118 | Administratively Determined Incentive Program | Old Bridge | 8857 | 10.625 | Residential | Behind the Meter | Yes | Power Energy Solutions, LLC | JCP&L |  | Accepted | 2025-06-08 | 2025-07-07 | 2026-07-07 | Solar Panels | Trina Solar | TSM-425NE09RC.05 |  | 0.425 | 13 | 223 | 29 |  | Fixed | Roof
NJADRE1559875118 | Administratively Determined Incentive Program | Old Bridge | 8857 | 10.625 | Residential | Behind the Meter | Yes | Power Energy Solutions, LLC | JCP&L |  | Accepted | 2025-06-08 | 2025-07-07 | 2026-07-07 | Solar Panels | Trina Solar | TSM-425NE09RC.05 |  | 0.425 | 12 | 43 | 21 |  | Fixed | Roof
NJADRE1559875216 | Administratively Determined Incentive Program | Garfield | 7026 | 4.675 | Residential | Behind the Meter | Yes | Power Energy Solutions, LLC | PSE&G |  | Accepted | 2025-06-08 | 2025-07-07 | 2026-07-07 | Solar Panels | Trina Solar | TSM-425NE09RC.05 |  | 0.425 | 4 | 266 | 36 |  | Fixed | Roof
NJADRE1559875216 | Administratively Determined Incentive Program | Garfield | 7026 | 4.675 | Residential | Behind the Meter | Yes | Power Energy Solutions, LLC | PSE&G |  | Accepted | 2025-06-08 | 2025-07-07 | 2026-07-07 | Solar Panels | Trina Solar | TSM-425NE09RC.05 |  | 0.425 | 7 | 86 | 36 |  | Fixed | Roof
NJADRE1559875216 | Administratively Determined Incentive Program | Garfield | 7026 | 4.675 | Residential | Behind the Meter | Yes | Power Energy Solutions, LLC | PSE&G |  | Accepted | 2025-06-08 | 2025-07-07 | 2026-07-07 | Inverters | SolarEdge | SE3800H-US | 4 |  | 1 |  |  | 0.97 |  | Outdoor
NJADRE1559875229 | Administratively Determined Incentive Program | Perth Amboy | 8861 | 4.51 | Residential | Behind the Meter | Yes | Trinity Solar, LLC | PSE&G |  | Accepted | 2025-06-08 | 2025-07-02 | 2026-07-02 | Inverters | SOLAREDGE | USE3800H-USMNBL75 | 3800 |  | 1 |  |  | 0.97 |  | Outside
NJADRE1559875229 | Administratively Determined Incentive Program | Perth Amboy | 8861 | 4.51 | Residential | Behind the Meter | Yes | Trinity Solar, LLC | PSE&G |  | Accepted | 2025-06-08 | 2025-07-02 | 2026-07-02 | Solar Panels | HANWHA 410 (Q.PEAK DUO BLK ML-G10+ 410) | HANWHA 410 (Q.PEAK DUO BLK ML-G10+ 410) |  | 0.41 | 11 | 200 | 38 |  | Fixed | Roof
NJADRE1559875243 | Administratively Determined Incentive Program | Whiting | 8759 | 14.35 | Residential | Behind the Meter | Yes | Trinity Solar, LLC | JCP&L |  | Accepted | 2025-06-08 | 2025-07-02 | 2026-07-02 | Inverters | SOLAREDGE | USE11400H-USMNBL75 | 11400 |  | 1 |  |  | 0.97 |  | Outside
NJADRE1559875243 | Administratively Determined Incentive Program | Whiting | 8759 | 14.35 | Residential | Behind the Meter | Yes | Trinity Solar, LLC | JCP&L |  | Accepted | 2025-06-08 | 2025-07-02 | 2026-07-02 | Solar Panels | HANWHA 410 (Q.PEAK DUO BLK ML-G10+ 410) | HANWHA 410 (Q.PEAK DUO BLK ML-G10+ 410) |  | 0.41 | 6 | 46 | 16 |  | Fixed | Roof
NJADRE1559875243 | Administratively Determined Incentive Program | Whiting | 8759 | 14.35 | Residential | Behind the Meter | Yes | Trinity Solar, LLC | JCP&L |  | Accepted | 2025-06-08 | 2025-07-02 | 2026-07-02 | Solar Panels | HANWHA 410 (Q.PEAK DUO BLK ML-G10+ 410) | HANWHA 410 (Q.PEAK DUO BLK ML-G10+ 410) |  | 0.41 | 13 | 46 | 17 |  | Fixed | Roof
NJADRE1559875243 | Administratively Determined Incentive Program | Whiting | 8759 | 14.35 | Residential | Behind the Meter | Yes | Trinity Solar, LLC | JCP&L |  | Accepted | 2025-06-08 | 2025-07-02 | 2026-07-02 | Solar Panels | HANWHA 410 (Q.PEAK DUO BLK ML-G10+ 410) | HANWHA 410 (Q.PEAK DUO BLK ML-G10+ 410) |  | 0.41 | 14 | 226 | 17 |  | Fixed | Roof
NJADRE1559875243 | Administratively Determined Incentive Program | Whiting | 8759 | 14.35 | Residential | Behind the Meter | Yes | Trinity Solar, LLC | JCP&L |  | Accepted | 2025-06-08 | 2025-07-02 | 2026-07-02 | Solar Panels | HANWHA 410 (Q.PEAK DUO BLK ML-G10+ 410) | HANWHA 410 (Q.PEAK DUO BLK ML-G10+ 410) |  | 0.41 | 2 | 226 | 17 |  | Fixed | Roof
NJADRE1559875546 | Administratively Determined Incentive Program | Leesburg | 8327 | 17.2 | Residential | Behind the Meter | Yes | RCL Enterprises, Inc. | AC Electric |  | Accepted | 2025-06-09 | 2025-07-03 | 2026-07-03 | Inverters | Enphase | IQ8HC | 380 |  | 40 |  |  | 0.97 |  | Outside
NJADRE1559875546 | Administratively Determined Incentive Program | Leesburg | 8327 | 17.2 | Residential | Behind the Meter | Yes | RCL Enterprises, Inc. | AC Electric |  | Accepted | 2025-06-09 | 2025-07-03 | 2026-07-03 | Solar Panels | SEG | SEG430BTD |  | 0.43 | 32 | 312 | 20 |  | Fixed | Roof
NJADRE1559875546 | Administratively Determined Incentive Program | Leesburg | 8327 | 17.2 | Residential | Behind the Meter | Yes | RCL Enterprises, Inc. | AC Electric |  | Accepted | 2025-06-09 | 2025-07-03 | 2026-07-03 | Solar Panels | SEG | SEG430BTD |  | 0.43 | 8 | 132 | 40 |  | Fixed | Roof
NJADRE1559875577 | Administratively Determined Incentive Program | Little Egg Harbor Twp | 8087 | 17.85 | Residential | Behind the Meter | Yes | Whitman Construction, LLC | AC Electric |  | Accepted | 2025-06-09 | 2025-07-03 | 2026-07-03 | Inverters | ENPHASE | IQ8HC-72-M-DOM-US | 380 |  | 42 |  |  | 0.973 |  | Outdoor
NJADRE1559875577 | Administratively Determined Incentive Program | Little Egg Harbor Twp | 8087 | 17.85 | Residential | Behind the Meter | Yes | Whitman Construction, LLC | AC Electric |  | Accepted | 2025-06-09 | 2025-07-03 | 2026-07-03 | Solar Panels | JINKO SOLAR | JKM425N-54HL4-B |  | 0.425 | 14 | 10 | 25 |  | Fixed | Roof
NJADRE1559875577 | Administratively Determined Incentive Program | Little Egg Harbor Twp | 8087 | 17.85 | Residential | Behind the Meter | Yes | Whitman Construction, LLC | AC Electric |  | Accepted | 2025-06-09 | 2025-07-03 | 2026-07-03 | Solar Panels | JINKO SOLAR | JKM425N-54HL4-B |  | 0.425 | 18 | 190 | 25 |  | Fixed | Roof
NJADRE1559875577 | Administratively Determined Incentive Program | Little Egg Harbor Twp | 8087 | 17.85 | Residential | Behind the Meter | Yes | Whitman Construction, LLC | AC Electric |  | Accepted | 2025-06-09 | 2025-07-03 | 2026-07-03 | Solar Panels | JINKO SOLAR | JKM425N-54HL4-B |  | 0.425 | 10 | 190 | 20 |  | Fixed | Roof
NJADRE1559875605 | Administratively Determined Incentive Program | WESTWOOD | 7675 | 9.57 | Residential | Behind the Meter | Yes | SunnyMac, LLC | PSE&G |  | Accepted | 2025-06-09 | 2025-07-02 | 2026-07-02 | Solar Panels | HANWHA | Q.TRON BLK M-G2+ |  | 0.435 | 8 | 250 | 31 |  | Fixed | Roof
NJADRE1559875605 | Administratively Determined Incentive Program | WESTWOOD | 7675 | 9.57 | Residential | Behind the Meter | Yes | SunnyMac, LLC | PSE&G |  | Accepted | 2025-06-09 | 2025-07-02 | 2026-07-02 | Solar Panels | HANWHA | Q.TRON BLK M-G2+ |  | 0.435 | 12 | 70 | 31 |  | Fixed | Roof
NJADRE1559875605 | Administratively Determined Incentive Program | WESTWOOD | 7675 | 9.57 | Residential | Behind the Meter | Yes | SunnyMac, LLC | PSE&G |  | Accepted | 2025-06-09 | 2025-07-02 | 2026-07-02 | Solar Panels | HANWHA | Q.TRON BLK M-G2+ |  | 0.435 | 2 | 160 | 31 |  | Fixed | Roof
NJADRE1559875605 | Administratively Determined Incentive Program | WESTWOOD | 7675 | 9.57 | Residential | Behind the Meter | Yes | SunnyMac, LLC | PSE&G |  | Accepted | 2025-06-09 | 2025-07-02 | 2026-07-02 | Inverters | SOLAREDGE HOME HUB | SE7600H-US | 7600 |  | 1 |  |  | 0.99 |  | Outdoor | next to meter
NJADRE1559875617 | Administratively Determined Incentive Program | PISCATAWAY TWP | 8854 | 12.96 | Residential | Behind the Meter | Yes | Sunrun Installation Services, Inc. | PSE&G |  | Accepted | 2025-06-09 | 2025-07-02 | 2026-07-02 | Solar Panels | JA Solar | JAM54S31-405/MR |  | 0.405 | 12 | 131 | 18 |  | Fixed | Roof
NJADRE1559875617 | Administratively Determined Incentive Program | PISCATAWAY TWP | 8854 | 12.96 | Residential | Behind the Meter | Yes | Sunrun Installation Services, Inc. | PSE&G |  | Accepted | 2025-06-09 | 2025-07-02 | 2026-07-02 | Solar Panels | JA Solar | JAM54S31-405/MR |  | 0.405 | 4 | 221 | 35 |  | Fixed | Roof
NJADRE1559875617 | Administratively Determined Incentive Program | PISCATAWAY TWP | 8854 | 12.96 | Residential | Behind the Meter | Yes | Sunrun Installation Services, Inc. | PSE&G |  | Accepted | 2025-06-09 | 2025-07-02 | 2026-07-02 | Solar Panels | JA Solar | JAM54S31-405/MR |  | 0.405 | 6 | 222 | 35 |  | Fixed | Roof
NJADRE1559875617 | Administratively Determined Incentive Program | PISCATAWAY TWP | 8854 | 12.96 | Residential | Behind the Meter | Yes | Sunrun Installation Services, Inc. | PSE&G |  | Accepted | 2025-06-09 | 2025-07-02 | 2026-07-02 | Inverters | SolarEdge Technologies | SE10000H-USMN | 10000 |  | 1 |  |  | 0.99 |  | Outdoor | Next to meter
NJADRE1559875617 | Administratively Determined Incentive Program | PISCATAWAY TWP | 8854 | 12.96 | Residential | Behind the Meter | Yes | Sunrun Installation Services, Inc. | PSE&G |  | Accepted | 2025-06-09 | 2025-07-02 | 2026-07-02 | Solar Panels | JA Solar | JAM54S31-405/MR |  | 0.405 | 10 | 311 | 19 |  | Fixed | Roof
NJADRE1559875618 | Administratively Determined Incentive Program | ENGLEWOOD | 7631 | 13.05 | Residential | Behind the Meter | Yes | SunnyMac, LLC | PSE&G |  | Accepted | 2025-06-09 | 2025-07-02 | 2026-07-02 | Solar Panels | HANWHA | Q.TRON BLK M-G2+ |  | 0.435 | 20 | 206 | 19 |  | Fixed | Roof
NJADRE1559875618 | Administratively Determined Incentive Program | ENGLEWOOD | 7631 | 13.05 | Residential | Behind the Meter | Yes | SunnyMac, LLC | PSE&G |  | Accepted | 2025-06-09 | 2025-07-02 | 2026-07-02 | Solar Panels | HANWHA | Q.TRON BLK M-G2+ |  | 0.435 | 5 | 296 | 19 |  | Fixed | Roof
NJADRE1559875618 | Administratively Determined Incentive Program | ENGLEWOOD | 7631 | 13.05 | Residential | Behind the Meter | Yes | SunnyMac, LLC | PSE&G |  | Accepted | 2025-06-09 | 2025-07-02 | 2026-07-02 | Solar Panels | HANWHA | Q.TRON BLK M-G2+ |  | 0.435 | 5 | 116 | 19 |  | Fixed | Roof
NJADRE1559875618 | Administratively Determined Incentive Program | ENGLEWOOD | 7631 | 13.05 | Residential | Behind the Meter | Yes | SunnyMac, LLC | PSE&G |  | Accepted | 2025-06-09 | 2025-07-02 | 2026-07-02 | Inverters | SOLAREDGE HOME HUB | SE10000H-US | 10000 |  | 1 |  |  | 0.99 |  | Outdoor | next to meter
NJADRE1559875627 | Administratively Determined Incentive Program | HELMETTA | 8828 | 6.38 | Residential | Behind the Meter | Yes | Whitman Construction, LLC | JCP&L |  | Accepted | 2025-06-09 | 2025-07-02 | 2026-07-02 | Solar Panels | JINKO SOLAR | JKM425N-54HL4-B |  | 0.425 | 10 | 127 | 30 |  | Fixed | Roof
NJADRE1559875627 | Administratively Determined Incentive Program | HELMETTA | 8828 | 6.38 | Residential | Behind the Meter | Yes | Whitman Construction, LLC | JCP&L |  | Accepted | 2025-06-09 | 2025-07-02 | 2026-07-02 | Solar Panels | JINKO SOLAR | JKM425N-54HL4-B |  | 0.425 | 5 | 127 | 30 |  | Fixed | Roof
NJADRE1559875627 | Administratively Determined Incentive Program | HELMETTA | 8828 | 6.38 | Residential | Behind the Meter | Yes | Whitman Construction, LLC | JCP&L |  | Accepted | 2025-06-09 | 2025-07-02 | 2026-07-02 | Inverters | ENPHASE | IQ8HC-72-M-DOM-US | 380 |  | 15 |  |  | 0.973 |  | Outdoor
NJADRE1559875634 | Administratively Determined Incentive Program | EAST ORANGE | 7018 | 3.4 | Residential | Behind the Meter | Yes | Power Energy Solutions, LLC | PSE&G |  | Accepted | 2025-06-09 | 2025-07-03 | 2026-07-03 | Inverters | SolarEdge | SE3800H-US | 4 |  | 1 |  |  | 0.97 |  | Outdoor
NJADRE1559875634 | Administratively Determined Incentive Program | EAST ORANGE | 7018 | 3.4 | Residential | Behind the Meter | Yes | Power Energy Solutions, LLC | PSE&G |  | Accepted | 2025-06-09 | 2025-07-03 | 2026-07-03 | Solar Panels | Trina Solar | TSM-425NE09RC.05 |  | 0.425 | 8 | 294 | 3 |  | Fixed | Roof
NJADRE1559875649 | Administratively Determined Incentive Program | WATERFORD | 8004 | 11.745 | Residential | Behind the Meter | Yes | SunnyMac, LLC | AC Electric |  | Accepted | 2025-06-09 | 2025-07-07 | 2026-07-07 | Solar Panels | HANWHA | Q.TRON BLK M-G2+ |  | 0.435 | 20 | 312 | 20 |  | Fixed | Roof
NJADRE1559875649 | Administratively Determined Incentive Program | WATERFORD | 8004 | 11.745 | Residential | Behind the Meter | Yes | SunnyMac, LLC | AC Electric |  | Accepted | 2025-06-09 | 2025-07-07 | 2026-07-07 | Solar Panels | HANWHA | Q.TRON BLK M-G2+ |  | 0.435 | 7 | 132 | 20 |  | Fixed | Roof
NJADRE1559875649 | Administratively Determined Incentive Program | WATERFORD | 8004 | 11.745 | Residential | Behind the Meter | Yes | SunnyMac, LLC | AC Electric |  | Accepted | 2025-06-09 | 2025-07-07 | 2026-07-07 | Inverters | SOLAREDGE | SE7600H-US | 7600 |  | 1 |  |  | 0.99 |  | Outdoor | next to meter
NJADRE1559875649 | Administratively Determined Incentive Program | WATERFORD | 8004 | 11.745 | Residential | Behind the Meter | Yes | SunnyMac, LLC | AC Electric |  | Accepted | 2025-06-09 | 2025-07-07 | 2026-07-07 | Meters | SOLAREDGE HOME HUB | SE-RGMTR-1D-240C-B |  |  | 1 |  |  |  | Yes | Outdoor
NJADRE1559875652 | Administratively Determined Incentive Program | PENNSAUKEN | 8110 | 8.1 | Residential | Behind the Meter | Yes | Sunrun Installation Services, Inc. | PSE&G |  | Accepted | 2025-06-09 | 2025-07-02 | 2026-07-02 | Solar Panels | JA Solar | JAM54S31-405/MR |  | 0.405 | 20 | 37 | 26 |  | Fixed | Roof
NJADRE1559875652 | Administratively Determined Incentive Program | PENNSAUKEN | 8110 | 8.1 | Residential | Behind the Meter | Yes | Sunrun Installation Services, Inc. | PSE&G |  | Accepted | 2025-06-09 | 2025-07-02 | 2026-07-02 | Inverters | SolarEdge Technologies | SE5700H-USMN | 5760 |  | 1 |  |  | 0.99 |  | Outdoor
NJADRE1559875658 | Administratively Determined Incentive Program | EAST ORANGE | 7018 | 3.83 | Residential | Behind the Meter | Yes | Power Energy Solutions, LLC | PSE&G |  | Accepted | 2025-06-09 | 2025-07-03 | 2026-07-03 | Solar Panels | Trina Solar | TSM-425NE09RC.05 |  | 0.425 | 9 | 294 | 3 |  | Fixed | Roof
NJADRE1559875658 | Administratively Determined Incentive Program | EAST ORANGE | 7018 | 3.83 | Residential | Behind the Meter | Yes | Power Energy Solutions, LLC | PSE&G |  | Accepted | 2025-06-09 | 2025-07-03 | 2026-07-03 | Inverters | SolarEdge | SE3800H-US | 4 |  | 1 |  |  | 0.97 |  | Outdoor
NJADRE1559875671 | Administratively Determined Incentive Program | PRINCETON | 8540 | 11.89 | Residential | Behind the Meter | Yes | Pro Custom Solar dba Momentum Solar | PSE&G |  | Accepted | 2025-06-09 | 2025-07-09 | 2026-07-09 | Solar Panels | HANWHA | Q.PEAK DUO BLK ML-G10+410 |  | 0.41 | 3 | 140 | 23 |  | Fixed | Roof
NJADRE1559875671 | Administratively Determined Incentive Program | PRINCETON | 8540 | 11.89 | Residential | Behind the Meter | Yes | Pro Custom Solar dba Momentum Solar | PSE&G |  | Accepted | 2025-06-09 | 2025-07-09 | 2026-07-09 | Inverters | HANWHA | IQ8HC-72-M-DOM-US | 380 |  | 29 |  |  | 0.97 |  | Outdoor
NJADRE1559875671 | Administratively Determined Incentive Program | PRINCETON | 8540 | 11.89 | Residential | Behind the Meter | Yes | Pro Custom Solar dba Momentum Solar | PSE&G |  | Accepted | 2025-06-09 | 2025-07-09 | 2026-07-09 | Solar Panels | HANWHA | Q.PEAK DUO BLK ML-G10+410 |  | 0.41 | 8 | 50 | 32 |  | Fixed | Roof
NJADRE1559875671 | Administratively Determined Incentive Program | PRINCETON | 8540 | 11.89 | Residential | Behind the Meter | Yes | Pro Custom Solar dba Momentum Solar | PSE&G |  | Accepted | 2025-06-09 | 2025-07-09 | 2026-07-09 | Solar Panels | HANWHA | Q.PEAK DUO BLK ML-G10+410 |  | 0.41 | 18 | 230 | 25 |  | Fixed | Roof
NJADRE1559875681 | Administratively Determined Incentive Program | LAKEWOOD | 8701 | 15.18 | Residential | Behind the Meter | Yes | Kamtech Solar Solutions | JCP&L |  | Accepted | 2025-06-09 | 2025-07-03 | 2026-07-03 | Solar Panels | REC | REC 460 AA PURE RX |  | 0.46 | 12 | 278 | 35 |  | Fixed | Roof | OUTSIDE
NJADRE1559875681 | Administratively Determined Incentive Program | LAKEWOOD | 8701 | 15.18 | Residential | Behind the Meter | Yes | Kamtech Solar Solutions | JCP&L |  | Accepted | 2025-06-09 | 2025-07-03 | 2026-07-03 | Solar Panels | REC | REC 460 AA PURE RX |  | 0.46 | 15 | 98 | 35 |  | Fixed | Roof | OUTSIDE
NJADRE1559875681 | Administratively Determined Incentive Program | LAKEWOOD | 8701 | 15.18 | Residential | Behind the Meter | Yes | Kamtech Solar Solutions | JCP&L |  | Accepted | 2025-06-09 | 2025-07-03 | 2026-07-03 | Solar Panels | REC | REC 460 AA PURE RX |  | 0.46 | 6 | 8 | 20 |  | Fixed | Roof | OUTSIDE
NJADRE1559875681 | Administratively Determined Incentive Program | LAKEWOOD | 8701 | 15.18 | Residential | Behind the Meter | Yes | Kamtech Solar Solutions | JCP&L |  | Accepted | 2025-06-09 | 2025-07-03 | 2026-07-03 | Inverters | ENPHASE | IQ8X-80-M-US | 380 |  | 33 |  |  | 0.973 |  | Outdoor | ROOFTOP
NJADRE1559875684 | Administratively Determined Incentive Program | JERSEY CITY | 7307 | 9.03 | Residential | Behind the Meter | Yes | Pro Custom Solar dba Momentum Solar | PSE&G |  | Accepted | 2025-06-09 | 2025-07-03 | 2026-07-03 | Inverters | ENPHASE | IQ8HC-72-M-DOM-US | 380 |  | 21 |  |  | 0.97 |  | Outdoor
NJADRE1559875684 | Administratively Determined Incentive Program | JERSEY CITY | 7307 | 9.03 | Residential | Behind the Meter | Yes | Pro Custom Solar dba Momentum Solar | PSE&G |  | Accepted | 2025-06-09 | 2025-07-03 | 2026-07-03 | Solar Panels | HANWHA | Q.TRON BLK M-G2+430 |  | 0.43 | 16 | 27 | 18 |  | Fixed | Roof
NJADRE1559875684 | Administratively Determined Incentive Program | JERSEY CITY | 7307 | 9.03 | Residential | Behind the Meter | Yes | Pro Custom Solar dba Momentum Solar | PSE&G |  | Accepted | 2025-06-09 | 2025-07-03 | 2026-07-03 | Solar Panels | HANWHA | Q.TRON BLK M-G2+430 |  | 0.43 | 5 | 207 | 16 |  | Fixed | Roof
NJADRE1559875686 | Administratively Determined Incentive Program | EAST ORANGE | 7018 | 4.25 | Residential | Behind the Meter | Yes | Power Energy Solutions, LLC | PSE&G |  | Accepted | 2025-06-09 | 2025-07-07 | 2026-07-07 | Solar Panels | Trina Solar | TSM-425NE09RC.05 |  | 0.425 | 10 | 294 | 3 |  | Fixed | Roof
NJADRE1559875686 | Administratively Determined Incentive Program | EAST ORANGE | 7018 | 4.25 | Residential | Behind the Meter | Yes | Power Energy Solutions, LLC | PSE&G |  | Accepted | 2025-06-09 | 2025-07-07 | 2026-07-07 | Inverters | SolarEdge | SE3800H-US | 4 |  | 1 |  |  | 0.97 |  | Outdoor
NJADRE1559875694 | Administratively Determined Incentive Program | MAYS LANDING | 8330 | 4.86 | Residential | Behind the Meter | Yes | Sunrun Installation Services, Inc. | AC Electric |  | Accepted | 2025-06-09 | 2025-07-02 | 2026-07-02 | Inverters | SOLAREDGE TECHNOLOGIES | SE3800H-USMN | 3800 |  | 1 |  |  | 0.99 |  | Outdoor
NJADRE1559875694 | Administratively Determined Incentive Program | MAYS LANDING | 8330 | 4.86 | Residential | Behind the Meter | Yes | Sunrun Installation Services, Inc. | AC Electric |  | Accepted | 2025-06-09 | 2025-07-02 | 2026-07-02 | Solar Panels | JA SOLAR | JAM54S31-405/MR |  | 0.405 | 12 | 304 | 25 |  | Fixed | Roof
NJADRE1559875700 | Administratively Determined Incentive Program | MOORESTOWN | 8057 | 36.125 | Residential | Behind the Meter | Yes | Whitman Construction, LLC | PSE&G |  | Accepted | 2025-07-16 | 2025-08-07 | 2026-08-07 | Solar Panels | JINKO SOLAR | JKM425N-54HL4-B |  | 0.425 | 12 | 126 | 27 |  | Fixed | Roof
NJADRE1559875700 | Administratively Determined Incentive Program | MOORESTOWN | 8057 | 36.125 | Residential | Behind the Meter | Yes | Whitman Construction, LLC | PSE&G |  | Accepted | 2025-07-16 | 2025-08-07 | 2026-08-07 | Solar Panels | JINKO SOLAR | JKM425N-54HL4-B |  | 0.425 | 8 | 126 | 27 |  | Fixed | Roof
NJADRE1559875700 | Administratively Determined Incentive Program | MOORESTOWN | 8057 | 36.125 | Residential | Behind the Meter | Yes | Whitman Construction, LLC | PSE&G |  | Accepted | 2025-07-16 | 2025-08-07 | 2026-08-07 | Solar Panels | JINKO SOLAR | JKM425N-54HL4-B |  | 0.425 | 16 | 277 | 34 |  | Fixed | Roof
NJADRE1559875700 | Administratively Determined Incentive Program | MOORESTOWN | 8057 | 36.125 | Residential | Behind the Meter | Yes | Whitman Construction, LLC | PSE&G |  | Accepted | 2025-07-16 | 2025-08-07 | 2026-08-07 | Solar Panels | JINKO SOLAR | JKM425N-54HL4-B |  | 0.425 | 7 | 36 | 23 |  | Fixed | Roof
NJADRE1559875700 | Administratively Determined Incentive Program | MOORESTOWN | 8057 | 36.125 | Residential | Behind the Meter | Yes | Whitman Construction, LLC | PSE&G |  | Accepted | 2025-07-16 | 2025-08-07 | 2026-08-07 | Solar Panels | JINKO SOLAR | JKM425N-54HL4-B |  | 0.425 | 17 | 216 | 23 |  | Fixed | Roof
NJADRE1559875700 | Administratively Determined Incentive Program | MOORESTOWN | 8057 | 36.125 | Residential | Behind the Meter | Yes | Whitman Construction, LLC | PSE&G |  | Accepted | 2025-07-16 | 2025-08-07 | 2026-08-07 | Inverters | ENPHASE | IQ8HC-72-M-DOM-US | 380 |  | 85 |  |  | 0.973 |  | Outdoor
NJADRE1559875700 | Administratively Determined Incentive Program | MOORESTOWN | 8057 | 36.125 | Residential | Behind the Meter | Yes | Whitman Construction, LLC | PSE&G |  | Accepted | 2025-07-16 | 2025-08-07 | 2026-08-07 | Solar Panels | JINKO SOLAR | JKM425N-54HL4-B |  | 0.425 | 10 | 126 | 27 |  | Fixed | Roof
NJADRE1559875700 | Administratively Determined Incentive Program | MOORESTOWN | 8057 | 36.125 | Residential | Behind the Meter | Yes | Whitman Construction, LLC | PSE&G |  | Accepted | 2025-07-16 | 2025-08-07 | 2026-08-07 | Solar Panels | JINKO SOLAR | JKM425N-54HL4-B |  | 0.425 | 8 | 126 | 27 |  | Fixed | Roof
NJADRE1559875700 | Administratively Determined Incentive Program | MOORESTOWN | 8057 | 36.125 | Residential | Behind the Meter | Yes | Whitman Construction, LLC | PSE&G |  | Accepted | 2025-07-16 | 2025-08-07 | 2026-08-07 | Solar Panels | JINKO SOLAR | JKM425N-54HL4-B |  | 0.425 | 7 | 306 | 27 |  | Fixed | Roof
NJADRE1559875706 | Administratively Determined Incentive Program | EAST ORANGE | 7018 | 4.675 | Residential | Behind the Meter | Yes | Power Energy Solutions, LLC | PSE&G |  | Accepted | 2025-06-09 | 2025-07-03 | 2026-07-03 | Inverters | SolarEdge | SE3800H-US | 3800 |  | 1 |  |  | 0.97 |  | Outdoor
NJADRE1559875706 | Administratively Determined Incentive Program | EAST ORANGE | 7018 | 4.675 | Residential | Behind the Meter | Yes | Power Energy Solutions, LLC | PSE&G |  | Accepted | 2025-06-09 | 2025-07-03 | 2026-07-03 | Solar Panels | Trina Solar | TSM-425NE09RC.05 |  | 0.425 | 11 | 110 | 1 |  | Fixed | Roof
NJADRE1559875714 | Administratively Determined Incentive Program | SPRINGFIELD | 7081 | 4.92 | Residential | Behind the Meter | Yes | Sunrun Installation Services, Inc. | JCP&L |  | Accepted | 2025-06-09 | 2025-07-03 | 2026-07-03 | Inverters | SolarEdge Technologies | SE3800H-USMN | 3800 |  | 1 |  |  | 0.99 |  | Outdoor | Next to meter
NJADRE1559875714 | Administratively Determined Incentive Program | SPRINGFIELD | 7081 | 4.92 | Residential | Behind the Meter | Yes | Sunrun Installation Services, Inc. | JCP&L |  | Accepted | 2025-06-09 | 2025-07-03 | 2026-07-03 | Solar Panels | ELIN ENERGY | ELNSM54M-HC-410 |  | 0.41 | 4 | 127 | 20 |  | Fixed | Roof
NJADRE1559875714 | Administratively Determined Incentive Program | SPRINGFIELD | 7081 | 4.92 | Residential | Behind the Meter | Yes | Sunrun Installation Services, Inc. | JCP&L |  | Accepted | 2025-06-09 | 2025-07-03 | 2026-07-03 | Solar Panels | ELIN ENERGY | ELNSM54M-HC-410 |  | 0.41 | 8 | 217 | 20 |  | Fixed | Roof
NJADRE1559875714 | Administratively Determined Incentive Program | SPRINGFIELD | 7081 | 4.92 | Residential | Behind the Meter | Yes | Sunrun Installation Services, Inc. | JCP&L |  | Accepted | 2025-06-09 | 2025-07-03 | 2026-07-03 | Meters | SOLAREDGE TECHNOLOGIES | SE3800H-USMN |  |  | 1 |  |  |  | Yes | Outdoor
NJADRE1559875728 | Administratively Determined Incentive Program | BOGOTA BORO | 7603 | 3.24 | Residential | Behind the Meter | Yes | Sunrun Installation Services, Inc. | PSE&G |  | Accepted | 2025-06-09 | 2025-07-03 | 2026-07-03 | Inverters | SOLAREDGE TECHNOLOGIES | SE3800H-USMN | 3800 |  | 1 |  |  | 0.99 |  | Outdoor
NJADRE1559875728 | Administratively Determined Incentive Program | BOGOTA BORO | 7603 | 3.24 | Residential | Behind the Meter | Yes | Sunrun Installation Services, Inc. | PSE&G |  | Accepted | 2025-06-09 | 2025-07-03 | 2026-07-03 | Solar Panels | JA SOLAR | JAM54S31-405/MR |  | 0.405 | 8 | 201 | 30 |  | Fixed | Roof
NJADRE1559875743 | Administratively Determined Incentive Program | Wayne | 7470 | 12.9 | Residential | Behind the Meter | Yes | Brilliant Installations, Inc. | JCP&L |  | Accepted | 2025-06-10 | 2025-07-07 | 2026-07-07 | Solar Panels | JINKO SOLAR | JKM430N-54HL4-B430 |  | 0.43 | 30 | 171 | 14 |  | Fixed | Roof
NJADRE1559875743 | Administratively Determined Incentive Program | Wayne | 7470 | 12.9 | Residential | Behind the Meter | Yes | Brilliant Installations, Inc. | JCP&L |  | Accepted | 2025-06-10 | 2025-07-07 | 2026-07-07 | Inverters | SOLAREDGE | USE10000H-USMNBL75 | 10000 |  | 1 |  |  | 0.97 |  | Outdoor
NJADRE1559875747 | Administratively Determined Incentive Program | EWING TOWNSHIP | 8638 | 10.005 | Residential | Behind the Meter | Yes | SunnyMac, LLC | PSE&G |  | Accepted | 2025-06-09 | 2025-07-03 | 2026-07-03 | Inverters | SOLAREDGE HOME HUB | SE7600H-US | 7600 |  | 1 |  |  | 0.99 |  | Outdoor | next to meter
NJADRE1559875747 | Administratively Determined Incentive Program | EWING TOWNSHIP | 8638 | 10.005 | Residential | Behind the Meter | Yes | SunnyMac, LLC | PSE&G |  | Accepted | 2025-06-09 | 2025-07-03 | 2026-07-03 | Solar Panels | HANWHA | Q.TRON BLK M-G2+ |  | 0.435 | 2 | 304 | 23 |  | Fixed | Roof
NJADRE1559875747 | Administratively Determined Incentive Program | EWING TOWNSHIP | 8638 | 10.005 | Residential | Behind the Meter | Yes | SunnyMac, LLC | PSE&G |  | Accepted | 2025-06-09 | 2025-07-03 | 2026-07-03 | Solar Panels | HANWHA | Q.TRON BLK M-G2+ |  | 0.435 | 11 | 304 | 23 |  | Fixed | Roof
NJADRE1559875747 | Administratively Determined Incentive Program | EWING TOWNSHIP | 8638 | 10.005 | Residential | Behind the Meter | Yes | SunnyMac, LLC | PSE&G |  | Accepted | 2025-06-09 | 2025-07-03 | 2026-07-03 | Solar Panels | HANWHA | Q.TRON BLK M-G2+ |  | 0.435 | 10 | 124 | 23 |  | Fixed | Roof
NJADRE1559875747 | Administratively Determined Incentive Program | EWING TOWNSHIP | 8638 | 10.005 | Residential | Behind the Meter | Yes | SunnyMac, LLC | PSE&G |  | Accepted | 2025-06-09 | 2025-07-03 | 2026-07-03 | Meters | SOLAREDGE HOME HUB | SE-RGMTR-1D-240C-B |  |  | 1 |  |  |  | Yes | Outdoor
NJADRE1559875750 | Administratively Determined Incentive Program | ROCKLEIGH | 7647 | 10.53 | Residential | Behind the Meter | Yes | Sunrun Installation Services, Inc. | Orange Rockland Electric |  | Accepted | 2025-06-09 | 2025-07-03 | 2026-07-03 | Inverters | SolarEdge Technologies | SE7600H-USMN | 7600 |  | 1 |  |  | 0.99 |  | Outdoor | Next to meter
NJADRE1559875750 | Administratively Determined Incentive Program | ROCKLEIGH | 7647 | 10.53 | Residential | Behind the Meter | Yes | Sunrun Installation Services, Inc. | Orange Rockland Electric |  | Accepted | 2025-06-09 | 2025-07-03 | 2026-07-03 | Solar Panels | JA Solar | JAM54S31-405/MR |  | 0.405 | 14 | 97 | 20 |  | Fixed | Roof
NJADRE1559875750 | Administratively Determined Incentive Program | ROCKLEIGH | 7647 | 10.53 | Residential | Behind the Meter | Yes | Sunrun Installation Services, Inc. | Orange Rockland Electric |  | Accepted | 2025-06-09 | 2025-07-03 | 2026-07-03 | Solar Panels | JA Solar | JAM54S31-405/MR |  | 0.405 | 12 | 97 | 18 |  | Fixed | Roof
NJADRE1559875751 | Administratively Determined Incentive Program | ROBBINSVILLE | 8691 | 412.42 | Commercial | Behind the Meter | No | e2/ECTA, Inc. | JCP&L |  | Accepted | 2025-08-15 | 2025-09-10 | 2026-09-10 | Inverters | SolarEdge Technologies Inc. | SE100KUS (SE-TRI) | 100000 |  | 1 |  |  | 0.98 |  | Outside | North Exterior Wall
NJADRE1559875751 | Administratively Determined Incentive Program | ROBBINSVILLE | 8691 | 412.42 | Commercial | Behind the Meter | No | e2/ECTA, Inc. | JCP&L |  | Accepted | 2025-08-15 | 2025-09-10 | 2026-09-10 | Meters | Continental Control Systems, LLC | WND-WR-MB | 2 |  | 1 |  |  |  | Yes | Outdoor
NJADRE1559875751 | Administratively Determined Incentive Program | ROBBINSVILLE | 8691 | 412.42 | Commercial | Behind the Meter | No | e2/ECTA, Inc. | JCP&L |  | Accepted | 2025-08-15 | 2025-09-10 | 2026-09-10 | Solar Panels | Heliene | 156HC M10 SL |  | 0.585 | 588 | 215 | 10 |  | Fixed | Roof
NJADRE1559875751 | Administratively Determined Incentive Program | ROBBINSVILLE | 8691 | 412.42 | Commercial | Behind the Meter | No | e2/ECTA, Inc. | JCP&L |  | Accepted | 2025-08-15 | 2025-09-10 | 2026-09-10 | Inverters | SolarEdge Technologies Inc. | SE80KUS (SE-DBL) | 80000 |  | 2 |  |  | 0.98 |  | Outside | North Exterior Wall
NJADRE1559875751 | Administratively Determined Incentive Program | ROBBINSVILLE | 8691 | 412.42 | Commercial | Behind the Meter | No | e2/ECTA, Inc. | JCP&L |  | Accepted | 2025-08-15 | 2025-09-10 | 2026-09-10 | Meters | Continental Control Systems, LLC | WND-WR-MB | 2 |  | 1 |  |  |  | Yes | Outdoor
NJADRE1559875751 | Administratively Determined Incentive Program | ROBBINSVILLE | 8691 | 412.42 | Commercial | Behind the Meter | No | e2/ECTA, Inc. | JCP&L |  | Accepted | 2025-08-15 | 2025-09-10 | 2026-09-10 | Solar Panels | Heliene | 156HC M10 SL |  | 0.58 | 118 | 215 | 10 |  | Fixed | Roof
NJADRE1559875762 | Administratively Determined Incentive Program | EDISON TOWNSHIP | 8817 | 13.33 | Residential | Behind the Meter | No | Green Power Energy, LLC | PSE&G |  | Accepted | 2025-06-09 | 2025-07-03 | 2026-07-03 | Inverters | Enphase Energy | IQ8MC-72-M-US [240V] | 320 |  | 31 |  |  | 0.98 |  | Outside | Roof
NJADRE1559875762 | Administratively Determined Incentive Program | EDISON TOWNSHIP | 8817 | 13.33 | Residential | Behind the Meter | No | Green Power Energy, LLC | PSE&G |  | Accepted | 2025-06-09 | 2025-07-03 | 2026-07-03 | Solar Panels | SEG Solar | SEG-430-BTD-BG |  | 0.43 | 12 | 244 | 40 |  | Fixed | Roof
NJADRE1559875762 | Administratively Determined Incentive Program | EDISON TOWNSHIP | 8817 | 13.33 | Residential | Behind the Meter | No | Green Power Energy, LLC | PSE&G |  | Accepted | 2025-06-09 | 2025-07-03 | 2026-07-03 | Solar Panels | SEG Solar | SEG-430-BTD-BG |  | 0.43 | 19 | 154 | 34 |  | Fixed | Roof
NJADRE1559875772 | Administratively Determined Incentive Program | JERSEY CITY | 7305 | 11.61 | Residential | Behind the Meter | Yes | Pro Custom Solar dba Momentum Solar | PSE&G |  | Accepted | 2025-06-09 | 2025-07-07 | 2026-07-07 | Inverters | ENPHASE | IQ8HC-72-M-DOM-US | 380 |  | 27 |  |  | 0.97 |  | Outdoor
NJADRE1559875772 | Administratively Determined Incentive Program | JERSEY CITY | 7305 | 11.61 | Residential | Behind the Meter | Yes | Pro Custom Solar dba Momentum Solar | PSE&G |  | Accepted | 2025-06-09 | 2025-07-07 | 2026-07-07 | Solar Panels | HANWHA | Q.TRON BLK M-G2+430 |  | 0.43 | 27 | 327 | 45 |  | Fixed | Roof
NJADRE1559875778 | Administratively Determined Incentive Program | Egg Harbor Township | 8234 | 9.135 | Residential | Behind the Meter | Yes | SunnyMac, LLC | AC Electric |  | Accepted | 2025-06-09 | 2025-07-03 | 2026-07-03 | Solar Panels | HANWHA | Q.TRON BLK M-G2+ |  | 0.435 | 10 | 196 | 27 |  | Fixed | Roof
NJADRE1559875778 | Administratively Determined Incentive Program | Egg Harbor Township | 8234 | 9.135 | Residential | Behind the Meter | Yes | SunnyMac, LLC | AC Electric |  | Accepted | 2025-06-09 | 2025-07-03 | 2026-07-03 | Inverters | SOLAREDGE HOME HUB | SE7600H-US | 7600 |  | 1 |  |  | 0.99 |  | Outdoor | next to meter
NJADRE1559875778 | Administratively Determined Incentive Program | Egg Harbor Township | 8234 | 9.135 | Residential | Behind the Meter | Yes | SunnyMac, LLC | AC Electric |  | Accepted | 2025-06-09 | 2025-07-03 | 2026-07-03 | Solar Panels | HANWHA | Q.TRON BLK M-G2+ |  | 0.435 | 11 | 16 | 27 |  | Fixed | Roof
NJADRE1559875782 | Administratively Determined Incentive Program | BLACKWOOD | 8012 | 6.88 | Residential | Behind the Meter | Yes | EMT Renewables, LLC | PSE&G |  | Accepted | 2025-06-09 | 2025-07-11 | 2026-07-11 | Inverters | ENPHASE | IQ8+ | 290 |  | 16 |  |  | 0.98 |  | Other | UNDER EACH PANEL
NJADRE1559875782 | Administratively Determined Incentive Program | BLACKWOOD | 8012 | 6.88 | Residential | Behind the Meter | Yes | EMT Renewables, LLC | PSE&G |  | Accepted | 2025-06-09 | 2025-07-11 | 2026-07-11 | Solar Panels | SEG SOLAR | SEG 430 |  | 0.43 | 16 | 159 | 20 |  | Fixed | Roof
NJADRE1559875795 | Administratively Determined Incentive Program | BRIGANTINE | 8203 | 10.4 | Residential | Behind the Meter | No | Advanced Renewable Solutions, LLC | AC Electric |  | Accepted | 2025-06-09 | 2025-07-09 | 2026-07-09 | Solar Panels | Certainteed | CTM10400HC11-08 |  | 0.4 | 12 | 227 | 42 |  | Fixed | Roof
NJADRE1559875795 | Administratively Determined Incentive Program | BRIGANTINE | 8203 | 10.4 | Residential | Behind the Meter | No | Advanced Renewable Solutions, LLC | AC Electric |  | Accepted | 2025-06-09 | 2025-07-09 | 2026-07-09 | Solar Panels | Certainteed | CTM10400HC11-08 |  | 0.4 | 14 | 137 | 5 |  | Fixed | Roof
NJADRE1559875795 | Administratively Determined Incentive Program | BRIGANTINE | 8203 | 10.4 | Residential | Behind the Meter | No | Advanced Renewable Solutions, LLC | AC Electric |  | Accepted | 2025-06-09 | 2025-07-09 | 2026-07-09 | Inverters | Enphase | iq8+ | 290 |  | 26 |  |  | 0.976 |  | Outside
NJADRE1559875798 | Administratively Determined Incentive Program | MIDDLE TOWNSHIP | 8210 | 13.05 | Residential | Behind the Meter | Yes | SunnyMac, LLC | AC Electric |  | Accepted | 2025-06-09 | 2025-07-03 | 2026-07-03 | Solar Panels | HANWHA | QTRON BLK M-G2+ |  | 0.435 | 15 | 256 | 20 |  | Fixed | Roof
NJADRE1559875798 | Administratively Determined Incentive Program | MIDDLE TOWNSHIP | 8210 | 13.05 | Residential | Behind the Meter | Yes | SunnyMac, LLC | AC Electric |  | Accepted | 2025-06-09 | 2025-07-03 | 2026-07-03 | Inverters | SOLAREDGE HOME HUB | SE10000H-US | 10000 |  | 1 |  |  | 0.99 |  | Outdoor | next to meter
NJADRE1559875798 | Administratively Determined Incentive Program | MIDDLE TOWNSHIP | 8210 | 13.05 | Residential | Behind the Meter | Yes | SunnyMac, LLC | AC Electric |  | Accepted | 2025-06-09 | 2025-07-03 | 2026-07-03 | Solar Panels | HANWHA | QTRON BLK M-G2+ |  | 0.435 | 15 | 76 | 20 |  | Fixed | Roof
NJADRE1559875799 | Administratively Determined Incentive Program | Newark | 7107 | 2.87 | Residential | Behind the Meter | Yes | Trinity Solar, LLC | PSE&G |  | Accepted | 2025-06-09 | 2025-06-19 | 2026-06-19 | Solar Panels | HANWHA | (Q.PEAK DUO BLK ML-G10+ 410) |  | 0.41 | 3 | 21 | 37 |  | Fixed | Roof
NJADRE1559875799 | Administratively Determined Incentive Program | Newark | 7107 | 2.87 | Residential | Behind the Meter | Yes | Trinity Solar, LLC | PSE&G |  | Accepted | 2025-06-09 | 2025-06-19 | 2026-06-19 | Solar Panels | HANWHA | (Q.PEAK DUO BLK ML-G10+ 410) |  | 0.41 | 4 | 201 | 37 |  | Fixed | Roof
NJADRE1559875799 | Administratively Determined Incentive Program | Newark | 7107 | 2.87 | Residential | Behind the Meter | Yes | Trinity Solar, LLC | PSE&G |  | Accepted | 2025-06-09 | 2025-06-19 | 2026-06-19 | Inverters | Solar Edge | SE3800H-USMNUBL15 | 3800 |  | 1 |  |  | 0.97 |  | Outdoor
NJADRE1559875802 | Administratively Determined Incentive Program | CLEMENTON | 8021 | 7.29 | Residential | Behind the Meter | Yes | Define Solar, LLC | AC Electric |  | Accepted | 2025-06-09 | 2025-07-03 | 2026-07-03 | Solar Panels | Znshine | ZXM7-SH108 405W |  | 0.405 | 13 | 157 | 25 |  | Fixed | Roof
NJADRE1559875802 | Administratively Determined Incentive Program | CLEMENTON | 8021 | 7.29 | Residential | Behind the Meter | Yes | Define Solar, LLC | AC Electric |  | Accepted | 2025-06-09 | 2025-07-03 | 2026-07-03 | Inverters | Enphase | IQ8PLUS-72-2-US | 290 |  | 13 |  |  | 0.976 |  | Outside | Under each pv panel
NJADRE1559875802 | Administratively Determined Incentive Program | CLEMENTON | 8021 | 7.29 | Residential | Behind the Meter | Yes | Define Solar, LLC | AC Electric |  | Accepted | 2025-06-09 | 2025-07-03 | 2026-07-03 | Inverters | Enphase | IQ8PLUS-72-2-US | 290 |  | 5 |  |  | 0.976 |  | Outside | Under each pv panel
NJADRE1559875802 | Administratively Determined Incentive Program | CLEMENTON | 8021 | 7.29 | Residential | Behind the Meter | Yes | Define Solar, LLC | AC Electric |  | Accepted | 2025-06-09 | 2025-07-03 | 2026-07-03 | Solar Panels | Znshine | ZXM7-SH108 405W |  | 0.405 | 5 | 337 | 25 |  | Fixed | Roof
NJADRE1559875812 | Administratively Determined Incentive Program | South Brunswick Township | 8810 | 9.46 | Residential | Behind the Meter | No | Green Power Energy, LLC | PSE&G |  | Accepted | 2025-06-09 | 2025-07-07 | 2026-07-07 | Solar Panels | SEG Solar | SEG-430-BTD-BG |  | 0.43 | 13 | 255 | 40 |  | Fixed | Roof
NJADRE1559875812 | Administratively Determined Incentive Program | South Brunswick Township | 8810 | 9.46 | Residential | Behind the Meter | No | Green Power Energy, LLC | PSE&G |  | Accepted | 2025-06-09 | 2025-07-07 | 2026-07-07 | Solar Panels | SEG Solar | SEG-430-BTD-BG |  | 0.43 | 6 | 165 | 40 |  | Fixed | Roof
NJADRE1559875812 | Administratively Determined Incentive Program | South Brunswick Township | 8810 | 9.46 | Residential | Behind the Meter | No | Green Power Energy, LLC | PSE&G |  | Accepted | 2025-06-09 | 2025-07-07 | 2026-07-07 | Solar Panels | SEG Solar | SEG-430-BTD-BG |  | 0.43 | 3 | 255 | 40 |  | Fixed | Roof
NJADRE1559875812 | Administratively Determined Incentive Program | South Brunswick Township | 8810 | 9.46 | Residential | Behind the Meter | No | Green Power Energy, LLC | PSE&G |  | Accepted | 2025-06-09 | 2025-07-07 | 2026-07-07 | Inverters | Enphase Energy | IQ8MC-72-M-US [240V] | 320 |  | 22 |  |  | 0.98 |  | Outside | Roof
NJADRE1559875817 | Administratively Determined Incentive Program | MARLTON | 8053 | 8.61 | Residential | Behind the Meter | Yes | Define Solar, LLC | PSE&G |  | Accepted | 2025-06-09 | 2025-07-03 | 2026-07-03 | Solar Panels | Znshine | ZXM7-SH108 410W |  | 0.41 | 19 | 92 | 26 |  | Fixed | Roof
NJADRE1559875817 | Administratively Determined Incentive Program | MARLTON | 8053 | 8.61 | Residential | Behind the Meter | Yes | Define Solar, LLC | PSE&G |  | Accepted | 2025-06-09 | 2025-07-03 | 2026-07-03 | Inverters | Enphase | IQ8PLUS-72-2-US | 290 |  | 19 |  |  | 0.976 |  | Outside | Under each pv panel
NJADRE1559875817 | Administratively Determined Incentive Program | MARLTON | 8053 | 8.61 | Residential | Behind the Meter | Yes | Define Solar, LLC | PSE&G |  | Accepted | 2025-06-09 | 2025-07-03 | 2026-07-03 | Inverters | Enphase | IQ8PLUS-72-2-US | 290 |  | 2 |  |  | 0.976 |  | Outside | Under each pv panel
NJADRE1559875817 | Administratively Determined Incentive Program | MARLTON | 8053 | 8.61 | Residential | Behind the Meter | Yes | Define Solar, LLC | PSE&G |  | Accepted | 2025-06-09 | 2025-07-03 | 2026-07-03 | Solar Panels | Znshine | ZXM7-SH108 410W |  | 0.41 | 2 | 272 | 26 |  | Fixed | Roof
NJADRE1559875822 | Administratively Determined Incentive Program | Pennsauken Township | 8109 | 9.89 | Residential | Behind the Meter | Yes | Brilliant Installations, Inc. | PSE&G |  | Accepted | 2025-06-10 | 2025-07-07 | 2026-07-07 | Solar Panels | JINKO SOLAR | JKM430N-54HL4-B430 |  | 0.43 | 9 | 261 | 15 |  | Fixed | Roof
NJADRE1559875822 | Administratively Determined Incentive Program | Pennsauken Township | 8109 | 9.89 | Residential | Behind the Meter | Yes | Brilliant Installations, Inc. | PSE&G |  | Accepted | 2025-06-10 | 2025-07-07 | 2026-07-07 | Inverters | SOLAREDGE | USE7600H-USMNBL75 | 7600 |  | 1 |  |  | 0.97 |  | Outdoor
NJADRE1559875822 | Administratively Determined Incentive Program | Pennsauken Township | 8109 | 9.89 | Residential | Behind the Meter | Yes | Brilliant Installations, Inc. | PSE&G |  | Accepted | 2025-06-10 | 2025-07-07 | 2026-07-07 | Solar Panels | JINKO SOLAR | JKM430N-54HL4-B430 |  | 0.43 | 14 | 81 | 15 |  | Fixed | Roof
NJADRE1559875838 | Administratively Determined Incentive Program | Brotmanville | 8302 | 9.775 | Residential | Behind the Meter | Yes | Whitman Construction, LLC | AC Electric |  | Accepted | 2025-06-09 | 2025-07-03 | 2026-07-03 | Inverters | ENPHASE | IQ8HC-72-M-DOM-US | 380 |  | 23 |  |  | 0.973 |  | Outdoor
NJADRE1559875838 | Administratively Determined Incentive Program | Brotmanville | 8302 | 9.775 | Residential | Behind the Meter | Yes | Whitman Construction, LLC | AC Electric |  | Accepted | 2025-06-09 | 2025-07-03 | 2026-07-03 | Solar Panels | JINKO SOLAR | JKM425N-54HL4-B |  | 0.425 | 12 | 193 | 23 |  | Fixed | Roof
NJADRE1559875838 | Administratively Determined Incentive Program | Brotmanville | 8302 | 9.775 | Residential | Behind the Meter | Yes | Whitman Construction, LLC | AC Electric |  | Accepted | 2025-06-09 | 2025-07-03 | 2026-07-03 | Solar Panels | JINKO SOLAR | JKM425N-54HL4-B |  | 0.425 | 7 | 103 | 23 |  | Fixed | Roof
NJADRE1559875838 | Administratively Determined Incentive Program | Brotmanville | 8302 | 9.775 | Residential | Behind the Meter | Yes | Whitman Construction, LLC | AC Electric |  | Accepted | 2025-06-09 | 2025-07-03 | 2026-07-03 | Solar Panels | JINKO SOLAR | JKM425N-54HL4-B |  | 0.425 | 4 | 283 | 23 |  | Fixed | Roof
NJADRE1559875843 | Administratively Determined Incentive Program | HIGH BAR HARBOR | 8008 | 10.75 | Residential | Behind the Meter | No | Green Power Energy, LLC | AC Electric |  | Accepted | 2025-06-09 | 2025-07-07 | 2026-07-07 | Solar Panels | SEG Solar | SEG-430-BTD-BG |  | 0.43 | 4 | 340 | 0 |  | Fixed | Roof
NJADRE1559875843 | Administratively Determined Incentive Program | HIGH BAR HARBOR | 8008 | 10.75 | Residential | Behind the Meter | No | Green Power Energy, LLC | AC Electric |  | Accepted | 2025-06-09 | 2025-07-07 | 2026-07-07 | Solar Panels | SEG Solar | SEG-430-BTD-BG |  | 0.43 | 8 | 152 | 0 |  | Fixed | Roof
NJADRE1559875843 | Administratively Determined Incentive Program | HIGH BAR HARBOR | 8008 | 10.75 | Residential | Behind the Meter | No | Green Power Energy, LLC | AC Electric |  | Accepted | 2025-06-09 | 2025-07-07 | 2026-07-07 | Inverters | Enphase Energy | IQ8MC-72-M-US [240V] | 320 |  | 25 |  |  | 0.98 |  | Outside | Roof
NJADRE1559875843 | Administratively Determined Incentive Program | HIGH BAR HARBOR | 8008 | 10.75 | Residential | Behind the Meter | No | Green Power Energy, LLC | AC Electric |  | Accepted | 2025-06-09 | 2025-07-07 | 2026-07-07 | Solar Panels | SEG Solar | SEG-430-BTD-BG |  | 0.43 | 13 | 332 | 0 |  | Fixed | Roof
NJADRE1559875870 | Administratively Determined Incentive Program | Pleasantville | 8232 | 4.51 | Residential | Behind the Meter | Yes | Define Solar, LLC | AC Electric |  | Accepted | 2025-06-09 | 2025-07-03 | 2026-07-03 | Inverters | Enphase | IQ8PLUS-72-2-US | 290 |  | 11 |  |  | 0.976 |  | Outside | Under each pv panel
NJADRE1559875870 | Administratively Determined Incentive Program | Pleasantville | 8232 | 4.51 | Residential | Behind the Meter | Yes | Define Solar, LLC | AC Electric |  | Accepted | 2025-06-09 | 2025-07-03 | 2026-07-03 | Solar Panels | Znshine | ZXM7-SH108 410W |  | 0.41 | 11 | 133 | 30 |  | Fixed | Roof
NJADRE1559875872 | Administratively Determined Incentive Program | Clinton | 8809 | 4.3 | Residential | Behind the Meter | No | Green Power Energy, LLC | JCP&L |  | Accepted | 2025-06-09 | 2025-07-03 | 2026-07-03 | Solar Panels | SEG Solar | SEG-430-BTD-BG |  | 0.43 | 8 | 183 | 25 |  | Fixed | Roof
NJADRE1559875872 | Administratively Determined Incentive Program | Clinton | 8809 | 4.3 | Residential | Behind the Meter | No | Green Power Energy, LLC | JCP&L |  | Accepted | 2025-06-09 | 2025-07-03 | 2026-07-03 | Inverters | Enphase Energy | IQ8MC-72-M-US [240V] | 320 |  | 10 |  |  | 0.98 |  | Outside | Roof
NJADRE1559875872 | Administratively Determined Incentive Program | Clinton | 8809 | 4.3 | Residential | Behind the Meter | No | Green Power Energy, LLC | JCP&L |  | Accepted | 2025-06-09 | 2025-07-03 | 2026-07-03 | Solar Panels | SEG Solar | SEG-430-BTD-BG |  | 0.43 | 2 | 183 | 25 |  | Fixed | Roof
NJADRE1559875891 | Administratively Determined Incentive Program | Cape May | 8204 | 14.19 | Residential | Behind the Meter | Yes | EMT Renewables, LLC | AC Electric |  | Accepted | 2025-06-09 | 2025-07-03 | 2026-07-03 | Inverters | ENPHASE | IQ8+ | 290 |  | 33 |  |  | 0.98 |  | Other | UNDER EACH PANEL
NJADRE1559875891 | Administratively Determined Incentive Program | Cape May | 8204 | 14.19 | Residential | Behind the Meter | Yes | EMT Renewables, LLC | AC Electric |  | Accepted | 2025-06-09 | 2025-07-03 | 2026-07-03 | Solar Panels | SEG SOLAR | SEG 430 |  | 0.43 | 15 | 97 | 33 |  | Fixed | Roof
NJADRE1559875891 | Administratively Determined Incentive Program | Cape May | 8204 | 14.19 | Residential | Behind the Meter | Yes | EMT Renewables, LLC | AC Electric |  | Accepted | 2025-06-09 | 2025-07-03 | 2026-07-03 | Solar Panels | SEG SOLAR | SEG 430 |  | 0.43 | 11 | 277 | 33 |  | Fixed | Roof
NJADRE1559875891 | Administratively Determined Incentive Program | Cape May | 8204 | 14.19 | Residential | Behind the Meter | Yes | EMT Renewables, LLC | AC Electric |  | Accepted | 2025-06-09 | 2025-07-03 | 2026-07-03 | Solar Panels | SEG SOLAR | SEG 430 |  | 0.43 | 7 | 97 | 37 |  | Fixed | Roof
NJADRE1559875894 | Administratively Determined Incentive Program | Boonton | 7005 | 6.15 | Residential | Behind the Meter | Yes | Define Solar, LLC | JCP&L |  | Accepted | 2025-06-09 | 2025-07-03 | 2026-07-03 | Inverters | Enphase | IQ8PLUS-72-2-US | 290 |  | 7 |  |  | 0.976 |  | Outside | Under each pv panel
NJADRE1559875894 | Administratively Determined Incentive Program | Boonton | 7005 | 6.15 | Residential | Behind the Meter | Yes | Define Solar, LLC | JCP&L |  | Accepted | 2025-06-09 | 2025-07-03 | 2026-07-03 | Solar Panels | Znshine | ZXM7-SH108 410W |  | 0.41 | 8 | 209 | 34 |  | Fixed | Roof
NJADRE1559875894 | Administratively Determined Incentive Program | Boonton | 7005 | 6.15 | Residential | Behind the Meter | Yes | Define Solar, LLC | JCP&L |  | Accepted | 2025-06-09 | 2025-07-03 | 2026-07-03 | Inverters | Enphase | IQ8PLUS-72-2-US | 290 |  | 8 |  |  | 0.976 |  | Outside | Under each pv panel
NJADRE1559875894 | Administratively Determined Incentive Program | Boonton | 7005 | 6.15 | Residential | Behind the Meter | Yes | Define Solar, LLC | JCP&L |  | Accepted | 2025-06-09 | 2025-07-03 | 2026-07-03 | Solar Panels | Znshine | ZXM7-SH108 410W |  | 0.41 | 7 | 119 | 32 |  | Fixed | Roof
NJADRE1559875908 | Administratively Determined Incentive Program | Pine Hill | 8021 | 12.71 | Residential | Behind the Meter | Yes | Define Solar, LLC | AC Electric |  | Accepted | 2025-06-09 | 2025-07-09 | 2026-07-09 | Solar Panels | Znshine | ZXM7-SH108 410W |  | 0.41 | 6 | 41 | 12 |  | Fixed | Roof
NJADRE1559875908 | Administratively Determined Incentive Program | Pine Hill | 8021 | 12.71 | Residential | Behind the Meter | Yes | Define Solar, LLC | AC Electric |  | Accepted | 2025-06-09 | 2025-07-09 | 2026-07-09 | Inverters | Enphase | IQ8PLUS-72-2-US | 290 |  | 6 |  |  | 0.976 |  | Outside | Under each pv panel
NJADRE1559875908 | Administratively Determined Incentive Program | Pine Hill | 8021 | 12.71 | Residential | Behind the Meter | Yes | Define Solar, LLC | AC Electric |  | Accepted | 2025-06-09 | 2025-07-09 | 2026-07-09 | Inverters | Enphase | IQ8PLUS-72-2-US | 290 |  | 7 |  |  | 0.976 |  | Outside | Under each pv panel
NJADRE1559875908 | Administratively Determined Incentive Program | Pine Hill | 8021 | 12.71 | Residential | Behind the Meter | Yes | Define Solar, LLC | AC Electric |  | Accepted | 2025-06-09 | 2025-07-09 | 2026-07-09 | Inverters | Enphase | IQ8PLUS-72-2-US | 290 |  | 6 |  |  | 0.976 |  | Outside | Under each pv panel
NJADRE1559875908 | Administratively Determined Incentive Program | Pine Hill | 8021 | 12.71 | Residential | Behind the Meter | Yes | Define Solar, LLC | AC Electric |  | Accepted | 2025-06-09 | 2025-07-09 | 2026-07-09 | Solar Panels | Znshine | ZXM7-SH108 410W |  | 0.41 | 7 | 102 | 36 |  | Fixed | Roof
NJADRE1559875908 | Administratively Determined Incentive Program | Pine Hill | 8021 | 12.71 | Residential | Behind the Meter | Yes | Define Solar, LLC | AC Electric |  | Accepted | 2025-06-09 | 2025-07-09 | 2026-07-09 | Inverters | Enphase | IQ8PLUS-72-2-US | 290 |  | 12 |  |  | 0.976 |  | Outside | Under each pv panel
NJADRE1559875908 | Administratively Determined Incentive Program | Pine Hill | 8021 | 12.71 | Residential | Behind the Meter | Yes | Define Solar, LLC | AC Electric |  | Accepted | 2025-06-09 | 2025-07-09 | 2026-07-09 | Solar Panels | Znshine | ZXM7-SH108 410W |  | 0.41 | 12 | 282 | 28 |  | Fixed | Roof
NJADRE1559875908 | Administratively Determined Incentive Program | Pine Hill | 8021 | 12.71 | Residential | Behind the Meter | Yes | Define Solar, LLC | AC Electric |  | Accepted | 2025-06-09 | 2025-07-09 | 2026-07-09 | Solar Panels | Znshine | ZXM7-SH108 410W |  | 0.41 | 6 | 192 | 41 |  | Fixed | Roof
NJADRE1559875919 | Administratively Determined Incentive Program | Plainfield | 7060 | 5.74 | Residential | Behind the Meter | Yes | Pro Custom Solar dba Momentum Solar | PSE&G |  | Accepted | 2025-06-16 | 2025-07-03 | 2026-07-03 | Solar Panels | Hanwha | q.peak duo blk ml-g10+410 |  | 0.41 | 9 | 233 | 15 |  | Fixed | Roof
NJADRE1559875919 | Administratively Determined Incentive Program | Plainfield | 7060 | 5.74 | Residential | Behind the Meter | Yes | Pro Custom Solar dba Momentum Solar | PSE&G |  | Accepted | 2025-06-16 | 2025-07-03 | 2026-07-03 | Inverters | ENPHASE | IQ8HC-72-M-DOM-US | 380 |  | 14 |  |  | 0.97 |  | Outdoor
NJADRE1559875919 | Administratively Determined Incentive Program | Plainfield | 7060 | 5.74 | Residential | Behind the Meter | Yes | Pro Custom Solar dba Momentum Solar | PSE&G |  | Accepted | 2025-06-16 | 2025-07-03 | 2026-07-03 | Solar Panels | HANWHA | q.peak duo blk-g10+410 |  | 0.41 | 5 | 43 | 15 |  | Fixed | Roof
NJADRE1559875920 | Administratively Determined Incentive Program | Newark | 7104 | 5.16 | Residential | Behind the Meter | Yes | Brilliant Installations, Inc. | PSE&G |  | Accepted | 2025-06-09 | 2025-07-07 | 2026-07-07 | Solar Panels | JINKO SOLAR | JKM430N-54HL4-B430 |  | 0.43 | 12 | 187 | 26 |  | Fixed | Roof
NJADRE1559875920 | Administratively Determined Incentive Program | Newark | 7104 | 5.16 | Residential | Behind the Meter | Yes | Brilliant Installations, Inc. | PSE&G |  | Accepted | 2025-06-09 | 2025-07-07 | 2026-07-07 | Inverters | SOLAREDGE | USE3800H-USMNBL75 | 3800 |  | 1 |  |  | 0.97 |  | Outdoor
NJADRE1559876202 | Administratively Determined Incentive Program | Mullica Hill | 8062 | 8.2 | Residential | Behind the Meter | Yes | Define Solar, LLC | AC Electric |  | Accepted | 2025-06-09 | 2025-07-03 | 2026-07-03 | Solar Panels | Znshine | ZXM7-SH108 410W |  | 0.41 | 20 | 195 | 12 |  | Fixed | Roof
NJADRE1559876202 | Administratively Determined Incentive Program | Mullica Hill | 8062 | 8.2 | Residential | Behind the Meter | Yes | Define Solar, LLC | AC Electric |  | Accepted | 2025-06-09 | 2025-07-03 | 2026-07-03 | Inverters | Enphase | IQ8PLUS-72-2-US | 290 |  | 20 |  |  | 0.976 |  | Outside | Under each pv panel
NJADRE1559876487 | Administratively Determined Incentive Program | Williamstown | 8094 | 10.63 | Residential | Behind the Meter | Yes | Whitman Construction, LLC | AC Electric |  | Accepted | 2025-06-09 | 2025-07-03 | 2026-07-03 | Solar Panels | JINKO SOLAR | JKM425N-54HL4-B |  | 0.425 | 2 | 74 | 27 |  | Fixed | Roof
NJADRE1559876487 | Administratively Determined Incentive Program | Williamstown | 8094 | 10.63 | Residential | Behind the Meter | Yes | Whitman Construction, LLC | AC Electric |  | Accepted | 2025-06-09 | 2025-07-03 | 2026-07-03 | Solar Panels | JINKO SOLAR | JKM425N-54HL4-B |  | 0.425 | 13 | 165 | 27 |  | Fixed | Roof
NJADRE1559876487 | Administratively Determined Incentive Program | Williamstown | 8094 | 10.63 | Residential | Behind the Meter | Yes | Whitman Construction, LLC | AC Electric |  | Accepted | 2025-06-09 | 2025-07-03 | 2026-07-03 | Solar Panels | JINKO SOLAR | JKM425N-54HL4-B |  | 0.425 | 10 | 345 | 27 |  | Fixed | Roof
NJADRE1559876487 | Administratively Determined Incentive Program | Williamstown | 8094 | 10.63 | Residential | Behind the Meter | Yes | Whitman Construction, LLC | AC Electric |  | Accepted | 2025-06-09 | 2025-07-03 | 2026-07-03 | Inverters | ENPHASE | IQ8HC-72-M-DOM-US | 380 |  | 25 |  |  | 0.973 |  | Outdoor
NJADRE1559876516 | Administratively Determined Incentive Program | Plainfield | 7060 | 5.74 | Residential | Behind the Meter | Yes | Pro Custom Solar dba Momentum Solar | PSE&G |  | Accepted | 2025-06-09 | 2025-07-03 | 2026-07-03 | Inverters | ENPHASE | IQ8HC-72-M-DOM-US | 380 |  | 14 |  |  | 0.97 |  | Outdoor
NJADRE1559876516 | Administratively Determined Incentive Program | Plainfield | 7060 | 5.74 | Residential | Behind the Meter | Yes | Pro Custom Solar dba Momentum Solar | PSE&G |  | Accepted | 2025-06-09 | 2025-07-03 | 2026-07-03 | Solar Panels | Hanwha | q.peak duo blk ml-g10+410 |  | 0.41 | 9 | 223 | 15 |  | Fixed | Roof
NJADRE1559876516 | Administratively Determined Incentive Program | Plainfield | 7060 | 5.74 | Residential | Behind the Meter | Yes | Pro Custom Solar dba Momentum Solar | PSE&G |  | Accepted | 2025-06-09 | 2025-07-03 | 2026-07-03 | Solar Panels | Hanwha | q.peak duo blk ml-g10+410 |  | 0.41 | 5 | 43 | 15 |  | Fixed | Roof
NJADRE1559876538 | Administratively Determined Incentive Program | Tenafly | 7670 | 18.45 | Residential | Behind the Meter | Yes | Trinity Solar, LLC | PSE&G |  | Accepted | 2025-06-09 | 2025-07-03 | 2026-07-03 | Inverters | Solar Edge | USE7600H-USMNBL75 | 7600 |  | 2 |  |  | 0.97 |  | Outdoor
NJADRE1559876538 | Administratively Determined Incentive Program | Tenafly | 7670 | 18.45 | Residential | Behind the Meter | Yes | Trinity Solar, LLC | PSE&G |  | Accepted | 2025-06-09 | 2025-07-03 | 2026-07-03 | Solar Panels | HANWHA | (Q.PEAK DUO BLK ML-G10+ 410) |  | 0.41 | 31 | 197 | 30 |  | Fixed | Roof
NJADRE1559876538 | Administratively Determined Incentive Program | Tenafly | 7670 | 18.45 | Residential | Behind the Meter | Yes | Trinity Solar, LLC | PSE&G |  | Accepted | 2025-06-09 | 2025-07-03 | 2026-07-03 | Solar Panels | HANWHA | (Q.PEAK DUO BLK ML-G10+ 410) |  | 0.41 | 14 | 17 | 30 |  | Fixed | Roof
NJADRE1559876818 | Administratively Determined Incentive Program | Bridgeport | 8014 | 8.08 | Residential | Behind the Meter | Yes | Whitman Construction, LLC | AC Electric |  | Accepted | 2025-06-09 | 2025-07-03 | 2026-07-03 | Solar Panels | JINKO SOLAR | JKM425N-54HL4-B |  | 0.425 | 10 | 211 | 23 |  | Fixed | Roof
NJADRE1559876818 | Administratively Determined Incentive Program | Bridgeport | 8014 | 8.08 | Residential | Behind the Meter | Yes | Whitman Construction, LLC | AC Electric |  | Accepted | 2025-06-09 | 2025-07-03 | 2026-07-03 | Inverters | ENPHASE | IQ8PLUS-72-2-US | 290 |  | 19 |  |  | 0.975 |  | Outdoor
NJADRE1559876818 | Administratively Determined Incentive Program | Bridgeport | 8014 | 8.08 | Residential | Behind the Meter | Yes | Whitman Construction, LLC | AC Electric |  | Accepted | 2025-06-09 | 2025-07-03 | 2026-07-03 | Solar Panels | JINKO SOLAR | JKM425N-54HL4-B |  | 0.425 | 9 | 31 | 23 |  | Fixed | Roof
NJADRE1559876823 | Administratively Determined Incentive Program | Lindenwold | 8021 | 4.1 | Residential | Behind the Meter | Yes | Trinity Solar, LLC | AC Electric |  | Accepted | 2025-06-09 | 2025-07-03 | 2026-07-03 | Solar Panels | HANWHA 410 (Q.PEAK DUO BLK ML-G10+ 410) | HANWHA 410 (Q.PEAK DUO BLK ML-G10+ 410) |  | 0.41 | 10 | 23 | 23 |  | Fixed | Roof
NJADRE1559876823 | Administratively Determined Incentive Program | Lindenwold | 8021 | 4.1 | Residential | Behind the Meter | Yes | Trinity Solar, LLC | AC Electric |  | Accepted | 2025-06-09 | 2025-07-03 | 2026-07-03 | Inverters | ENPHASE IQ8PLUS MICROINVERTERS (IQ8PLUS-72-2-US ) | ENPHASE IQ8PLUS MICROINVERTERS (IQ8PLUS-72-2-US ) | 3 |  | 10 |  |  | 0.97 |  | Outside
NJADRE1559876828 | Administratively Determined Incentive Program | Lindenwold | 8021 | 7.74 | Residential | Behind the Meter | No | EMT Renewables, LLC | AC Electric |  | Accepted | 2025-06-09 | 2025-07-08 | 2026-07-08 | Solar Panels | SEG SOLAR | SEG 430 |  | 0.43 | 6 | 203 | 20 |  | Fixed | Roof
NJADRE1559876828 | Administratively Determined Incentive Program | Lindenwold | 8021 | 7.74 | Residential | Behind the Meter | No | EMT Renewables, LLC | AC Electric |  | Accepted | 2025-06-09 | 2025-07-08 | 2026-07-08 | Inverters | ENPHASE | IQ8+ | 290 |  | 18 |  |  | 0.98 |  | Other | UNDER EACH PANEL
NJADRE1559876828 | Administratively Determined Incentive Program | Lindenwold | 8021 | 7.74 | Residential | Behind the Meter | No | EMT Renewables, LLC | AC Electric |  | Accepted | 2025-06-09 | 2025-07-08 | 2026-07-08 | Solar Panels | SEG SOLAR | SEG 430 |  | 0.43 | 3 | 23 | 21 |  | Fixed | Roof
NJADRE1559876828 | Administratively Determined Incentive Program | Lindenwold | 8021 | 7.74 | Residential | Behind the Meter | No | EMT Renewables, LLC | AC Electric |  | Accepted | 2025-06-09 | 2025-07-08 | 2026-07-08 | Solar Panels | SEG SOLAR | SEG 430 |  | 0.43 | 9 | 203 | 21 |  | Fixed | Roof
NJADRE1559876848 | Administratively Determined Incentive Program | Princeton | 8540 | 6.15 | Residential | Behind the Meter | Yes | Pro Custom Solar dba Momentum Solar | PSE&G |  | Accepted | 2025-06-09 | 2025-07-08 | 2026-07-08 | Solar Panels | Hanwha | q.peak duo blk ml-g10+410 |  | 0.41 | 8 | 196 | 32 |  | Fixed | Roof
NJADRE1559876848 | Administratively Determined Incentive Program | Princeton | 8540 | 6.15 | Residential | Behind the Meter | Yes | Pro Custom Solar dba Momentum Solar | PSE&G |  | Accepted | 2025-06-09 | 2025-07-08 | 2026-07-08 | Solar Panels | Hanwha | q.peak duo blk ml-g10+410 |  | 0.41 | 3 | 286 | 30 |  | Fixed | Roof
NJADRE1559876848 | Administratively Determined Incentive Program | Princeton | 8540 | 6.15 | Residential | Behind the Meter | Yes | Pro Custom Solar dba Momentum Solar | PSE&G |  | Accepted | 2025-06-09 | 2025-07-08 | 2026-07-08 | Inverters | ENPHASE | IQ8HC-72-M-DOM-US | 380 |  | 15 |  |  | 0.97 |  | Outdoor
NJADRE1559876848 | Administratively Determined Incentive Program | Princeton | 8540 | 6.15 | Residential | Behind the Meter | Yes | Pro Custom Solar dba Momentum Solar | PSE&G |  | Accepted | 2025-06-09 | 2025-07-08 | 2026-07-08 | Solar Panels | Hanwha | q.peak duo blk ml-g10+410 |  | 0.41 | 4 | 106 | 30 |  | Fixed | Roof
NJADRE1559876861 | Administratively Determined Incentive Program | NEWARK | 7104 | 4.68 | Residential | Behind the Meter | Yes | Fusion Solar Energy, LLC | PSE&G |  | Accepted | 2025-06-09 | 2025-07-03 | 2026-07-03 | Inverters | ENPHASE | IQ8HC-72-M-DOM-US | 380 |  | 11 |  |  | 0.97 |  | Outside | Roof
NJADRE1559876861 | Administratively Determined Incentive Program | NEWARK | 7104 | 4.68 | Residential | Behind the Meter | Yes | Fusion Solar Energy, LLC | PSE&G |  | Accepted | 2025-06-09 | 2025-07-03 | 2026-07-03 | Solar Panels | TRINA SOLAR | TSM-425NE09RC.05 |  | 0.425 | 11 | 200.9 | 39 |  | Fixed | Roof
NJADRE1559876865 | Administratively Determined Incentive Program | PHILLIPSBURG | 8865 | 10.75 | Residential | Behind the Meter | No | EMT Renewables, LLC | JCP&L |  | Accepted | 2025-06-10 | 2025-07-07 | 2026-07-07 | Solar Panels | Q CELLS | Q TRON |  | 0.43 | 5 | 233 | 34 |  | Fixed | Roof
NJADRE1559876865 | Administratively Determined Incentive Program | PHILLIPSBURG | 8865 | 10.75 | Residential | Behind the Meter | No | EMT Renewables, LLC | JCP&L |  | Accepted | 2025-06-10 | 2025-07-07 | 2026-07-07 | Inverters | QCells | Q.MI.349B-G1 | 349 |  | 25 |  |  | 0.98 |  | Other | UNDER EACH PANEL
NJADRE1559876865 | Administratively Determined Incentive Program | PHILLIPSBURG | 8865 | 10.75 | Residential | Behind the Meter | No | EMT Renewables, LLC | JCP&L |  | Accepted | 2025-06-10 | 2025-07-07 | 2026-07-07 | Solar Panels | Q CELLS | Q TRON |  | 0.43 | 5 | 323 | 35 |  | Fixed | Roof
NJADRE1559876865 | Administratively Determined Incentive Program | PHILLIPSBURG | 8865 | 10.75 | Residential | Behind the Meter | No | EMT Renewables, LLC | JCP&L |  | Accepted | 2025-06-10 | 2025-07-07 | 2026-07-07 | Solar Panels | Q CELLS | Q TRON |  | 0.43 | 15 | 143 | 35 |  | Fixed | Roof
NJADRE1559876874 | Administratively Determined Incentive Program | NEW BRUNSWICK | 8901 | 3.69 | Residential | Behind the Meter | Yes | Trinity Solar, LLC | PSE&G |  | Accepted | 2025-06-09 | 2025-07-07 | 2026-07-07 | Solar Panels | HANWHA 410 (Q.PEAK DUO BLK ML-G10+ 410) | HANWHA 410 (Q.PEAK DUO BLK ML-G10+ 410) |  | 0.41 | 9 | 219 | 27 |  | Fixed | Roof
NJADRE1559876874 | Administratively Determined Incentive Program | NEW BRUNSWICK | 8901 | 3.69 | Residential | Behind the Meter | Yes | Trinity Solar, LLC | PSE&G |  | Accepted | 2025-06-09 | 2025-07-07 | 2026-07-07 | Inverters | SOLAREDGE | USE3800H-US | 3800 |  | 1 |  |  | 0.97 |  | Outside
NJADRE1559876878 | Administratively Determined Incentive Program | PLAINFIELD CITY | 7062 | 5.67 | Residential | Behind the Meter | Yes | Sunrun Installation Services, Inc. | PSE&G |  | Accepted | 2025-06-09 | 2025-07-07 | 2026-07-07 | Solar Panels | JA Solar | JAM54S31-405/MR |  | 0.405 | 9 | 126 | 20 |  | Fixed | Roof
NJADRE1559876878 | Administratively Determined Incentive Program | PLAINFIELD CITY | 7062 | 5.67 | Residential | Behind the Meter | Yes | Sunrun Installation Services, Inc. | PSE&G |  | Accepted | 2025-06-09 | 2025-07-07 | 2026-07-07 | Inverters | SolarEdge Technologies | SE3800H-USMN | 3800 |  | 1 |  |  | 0.99 |  | Outdoor | Next to meter
NJADRE1559876878 | Administratively Determined Incentive Program | PLAINFIELD CITY | 7062 | 5.67 | Residential | Behind the Meter | Yes | Sunrun Installation Services, Inc. | PSE&G |  | Accepted | 2025-06-09 | 2025-07-07 | 2026-07-07 | Solar Panels | JA Solar | JAM54S31-405/MR |  | 0.405 | 5 | 307 | 19 |  | Fixed | Roof
NJADRE1559876885 | Administratively Determined Incentive Program | GREENWICH TOWNSHIP | 8027 | 6.02 | Residential | Behind the Meter | Yes | Velocity Energy & Home Solutions, Inc. | AC Electric |  | Accepted | 2025-06-09 | 2025-07-07 | 2026-07-07 | Inverters | enphase | iq8hc | 380 |  | 14 |  |  | 0.99 |  | Outside | behind panels
NJADRE1559876885 | Administratively Determined Incentive Program | GREENWICH TOWNSHIP | 8027 | 6.02 | Residential | Behind the Meter | Yes | Velocity Energy & Home Solutions, Inc. | AC Electric |  | Accepted | 2025-06-09 | 2025-07-07 | 2026-07-07 | Solar Panels | seg | 430w |  | 0.43 | 9 | 219 | 6 |  | Fixed | Roof
NJADRE1559876885 | Administratively Determined Incentive Program | GREENWICH TOWNSHIP | 8027 | 6.02 | Residential | Behind the Meter | Yes | Velocity Energy & Home Solutions, Inc. | AC Electric |  | Accepted | 2025-06-09 | 2025-07-07 | 2026-07-07 | Solar Panels | seg | 430w |  | 0.43 | 5 | 219 | 35 |  | Fixed | Roof
NJADRE1559876893 | Administratively Determined Incentive Program | North Brunswick | 8901 | 547.2 | Commercial | Behind the Meter | Yes | Dynamic Energy Solutions | PSE&G |  | Accepted | 2025-06-20 | 2025-07-28 | 2026-07-28 | Solar Panels | Hanwha Q Cells | Q PEAK DUO XL-G10.3 BFG 475w |  | 0.475 | 52 | 191.39 | 10 |  | Fixed | Roof
NJADRE1559876893 | Administratively Determined Incentive Program | North Brunswick | 8901 | 547.2 | Commercial | Behind the Meter | Yes | Dynamic Energy Solutions | PSE&G |  | Accepted | 2025-06-20 | 2025-07-28 | 2026-07-28 | Solar Panels | Hanwha Q Cells | Q PEAK DUO XL-G10.3 BFG 475w |  | 0.475 | 61 | 191.39 | 10 |  | Fixed | Roof
NJADRE1559876893 | Administratively Determined Incentive Program | North Brunswick | 8901 | 547.2 | Commercial | Behind the Meter | Yes | Dynamic Energy Solutions | PSE&G |  | Accepted | 2025-06-20 | 2025-07-28 | 2026-07-28 | Solar Panels | Hanwha Q Cells | Q PEAK DUO XL-G10.3 BFG 475w |  | 0.475 | 421 | 191.39 | 10 |  | Fixed | Roof
NJADRE1559876893 | Administratively Determined Incentive Program | North Brunswick | 8901 | 547.2 | Commercial | Behind the Meter | Yes | Dynamic Energy Solutions | PSE&G |  | Accepted | 2025-06-20 | 2025-07-28 | 2026-07-28 | Meters | Elkor | W2-E4-5A-DL |  |  | 1 |  |  |  | Yes | Indoor
NJADRE1559876893 | Administratively Determined Incentive Program | North Brunswick | 8901 | 547.2 | Commercial | Behind the Meter | Yes | Dynamic Energy Solutions | PSE&G |  | Accepted | 2025-06-20 | 2025-07-28 | 2026-07-28 | Inverters | Chint Power Systems | SCA50KTL-DO/US-480 | 50000 |  | 8 |  |  | 0.988 |  | Outside
NJADRE1559876893 | Administratively Determined Incentive Program | North Brunswick | 8901 | 547.2 | Commercial | Behind the Meter | Yes | Dynamic Energy Solutions | PSE&G |  | Accepted | 2025-06-20 | 2025-07-28 | 2026-07-28 | Solar Panels | Hanwha Q Cells | Q PEAK DUO XL-G10.3 BFG 475w |  | 0.475 | 618 | 191.39 | 10 |  | Fixed | Roof
NJADRE1559876896 | Administratively Determined Incentive Program | MANALAPAN | 7726 | 16.58 | Residential | Behind the Meter | No | Whitman Construction, LLC | JCP&L |  | Accepted | 2025-06-09 | 2025-07-03 | 2026-07-03 | Solar Panels | JINKO SOLAR | JKM425N-54HL4-B |  | 0.425 | 5 | 254 | 34 |  | Fixed | Roof
NJADRE1559876896 | Administratively Determined Incentive Program | MANALAPAN | 7726 | 16.58 | Residential | Behind the Meter | No | Whitman Construction, LLC | JCP&L |  | Accepted | 2025-06-09 | 2025-07-03 | 2026-07-03 | Inverters | ENPHASE | IQ8PLUS-72-M-US | 290 |  | 39 |  |  | 0.975 |  | Outdoor
NJADRE1559876896 | Administratively Determined Incentive Program | MANALAPAN | 7726 | 16.58 | Residential | Behind the Meter | No | Whitman Construction, LLC | JCP&L |  | Accepted | 2025-06-09 | 2025-07-03 | 2026-07-03 | Solar Panels | JINKO SOLAR | JKM425N-54HL4-B |  | 0.425 | 2 | 163 | 34 |  | Fixed | Roof
NJADRE1559876896 | Administratively Determined Incentive Program | MANALAPAN | 7726 | 16.58 | Residential | Behind the Meter | No | Whitman Construction, LLC | JCP&L |  | Accepted | 2025-06-09 | 2025-07-03 | 2026-07-03 | Solar Panels | JINKO SOLAR | JKM425N-54HL4-B |  | 0.425 | 23 | 164 | 34 |  | Fixed | Roof
NJADRE1559876896 | Administratively Determined Incentive Program | MANALAPAN | 7726 | 16.58 | Residential | Behind the Meter | No | Whitman Construction, LLC | JCP&L |  | Accepted | 2025-06-09 | 2025-07-03 | 2026-07-03 | Solar Panels | JINKO SOLAR | JKM425N-54HL4-B |  | 0.425 | 9 | 74 | 34 |  | Fixed | Roof
NJADRE1559876916 | Administratively Determined Incentive Program | North Brunswick | 8902 | 8.17 | Residential | Behind the Meter | Yes | Brilliant Installations, Inc. | PSE&G |  | Accepted | 2025-06-10 | 2025-07-07 | 2026-07-07 | Solar Panels | JINKO SOLAR | JKM430N-54HL4-B430 |  | 0.43 | 6 | 150 | 14 |  | Fixed | Roof
NJADRE1559876916 | Administratively Determined Incentive Program | North Brunswick | 8902 | 8.17 | Residential | Behind the Meter | Yes | Brilliant Installations, Inc. | PSE&G |  | Accepted | 2025-06-10 | 2025-07-07 | 2026-07-07 | Solar Panels | JINKO SOLAR | JKM430N-54HL4-B430 |  | 0.43 | 13 | 150 | 14 |  | Fixed | Roof
NJADRE1559876916 | Administratively Determined Incentive Program | North Brunswick | 8902 | 8.17 | Residential | Behind the Meter | Yes | Brilliant Installations, Inc. | PSE&G |  | Accepted | 2025-06-10 | 2025-07-07 | 2026-07-07 | Inverters | SOLAREDGE | USE5700H-USMNBL75 | 5700 |  | 1 |  |  | 0.97 |  | Outdoor
NJADRE1559876923 | Administratively Determined Incentive Program | ELMWOOD PARK | 7407 | 7.79 | Residential | Behind the Meter | Yes | Big Wave Roofing and Solar, LLC | PSE&G |  | Accepted | 2025-06-09 | 2025-07-07 | 2026-07-07 | Solar Panels | Mission | MSE410HT0B |  | 0.41 | 12 | 151 | 25 |  | Fixed | Roof
NJADRE1559876923 | Administratively Determined Incentive Program | ELMWOOD PARK | 7407 | 7.79 | Residential | Behind the Meter | Yes | Big Wave Roofing and Solar, LLC | PSE&G |  | Accepted | 2025-06-09 | 2025-07-07 | 2026-07-07 | Solar Panels | Mission | MSE410HT0B |  | 0.41 | 7 | 331 | 25 |  | Fixed | Roof
NJADRE1559876923 | Administratively Determined Incentive Program | ELMWOOD PARK | 7407 | 7.79 | Residential | Behind the Meter | Yes | Big Wave Roofing and Solar, LLC | PSE&G |  | Accepted | 2025-06-09 | 2025-07-07 | 2026-07-07 | Inverters | Enphase | IQ8HC-72-M-DOM-US | 380 |  | 19 |  |  | 0.98 |  | Outside
NJADRE1559876935 | Administratively Determined Incentive Program | WESTFIELD | 7090 | 13.12 | Residential | Behind the Meter | No | Freedom Forever New Jersey, LLC | PSE&G |  | Accepted | 2025-06-09 | 2025-07-07 | 2026-07-07 | Inverters | Solar Edge | SE10000H-USRGM [SI1] | 10000 |  | 1 |  |  | 0.99 |  | Outside
NJADRE1559876935 | Administratively Determined Incentive Program | WESTFIELD | 7090 | 13.12 | Residential | Behind the Meter | No | Freedom Forever New Jersey, LLC | PSE&G |  | Accepted | 2025-06-09 | 2025-07-07 | 2026-07-07 | Solar Panels | Hanwha | DUO BLK ML-G10+ 410 |  | 0.41 | 3 | 135 | 45 |  | Fixed | Roof
NJADRE1559876935 | Administratively Determined Incentive Program | WESTFIELD | 7090 | 13.12 | Residential | Behind the Meter | No | Freedom Forever New Jersey, LLC | PSE&G |  | Accepted | 2025-06-09 | 2025-07-07 | 2026-07-07 | Solar Panels | Hanwha | DUO BLK ML-G10+ 410 |  | 0.41 | 4 | 224 | 20 |  | Fixed | Roof
NJADRE1559876935 | Administratively Determined Incentive Program | WESTFIELD | 7090 | 13.12 | Residential | Behind the Meter | No | Freedom Forever New Jersey, LLC | PSE&G |  | Accepted | 2025-06-09 | 2025-07-07 | 2026-07-07 | Solar Panels | Hanwha | DUO BLK ML-G10+ 410 |  | 0.41 | 8 | 135 | 16 |  | Fixed | Roof
NJADRE1559876935 | Administratively Determined Incentive Program | WESTFIELD | 7090 | 13.12 | Residential | Behind the Meter | No | Freedom Forever New Jersey, LLC | PSE&G |  | Accepted | 2025-06-09 | 2025-07-07 | 2026-07-07 | Solar Panels | Hanwha | DUO BLK ML-G10+ 410 |  | 0.41 | 5 | 135 | 45 |  | Fixed | Roof
NJADRE1559876935 | Administratively Determined Incentive Program | WESTFIELD | 7090 | 13.12 | Residential | Behind the Meter | No | Freedom Forever New Jersey, LLC | PSE&G |  | Accepted | 2025-06-09 | 2025-07-07 | 2026-07-07 | Solar Panels | Hanwha | DUO BLK ML-G10+ 410 |  | 0.41 | 6 | 46 | 32 |  | Fixed | Roof
NJADRE1559876935 | Administratively Determined Incentive Program | WESTFIELD | 7090 | 13.12 | Residential | Behind the Meter | No | Freedom Forever New Jersey, LLC | PSE&G |  | Accepted | 2025-06-09 | 2025-07-07 | 2026-07-07 | Solar Panels | Hanwha | DUO BLK ML-G10+ 410 |  | 0.41 | 3 | 226 | 32 |  | Fixed | Roof
NJADRE1559876935 | Administratively Determined Incentive Program | WESTFIELD | 7090 | 13.12 | Residential | Behind the Meter | No | Freedom Forever New Jersey, LLC | PSE&G |  | Accepted | 2025-06-09 | 2025-07-07 | 2026-07-07 | Solar Panels | Hanwha | DUO BLK ML-G10+ 410 |  | 0.41 | 3 | 225 | 45 |  | Fixed | Roof
NJADRE1559876945 | Administratively Determined Incentive Program | OAKLYN | 8107 | 11.05 | Residential | Behind the Meter | Yes | Power Energy Solutions, LLC | PSE&G |  | Accepted | 2025-06-09 | 2025-07-07 | 2026-07-07 | Solar Panels | Trina Solar | TSM-425NE09RC.05 |  | 0.425 | 2 | 58 | 20 |  | Fixed | Roof
NJADRE1559876945 | Administratively Determined Incentive Program | OAKLYN | 8107 | 11.05 | Residential | Behind the Meter | Yes | Power Energy Solutions, LLC | PSE&G |  | Accepted | 2025-06-09 | 2025-07-07 | 2026-07-07 | Solar Panels | Trina Solar | TSM-425NE09RC.05 |  | 0.425 | 1 | 238 | 20 |  | Fixed | Roof
NJADRE1559876945 | Administratively Determined Incentive Program | OAKLYN | 8107 | 11.05 | Residential | Behind the Meter | Yes | Power Energy Solutions, LLC | PSE&G |  | Accepted | 2025-06-09 | 2025-07-07 | 2026-07-07 | Solar Panels | Trina Solar | TSM-425NE09RC.05 |  | 0.425 | 12 | 328 | 20 |  | Fixed | Roof
NJADRE1559876945 | Administratively Determined Incentive Program | OAKLYN | 8107 | 11.05 | Residential | Behind the Meter | Yes | Power Energy Solutions, LLC | PSE&G |  | Accepted | 2025-06-09 | 2025-07-07 | 2026-07-07 | Inverters | SolarEdge | SE5700H-US | 6 |  | 1 |  |  | 0.97 |  | Outdoor
NJADRE1559876945 | Administratively Determined Incentive Program | OAKLYN | 8107 | 11.05 | Residential | Behind the Meter | Yes | Power Energy Solutions, LLC | PSE&G |  | Accepted | 2025-06-09 | 2025-07-07 | 2026-07-07 | Solar Panels | Trina Solar | TSM-425NE09RC.05 |  | 0.425 | 11 | 148 | 20 |  | Fixed | Roof
NJADRE1559876950 | Administratively Determined Incentive Program | EGG HARBOR TWP | 8234 | 8.925 | Residential | Behind the Meter | Yes | Whitman Construction, LLC | AC Electric |  | Accepted | 2025-06-09 | 2025-07-03 | 2026-07-03 | Solar Panels | JINKO SOLAR | JKM425N-54HL4-B |  | 0.425 | 18 | 147 | 29 |  | Fixed | Roof
NJADRE1559876950 | Administratively Determined Incentive Program | EGG HARBOR TWP | 8234 | 8.925 | Residential | Behind the Meter | Yes | Whitman Construction, LLC | AC Electric |  | Accepted | 2025-06-09 | 2025-07-03 | 2026-07-03 | Solar Panels | JINKO SOLAR | JKM425N-54HL4-B |  | 0.425 | 3 | 237 | 40 |  | Fixed | Roof
NJADRE1559876950 | Administratively Determined Incentive Program | EGG HARBOR TWP | 8234 | 8.925 | Residential | Behind the Meter | Yes | Whitman Construction, LLC | AC Electric |  | Accepted | 2025-06-09 | 2025-07-03 | 2026-07-03 | Inverters | ENPHASE | IQ8HC-72-M-DOM-US | 380 |  | 21 |  |  | 0.973 |  | Outdoor
NJADRE1559876953 | Administratively Determined Incentive Program | VILLAS | 8251 | 6.45 | Residential | Behind the Meter | Yes | Velocity Energy & Home Solutions, Inc. | AC Electric |  | Accepted | 2025-06-09 | 2025-07-09 | 2026-07-09 | Inverters | enphase | iq8plus | 290 |  | 15 |  |  | 0.99 |  | Outside | behind panels
NJADRE1559876953 | Administratively Determined Incentive Program | VILLAS | 8251 | 6.45 | Residential | Behind the Meter | Yes | Velocity Energy & Home Solutions, Inc. | AC Electric |  | Accepted | 2025-06-09 | 2025-07-09 | 2026-07-09 | Solar Panels | seg | 430w |  | 0.43 | 4 | 305 | 24 |  | Fixed | Roof
NJADRE1559876953 | Administratively Determined Incentive Program | VILLAS | 8251 | 6.45 | Residential | Behind the Meter | Yes | Velocity Energy & Home Solutions, Inc. | AC Electric |  | Accepted | 2025-06-09 | 2025-07-09 | 2026-07-09 | Solar Panels | seg | 430w |  | 0.43 | 11 | 215 | 25 |  | Fixed | Roof
NJADRE1559876970 | Administratively Determined Incentive Program | MILLVILLE | 8332 | 4.25 | Residential | Behind the Meter | Yes | Velocity Energy & Home Solutions, Inc. | AC Electric |  | Accepted | 2025-06-09 | 2025-07-09 | 2026-07-09 | Inverters | enphase | iq8plus | 290 |  | 10 |  |  | 0.99 |  | Outside | behind panels
NJADRE1559876970 | Administratively Determined Incentive Program | MILLVILLE | 8332 | 4.25 | Residential | Behind the Meter | Yes | Velocity Energy & Home Solutions, Inc. | AC Electric |  | Accepted | 2025-06-09 | 2025-07-09 | 2026-07-09 | Solar Panels | seg | 425w |  | 0.425 | 5 | 193 | 25 |  | Fixed | Roof
NJADRE1559876970 | Administratively Determined Incentive Program | MILLVILLE | 8332 | 4.25 | Residential | Behind the Meter | Yes | Velocity Energy & Home Solutions, Inc. | AC Electric |  | Accepted | 2025-06-09 | 2025-07-09 | 2026-07-09 | Solar Panels | seg | 425w |  | 0.425 | 5 | 103 | 25 |  | Fixed | Roof
NJADRE1559876986 | Administratively Determined Incentive Program | WEEHAWKEN | 7086 | 126.72 | Commercial | Behind the Meter | No | Solar Energy Systems, LLC | PSE&G |  | Accepted | 2025-06-09 | 2025-07-10 | 2026-07-10 | Inverters | Solectria | PVI-25TL-208V | 25000 |  | 4 |  |  | 0.97 |  | Outside | Roof
NJADRE1559876986 | Administratively Determined Incentive Program | WEEHAWKEN | 7086 | 126.72 | Commercial | Behind the Meter | No | Solar Energy Systems, LLC | PSE&G |  | Accepted | 2025-06-09 | 2025-07-10 | 2026-07-10 | Solar Panels | Hanwha | Q.Peak Duo XL-G10.2 |  | 0.48 | 132 | 277 | 10 |  | Fixed | Roof
NJADRE1559876986 | Administratively Determined Incentive Program | WEEHAWKEN | 7086 | 126.72 | Commercial | Behind the Meter | No | Solar Energy Systems, LLC | PSE&G |  | Accepted | 2025-06-09 | 2025-07-10 | 2026-07-10 | Solar Panels | Hanwha | Q.Peak Duo XL-G10.2 |  | 0.48 | 132 | 97 | 10 |  | Fixed | Roof
NJADRE1559876993 | Administratively Determined Incentive Program | SICKLERVILLE | 8081 | 3.01 | Residential | Behind the Meter | Yes | Velocity Energy & Home Solutions, Inc. | AC Electric |  | Accepted | 2025-06-09 | 2025-07-09 | 2026-07-09 | Solar Panels | seg | 430w |  | 0.43 | 7 | 128 | 27 |  | Fixed | Roof
NJADRE1559876993 | Administratively Determined Incentive Program | SICKLERVILLE | 8081 | 3.01 | Residential | Behind the Meter | Yes | Velocity Energy & Home Solutions, Inc. | AC Electric |  | Accepted | 2025-06-09 | 2025-07-09 | 2026-07-09 | Inverters | enphase | iq8plus | 290 |  | 7 |  |  | 0.99 |  | Outside | behind panels
NJADRE1559877009 | Administratively Determined Incentive Program | BRIDGETON | 8302 | 11.9 | Residential | Behind the Meter | Yes | Whitman Construction, LLC | AC Electric |  | Accepted | 2025-06-09 | 2025-07-07 | 2026-07-07 | Solar Panels | JINKO SOLAR | JKM425N-54HL4-B |  | 0.425 | 12 | 186 | 23 |  | Fixed | Roof
NJADRE1559877009 | Administratively Determined Incentive Program | BRIDGETON | 8302 | 11.9 | Residential | Behind the Meter | Yes | Whitman Construction, LLC | AC Electric |  | Accepted | 2025-06-09 | 2025-07-07 | 2026-07-07 | Solar Panels | JINKO SOLAR | JKM425N-54HL4-B |  | 0.425 | 16 | 186 | 23 |  | Fixed | Roof
NJADRE1559877009 | Administratively Determined Incentive Program | BRIDGETON | 8302 | 11.9 | Residential | Behind the Meter | Yes | Whitman Construction, LLC | AC Electric |  | Accepted | 2025-06-09 | 2025-07-07 | 2026-07-07 | Inverters | ENPHASE | IQ8HC-72-M-DOM-US | 380 |  | 28 |  |  | 0.973 |  | Outdoor
NJADRE1559877311 | Administratively Determined Incentive Program | MOUNTAIN LAKES | 7046 | 5.52 | Residential | Behind the Meter | No | Green House Solar | JCP&L |  | Accepted | 2025-06-09 | 2025-07-07 | 2026-07-07 | Solar Panels | REC | REC 460AA Pure RX |  | 0.46 | 12 | 128 | 34 |  | Fixed | Roof | OUTSIDE
NJADRE1559877311 | Administratively Determined Incentive Program | MOUNTAIN LAKES | 7046 | 5.52 | Residential | Behind the Meter | No | Green House Solar | JCP&L |  | Accepted | 2025-06-09 | 2025-07-07 | 2026-07-07 | Inverters | ENPHASE | IQ8X | 380 |  | 12 |  |  | 0.97 |  | Outdoor | ON RACKING
NJADRE1559877943 | Administratively Determined Incentive Program | PLAINFIELD | 7062 | 6.56 | Residential | Behind the Meter | Yes | Big Wave Roofing and Solar, LLC | PSE&G |  | Accepted | 2025-06-09 | 2025-07-07 | 2026-07-07 | Inverters | Enphase | IQ8HC-72-M-DOM-US | 380 |  | 16 |  |  | 0.98 |  | Outside
NJADRE1559877943 | Administratively Determined Incentive Program | PLAINFIELD | 7062 | 6.56 | Residential | Behind the Meter | Yes | Big Wave Roofing and Solar, LLC | PSE&G |  | Accepted | 2025-06-09 | 2025-07-07 | 2026-07-07 | Solar Panels | Mission | MSE410HT0B |  | 0.41 | 13 | 216 | 32 |  | Fixed | Roof
NJADRE1559877943 | Administratively Determined Incentive Program | PLAINFIELD | 7062 | 6.56 | Residential | Behind the Meter | Yes | Big Wave Roofing and Solar, LLC | PSE&G |  | Accepted | 2025-06-09 | 2025-07-07 | 2026-07-07 | Solar Panels | Mission | MSE410HT0B |  | 0.41 | 3 | 126 | 10 |  | Fixed | Roof
NJADRE1559878138 | Administratively Determined Incentive Program | Livingston | 7039 | 18.48 | Residential | Behind the Meter | No | NJ Solar Power, LLC | PSE&G |  | Accepted | 2025-06-10 | 2025-07-10 | 2026-07-10 | Solar Panels | REC | Rec 420 AA Pure 2 |  | 0.42 | 9 | 122 | 9 |  | Fixed | Roof | Roof 2
NJADRE1559878138 | Administratively Determined Incentive Program | Livingston | 7039 | 18.48 | Residential | Behind the Meter | No | NJ Solar Power, LLC | PSE&G |  | Accepted | 2025-06-10 | 2025-07-10 | 2026-07-10 | Solar Panels | REC | REC |  | 0.42 | 6 | 302 | 9 |  | Fixed | Roof | Roof 3
NJADRE1559878138 | Administratively Determined Incentive Program | Livingston | 7039 | 18.48 | Residential | Behind the Meter | No | NJ Solar Power, LLC | PSE&G |  | Accepted | 2025-06-10 | 2025-07-10 | 2026-07-10 | Solar Panels | REC | Rec 420 AA Pure 2 |  | 0.42 | 29 | 212 | 18 |  | Fixed | Roof | Roof 1
NJADRE1559878138 | Administratively Determined Incentive Program | Livingston | 7039 | 18.48 | Residential | Behind the Meter | No | NJ Solar Power, LLC | PSE&G |  | Accepted | 2025-06-10 | 2025-07-10 | 2026-07-10 | Inverters | Enphase | IQ8A-72-M-US | 15200 |  | 44 |  |  | 0.976 |  | Outside
NJADRE1559878177 | Administratively Determined Incentive Program | MONROE TOWNSHIP | 8831 | 12.96 | Residential | Behind the Meter | Yes | Sunrun Installation Services, Inc. | JCP&L |  | Accepted | 2025-06-09 | 2025-07-07 | 2026-07-07 | Solar Panels | JA Solar | JAM54S31-405/MR |  | 0.405 | 18 | 187 | 23 |  | Fixed | Roof
NJADRE1559878177 | Administratively Determined Incentive Program | MONROE TOWNSHIP | 8831 | 12.96 | Residential | Behind the Meter | Yes | Sunrun Installation Services, Inc. | JCP&L |  | Accepted | 2025-06-09 | 2025-07-07 | 2026-07-07 | Solar Panels | JA Solar | JAM54S31-405/MR |  | 0.405 | 5 | 7 | 23 |  | Fixed | Roof
NJADRE1559878177 | Administratively Determined Incentive Program | MONROE TOWNSHIP | 8831 | 12.96 | Residential | Behind the Meter | Yes | Sunrun Installation Services, Inc. | JCP&L |  | Accepted | 2025-06-09 | 2025-07-07 | 2026-07-07 | Solar Panels | JA Solar | JAM54S31-405/MR |  | 0.405 | 5 | 7 | 23 |  | Fixed | Roof
NJADRE1559878177 | Administratively Determined Incentive Program | MONROE TOWNSHIP | 8831 | 12.96 | Residential | Behind the Meter | Yes | Sunrun Installation Services, Inc. | JCP&L |  | Accepted | 2025-06-09 | 2025-07-07 | 2026-07-07 | Solar Panels | JA Solar | JAM54S31-405/MR |  | 0.405 | 4 | 187 | 23 |  | Fixed | Roof
NJADRE1559878177 | Administratively Determined Incentive Program | MONROE TOWNSHIP | 8831 | 12.96 | Residential | Behind the Meter | Yes | Sunrun Installation Services, Inc. | JCP&L |  | Accepted | 2025-06-09 | 2025-07-07 | 2026-07-07 | Inverters | SolarEdge Technologies | SE5700H-USMN | 5760 |  | 2 |  |  | 0.99 |  | Outdoor | Next to meter
NJADRE1559878202 | Administratively Determined Incentive Program | LINDENWOLD | 8021 | 9.46 | Residential | Behind the Meter | Yes | EMT Renewables, LLC | AC Electric |  | Accepted | 2025-06-09 | 2025-07-07 | 2026-07-07 | Solar Panels | SEG SOLAR | SEG 430 |  | 0.43 | 15 | 203 | 16 |  | Fixed | Roof
NJADRE1559878202 | Administratively Determined Incentive Program | LINDENWOLD | 8021 | 9.46 | Residential | Behind the Meter | Yes | EMT Renewables, LLC | AC Electric |  | Accepted | 2025-06-09 | 2025-07-07 | 2026-07-07 | Inverters | IQ8HC | IQ8+ | 290 |  | 22 |  |  | 0.98 |  | Other | UNDER EACH PANEL
NJADRE1559878202 | Administratively Determined Incentive Program | LINDENWOLD | 8021 | 9.46 | Residential | Behind the Meter | Yes | EMT Renewables, LLC | AC Electric |  | Accepted | 2025-06-09 | 2025-07-07 | 2026-07-07 | Solar Panels | SEG SOLAR | SEG 430 |  | 0.43 | 7 | 23 | 16 |  | Fixed | Roof
NJADRE1559878219 | Administratively Determined Incentive Program | West Berlin | 8091 | 11.34 | Residential | Behind the Meter | No | Freedom Forever New Jersey, LLC | AC Electric |  | Accepted | 2025-06-09 | 2025-07-07 | 2026-07-07 | Solar Panels | JA Solar | JAM54S31-405/MR |  | 0.405 | 20 | 181 | 29 |  | Fixed | Roof
NJADRE1559878219 | Administratively Determined Incentive Program | West Berlin | 8091 | 11.34 | Residential | Behind the Meter | No | Freedom Forever New Jersey, LLC | AC Electric |  | Accepted | 2025-06-09 | 2025-07-07 | 2026-07-07 | Inverters | Solar Edge | SE7600H-USRGM | 7600 |  | 1 |  |  | 0.99 |  | Outside
NJADRE1559878219 | Administratively Determined Incentive Program | West Berlin | 8091 | 11.34 | Residential | Behind the Meter | No | Freedom Forever New Jersey, LLC | AC Electric |  | Accepted | 2025-06-09 | 2025-07-07 | 2026-07-07 | Solar Panels | JA Solar | JAM54S31-405/MR |  | 0.405 | 8 | 181 | 29 |  | Fixed | Roof
NJADRE1559878223 | Administratively Determined Incentive Program | Piscataway | 8854 | 9.43 | Residential | Behind the Meter | Yes | Trinity Solar, LLC | PSE&G |  | Accepted | 2025-06-09 | 2025-07-07 | 2026-07-07 | Solar Panels | HANWHA 410 (Q.PEAK DUO BLK ML-G10+ 410) | HANWHA 410 (Q.PEAK DUO BLK ML-G10+ 410) |  | 0.41 | 23 | 218 | 22 |  | Fixed | Roof
NJADRE1559878223 | Administratively Determined Incentive Program | Piscataway | 8854 | 9.43 | Residential | Behind the Meter | Yes | Trinity Solar, LLC | PSE&G |  | Accepted | 2025-06-09 | 2025-07-07 | 2026-07-07 | Inverters | SOLAREDGE | USE7600H-US | 7600 |  | 1 |  |  | 0.97 |  | Outside
NJADRE1559878243 | Administratively Determined Incentive Program | Morganville | 7751 | 78.75 | Non Profit | Behind the Meter | No | Ampericon | JCP&L |  | Accepted | 2025-06-09 | 2025-07-15 | 2026-07-15 | Inverters | SolarEdge | SE17.3K-Us9 / P960 | 17300 |  | 1 |  |  | 0.94 |  | Outdoor | Under Solar Canopy
NJADRE1559878243 | Administratively Determined Incentive Program | Morganville | 7751 | 78.75 | Non Profit | Behind the Meter | No | Ampericon | JCP&L |  | Accepted | 2025-06-09 | 2025-07-15 | 2026-07-15 | Meters | SolarEdge | Wattnode WND-WR-MB | CT - Up to 1200 A |  | 1 |  |  |  | Yes | Outdoor
NJADRE1559878243 | Administratively Determined Incentive Program | Morganville | 7751 | 78.75 | Non Profit | Behind the Meter | No | Ampericon | JCP&L |  | Accepted | 2025-06-09 | 2025-07-15 | 2026-07-15 | Solar Panels | Phono Solar | PS450M-24TH |  | 0.45 | 57 | 212 | 10 |  | Fixed | Parking Lot | Under Solar Canopy
NJADRE1559878243 | Administratively Determined Incentive Program | Morganville | 7751 | 78.75 | Non Profit | Behind the Meter | No | Ampericon | JCP&L |  | Accepted | 2025-06-09 | 2025-07-15 | 2026-07-15 | Inverters | SolarEdge | SE43.2K-Us9 / P960 | 43 |  | 1 |  |  | 0 |  | Outside | On wall
NJADRE1559878243 | Administratively Determined Incentive Program | Morganville | 7751 | 78.75 | Non Profit | Behind the Meter | No | Ampericon | JCP&L |  | Accepted | 2025-06-09 | 2025-07-15 | 2026-07-15 | Solar Panels | Phono Solar | PS450M-24TH |  | 0.45 | 118 | 127 | 25 |  | Fixed | Roof
NJADRE1559878250 | Administratively Determined Incentive Program | Mount Laurel | 8054 | 8.5 | Residential | Behind the Meter | Yes | GenSun Roofing and Solar, LLC | PSE&G |  | Accepted | 2025-06-09 | 2025-07-16 | 2026-07-16 | Solar Panels | JINKO SOLAR | JKM425N-54HL4-B 425W |  | 0.425 | 7 | 231 | 30 |  | Fixed | Roof
NJADRE1559878250 | Administratively Determined Incentive Program | Mount Laurel | 8054 | 8.5 | Residential | Behind the Meter | Yes | GenSun Roofing and Solar, LLC | PSE&G |  | Accepted | 2025-06-09 | 2025-07-16 | 2026-07-16 | Inverters | SOLAREDGE | SE7600H-US | 7600 |  | 1 |  |  | 0.99 |  | Outside
NJADRE1559878250 | Administratively Determined Incentive Program | Mount Laurel | 8054 | 8.5 | Residential | Behind the Meter | Yes | GenSun Roofing and Solar, LLC | PSE&G |  | Accepted | 2025-06-09 | 2025-07-16 | 2026-07-16 | Solar Panels | JINKO SOLAR | JKM425N-54HL4-B 425W |  | 0.425 | 5 | 141 | 33 |  | Fixed | Roof
NJADRE1559878250 | Administratively Determined Incentive Program | Mount Laurel | 8054 | 8.5 | Residential | Behind the Meter | Yes | GenSun Roofing and Solar, LLC | PSE&G |  | Accepted | 2025-06-09 | 2025-07-16 | 2026-07-16 | Solar Panels | JINKO SOLAR | JKM425N-54HL4-B 425W |  | 0.425 | 8 | 141 | 45 |  | Fixed | Roof
NJADRE1559878290 | Administratively Determined Incentive Program | Ventnor City | 8406 | 3.87 | Residential | Behind the Meter | Yes | Pro Custom Solar dba Momentum Solar | AC Electric |  | Accepted | 2025-06-09 | 2025-07-07 | 2026-07-07 | Inverters | ENPHASE | IQ8HC-72-M-DOM-US | 380 |  | 9 |  |  | 0.97 |  | Outdoor
NJADRE1559878290 | Administratively Determined Incentive Program | Ventnor City | 8406 | 3.87 | Residential | Behind the Meter | Yes | Pro Custom Solar dba Momentum Solar | AC Electric |  | Accepted | 2025-06-09 | 2025-07-07 | 2026-07-07 | Solar Panels | HANWHA | Q.TRON BLK M-G2+430 |  | 0.43 | 9 | 58 | 4 |  | Fixed | Roof
NJADRE1559878306 | Administratively Determined Incentive Program | Toms River | 8753 | 10.125 | Residential | Behind the Meter | Yes | Sunrun Installation Services, Inc. | JCP&L |  | Accepted | 2025-06-09 | 2025-07-07 | 2026-07-07 | Solar Panels | JA Solar | JAM54S31-405/MR |  | 0.405 | 13 | 105 | 28 |  | Fixed | Roof
NJADRE1559878306 | Administratively Determined Incentive Program | Toms River | 8753 | 10.125 | Residential | Behind the Meter | Yes | Sunrun Installation Services, Inc. | JCP&L |  | Accepted | 2025-06-09 | 2025-07-07 | 2026-07-07 | Inverters | SolarEdge Technologies | SE7600H-USMN | 7600 |  | 1 |  |  | 0.99 |  | Outdoor | Next to meter
NJADRE1559878306 | Administratively Determined Incentive Program | Toms River | 8753 | 10.125 | Residential | Behind the Meter | Yes | Sunrun Installation Services, Inc. | JCP&L |  | Accepted | 2025-06-09 | 2025-07-07 | 2026-07-07 | Solar Panels | JA Solar | JAM54S31-405/MR |  | 0.405 | 12 | 285 | 25 |  | Fixed | Roof
NJADRE1559878333 | Administratively Determined Incentive Program | Glen Gardner | 8826 | 19.35 | Residential | Behind the Meter | No | Green Power Energy, LLC | JCP&L |  | Accepted | 2025-06-09 | 2025-07-07 | 2026-07-07 | Solar Panels | SEG Solar | SEG-430-BTD-BG |  | 0.43 | 2 | 59 | 21 |  | Fixed | Roof
NJADRE1559878333 | Administratively Determined Incentive Program | Glen Gardner | 8826 | 19.35 | Residential | Behind the Meter | No | Green Power Energy, LLC | JCP&L |  | Accepted | 2025-06-09 | 2025-07-07 | 2026-07-07 | Solar Panels | SEG Solar | SEG-430-BTD-BG |  | 0.43 | 3 | 149 | 23 |  | Fixed | Roof
NJADRE1559878333 | Administratively Determined Incentive Program | Glen Gardner | 8826 | 19.35 | Residential | Behind the Meter | No | Green Power Energy, LLC | JCP&L |  | Accepted | 2025-06-09 | 2025-07-07 | 2026-07-07 | Solar Panels | SEG Solar | SEG-430-BTD-BG |  | 0.43 | 5 | 59 | 35 |  | Fixed | Roof
NJADRE1559878333 | Administratively Determined Incentive Program | Glen Gardner | 8826 | 19.35 | Residential | Behind the Meter | No | Green Power Energy, LLC | JCP&L |  | Accepted | 2025-06-09 | 2025-07-07 | 2026-07-07 | Solar Panels | SEG Solar | SEG-430-BTD-BG |  | 0.43 | 2 | 239 | 23 |  | Fixed | Roof
NJADRE1559878333 | Administratively Determined Incentive Program | Glen Gardner | 8826 | 19.35 | Residential | Behind the Meter | No | Green Power Energy, LLC | JCP&L |  | Accepted | 2025-06-09 | 2025-07-07 | 2026-07-07 | Solar Panels | SEG Solar | SEG-430-BTD-BG |  | 0.43 | 9 | 149 | 23 |  | Fixed | Roof
NJADRE1559878333 | Administratively Determined Incentive Program | Glen Gardner | 8826 | 19.35 | Residential | Behind the Meter | No | Green Power Energy, LLC | JCP&L |  | Accepted | 2025-06-09 | 2025-07-07 | 2026-07-07 | Solar Panels | SEG Solar | SEG-430-BTD-BG |  | 0.43 | 14 | 239 | 25 |  | Fixed | Roof
NJADRE1559878333 | Administratively Determined Incentive Program | Glen Gardner | 8826 | 19.35 | Residential | Behind the Meter | No | Green Power Energy, LLC | JCP&L |  | Accepted | 2025-06-09 | 2025-07-07 | 2026-07-07 | Solar Panels | SEG Solar | SEG-430-BTD-BG |  | 0.43 | 10 | 239 | 21 |  | Fixed | Roof
NJADRE1559878333 | Administratively Determined Incentive Program | Glen Gardner | 8826 | 19.35 | Residential | Behind the Meter | No | Green Power Energy, LLC | JCP&L |  | Accepted | 2025-06-09 | 2025-07-07 | 2026-07-07 | Inverters | Enphase Energy | IQ8MC-72-M-US [240V] | 320 |  | 45 |  |  | 0.98 |  | Outside | Roof
NJADRE1559878336 | Administratively Determined Incentive Program | Jamesburg | 8831 | 8.1 | Residential | Behind the Meter | No | Freedom Forever New Jersey, LLC | JCP&L |  | Accepted | 2025-06-11 | 2025-07-08 | 2026-07-08 | Inverters | Solar Edge | SE3800H-USRGM | 3800 |  | 2 |  |  | 0.99 |  | Outdoor
NJADRE1559878336 | Administratively Determined Incentive Program | Jamesburg | 8831 | 8.1 | Residential | Behind the Meter | No | Freedom Forever New Jersey, LLC | JCP&L |  | Accepted | 2025-06-11 | 2025-07-08 | 2026-07-08 | Solar Panels | JA Solar | JAM54S31-405/MR |  | 0.405 | 13 | 155 | 31 |  | Fixed | Roof
NJADRE1559878336 | Administratively Determined Incentive Program | Jamesburg | 8831 | 8.1 | Residential | Behind the Meter | No | Freedom Forever New Jersey, LLC | JCP&L |  | Accepted | 2025-06-11 | 2025-07-08 | 2026-07-08 | Solar Panels | JA Solar | JAM54S31-405/MR |  | 0.405 | 7 | 245 | 31 |  | Fixed | Roof
NJADRE1559878352 | Administratively Determined Incentive Program | Bayonne | 7002 | 4.1 | Residential | Behind the Meter | Yes | Bright Ops, Inc. | PSE&G |  | Accepted | 2025-06-09 | 2025-07-07 | 2026-07-07 | Solar Panels | Hanwha Q-Cells | Q.PEAK DUO BLK ML-G10+ 410 |  | 0.41 | 10 | 212 | 9 |  | Fixed | Roof
NJADRE1559878352 | Administratively Determined Incentive Program | Bayonne | 7002 | 4.1 | Residential | Behind the Meter | Yes | Bright Ops, Inc. | PSE&G |  | Accepted | 2025-06-09 | 2025-07-07 | 2026-07-07 | Inverters | SolarEdge Technologies | SE3800H - USMN | 3800 |  | 1 |  |  | 0.98 |  | Outdoor | Outside
NJADRE1559878915 | Administratively Determined Incentive Program | Stanhope | 7874 | 11.48 | Residential | Behind the Meter | Yes | Fusion Solar Energy, LLC | JCP&L |  | Accepted | 2025-06-09 | 2025-07-07 | 2026-07-07 | Solar Panels | TRINA SOLAR | TSM-425NE09RC.05 |  | 0.425 | 5 | 266.82 | 18 |  | Fixed | Roof
NJADRE1559878915 | Administratively Determined Incentive Program | Stanhope | 7874 | 11.48 | Residential | Behind the Meter | Yes | Fusion Solar Energy, LLC | JCP&L |  | Accepted | 2025-06-09 | 2025-07-07 | 2026-07-07 | Inverters | ENPHASE | IQ8HC-72-M-DOM-US | 380 |  | 27 |  |  | 0.97 |  | Outside | Roof
NJADRE1559878915 | Administratively Determined Incentive Program | Stanhope | 7874 | 11.48 | Residential | Behind the Meter | Yes | Fusion Solar Energy, LLC | JCP&L |  | Accepted | 2025-06-09 | 2025-07-07 | 2026-07-07 | Solar Panels | TRINA SOLAR | TSM-425NE09RC.05 |  | 0.425 | 22 | 86.82 | 20 |  | Fixed | Roof
NJADRE1559878959 | Administratively Determined Incentive Program | Passaic | 7055 | 3.28 | Residential | Behind the Meter | Yes | Trinity Solar, LLC | PSE&G |  | Accepted | 2025-06-09 | 2025-07-07 | 2026-07-07 | Solar Panels | HANWHA | (Q.PEAK DUO BLK ML-G10.C+ 410) |  | 0.41 | 5 | 331 | 24 |  | Fixed | Roof
NJADRE1559878959 | Administratively Determined Incentive Program | Passaic | 7055 | 3.28 | Residential | Behind the Meter | Yes | Trinity Solar, LLC | PSE&G |  | Accepted | 2025-06-09 | 2025-07-07 | 2026-07-07 | Solar Panels | HANWHA | (Q.PEAK DUO BLK ML-G10.C+ 410) |  | 0.41 | 3 | 151 | 36 |  | Fixed | Roof
NJADRE1559878959 | Administratively Determined Incentive Program | Passaic | 7055 | 3.28 | Residential | Behind the Meter | Yes | Trinity Solar, LLC | PSE&G |  | Accepted | 2025-06-09 | 2025-07-07 | 2026-07-07 | Inverters | Solar Edge | USE3800H-USMNBL75 | 3800 |  | 1 |  |  | 0.97 |  | Outdoor
NJADRE1559879168 | Administratively Determined Incentive Program | Newark | 7112 | 5.74 | Residential | Behind the Meter | Yes | Bright Ops, Inc. | PSE&G |  | Accepted | 2025-06-09 | 2025-07-07 | 2026-07-07 | Inverters | SolarEdge Technologies | SE5700H - USSN | 5700 |  | 1 |  |  | 0.98 |  | Outdoor | Outside
NJADRE1559879168 | Administratively Determined Incentive Program | Newark | 7112 | 5.74 | Residential | Behind the Meter | Yes | Bright Ops, Inc. | PSE&G |  | Accepted | 2025-06-09 | 2025-07-07 | 2026-07-07 | Solar Panels | Hanwha Q-Cells | Q.PEAK DUO BLK ML-G10+ 410 |  | 0.41 | 14 | 219 | 5 |  | Fixed | Roof
NJADRE1559879185 | Administratively Determined Incentive Program | SAYREVILLE | 8872 | 13.12 | Residential | Behind the Meter | No | PV4U, LLC | JCP&L |  | Accepted | 2025-06-09 | 2025-07-07 | 2026-07-07 | Solar Panels | Hanwha | qcells 410 |  | 0.41 | 18 | 147 | 30 |  | Fixed | Roof
NJADRE1559879185 | Administratively Determined Incentive Program | SAYREVILLE | 8872 | 13.12 | Residential | Behind the Meter | No | PV4U, LLC | JCP&L |  | Accepted | 2025-06-09 | 2025-07-07 | 2026-07-07 | Inverters | ENPHASE | IQ8PLUS | 290 |  | 32 |  |  | 0.98 |  | Outside
NJADRE1559879185 | Administratively Determined Incentive Program | SAYREVILLE | 8872 | 13.12 | Residential | Behind the Meter | No | PV4U, LLC | JCP&L |  | Accepted | 2025-06-09 | 2025-07-07 | 2026-07-07 | Solar Panels | Hanwha | qcells 410 |  | 0.41 | 2 | 40 | 57 |  | Fixed | Roof
NJADRE1559879185 | Administratively Determined Incentive Program | SAYREVILLE | 8872 | 13.12 | Residential | Behind the Meter | No | PV4U, LLC | JCP&L |  | Accepted | 2025-06-09 | 2025-07-07 | 2026-07-07 | Solar Panels | Hanwha | qcells 410 |  | 0.41 | 12 | 237 | 40 |  | Fixed | Roof
NJADRE1559879190 | Administratively Determined Incentive Program | GLENDORA | 8029 | 5.53 | Residential | Behind the Meter | Yes | Fusion Solar Energy, LLC | PSE&G |  | Accepted | 2025-06-09 | 2025-07-07 | 2026-07-07 | Inverters | ENPHASE | IQ8HC-72-M-DOM-US | 380 |  | 13 |  |  | 0.97 |  | Outside | Roof
NJADRE1559879190 | Administratively Determined Incentive Program | GLENDORA | 8029 | 5.53 | Residential | Behind the Meter | Yes | Fusion Solar Energy, LLC | PSE&G |  | Accepted | 2025-06-09 | 2025-07-07 | 2026-07-07 | Solar Panels | TRINA SOLAR | TSM-425NE09RC.05 |  | 0.425 | 13 | 269 | 27 |  | Fixed | Roof
NJADRE1559879194 | Administratively Determined Incentive Program | PATERSON | 7524 | 10.66 | Residential | Behind the Meter | Yes | Bright Ops, Inc. | PSE&G |  | Accepted | 2025-06-09 | 2025-07-15 | 2026-07-15 | Inverters | SolarEdge | SE7600H-USSN | 7600 |  | 1 |  |  | 0.98 |  | Outdoor | OUTSIDE
NJADRE1559879194 | Administratively Determined Incentive Program | PATERSON | 7524 | 10.66 | Residential | Behind the Meter | Yes | Bright Ops, Inc. | PSE&G |  | Accepted | 2025-06-09 | 2025-07-15 | 2026-07-15 | Solar Panels | HANWHA Q-CELLS | Q.Peak Duo Blk Ml-G10+410 |  | 0.41 | 9 | 275 | 37 |  | Fixed | Roof
NJADRE1559879194 | Administratively Determined Incentive Program | PATERSON | 7524 | 10.66 | Residential | Behind the Meter | Yes | Bright Ops, Inc. | PSE&G |  | Accepted | 2025-06-09 | 2025-07-15 | 2026-07-15 | Solar Panels | HANWHA Q-CELLS | Q.Peak Duo Blk Ml-G10+410 |  | 0.41 | 9 | 95 | 37 |  | Fixed | Roof
NJADRE1559879194 | Administratively Determined Incentive Program | PATERSON | 7524 | 10.66 | Residential | Behind the Meter | Yes | Bright Ops, Inc. | PSE&G |  | Accepted | 2025-06-09 | 2025-07-15 | 2026-07-15 | Solar Panels | HANWHA Q-CELLS | Q.Peak Duo Blk Ml-G10+410 |  | 0.41 | 6 | 185 | 27 |  | Fixed | Roof
NJADRE1559879194 | Administratively Determined Incentive Program | PATERSON | 7524 | 10.66 | Residential | Behind the Meter | Yes | Bright Ops, Inc. | PSE&G |  | Accepted | 2025-06-09 | 2025-07-15 | 2026-07-15 | Solar Panels | HANWHA Q-CELLS | Q.Peak Duo Blk Ml-G10+410 |  | 0.41 | 1 | 95 | 27 |  | Fixed | Roof
NJADRE1559879194 | Administratively Determined Incentive Program | PATERSON | 7524 | 10.66 | Residential | Behind the Meter | Yes | Bright Ops, Inc. | PSE&G |  | Accepted | 2025-06-09 | 2025-07-15 | 2026-07-15 | Solar Panels | HANWHA Q-CELLS | Q.Peak Duo Blk Ml-G10+410 |  | 0.41 | 1 | 275 | 27 |  | Fixed | Roof
NJADRE1559879379 | Administratively Determined Incentive Program | PRINCETON | 8540 | 45.675 | Residential | Behind the Meter | Yes | Venture Home Solar, LLC | PSE&G |  | Accepted | 2025-06-09 | 2025-07-09 | 2026-07-09 | Inverters | Enphase Energy Inc. | IQ8HC-72-M-DOM-US (240V) | 366 |  | 105 |  |  | 0.98361 |  | Outside
NJADRE1559879379 | Administratively Determined Incentive Program | PRINCETON | 8540 | 45.675 | Residential | Behind the Meter | Yes | Venture Home Solar, LLC | PSE&G |  | Accepted | 2025-06-09 | 2025-07-09 | 2026-07-09 | Solar Panels | Hanwha | Q.TRON BLK M-G2+ 435 |  | 0.435 | 8 | 102 | 16 |  | Fixed | Roof
NJADRE1559879379 | Administratively Determined Incentive Program | PRINCETON | 8540 | 45.675 | Residential | Behind the Meter | Yes | Venture Home Solar, LLC | PSE&G |  | Accepted | 2025-06-09 | 2025-07-09 | 2026-07-09 | Solar Panels | Hanwha | Q.TRON BLK M-G2+ 435 |  | 0.435 | 40 | 282 | 17 |  | Fixed | Roof
NJADRE1559879379 | Administratively Determined Incentive Program | PRINCETON | 8540 | 45.675 | Residential | Behind the Meter | Yes | Venture Home Solar, LLC | PSE&G |  | Accepted | 2025-06-09 | 2025-07-09 | 2026-07-09 | Solar Panels | Hanwha | Q.TRON BLK M-G2+ 435 |  | 0.435 | 18 | 102 | 20 |  | Fixed | Roof
NJADRE1559879379 | Administratively Determined Incentive Program | PRINCETON | 8540 | 45.675 | Residential | Behind the Meter | Yes | Venture Home Solar, LLC | PSE&G |  | Accepted | 2025-06-09 | 2025-07-09 | 2026-07-09 | Solar Panels | Hanwha | Q.TRON BLK M-G2+ 435 |  | 0.435 | 20 | 194 | 18 |  | Fixed | Roof
NJADRE1559879379 | Administratively Determined Incentive Program | PRINCETON | 8540 | 45.675 | Residential | Behind the Meter | Yes | Venture Home Solar, LLC | PSE&G |  | Accepted | 2025-06-09 | 2025-07-09 | 2026-07-09 | Solar Panels | Hanwha | Q.TRON BLK M-G2+ 435 |  | 0.435 | 4 | 194 | 21 |  | Fixed | Roof
NJADRE1559879379 | Administratively Determined Incentive Program | PRINCETON | 8540 | 45.675 | Residential | Behind the Meter | Yes | Venture Home Solar, LLC | PSE&G |  | Accepted | 2025-06-09 | 2025-07-09 | 2026-07-09 | Solar Panels | Hanwha | Q.TRON BLK M-G2+ 435 |  | 0.435 | 15 | 14 | 16 |  | Fixed | Roof
NJADRE1559880356 | Administratively Determined Incentive Program | ROSELLE | 7203 | 10.13 | Residential | Behind the Meter | Yes | Sunrun Installation Services, Inc. | PSE&G |  | Accepted | 2025-06-10 | 2025-07-07 | 2026-07-07 | Solar Panels | JA Solar | JAM54S31-405/MR |  | 0.405 | 15 | 75 | 24 |  | Fixed | Roof
NJADRE1559880356 | Administratively Determined Incentive Program | ROSELLE | 7203 | 10.13 | Residential | Behind the Meter | Yes | Sunrun Installation Services, Inc. | PSE&G |  | Accepted | 2025-06-10 | 2025-07-07 | 2026-07-07 | Solar Panels | JA Solar | JAM54S31-405/MR |  | 0.405 | 6 | 75 | 23 |  | Fixed | Roof
NJADRE1559880356 | Administratively Determined Incentive Program | ROSELLE | 7203 | 10.13 | Residential | Behind the Meter | Yes | Sunrun Installation Services, Inc. | PSE&G |  | Accepted | 2025-06-10 | 2025-07-07 | 2026-07-07 | Inverters | SolarEdge Technologies | SE7600H-USMN | 7600 |  | 1 |  |  | 0.99 |  | Outdoor | Next to meter
NJADRE1559880356 | Administratively Determined Incentive Program | ROSELLE | 7203 | 10.13 | Residential | Behind the Meter | Yes | Sunrun Installation Services, Inc. | PSE&G |  | Accepted | 2025-06-10 | 2025-07-07 | 2026-07-07 | Solar Panels | JA Solar | JAM54S31-405/MR |  | 0.405 | 4 | 255 | 21 |  | Fixed | Roof
NJADRE1559880360 | Administratively Determined Incentive Program | COLLINGSWOOD | 8108 | 5.22 | Residential | Behind the Meter | Yes | SunnyMac, LLC | PSE&G |  | Accepted | 2025-06-10 | 2025-07-07 | 2026-07-07 | Solar Panels | HANWHA | Q.TRON BLK M-G2+ 435W |  | 0.435 | 8 | 232 | 50 |  | Fixed | Roof
NJADRE1559880360 | Administratively Determined Incentive Program | COLLINGSWOOD | 8108 | 5.22 | Residential | Behind the Meter | Yes | SunnyMac, LLC | PSE&G |  | Accepted | 2025-06-10 | 2025-07-07 | 2026-07-07 | Solar Panels | HANWHA | Q.TRON BLK M-G2+ 435W |  | 0.435 | 2 | 53 | 50 |  | Fixed | Roof
NJADRE1559880360 | Administratively Determined Incentive Program | COLLINGSWOOD | 8108 | 5.22 | Residential | Behind the Meter | Yes | SunnyMac, LLC | PSE&G |  | Accepted | 2025-06-10 | 2025-07-07 | 2026-07-07 | Solar Panels | HANWHA | Q.TRON BLK M-G2+ 435W |  | 0.435 | 2 | 143 | 20 |  | Fixed | Roof
NJADRE1559880360 | Administratively Determined Incentive Program | COLLINGSWOOD | 8108 | 5.22 | Residential | Behind the Meter | Yes | SunnyMac, LLC | PSE&G |  | Accepted | 2025-06-10 | 2025-07-07 | 2026-07-07 | Inverters | SOLAREDGE | SE3800H-US | 3800 |  | 1 |  |  | 0.99 |  | Outdoor | next to meter
NJADRE1559880360 | Administratively Determined Incentive Program | COLLINGSWOOD | 8108 | 5.22 | Residential | Behind the Meter | Yes | SunnyMac, LLC | PSE&G |  | Accepted | 2025-06-10 | 2025-07-07 | 2026-07-07 | Meters | SOLAREDGE | SE-RGMTR-1D-240C-C |  |  | 1 |  |  |  | Yes | Outdoor
NJADRE1559880374 | Administratively Determined Incentive Program | HAWTHORNE BORO | 7506 | 6.97 | Residential | Behind the Meter | Yes | Sunrun Installation Services, Inc. | PSE&G |  | Accepted | 2025-06-10 | 2025-07-07 | 2026-07-07 | Inverters | TESLA | Powerwall 3 1707000-xx-y | 11500 |  | 1 |  |  | 0.97 |  | Outdoor | Next to meter
NJADRE1559880374 | Administratively Determined Incentive Program | HAWTHORNE BORO | 7506 | 6.97 | Residential | Behind the Meter | Yes | Sunrun Installation Services, Inc. | PSE&G |  | Accepted | 2025-06-10 | 2025-07-07 | 2026-07-07 | Solar Panels | Hanwha Q-Cells | Q.PEAK DUO BLK ML-G10+ 410 DCA (MD06G100A-017) |  | 0.41 | 4 | 175 | 25 |  | Fixed | Roof
NJADRE1559880374 | Administratively Determined Incentive Program | HAWTHORNE BORO | 7506 | 6.97 | Residential | Behind the Meter | Yes | Sunrun Installation Services, Inc. | PSE&G |  | Accepted | 2025-06-10 | 2025-07-07 | 2026-07-07 | Solar Panels | Hanwha Q-Cells | Q.PEAK DUO BLK ML-G10+ 410 DCA (MD06G100A-017) |  | 0.41 | 6 | 263 | 25 |  | Fixed | Roof
NJADRE1559880374 | Administratively Determined Incentive Program | HAWTHORNE BORO | 7506 | 6.97 | Residential | Behind the Meter | Yes | Sunrun Installation Services, Inc. | PSE&G |  | Accepted | 2025-06-10 | 2025-07-07 | 2026-07-07 | Solar Panels | Hanwha Q-Cells | Q.PEAK DUO BLK ML-G10+ 410 DCA (MD06G100A-017) |  | 0.41 | 4 | 355 | 25 |  | Fixed | Roof
NJADRE1559880374 | Administratively Determined Incentive Program | HAWTHORNE BORO | 7506 | 6.97 | Residential | Behind the Meter | Yes | Sunrun Installation Services, Inc. | PSE&G |  | Accepted | 2025-06-10 | 2025-07-07 | 2026-07-07 | Solar Panels | Hanwha Q-Cells | Q.PEAK DUO BLK ML-G10+ 410 DCA (MD06G100A-017) |  | 0.41 | 3 | 172 | 27 |  | Fixed | Roof
NJADRE1559880374 | Administratively Determined Incentive Program | HAWTHORNE BORO | 7506 | 6.97 | Residential | Behind the Meter | Yes | Sunrun Installation Services, Inc. | PSE&G |  | Accepted | 2025-06-10 | 2025-07-07 | 2026-07-07 | Electric Storage Battery | TESLA | Powerwall 3 1707000-xx-y |  |  | 1 |  |  |  | Lithium Ion |  | OUTSIDE
NJADRE1559880382 | Administratively Determined Incentive Program | Woodstown | 8098 | 13.33 | Residential | Behind the Meter | No | EMT Renewables, LLC | AC Electric |  | Accepted | 2025-06-10 | 2025-07-07 | 2026-07-07 | Inverters | QMI349B | IQ8+ | 290 |  | 31 |  |  | 0.98 |  | Other | UNDER EACH PANEL
NJADRE1559880382 | Administratively Determined Incentive Program | Woodstown | 8098 | 13.33 | Residential | Behind the Meter | No | EMT Renewables, LLC | AC Electric |  | Accepted | 2025-06-10 | 2025-07-07 | 2026-07-07 | Solar Panels | Q CELLS | Q TRON |  | 0.43 | 17 | 219 | 12 |  | Fixed | Roof
NJADRE1559880382 | Administratively Determined Incentive Program | Woodstown | 8098 | 13.33 | Residential | Behind the Meter | No | EMT Renewables, LLC | AC Electric |  | Accepted | 2025-06-10 | 2025-07-07 | 2026-07-07 | Solar Panels | Q CELLS | Q TRON |  | 0.43 | 14 | 220 | 43 |  | Fixed | Roof
NJADRE1559880390 | Administratively Determined Incentive Program | Ocean | 7712 | 6.02 | Residential | Behind the Meter | No | EMT Renewables, LLC | JCP&L |  | Accepted | 2025-06-10 | 2025-07-07 | 2026-07-07 | Solar Panels | Q CELLS | Q TRON |  | 0.43 | 8 | 100 | 19 |  | Fixed | Roof
NJADRE1559880390 | Administratively Determined Incentive Program | Ocean | 7712 | 6.02 | Residential | Behind the Meter | No | EMT Renewables, LLC | JCP&L |  | Accepted | 2025-06-10 | 2025-07-07 | 2026-07-07 | Inverters | QMI349B | IQ8+ | 290 |  | 14 |  |  | 0.98 |  | Other | UNDER EACH PANEL
NJADRE1559880390 | Administratively Determined Incentive Program | Ocean | 7712 | 6.02 | Residential | Behind the Meter | No | EMT Renewables, LLC | JCP&L |  | Accepted | 2025-06-10 | 2025-07-07 | 2026-07-07 | Solar Panels | Q CELLS | Q TRON |  | 0.43 | 6 | 190 | 19 |  | Fixed | Roof
NJADRE1559880398 | Administratively Determined Incentive Program | MANALAPAN | 7726 | 9.03 | Residential | Behind the Meter | No | EMT Renewables, LLC | JCP&L |  | Accepted | 2025-06-10 | 2025-08-14 | 2026-08-14 | Inverters | QTRON | Q.MI.349B | 349 |  | 21 |  |  | 0.98 |  | Other | UNDER EACH PANEL
NJADRE1559880398 | Administratively Determined Incentive Program | MANALAPAN | 7726 | 9.03 | Residential | Behind the Meter | No | EMT Renewables, LLC | JCP&L |  | Accepted | 2025-06-10 | 2025-08-14 | 2026-08-14 | Solar Panels | Q CELLS | Q TRON |  | 0.43 | 21 | 137 | 23 |  | Fixed | Roof
NJADRE1559880408 | Administratively Determined Incentive Program | Salem | 8079 | 11.475 | Residential | Behind the Meter | Yes | Power Energy Solutions, LLC | AC Electric |  | Accepted | 2025-06-10 | 2025-07-08 | 2026-07-08 | Solar Panels | Trina Solar | TSM-425NE09RC.05 |  | 0.425 | 27 | 117 | 21 |  | Fixed | Roof
NJADRE1559880408 | Administratively Determined Incentive Program | Salem | 8079 | 11.475 | Residential | Behind the Meter | Yes | Power Energy Solutions, LLC | AC Electric |  | Accepted | 2025-06-10 | 2025-07-08 | 2026-07-08 | Inverters | SolarEdge | SE5700H-US | 6 |  | 1 |  |  | 0.97 |  | Outdoor
NJADRE1559880411 | Administratively Determined Incentive Program | Millville | 8332 | 22.14 | Residential | Behind the Meter | Yes | Trinity Solar, LLC | AC Electric |  | Accepted | 2025-06-10 | 2025-07-07 | 2026-07-07 | Solar Panels | HANWHA | (Q.PEAK DUO BLK ML-G10+ 410) |  | 0.41 | 54 | 90 | 14 |  | Fixed | Roof
NJADRE1559880411 | Administratively Determined Incentive Program | Millville | 8332 | 22.14 | Residential | Behind the Meter | Yes | Trinity Solar, LLC | AC Electric |  | Accepted | 2025-06-10 | 2025-07-07 | 2026-07-07 | Inverters | Solar Edge | USE10000H-USMNBL75 | 10000 |  | 1 |  |  | 0.97 |  | Outdoor
NJADRE1559880411 | Administratively Determined Incentive Program | Millville | 8332 | 22.14 | Residential | Behind the Meter | Yes | Trinity Solar, LLC | AC Electric |  | Accepted | 2025-06-10 | 2025-07-07 | 2026-07-07 | Inverters | Solar Edge | USE7600H-USMNBL75 | 7600 |  | 1 |  |  | 0.97 |  | Outdoor
NJADRE1559880412 | Administratively Determined Incentive Program | Egg Harbor Township | 8234 | 12.615 | Residential | Behind the Meter | Yes | SunnyMac, LLC | AC Electric |  | Accepted | 2025-06-10 | 2025-07-07 | 2026-07-07 | Solar Panels | HANWHA | Q.TRON BLK M-G2+ |  | 0.435 | 11 | 22 | 18 |  | Fixed | Roof
NJADRE1559880412 | Administratively Determined Incentive Program | Egg Harbor Township | 8234 | 12.615 | Residential | Behind the Meter | Yes | SunnyMac, LLC | AC Electric |  | Accepted | 2025-06-10 | 2025-07-07 | 2026-07-07 | Solar Panels | HANWHA | Q.TRON BLK M-G2+ |  | 0.435 | 18 | 202 | 18 |  | Fixed | Roof
NJADRE1559880412 | Administratively Determined Incentive Program | Egg Harbor Township | 8234 | 12.615 | Residential | Behind the Meter | Yes | SunnyMac, LLC | AC Electric |  | Accepted | 2025-06-10 | 2025-07-07 | 2026-07-07 | Inverters | SOLAREDGE HOME HUB | SE10000H-US | 10000 |  | 1 |  |  | 0.99 |  | Outdoor | next to meter
NJADRE1559880412 | Administratively Determined Incentive Program | Egg Harbor Township | 8234 | 12.615 | Residential | Behind the Meter | Yes | SunnyMac, LLC | AC Electric |  | Accepted | 2025-06-10 | 2025-07-07 | 2026-07-07 | Meters | SOLAREDGE HOME HUB | SE-RGMTR-1D-240C-B |  |  | 1 |  |  |  | Yes | Outdoor
NJADRE1559880420 | Administratively Determined Incentive Program | Deptford Twp | 8096 | 4.46 | Residential | Behind the Meter | Yes | Sunrun Installation Services, Inc. | PSE&G |  | Accepted | 2025-06-10 | 2025-07-07 | 2026-07-07 | Solar Panels | JA SOLAR | JAM54S31-405/MR |  | 0.405 | 11 | 3 | 22 |  | Fixed | Roof
NJADRE1559880420 | Administratively Determined Incentive Program | Deptford Twp | 8096 | 4.46 | Residential | Behind the Meter | Yes | Sunrun Installation Services, Inc. | PSE&G |  | Accepted | 2025-06-10 | 2025-07-07 | 2026-07-07 | Inverters | SOLAREDGE TECHNOLOGIES | SE3800H-USMN | 3800 |  | 1 |  |  | 0.99 |  | Outdoor
NJADRE1559880435 | Administratively Determined Incentive Program | Browns Mills | 8015 | 11.18 | Residential | Behind the Meter | Yes | EMT Renewables, LLC | JCP&L |  | Accepted | 2025-06-10 | 2025-07-07 | 2026-07-07 | Inverters | IQ8HC | IQ8+ | 290 |  | 26 |  |  | 0.98 |  | Other | UNDER EACH PANEL
NJADRE1559880435 | Administratively Determined Incentive Program | Browns Mills | 8015 | 11.18 | Residential | Behind the Meter | Yes | EMT Renewables, LLC | JCP&L |  | Accepted | 2025-06-10 | 2025-07-07 | 2026-07-07 | Solar Panels | SEG SOLAR | SEG 430 |  | 0.43 | 4 | 51 | 21 |  | Fixed | Roof
NJADRE1559880435 | Administratively Determined Incentive Program | Browns Mills | 8015 | 11.18 | Residential | Behind the Meter | Yes | EMT Renewables, LLC | JCP&L |  | Accepted | 2025-06-10 | 2025-07-07 | 2026-07-07 | Solar Panels | SEG SOLAR | SEG 430 |  | 0.43 | 5 | 141 | 35 |  | Fixed | Roof
NJADRE1559880435 | Administratively Determined Incentive Program | Browns Mills | 8015 | 11.18 | Residential | Behind the Meter | Yes | EMT Renewables, LLC | JCP&L |  | Accepted | 2025-06-10 | 2025-07-07 | 2026-07-07 | Solar Panels | SEG SOLAR | SEG 430 |  | 0.43 | 7 | 231 | 25 |  | Fixed | Roof
NJADRE1559880435 | Administratively Determined Incentive Program | Browns Mills | 8015 | 11.18 | Residential | Behind the Meter | Yes | EMT Renewables, LLC | JCP&L |  | Accepted | 2025-06-10 | 2025-07-07 | 2026-07-07 | Solar Panels | SEG SOLAR | SEG 430 |  | 0.43 | 10 | 231 | 21 |  | Fixed | Roof
NJADRE1559880440 | Administratively Determined Incentive Program | Lawnside | 8045 | 8.17 | Residential | Behind the Meter | No | Infinity Solar Systems, LLC | PSE&G |  | Accepted | 2025-06-10 | 2025-07-09 | 2026-07-09 | Inverters | Enphase | IQ8MC-72-M-US | 320 |  | 19 |  |  | 0.97 |  | Outdoor
NJADRE1559880440 | Administratively Determined Incentive Program | Lawnside | 8045 | 8.17 | Residential | Behind the Meter | No | Infinity Solar Systems, LLC | PSE&G |  | Accepted | 2025-06-10 | 2025-07-09 | 2026-07-09 | Solar Panels | SEG Solar | SEG-430-BTD-BG |  | 0.43 | 11 | 173 | 37 |  | Fixed | Roof
NJADRE1559880440 | Administratively Determined Incentive Program | Lawnside | 8045 | 8.17 | Residential | Behind the Meter | No | Infinity Solar Systems, LLC | PSE&G |  | Accepted | 2025-06-10 | 2025-07-09 | 2026-07-09 | Solar Panels | SEG Solar | SEG-430-BTD-BG |  | 0.43 | 2 | 353 | 37 |  | Fixed | Roof
NJADRE1559880440 | Administratively Determined Incentive Program | Lawnside | 8045 | 8.17 | Residential | Behind the Meter | No | Infinity Solar Systems, LLC | PSE&G |  | Accepted | 2025-06-10 | 2025-07-09 | 2026-07-09 | Solar Panels | SEG Solar | SEG-430-BTD-BG |  | 0.43 | 3 | 173 | 12 |  | Fixed | Roof
NJADRE1559880440 | Administratively Determined Incentive Program | Lawnside | 8045 | 8.17 | Residential | Behind the Meter | No | Infinity Solar Systems, LLC | PSE&G |  | Accepted | 2025-06-10 | 2025-07-09 | 2026-07-09 | Solar Panels | SEG Solar | SEG-430-BTD-BG |  | 0.43 | 3 | 353 | 12 |  | Fixed | Roof
NJADRE1559880447 | Administratively Determined Incentive Program | Millstone Township | 8535 | 18.86 | Residential | Behind the Meter | Yes | Trinity Solar, LLC | JCP&L |  | Accepted | 2025-06-10 | 2025-07-07 | 2026-07-07 | Solar Panels | HANWHA 410 (Q.PEAK DUO BLK ML-G10+410) | HANWHA 410 (Q.PEAK DUO BLK ML-G10+410) |  | 0.41 | 26 | 167 | 30 |  | Fixed | Roof
NJADRE1559880447 | Administratively Determined Incentive Program | Millstone Township | 8535 | 18.86 | Residential | Behind the Meter | Yes | Trinity Solar, LLC | JCP&L |  | Accepted | 2025-06-10 | 2025-07-07 | 2026-07-07 | Inverters | SOLAREDGE | SE7600H-US | 7600 |  | 2 |  |  | 0.97 |  | Outside
NJADRE1559880447 | Administratively Determined Incentive Program | Millstone Township | 8535 | 18.86 | Residential | Behind the Meter | Yes | Trinity Solar, LLC | JCP&L |  | Accepted | 2025-06-10 | 2025-07-07 | 2026-07-07 | Solar Panels | HANWHA 410 (Q.PEAK DUO BLK ML-G10+410) | HANWHA 410 (Q.PEAK DUO BLK ML-G10+410) |  | 0.41 | 10 | 167 | 38 |  | Fixed | Roof
NJADRE1559880447 | Administratively Determined Incentive Program | Millstone Township | 8535 | 18.86 | Residential | Behind the Meter | Yes | Trinity Solar, LLC | JCP&L |  | Accepted | 2025-06-10 | 2025-07-07 | 2026-07-07 | Solar Panels | HANWHA 410 (Q.PEAK DUO BLK ML-G10+410) | HANWHA 410 (Q.PEAK DUO BLK ML-G10+410) |  | 0.41 | 10 | 167 | 36 |  | Fixed | Roof
NJADRE1559880448 | Administratively Determined Incentive Program | Iselin | 8830 | 11.61 | Residential | Behind the Meter | Yes | Pro Custom Solar dba Momentum Solar | PSE&G |  | Accepted | 2025-06-10 | 2025-07-07 | 2026-07-07 | Solar Panels | HANWHA | Q.TRON BLK M-G2+430 |  | 0.43 | 6 | 125 | 16 |  | Fixed | Roof
NJADRE1559880448 | Administratively Determined Incentive Program | Iselin | 8830 | 11.61 | Residential | Behind the Meter | Yes | Pro Custom Solar dba Momentum Solar | PSE&G |  | Accepted | 2025-06-10 | 2025-07-07 | 2026-07-07 | Inverters | ENPHASE | IQ8HC-72-M-DOM-US | 380 |  | 27 |  |  | 0.97 |  | Outdoor
NJADRE1559880448 | Administratively Determined Incentive Program | Iselin | 8830 | 11.61 | Residential | Behind the Meter | Yes | Pro Custom Solar dba Momentum Solar | PSE&G |  | Accepted | 2025-06-10 | 2025-07-07 | 2026-07-07 | Solar Panels | HANWHA | Q.TRON BLK M-G2+430 |  | 0.43 | 5 | 215 | 19 |  | Fixed | Roof
NJADRE1559880448 | Administratively Determined Incentive Program | Iselin | 8830 | 11.61 | Residential | Behind the Meter | Yes | Pro Custom Solar dba Momentum Solar | PSE&G |  | Accepted | 2025-06-10 | 2025-07-07 | 2026-07-07 | Solar Panels | HANWHA | Q.TRON BLK M-G2+430 |  | 0.43 | 5 | 35 | 19 |  | Fixed | Roof
NJADRE1559880448 | Administratively Determined Incentive Program | Iselin | 8830 | 11.61 | Residential | Behind the Meter | Yes | Pro Custom Solar dba Momentum Solar | PSE&G |  | Accepted | 2025-06-10 | 2025-07-07 | 2026-07-07 | Solar Panels | HANWHA | Q.TRON BLK M-G2+430 |  | 0.43 | 11 | 305 | 16 |  | Fixed | Roof
NJADRE1559880451 | Administratively Determined Incentive Program | East Hanover | 7936 | 13.05 | Residential | Behind the Meter | Yes | SunnyMac, LLC | JCP&L |  | Accepted | 2025-06-10 | 2025-07-07 | 2026-07-07 | Solar Panels | HANWHA | Q.TRON BLK M-G2+ |  | 0.435 | 25 | 201 | 40 |  | Fixed | Roof
NJADRE1559880451 | Administratively Determined Incentive Program | East Hanover | 7936 | 13.05 | Residential | Behind the Meter | Yes | SunnyMac, LLC | JCP&L |  | Accepted | 2025-06-10 | 2025-07-07 | 2026-07-07 | Solar Panels | HANWHA | Q.TRON BLK M-G2+ |  | 0.435 | 5 | 21 | 40 |  | Fixed | Roof
NJADRE1559880451 | Administratively Determined Incentive Program | East Hanover | 7936 | 13.05 | Residential | Behind the Meter | Yes | SunnyMac, LLC | JCP&L |  | Accepted | 2025-06-10 | 2025-07-07 | 2026-07-07 | Inverters | SOLAREDGE HOME HUB | SE10000H-US | 10000 |  | 1 |  |  | 0.99 |  | Outdoor | next to meter
NJADRE1559880461 | Administratively Determined Incentive Program | Pennsville | 8070 | 15.05 | Residential | Behind the Meter | Yes | EMT Renewables, LLC | AC Electric |  | Accepted | 2025-06-10 | 2025-07-07 | 2026-07-07 | Inverters | IQ8HC | IQ8+ | 290 |  | 35 |  |  | 0.98 |  | Other | UNDER EACH PANEL
NJADRE1559880461 | Administratively Determined Incentive Program | Pennsville | 8070 | 15.05 | Residential | Behind the Meter | Yes | EMT Renewables, LLC | AC Electric |  | Accepted | 2025-06-10 | 2025-07-07 | 2026-07-07 | Solar Panels | SEG SOLAR | SEG 430 |  | 0.43 | 8 | 308 | 28 |  | Fixed | Roof
NJADRE1559880461 | Administratively Determined Incentive Program | Pennsville | 8070 | 15.05 | Residential | Behind the Meter | Yes | EMT Renewables, LLC | AC Electric |  | Accepted | 2025-06-10 | 2025-07-07 | 2026-07-07 | Solar Panels | SEG SOLAR | SEG 430 |  | 0.43 | 8 | 128 | 28 |  | Fixed | Roof
NJADRE1559880461 | Administratively Determined Incentive Program | Pennsville | 8070 | 15.05 | Residential | Behind the Meter | Yes | EMT Renewables, LLC | AC Electric |  | Accepted | 2025-06-10 | 2025-07-07 | 2026-07-07 | Solar Panels | SEG SOLAR | SEG 430 |  | 0.43 | 3 | 218 | 28 |  | Fixed | Roof
NJADRE1559880461 | Administratively Determined Incentive Program | Pennsville | 8070 | 15.05 | Residential | Behind the Meter | Yes | EMT Renewables, LLC | AC Electric |  | Accepted | 2025-06-10 | 2025-07-07 | 2026-07-07 | Solar Panels | SEG SOLAR | SEG 430 |  | 0.43 | 8 | 128 | 19 |  | Fixed | Roof
NJADRE1559880461 | Administratively Determined Incentive Program | Pennsville | 8070 | 15.05 | Residential | Behind the Meter | Yes | EMT Renewables, LLC | AC Electric |  | Accepted | 2025-06-10 | 2025-07-07 | 2026-07-07 | Solar Panels | SEG SOLAR | SEG 430 |  | 0.43 | 8 | 308 | 19 |  | Fixed | Roof
NJADRE1559880493 | Administratively Determined Incentive Program | DUNELLEN | 8812 | 3.24 | Residential | Behind the Meter | Yes | Sunrun Installation Services, Inc. | PSE&G |  | Accepted | 2025-06-10 | 2025-07-07 | 2026-07-07 | Inverters | SOLAREDGE TECHNOLOGIES | SE3800H-USMN | 3800 |  | 1 |  |  | 0.99 |  | Outdoor
NJADRE1559880493 | Administratively Determined Incentive Program | DUNELLEN | 8812 | 3.24 | Residential | Behind the Meter | Yes | Sunrun Installation Services, Inc. | PSE&G |  | Accepted | 2025-06-10 | 2025-07-07 | 2026-07-07 | Solar Panels | JA SOLAR | JAM54S31-405/MR |  | 0.405 | 8 | 353 | 34 |  | Fixed | Roof
NJADRE1559880494 | Administratively Determined Incentive Program | Brick | 8723 | 7.83 | Residential | Behind the Meter | Yes | Gensun Roofing and Solar, LLC | JCP&L |  | Accepted | 2025-06-10 | 2025-07-07 | 2026-07-07 | Solar Panels | QCELLS SOLAR | Q.TRON BLK M-G2+ 435W |  | 0.435 | 18 | 256 | 22 |  | Fixed | Roof
NJADRE1559880494 | Administratively Determined Incentive Program | Brick | 8723 | 7.83 | Residential | Behind the Meter | Yes | Gensun Roofing and Solar, LLC | JCP&L |  | Accepted | 2025-06-10 | 2025-07-07 | 2026-07-07 | Inverters | ENPHASE | IQ8HC-72-M-DOM-US | 6840 |  | 18 |  |  | 0.99 |  | Outside
NJADRE1559880496 | Administratively Determined Incentive Program | SHIP BOTTOM | 8008 | 11.07 | Residential | Behind the Meter | No | Tesla Energy Operations, Inc. | AC Electric |  | Accepted | 2025-06-10 | 2025-07-07 | 2026-07-07 | Solar Panels | Hanwha | Q.PEAK DUO BLK ML-G10+/TS 410 |  | 0.41 | 3 | 212 | 12 |  | Fixed | Roof
NJADRE1559880496 | Administratively Determined Incentive Program | SHIP BOTTOM | 8008 | 11.07 | Residential | Behind the Meter | No | Tesla Energy Operations, Inc. | AC Electric |  | Accepted | 2025-06-10 | 2025-07-07 | 2026-07-07 | Inverters | Tesla | 1707000-XX-Y | 11500 |  | 1 |  |  | 0.98 |  | Outdoor
NJADRE1559880496 | Administratively Determined Incentive Program | SHIP BOTTOM | 8008 | 11.07 | Residential | Behind the Meter | No | Tesla Energy Operations, Inc. | AC Electric |  | Accepted | 2025-06-10 | 2025-07-07 | 2026-07-07 | Solar Panels | Hanwha | Q.PEAK DUO BLK ML-G10+/TS 410 |  | 0.41 | 9 | 302 | 13 |  | Fixed | Roof
NJADRE1559880496 | Administratively Determined Incentive Program | SHIP BOTTOM | 8008 | 11.07 | Residential | Behind the Meter | No | Tesla Energy Operations, Inc. | AC Electric |  | Accepted | 2025-06-10 | 2025-07-07 | 2026-07-07 | Electric Storage Battery | Tesla | 1707000-XX-Y |  |  | 1 |  |  |  | Lithium Ion |  | OUTSIDE
NJADRE1559880496 | Administratively Determined Incentive Program | SHIP BOTTOM | 8008 | 11.07 | Residential | Behind the Meter | No | Tesla Energy Operations, Inc. | AC Electric |  | Accepted | 2025-06-10 | 2025-07-07 | 2026-07-07 | Solar Panels | Hanwha | Q.PEAK DUO BLK ML-G10+/TS 410 |  | 0.41 | 6 | 32 | 12 |  | Fixed | Roof
NJADRE1559880496 | Administratively Determined Incentive Program | SHIP BOTTOM | 8008 | 11.07 | Residential | Behind the Meter | No | Tesla Energy Operations, Inc. | AC Electric |  | Accepted | 2025-06-10 | 2025-07-07 | 2026-07-07 | Solar Panels | Hanwha | Q.PEAK DUO BLK ML-G10+/TS 410 |  | 0.41 | 9 | 122 | 13 |  | Fixed | Roof
NJADRE1559880497 | Administratively Determined Incentive Program | Sicklerville | 8081 | 14.88 | Residential | Behind the Meter | Yes | Power Energy Solutions, LLC | AC Electric |  | Accepted | 2025-06-10 | 2025-07-07 | 2026-07-07 | Inverters | SolarEdge | SE7600H-US | 8 |  | 1 |  |  | 0.97 |  | Outdoor
NJADRE1559880497 | Administratively Determined Incentive Program | Sicklerville | 8081 | 14.88 | Residential | Behind the Meter | Yes | Power Energy Solutions, LLC | AC Electric |  | Accepted | 2025-06-10 | 2025-07-07 | 2026-07-07 | Solar Panels | Trina Solar | TSM-425NE09RC.05 |  | 0.425 | 35 | 244 | 45 |  | Fixed | Roof
NJADRE1559880499 | Administratively Determined Incentive Program | Maplewood | 7040 | 5.33 | Residential | Behind the Meter | Yes | Big Wave Roofing and Solar, LLC | PSE&G |  | Accepted | 2025-06-10 | 2025-07-07 | 2026-07-07 | Solar Panels | Mission | MSE410HT0B |  | 0.41 | 13 | 227 | 20 |  | Fixed | Roof
NJADRE1559880499 | Administratively Determined Incentive Program | Maplewood | 7040 | 5.33 | Residential | Behind the Meter | Yes | Big Wave Roofing and Solar, LLC | PSE&G |  | Accepted | 2025-06-10 | 2025-07-07 | 2026-07-07 | Inverters | Enphase | IQ8HC-72-M-DOM-US | 380 |  | 13 |  |  | 0.98 |  | Outside
NJADRE1559880500 | Administratively Determined Incentive Program | Helmetta | 8828 | 6.38 | Residential | Behind the Meter | Yes | Whitman Construction, LLC | JCP&L |  | Accepted | 2025-06-10 | 2025-07-07 | 2026-07-07 | Solar Panels | JINKO SOLAR | JKM425N-54HL4-B |  | 0.425 | 5 | 263 | 37 |  | Fixed | Roof
NJADRE1559880500 | Administratively Determined Incentive Program | Helmetta | 8828 | 6.38 | Residential | Behind the Meter | Yes | Whitman Construction, LLC | JCP&L |  | Accepted | 2025-06-10 | 2025-07-07 | 2026-07-07 | Solar Panels | JINKO SOLAR | JKM425N-54HL4-B |  | 0.425 | 8 | 83 | 37 |  | Fixed | Roof
NJADRE1559880500 | Administratively Determined Incentive Program | Helmetta | 8828 | 6.38 | Residential | Behind the Meter | Yes | Whitman Construction, LLC | JCP&L |  | Accepted | 2025-06-10 | 2025-07-07 | 2026-07-07 | Inverters | ENPHASE | IQ8HC-72-M-DOM-US | 380 |  | 15 |  |  | 0.973 |  | Outdoor
NJADRE1559880500 | Administratively Determined Incentive Program | Helmetta | 8828 | 6.38 | Residential | Behind the Meter | Yes | Whitman Construction, LLC | JCP&L |  | Accepted | 2025-06-10 | 2025-07-07 | 2026-07-07 | Solar Panels | JINKO SOLAR | JKM425N-54HL4-B |  | 0.425 | 2 | 263 | 26 |  | Fixed | Roof
NJADRE1559880530 | Administratively Determined Incentive Program | BLACKWOOD | 8012 | 15.8 | Residential | Behind the Meter | Yes | Define Solar, LLC | PSE&G |  | Accepted | 2025-06-10 | 2025-07-07 | 2026-07-07 | Inverters | Enphase | IQ8PLUS-72-2-US | 290 |  | 10 |  |  | 0.976 |  | Outside | Under each pv panel
NJADRE1559880530 | Administratively Determined Incentive Program | BLACKWOOD | 8012 | 15.8 | Residential | Behind the Meter | Yes | Define Solar, LLC | PSE&G |  | Accepted | 2025-06-10 | 2025-07-07 | 2026-07-07 | Solar Panels | Znshine | ZXM7-SH108 405W |  | 0.405 | 10 | 2 | 23 |  | Fixed | Roof
NJADRE1559880530 | Administratively Determined Incentive Program | BLACKWOOD | 8012 | 15.8 | Residential | Behind the Meter | Yes | Define Solar, LLC | PSE&G |  | Accepted | 2025-06-10 | 2025-07-07 | 2026-07-07 | Solar Panels | Znshine | ZXM7-SH108 405W |  | 0.405 | 29 | 182 | 23 |  | Fixed | Roof
NJADRE1559880530 | Administratively Determined Incentive Program | BLACKWOOD | 8012 | 15.8 | Residential | Behind the Meter | Yes | Define Solar, LLC | PSE&G |  | Accepted | 2025-06-10 | 2025-07-07 | 2026-07-07 | Inverters | Enphase | IQ8PLUS-72-2-US | 290 |  | 29 |  |  | 0.976 |  | Outside | Under each pv panel
NJADRE1559880535 | Administratively Determined Incentive Program | Pemberton Township | 8015 | 13.33 | Residential | Behind the Meter | No | Sun Up Zero Down, LLC | JCP&L |  | Accepted | 2025-06-10 | 2025-07-07 | 2026-07-07 | Solar Panels | SEG | SEG-430-BTD-BG |  | 0.43 | 31 | 179 | 23 |  | Fixed | Roof
NJADRE1559880535 | Administratively Determined Incentive Program | Pemberton Township | 8015 | 13.33 | Residential | Behind the Meter | No | Sun Up Zero Down, LLC | JCP&L |  | Accepted | 2025-06-10 | 2025-07-07 | 2026-07-07 | Meters | Enphase | TBD |  |  | 1 |  |  |  | Yes | Outdoor
NJADRE1559880535 | Administratively Determined Incentive Program | Pemberton Township | 8015 | 13.33 | Residential | Behind the Meter | No | Sun Up Zero Down, LLC | JCP&L |  | Accepted | 2025-06-10 | 2025-07-07 | 2026-07-07 | Inverters | Enphase | IQ8PLUS-72-2-US | 290 |  | 31 |  |  | 0.976 |  | Outdoor
NJADRE1559880549 | Administratively Determined Incentive Program | Middletown | 7748 | 11.75 | Residential | Behind the Meter | Yes | Sunrun Installation Services, Inc. | JCP&L |  | Accepted | 2025-06-10 | 2025-07-07 | 2026-07-07 | Solar Panels | JA Solar | JAM54S31-405/MR |  | 0.405 | 8 | 211 | 30 |  | Fixed | Roof
NJADRE1559880549 | Administratively Determined Incentive Program | Middletown | 7748 | 11.75 | Residential | Behind the Meter | Yes | Sunrun Installation Services, Inc. | JCP&L |  | Accepted | 2025-06-10 | 2025-07-07 | 2026-07-07 | Solar Panels | JA Solar | JAM54S31-405/MR |  | 0.405 | 21 | 211 | 34 |  | Fixed | Roof
NJADRE1559880549 | Administratively Determined Incentive Program | Middletown | 7748 | 11.75 | Residential | Behind the Meter | Yes | Sunrun Installation Services, Inc. | JCP&L |  | Accepted | 2025-06-10 | 2025-07-07 | 2026-07-07 | Inverters | SolarEdge Technologies | SE10000H-USMN | 10000 |  | 1 |  |  | 0.99 |  | Outdoor | Next to meter
NJADRE1559880576 | Administratively Determined Incentive Program | BURLINGTON | 8016 | 7.79 | Residential | Behind the Meter | Yes | Define Solar, LLC | PSE&G |  | Accepted | 2025-06-13 | 2025-07-14 | 2026-07-14 | Solar Panels | Znshine | ZXM7-SH108 410 |  | 0.41 | 3 | 175 | 37 |  | Fixed | Roof
NJADRE1559880576 | Administratively Determined Incentive Program | BURLINGTON | 8016 | 7.79 | Residential | Behind the Meter | Yes | Define Solar, LLC | PSE&G |  | Accepted | 2025-06-13 | 2025-07-14 | 2026-07-14 | Inverters | Enphase | IQ8PLUS-72-2-US | 290 |  | 3 |  |  | 0.976 |  | Outside | Under each pv panel
NJADRE1559880576 | Administratively Determined Incentive Program | BURLINGTON | 8016 | 7.79 | Residential | Behind the Meter | Yes | Define Solar, LLC | PSE&G |  | Accepted | 2025-06-13 | 2025-07-14 | 2026-07-14 | Inverters | Enphase | IQ8PLUS-72-2-US | 290 |  | 6 |  |  | 0.976 |  | Outside | Under each pv panel
NJADRE1559880576 | Administratively Determined Incentive Program | BURLINGTON | 8016 | 7.79 | Residential | Behind the Meter | Yes | Define Solar, LLC | PSE&G |  | Accepted | 2025-06-13 | 2025-07-14 | 2026-07-14 | Inverters | Enphase | IQ8PLUS-72-2-US | 290 |  | 1 |  |  | 0.976 |  | Outside | Under each pv panel
NJADRE1559880576 | Administratively Determined Incentive Program | BURLINGTON | 8016 | 7.79 | Residential | Behind the Meter | Yes | Define Solar, LLC | PSE&G |  | Accepted | 2025-06-13 | 2025-07-14 | 2026-07-14 | Solar Panels | Znshine | ZXM7-SH108 410 |  | 0.41 | 1 | 5 | 2 |  | Fixed | Roof
NJADRE1559880576 | Administratively Determined Incentive Program | BURLINGTON | 8016 | 7.79 | Residential | Behind the Meter | Yes | Define Solar, LLC | PSE&G |  | Accepted | 2025-06-13 | 2025-07-14 | 2026-07-14 | Inverters | Enphase | IQ8PLUS-72-2-US | 290 |  | 5 |  |  | 0.976 |  | Outside | Under each pv panel
NJADRE1559880576 | Administratively Determined Incentive Program | BURLINGTON | 8016 | 7.79 | Residential | Behind the Meter | Yes | Define Solar, LLC | PSE&G |  | Accepted | 2025-06-13 | 2025-07-14 | 2026-07-14 | Inverters | Enphase | IQ8PLUS-72-2-US | 290 |  | 4 |  |  | 0.976 |  | Outside | Under each pv panel
NJADRE1559880576 | Administratively Determined Incentive Program | BURLINGTON | 8016 | 7.79 | Residential | Behind the Meter | Yes | Define Solar, LLC | PSE&G |  | Accepted | 2025-06-13 | 2025-07-14 | 2026-07-14 | Solar Panels | Znshine | ZXM7-SH108 410 |  | 0.41 | 4 | 5 | 2 |  | Fixed | Roof
NJADRE1559880576 | Administratively Determined Incentive Program | BURLINGTON | 8016 | 7.79 | Residential | Behind the Meter | Yes | Define Solar, LLC | PSE&G |  | Accepted | 2025-06-13 | 2025-07-14 | 2026-07-14 | Solar Panels | Znshine | ZXM7-SH108 410 |  | 0.41 | 6 | 265 | 31 |  | Fixed | Roof
NJADRE1559880576 | Administratively Determined Incentive Program | BURLINGTON | 8016 | 7.79 | Residential | Behind the Meter | Yes | Define Solar, LLC | PSE&G |  | Accepted | 2025-06-13 | 2025-07-14 | 2026-07-14 | Solar Panels | Znshine | ZXM7-SH108 410 |  | 0.41 | 5 | 85 | 31 |  | Fixed | Roof
NJADRE1559880581 | Administratively Determined Incentive Program | SEWELL | 8080 | 5.67 | Residential | Behind the Meter | Yes | Sunrun Installation Services, Inc. | AC Electric |  | Accepted | 2025-06-10 | 2025-07-07 | 2026-07-07 | Inverters | SOLAREDGE TECHNOLOGIES | SE3800H-USMN | 3800 |  | 1 |  |  | 0.99 |  | Outdoor
NJADRE1559880581 | Administratively Determined Incentive Program | SEWELL | 8080 | 5.67 | Residential | Behind the Meter | Yes | Sunrun Installation Services, Inc. | AC Electric |  | Accepted | 2025-06-10 | 2025-07-07 | 2026-07-07 | Solar Panels | JA SOLAR | JAM54S31-405/MR |  | 0.405 | 7 | 120 | 21 |  | Fixed | Roof
NJADRE1559880581 | Administratively Determined Incentive Program | SEWELL | 8080 | 5.67 | Residential | Behind the Meter | Yes | Sunrun Installation Services, Inc. | AC Electric |  | Accepted | 2025-06-10 | 2025-07-07 | 2026-07-07 | Solar Panels | JA SOLAR | JAM54S31-405/MR |  | 0.405 | 7 | 300 | 21 |  | Fixed | Roof
NJADRE1559880592 | Administratively Determined Incentive Program | Toms River | 8753 | 8.93 | Residential | Behind the Meter | Yes | Whitman Construction, LLC | JCP&L |  | Accepted | 2025-06-10 | 2025-07-07 | 2026-07-07 | Solar Panels | JINKO SOLAR | JKM425N-54HL4-B |  | 0.425 | 11 | 273 | 24 |  | Fixed | Roof
NJADRE1559880592 | Administratively Determined Incentive Program | Toms River | 8753 | 8.93 | Residential | Behind the Meter | Yes | Whitman Construction, LLC | JCP&L |  | Accepted | 2025-06-10 | 2025-07-07 | 2026-07-07 | Solar Panels | JINKO SOLAR | JKM425N-54HL4-B |  | 0.425 | 2 | 3 | 23 |  | Fixed | Roof
NJADRE1559880592 | Administratively Determined Incentive Program | Toms River | 8753 | 8.93 | Residential | Behind the Meter | Yes | Whitman Construction, LLC | JCP&L |  | Accepted | 2025-06-10 | 2025-07-07 | 2026-07-07 | Solar Panels | JINKO SOLAR | JKM425N-54HL4-B |  | 0.425 | 4 | 93 | 24 |  | Fixed | Roof
NJADRE1559880592 | Administratively Determined Incentive Program | Toms River | 8753 | 8.93 | Residential | Behind the Meter | Yes | Whitman Construction, LLC | JCP&L |  | Accepted | 2025-06-10 | 2025-07-07 | 2026-07-07 | Solar Panels | JINKO SOLAR | JKM425N-54HL4-B |  | 0.425 | 4 | 183 | 23 |  | Fixed | Roof
NJADRE1559880592 | Administratively Determined Incentive Program | Toms River | 8753 | 8.93 | Residential | Behind the Meter | Yes | Whitman Construction, LLC | JCP&L |  | Accepted | 2025-06-10 | 2025-07-07 | 2026-07-07 | Inverters | ENPHASE | IQ8HC-72-M-DOM-US | 380 |  | 21 |  |  | 0.973 |  | Outdoor
NJADRE1559880594 | Administratively Determined Incentive Program | Toms River | 8755 | 12.325 | Residential | Behind the Meter | Yes | Gensun Roofing and Solar, LLC | JCP&L |  | Accepted | 2025-06-10 | 2025-07-07 | 2026-07-07 | Inverters | SOLAREDGE | SE10000H-US | 10000 |  | 1 |  |  | 0.99 |  | Outside
NJADRE1559880594 | Administratively Determined Incentive Program | Toms River | 8755 | 12.325 | Residential | Behind the Meter | Yes | Gensun Roofing and Solar, LLC | JCP&L |  | Accepted | 2025-06-10 | 2025-07-07 | 2026-07-07 | Solar Panels | JINKO SOLAR | JKM425N-54HL4-B 425W |  | 0.425 | 29 | 110 | 22 |  | Fixed | Roof
NJADRE1559880596 | Administratively Determined Incentive Program | Willingboro Twp | 8046 | 5.67 | Residential | Behind the Meter | Yes | Sunrun Installation Services, Inc. | PSE&G |  | Accepted | 2025-06-10 | 2025-07-07 | 2026-07-07 | Solar Panels | JA Solar | JAM54S31-405/MR |  | 0.405 | 5 | 355 | 26 |  | Fixed | Roof
NJADRE1559880596 | Administratively Determined Incentive Program | Willingboro Twp | 8046 | 5.67 | Residential | Behind the Meter | Yes | Sunrun Installation Services, Inc. | PSE&G |  | Accepted | 2025-06-10 | 2025-07-07 | 2026-07-07 | Inverters | SolarEdge Technologies | SE3800H-USMN | 3800 |  | 1 |  |  | 0.99 |  | Outdoor
NJADRE1559880596 | Administratively Determined Incentive Program | Willingboro Twp | 8046 | 5.67 | Residential | Behind the Meter | Yes | Sunrun Installation Services, Inc. | PSE&G |  | Accepted | 2025-06-10 | 2025-07-07 | 2026-07-07 | Solar Panels | JA Solar | JAM54S31-405/MR |  | 0.405 | 9 | 175 | 26 |  | Fixed | Roof
NJADRE1559880606 | Administratively Determined Incentive Program | Clementon | 8021 | 3.69 | Residential | Behind the Meter | Yes | Define Solar, LLC | AC Electric |  | Accepted | 2025-06-10 | 2025-07-07 | 2026-07-07 | Inverters | Enphase | IQ8PLUS-72-2-US | 290 |  | 9 |  |  | 0.976 |  | Outside | Under each pv panel
NJADRE1559880606 | Administratively Determined Incentive Program | Clementon | 8021 | 3.69 | Residential | Behind the Meter | Yes | Define Solar, LLC | AC Electric |  | Accepted | 2025-06-10 | 2025-07-07 | 2026-07-07 | Solar Panels | Znshine | ZXM7-SH108 410 |  | 0.41 | 9 | 157 | 24 |  | Fixed | Roof
NJADRE1559880607 | Administratively Determined Incentive Program | SICKLERVILLE | 8081 | 6.15 | Residential | Behind the Meter | Yes | Trinity Solar, LLC | AC Electric |  | Accepted | 2025-06-10 | 2025-07-14 | 2026-07-14 | Inverters | Solar Edge | USE5700H-USMNBL75 | 5760 |  | 1 |  |  | 0.97 |  | Outdoor
NJADRE1559880607 | Administratively Determined Incentive Program | SICKLERVILLE | 8081 | 6.15 | Residential | Behind the Meter | Yes | Trinity Solar, LLC | AC Electric |  | Accepted | 2025-06-10 | 2025-07-14 | 2026-07-14 | Solar Panels | HANWHA | (Q.PEAK DUO BLK ML-G10+ 410) |  | 0.41 | 15 | 228 | 30 |  | Fixed | Roof
NJADRE1559880609 | Administratively Determined Incentive Program | Eastampton Twp | 8060 | 6.48 | Residential | Behind the Meter | Yes | Sunrun Installation Services, Inc. | PSE&G |  | Accepted | 2025-06-10 | 2025-07-07 | 2026-07-07 | Solar Panels | JA SOLAR | JAM54S31-405/MR |  | 0.405 | 16 | 292 | 32 |  | Fixed | Roof
NJADRE1559880609 | Administratively Determined Incentive Program | Eastampton Twp | 8060 | 6.48 | Residential | Behind the Meter | Yes | Sunrun Installation Services, Inc. | PSE&G |  | Accepted | 2025-06-10 | 2025-07-07 | 2026-07-07 | Inverters | SOLAREDGE TECHNOLOGIES | SE5700H-USMN | 5760 |  | 1 |  |  | 0.99 |  | Outdoor
NJADRE1559880634 | Administratively Determined Incentive Program | National Park | 8063 | 8.6 | Residential | Behind the Meter | Yes | Pro Custom Solar dba Momentum Solar | PSE&G |  | Accepted | 2025-06-10 | 2025-07-07 | 2026-07-07 | Solar Panels | HANWHA | Q.TRON BLK M-G2+430 |  | 0.43 | 7 | 202 | 33 |  | Fixed | Roof
NJADRE1559880634 | Administratively Determined Incentive Program | National Park | 8063 | 8.6 | Residential | Behind the Meter | Yes | Pro Custom Solar dba Momentum Solar | PSE&G |  | Accepted | 2025-06-10 | 2025-07-07 | 2026-07-07 | Solar Panels | HANWHA | Q.TRON BLK M-G2+430 |  | 0.43 | 6 | 22 | 30 |  | Fixed | Roof
NJADRE1559880634 | Administratively Determined Incentive Program | National Park | 8063 | 8.6 | Residential | Behind the Meter | Yes | Pro Custom Solar dba Momentum Solar | PSE&G |  | Accepted | 2025-06-10 | 2025-07-07 | 2026-07-07 | Solar Panels | HANWHA | Q.TRON BLK M-G2+430 |  | 0.43 | 4 | 22 | 18 |  | Fixed | Roof
NJADRE1559880634 | Administratively Determined Incentive Program | National Park | 8063 | 8.6 | Residential | Behind the Meter | Yes | Pro Custom Solar dba Momentum Solar | PSE&G |  | Accepted | 2025-06-10 | 2025-07-07 | 2026-07-07 | Inverters | ENPHASE | IQ8HC-72-M-DOM-US | 380 |  | 20 |  |  | 0.97 |  | Outdoor
NJADRE1559880634 | Administratively Determined Incentive Program | National Park | 8063 | 8.6 | Residential | Behind the Meter | Yes | Pro Custom Solar dba Momentum Solar | PSE&G |  | Accepted | 2025-06-10 | 2025-07-07 | 2026-07-07 | Solar Panels | HANWHA | Q.TRON BLK M-G2+430 |  | 0.43 | 3 | 202 | 18 |  | Fixed | Roof
NJADRE1559880635 | Administratively Determined Incentive Program | Vineland | 8360 | 7.225 | Residential | Behind the Meter | Yes | Power Energy Solutions, LLC | Vineland Muni Electric |  | Accepted | 2025-06-10 | 2025-07-08 | 2026-07-08 | Inverters | SolarEdge | SE3800H-US | 4 |  | 1 |  |  | 0.97 |  | Outdoor
NJADRE1559880635 | Administratively Determined Incentive Program | Vineland | 8360 | 7.225 | Residential | Behind the Meter | Yes | Power Energy Solutions, LLC | Vineland Muni Electric |  | Accepted | 2025-06-10 | 2025-07-08 | 2026-07-08 | Solar Panels | Trina Solar | TSM-425NE09RC.05 |  | 0.425 | 17 | 274 | 23 |  | Fixed | Roof
NJADRE1559880642 | Administratively Determined Incentive Program | Lafayette Twp | 7848 | 9.02 | Residential | Behind the Meter | No | Tesla Energy Operations, Inc. | JCP&L |  | Accepted | 2025-06-10 | 2025-07-07 | 2026-07-07 | Solar Panels | Hanwha | Q.PEAK DUO BLK ML-G10+/TS 410 |  | 0.41 | 10 | 281 | 19 |  | Fixed | Roof
NJADRE1559880642 | Administratively Determined Incentive Program | Lafayette Twp | 7848 | 9.02 | Residential | Behind the Meter | No | Tesla Energy Operations, Inc. | JCP&L |  | Accepted | 2025-06-10 | 2025-07-07 | 2026-07-07 | Solar Panels | Hanwha | Q.PEAK DUO BLK ML-G10+/TS 410 |  | 0.41 | 12 | 101 | 37 |  | Fixed | Roof
NJADRE1559880642 | Administratively Determined Incentive Program | Lafayette Twp | 7848 | 9.02 | Residential | Behind the Meter | No | Tesla Energy Operations, Inc. | JCP&L |  | Accepted | 2025-06-10 | 2025-07-07 | 2026-07-07 | Inverters | Tesla | 1707000-XX-Y | 11500 |  | 1 |  |  | 0.98 |  | Outside
NJADRE1559880642 | Administratively Determined Incentive Program | Lafayette Twp | 7848 | 9.02 | Residential | Behind the Meter | No | Tesla Energy Operations, Inc. | JCP&L |  | Accepted | 2025-06-10 | 2025-07-07 | 2026-07-07 | Electric Storage Battery | Tesla | Powerwall 3 |  |  | 1 |  |  |  | Lithium Ion |  | OUTSIDE
NJADRE1559880649 | Administratively Determined Incentive Program | Mapleshade | 8052 | 6.97 | Residential | Behind the Meter | Yes | Define Solar, LLC | PSE&G |  | Accepted | 2025-06-10 | 2025-07-07 | 2026-07-07 | Solar Panels | Znshine | ZXM7-SH108 410 |  | 0.41 | 17 | 127 | 20 |  | Fixed | Roof
NJADRE1559880649 | Administratively Determined Incentive Program | Mapleshade | 8052 | 6.97 | Residential | Behind the Meter | Yes | Define Solar, LLC | PSE&G |  | Accepted | 2025-06-10 | 2025-07-07 | 2026-07-07 | Inverters | Enphase | IQ8PLUS-72-2-US | 290 |  | 17 |  |  | 0.976 |  | Outside | Under each pv panel
NJADRE1559880650 | Administratively Determined Incentive Program | North Bergen | 7047 | 4.05 | Residential | Behind the Meter | Yes | Sunrun Installation Services, Inc. | PSE&G |  | Accepted | 2025-06-10 | 2025-07-07 | 2026-07-07 | Inverters | SolarEdge Technologies | SE3800H-USMN | 3800 |  | 1 |  |  | 0.99 |  | Outdoor | Next to meter
NJADRE1559880650 | Administratively Determined Incentive Program | North Bergen | 7047 | 4.05 | Residential | Behind the Meter | Yes | Sunrun Installation Services, Inc. | PSE&G |  | Accepted | 2025-06-10 | 2025-07-07 | 2026-07-07 | Solar Panels | JA Solar | JAM54S31-405/MR |  | 0.405 | 10 | 298 | 16 |  | Fixed | Roof
NJADRE1559880652 | Administratively Determined Incentive Program | CHESTERFIELD | 8515 | 17.4 | Residential | Behind the Meter | No | Maier Solar Engineering dba Solar Me | PSE&G |  | Accepted | 2025-06-10 | 2025-07-07 | 2026-07-07 | Inverters | Enphase | IQ8AC | 349 |  | 40 |  |  | 0.96 |  | Outside | Next to meter
NJADRE1559880652 | Administratively Determined Incentive Program | CHESTERFIELD | 8515 | 17.4 | Residential | Behind the Meter | No | Maier Solar Engineering dba Solar Me | PSE&G |  | Accepted | 2025-06-10 | 2025-07-07 | 2026-07-07 | Solar Panels | Q.CELL | Q.TRON M-G2+435W |  | 0.435 | 40 | 266 | 19 |  | Fixed | Roof
NJADRE1559880659 | Administratively Determined Incentive Program | Totowa | 7512 | 10.66 | Residential | Behind the Meter | Yes | Trinity Solar, LLC | PSE&G |  | Accepted | 2025-06-10 | 2025-07-07 | 2026-07-07 | Solar Panels | HANWHA 410 (Q.PEAK DUO BLK ML-G10+410) | HANWHA 410 (Q.PEAK DUO BLK ML-G10+410) |  | 0.41 | 12 | 113 | 21 |  | Fixed | Roof
NJADRE1559880659 | Administratively Determined Incentive Program | Totowa | 7512 | 10.66 | Residential | Behind the Meter | Yes | Trinity Solar, LLC | PSE&G |  | Accepted | 2025-06-10 | 2025-07-07 | 2026-07-07 | Solar Panels | HANWHA 410 (Q.PEAK DUO BLK ML-G10+410) | HANWHA 410 (Q.PEAK DUO BLK ML-G10+410) |  | 0.41 | 14 | 205 | 22 |  | Fixed | Roof
NJADRE1559880659 | Administratively Determined Incentive Program | Totowa | 7512 | 10.66 | Residential | Behind the Meter | Yes | Trinity Solar, LLC | PSE&G |  | Accepted | 2025-06-10 | 2025-07-07 | 2026-07-07 | Inverters | SOLAREDGE | SE10000H-US | 10000 |  | 1 |  |  | 0.97 |  | Outside
NJADRE1559880669 | Administratively Determined Incentive Program | ROXBURY TOWNSHIP | 7850 | 9.35 | Residential | Behind the Meter | Yes | K Hanrahan Enterprises, Inc. | JCP&L |  | Accepted | 2025-06-10 | 2025-07-10 | 2026-07-10 | Solar Panels | JINKO | JKM425N-54HL4-B |  | 0.425 | 22 | 100 | 90 |  | Fixed | Roof
NJADRE1559880669 | Administratively Determined Incentive Program | ROXBURY TOWNSHIP | 7850 | 9.35 | Residential | Behind the Meter | Yes | K Hanrahan Enterprises, Inc. | JCP&L |  | Accepted | 2025-06-10 | 2025-07-10 | 2026-07-10 | Meters | CENTRON | ITRON IP MESH |  |  | 1 |  |  |  | Yes | Outdoor
NJADRE1559880669 | Administratively Determined Incentive Program | ROXBURY TOWNSHIP | 7850 | 9.35 | Residential | Behind the Meter | Yes | K Hanrahan Enterprises, Inc. | JCP&L |  | Accepted | 2025-06-10 | 2025-07-10 | 2026-07-10 | Inverters | ENPHASE | IQ8PLUS-72-2-US | 290 |  | 22 |  |  | 0.99 |  | Outdoor
NJADRE1559880688 | Administratively Determined Incentive Program | Glendora | 8029 | 4.51 | Residential | Behind the Meter | Yes | Trinity Solar, LLC | PSE&G |  | Accepted | 2025-06-10 | 2025-07-07 | 2026-07-07 | Inverters | Solar Edge | USE3800H-USMNBL75 | 3800 |  | 1 |  |  | 0.97 |  | Outdoor
NJADRE1559880688 | Administratively Determined Incentive Program | Glendora | 8029 | 4.51 | Residential | Behind the Meter | Yes | Trinity Solar, LLC | PSE&G |  | Accepted | 2025-06-10 | 2025-07-07 | 2026-07-07 | Solar Panels | HANWHA | (Q.PEAK DUO BLK ML-G10+ 410) |  | 0.41 | 11 | 116 | 14 |  | Fixed | Roof
NJADRE1559880711 | Administratively Determined Incentive Program | East Windsor | 8520 | 26.35 | Residential | Behind the Meter | Yes | Brilliant Installations, Inc. | JCP&L |  | Accepted | 2025-06-10 | 2025-07-07 | 2026-07-07 | Inverters | SOLAREDGE | USE10000H-USMNUBL75 | 10000 |  | 1 |  |  | 0.97 |  | Outdoor
NJADRE1559880711 | Administratively Determined Incentive Program | East Windsor | 8520 | 26.35 | Residential | Behind the Meter | Yes | Brilliant Installations, Inc. | JCP&L |  | Accepted | 2025-06-10 | 2025-07-07 | 2026-07-07 | Solar Panels | JINKO SOLAR | JKM425N-54HL4-B 425W |  | 0.425 | 21 | 181 | 20 |  | Fixed | Roof
NJADRE1559880711 | Administratively Determined Incentive Program | East Windsor | 8520 | 26.35 | Residential | Behind the Meter | Yes | Brilliant Installations, Inc. | JCP&L |  | Accepted | 2025-06-10 | 2025-07-07 | 2026-07-07 | Solar Panels | JINKO SOLAR | JKM425N-54HL4-B 425W |  | 0.425 | 33 | 1 | 20 |  | Fixed | Roof
NJADRE1559880711 | Administratively Determined Incentive Program | East Windsor | 8520 | 26.35 | Residential | Behind the Meter | Yes | Brilliant Installations, Inc. | JCP&L |  | Accepted | 2025-06-10 | 2025-07-07 | 2026-07-07 | Solar Panels | JINKO SOLAR | JKM425N-54HL4-B 425W |  | 0.425 | 4 | 271 | 20 |  | Fixed | Roof
NJADRE1559880711 | Administratively Determined Incentive Program | East Windsor | 8520 | 26.35 | Residential | Behind the Meter | Yes | Brilliant Installations, Inc. | JCP&L |  | Accepted | 2025-06-10 | 2025-07-07 | 2026-07-07 | Inverters | SOLAREDGE | USE7600H-USMNUBL75 | 7600 |  | 1 |  |  | 0.97 |  | Outdoor
NJADRE1559880711 | Administratively Determined Incentive Program | East Windsor | 8520 | 26.35 | Residential | Behind the Meter | Yes | Brilliant Installations, Inc. | JCP&L |  | Accepted | 2025-06-10 | 2025-07-07 | 2026-07-07 | Solar Panels | JINKO SOLAR | JKM425N-54HL4-B 425W |  | 0.425 | 4 | 91 | 20 |  | Fixed | Roof
NJADRE1559880722 | Administratively Determined Incentive Program | TUCKERTON | 8087 | 18.705 | Residential | Behind the Meter | Yes | GenSun Roofing and Solar, LLC | AC Electric |  | Accepted | 2025-06-10 | 2025-07-16 | 2026-07-16 | Inverters | ENPHASE | IQ8HC-72-M-DOM-US | 380 |  | 43 |  |  | 0.99 |  | Outside
NJADRE1559880722 | Administratively Determined Incentive Program | TUCKERTON | 8087 | 18.705 | Residential | Behind the Meter | Yes | GenSun Roofing and Solar, LLC | AC Electric |  | Accepted | 2025-06-10 | 2025-07-16 | 2026-07-16 | Solar Panels | Q CELLS | Q.TRON BLK M-G2+ 435W |  | 0.435 | 4 | 216 | 36 |  | Fixed | Roof
NJADRE1559880722 | Administratively Determined Incentive Program | TUCKERTON | 8087 | 18.705 | Residential | Behind the Meter | Yes | GenSun Roofing and Solar, LLC | AC Electric |  | Accepted | 2025-06-10 | 2025-07-16 | 2026-07-16 | Solar Panels | Q CELLS | Q.TRON BLK M-G2+ 435W |  | 0.435 | 7 | 126 | 36 |  | Fixed | Roof
NJADRE1559880722 | Administratively Determined Incentive Program | TUCKERTON | 8087 | 18.705 | Residential | Behind the Meter | Yes | GenSun Roofing and Solar, LLC | AC Electric |  | Accepted | 2025-06-10 | 2025-07-16 | 2026-07-16 | Solar Panels | Q CELLS | Q.TRON BLK M-G2+ 435W |  | 0.435 | 13 | 126 | 36 |  | Fixed | Roof
NJADRE1559880722 | Administratively Determined Incentive Program | TUCKERTON | 8087 | 18.705 | Residential | Behind the Meter | Yes | GenSun Roofing and Solar, LLC | AC Electric |  | Accepted | 2025-06-10 | 2025-07-16 | 2026-07-16 | Solar Panels | Q CELLS | Q.TRON BLK M-G2+ 435W |  | 0.435 | 5 | 126 | 36 |  | Fixed | Roof
NJADRE1559880722 | Administratively Determined Incentive Program | TUCKERTON | 8087 | 18.705 | Residential | Behind the Meter | Yes | GenSun Roofing and Solar, LLC | AC Electric |  | Accepted | 2025-06-10 | 2025-07-16 | 2026-07-16 | Solar Panels | Q CELLS | Q.TRON BLK M-G2+ 435W |  | 0.435 | 14 | 216 | 36 |  | Fixed | Roof
NJADRE1559880788 | Administratively Determined Incentive Program | EATONTOWN | 7724 | 10.53 | Residential | Behind the Meter | Yes | Sunrun Installation Services, Inc. | JCP&L |  | Accepted | 2025-06-10 | 2025-07-07 | 2026-07-07 | Solar Panels | JA Solar | JAM54S31-405/MR |  | 0.405 | 7 | 6 | 23 |  | Fixed | Roof
NJADRE1559880788 | Administratively Determined Incentive Program | EATONTOWN | 7724 | 10.53 | Residential | Behind the Meter | Yes | Sunrun Installation Services, Inc. | JCP&L |  | Accepted | 2025-06-10 | 2025-07-07 | 2026-07-07 | Solar Panels | JA Solar | JAM54S31-405/MR |  | 0.405 | 19 | 186 | 22 |  | Fixed | Roof
NJADRE1559880788 | Administratively Determined Incentive Program | EATONTOWN | 7724 | 10.53 | Residential | Behind the Meter | Yes | Sunrun Installation Services, Inc. | JCP&L |  | Accepted | 2025-06-10 | 2025-07-07 | 2026-07-07 | Inverters | SolarEdge Technologies | SE7600H-USMN | 7600 |  | 1 |  |  | 0.99 |  | Outdoor | Next to meter
NJADRE1559880937 | Administratively Determined Incentive Program | EDISON | 8817 | 13.12 | Residential | Behind the Meter | No | Tesla Energy Operations, Inc. | PSE&G |  | Accepted | 2025-06-10 | 2025-07-07 | 2026-07-07 | Solar Panels | Hanwha | Q.PEAK DUO BLK ML-G10+/TS 410 |  | 0.41 | 13 | 197 | 30 |  | Fixed | Roof
NJADRE1559880937 | Administratively Determined Incentive Program | EDISON | 8817 | 13.12 | Residential | Behind the Meter | No | Tesla Energy Operations, Inc. | PSE&G |  | Accepted | 2025-06-10 | 2025-07-07 | 2026-07-07 | Solar Panels | Hanwha | Q.PEAK DUO BLK ML-G10+/TS 410 |  | 0.41 | 19 | 17 | 30 |  | Fixed | Roof
NJADRE1559880937 | Administratively Determined Incentive Program | EDISON | 8817 | 13.12 | Residential | Behind the Meter | No | Tesla Energy Operations, Inc. | PSE&G |  | Accepted | 2025-06-10 | 2025-07-07 | 2026-07-07 | Inverters | Tesla | 1707000-XX-Y | 10000 |  | 1 |  |  | 0.98 |  | Outdoor
NJADRE1559880937 | Administratively Determined Incentive Program | EDISON | 8817 | 13.12 | Residential | Behind the Meter | No | Tesla Energy Operations, Inc. | PSE&G |  | Accepted | 2025-06-10 | 2025-07-07 | 2026-07-07 | Electric Storage Battery | Tesla | Powerwall 3 |  |  | 2 |  |  |  | Lithium Ion |  | OUTSIDE
NJADRE1559881377 | Administratively Determined Incentive Program | Hammonton | 8037 | 7.29 | Residential | Behind the Meter | Yes | Sunrun Installation Services, Inc. | AC Electric |  | Accepted | 2025-06-10 | 2025-07-07 | 2026-07-07 | Solar Panels | JA Solar | JAM54S31-405/MR |  | 0.405 | 18 | 148 | 27 |  | Fixed | Roof
NJADRE1559881377 | Administratively Determined Incentive Program | Hammonton | 8037 | 7.29 | Residential | Behind the Meter | Yes | Sunrun Installation Services, Inc. | AC Electric |  | Accepted | 2025-06-10 | 2025-07-07 | 2026-07-07 | Inverters | SolarEdge Technologies | SE5700H-USMN | 5760 |  | 1 |  |  | 0.99 |  | Outdoor | Next to meter
NJADRE1559881950 | Administratively Determined Incentive Program | GALLOWAY | 8205 | 11.31 | Residential | Behind the Meter | Yes | SunnyMac, LLC | AC Electric |  | Accepted | 2025-06-10 | 2025-07-08 | 2026-07-08 | Solar Panels | HANWHA | Q.TRON BLK M-G2+ |  | 0.435 | 5 | 313 | 22 |  | Fixed | Roof
NJADRE1559881950 | Administratively Determined Incentive Program | GALLOWAY | 8205 | 11.31 | Residential | Behind the Meter | Yes | SunnyMac, LLC | AC Electric |  | Accepted | 2025-06-10 | 2025-07-08 | 2026-07-08 | Solar Panels | HANWHA | Q.TRON BLK M-G2+ |  | 0.435 | 2 | 43 | 22 |  | Fixed | Roof
NJADRE1559881950 | Administratively Determined Incentive Program | GALLOWAY | 8205 | 11.31 | Residential | Behind the Meter | Yes | SunnyMac, LLC | AC Electric |  | Accepted | 2025-06-10 | 2025-07-08 | 2026-07-08 | Solar Panels | HANWHA | Q.TRON BLK M-G2+ |  | 0.435 | 4 | 133 | 22 |  | Fixed | Roof
NJADRE1559881950 | Administratively Determined Incentive Program | GALLOWAY | 8205 | 11.31 | Residential | Behind the Meter | Yes | SunnyMac, LLC | AC Electric |  | Accepted | 2025-06-10 | 2025-07-08 | 2026-07-08 | Solar Panels | HANWHA | Q.TRON BLK M-G2+ |  | 0.435 | 15 | 223 | 22 |  | Fixed | Roof
NJADRE1559881950 | Administratively Determined Incentive Program | GALLOWAY | 8205 | 11.31 | Residential | Behind the Meter | Yes | SunnyMac, LLC | AC Electric |  | Accepted | 2025-06-10 | 2025-07-08 | 2026-07-08 | Inverters | SOLAREDGE HOME HUB | SE7600H-US | 7600 |  | 1 |  |  | 0.99 |  | Outdoor | NEX TO METER
NJADRE1559881965 | Administratively Determined Incentive Program | Perth Amboy | 8861 | 4.92 | Residential | Behind the Meter | Yes | Sunrun Installation Services, Inc. | PSE&G |  | Accepted | 2025-06-10 | 2025-07-07 | 2026-07-07 | Solar Panels | HANWHA Q-CELLS | Q.PEAK DUO BLK ML-G10+ 410 |  | 0.41 | 6 | 121 | 45 |  | Fixed | Roof
NJADRE1559881965 | Administratively Determined Incentive Program | Perth Amboy | 8861 | 4.92 | Residential | Behind the Meter | Yes | Sunrun Installation Services, Inc. | PSE&G |  | Accepted | 2025-06-10 | 2025-07-07 | 2026-07-07 | Inverters | Tesla | POWERWALL 3 1707000-XX-Y | 11500 |  | 1 |  |  | 0.97 |  | Outdoor
NJADRE1559881965 | Administratively Determined Incentive Program | Perth Amboy | 8861 | 4.92 | Residential | Behind the Meter | Yes | Sunrun Installation Services, Inc. | PSE&G |  | Accepted | 2025-06-10 | 2025-07-07 | 2026-07-07 | Electric Storage Battery | Tesla | POWERWALL 3 1707000-XX-Y |  |  | 1 |  |  |  | Lithium Ion |  | OUTSIDE
NJADRE1559881965 | Administratively Determined Incentive Program | Perth Amboy | 8861 | 4.92 | Residential | Behind the Meter | Yes | Sunrun Installation Services, Inc. | PSE&G |  | Accepted | 2025-06-10 | 2025-07-07 | 2026-07-07 | Solar Panels | HANWHA Q-CELLS | Q.PEAK DUO BLK ML-G10+ 410 |  | 0.41 | 6 | 301 | 45 |  | Fixed | Roof
NJADRE1559881999 | Administratively Determined Incentive Program | Somerville | 8876 | 8.075 | Residential | Behind the Meter | No | Maier Solar Engineering dba Solar Me | JCP&L |  | Accepted | 2025-06-10 | 2025-07-07 | 2026-07-07 | Solar Panels | Jinko | JKM425N-54HL4-B |  | 0.425 | 5 | 212 | 28 |  | Fixed | Roof
NJADRE1559881999 | Administratively Determined Incentive Program | Somerville | 8876 | 8.075 | Residential | Behind the Meter | No | Maier Solar Engineering dba Solar Me | JCP&L |  | Accepted | 2025-06-10 | 2025-07-07 | 2026-07-07 | Solar Panels | Jinko | JKM425N-54HL4-B |  | 0.425 | 5 | 32 | 28 |  | Fixed | Roof
NJADRE1559881999 | Administratively Determined Incentive Program | Somerville | 8876 | 8.075 | Residential | Behind the Meter | No | Maier Solar Engineering dba Solar Me | JCP&L |  | Accepted | 2025-06-10 | 2025-07-07 | 2026-07-07 | Inverters | Enphase | IQ8AC | 349 |  | 19 |  |  | 0.96 |  | Outdoor | Next to meter
NJADRE1559881999 | Administratively Determined Incentive Program | Somerville | 8876 | 8.075 | Residential | Behind the Meter | No | Maier Solar Engineering dba Solar Me | JCP&L |  | Accepted | 2025-06-10 | 2025-07-07 | 2026-07-07 | Solar Panels | Jinko | JKM425N-54HL4-B |  | 0.425 | 9 | 212 | 52 |  | Fixed | Roof
NJADRE1559882009 | Administratively Determined Incentive Program | RINGOES | 8551 | 7.82 | Residential | Behind the Meter | No | Green Power Energy, LLC | JCP&L |  | Accepted | 2025-06-10 | 2025-07-07 | 2026-07-07 | Solar Panels | REC Solar | REC460AA PURE-RX |  | 0.46 | 3 | 35 | 25 |  | Fixed | Roof
NJADRE1559882009 | Administratively Determined Incentive Program | RINGOES | 8551 | 7.82 | Residential | Behind the Meter | No | Green Power Energy, LLC | JCP&L |  | Accepted | 2025-06-10 | 2025-07-07 | 2026-07-07 | Solar Panels | REC Solar | REC460AA PURE-RX |  | 0.46 | 3 | 216 | 35 |  | Fixed | Roof
NJADRE1559882009 | Administratively Determined Incentive Program | RINGOES | 8551 | 7.82 | Residential | Behind the Meter | No | Green Power Energy, LLC | JCP&L |  | Accepted | 2025-06-10 | 2025-07-07 | 2026-07-07 | Solar Panels | REC Solar | REC460AA PURE-RX |  | 0.46 | 3 | 215 | 25 |  | Fixed | Roof
NJADRE1559882009 | Administratively Determined Incentive Program | RINGOES | 8551 | 7.82 | Residential | Behind the Meter | No | Green Power Energy, LLC | JCP&L |  | Accepted | 2025-06-10 | 2025-07-07 | 2026-07-07 | Inverters | Enphase Energy | IQ8X-80-M-US [240V] | 380 |  | 17 |  |  | 0.98 |  | Outside | Roof
NJADRE1559882009 | Administratively Determined Incentive Program | RINGOES | 8551 | 7.82 | Residential | Behind the Meter | No | Green Power Energy, LLC | JCP&L |  | Accepted | 2025-06-10 | 2025-07-07 | 2026-07-07 | Solar Panels | REC Solar | REC460AA PURE-RX |  | 0.46 | 6 | 126 | 25 |  | Fixed | Roof
NJADRE1559882009 | Administratively Determined Incentive Program | RINGOES | 8551 | 7.82 | Residential | Behind the Meter | No | Green Power Energy, LLC | JCP&L |  | Accepted | 2025-06-10 | 2025-07-07 | 2026-07-07 | Solar Panels | REC Solar | REC460AA PURE-RX |  | 0.46 | 2 | 216 | 45 |  | Fixed | Roof
NJADRE1559882020 | Administratively Determined Incentive Program | PISCATAWAY | 8854 | 6.15 | Residential | Behind the Meter | Yes | Big Wave Roofing and Solar, LLC | PSE&G |  | Accepted | 2025-06-10 | 2025-07-07 | 2026-07-07 | Inverters | Enphase | IQ8HC-72-M-DOM-US | 380 |  | 15 |  |  | 0.98 |  | Outside
NJADRE1559882020 | Administratively Determined Incentive Program | PISCATAWAY | 8854 | 6.15 | Residential | Behind the Meter | Yes | Big Wave Roofing and Solar, LLC | PSE&G |  | Accepted | 2025-06-10 | 2025-07-07 | 2026-07-07 | Solar Panels | Mission | MSE410HT0B |  | 0.41 | 5 | 64 | 25 |  | Fixed | Roof
NJADRE1559882020 | Administratively Determined Incentive Program | PISCATAWAY | 8854 | 6.15 | Residential | Behind the Meter | Yes | Big Wave Roofing and Solar, LLC | PSE&G |  | Accepted | 2025-06-10 | 2025-07-07 | 2026-07-07 | Solar Panels | Mission | MSE410HT0B |  | 0.41 | 6 | 154 | 25 |  | Fixed | Roof
NJADRE1559882020 | Administratively Determined Incentive Program | PISCATAWAY | 8854 | 6.15 | Residential | Behind the Meter | Yes | Big Wave Roofing and Solar, LLC | PSE&G |  | Accepted | 2025-06-10 | 2025-07-07 | 2026-07-07 | Solar Panels | Mission | MSE410HT0B |  | 0.41 | 4 | 244 | 25 |  | Fixed | Roof
NJADRE1559882032 | Administratively Determined Incentive Program | ROBBINSVILLE | 8691 | 11.61 | Residential | Behind the Meter | No | Green Power Energy, LLC | JCP&L |  | Accepted | 2025-06-10 | 2025-07-07 | 2026-07-07 | Solar Panels | SEG Solar | SEG-430-BTD-BG |  | 0.43 | 27 | 184 | 35 |  | Fixed | Roof
NJADRE1559882032 | Administratively Determined Incentive Program | ROBBINSVILLE | 8691 | 11.61 | Residential | Behind the Meter | No | Green Power Energy, LLC | JCP&L |  | Accepted | 2025-06-10 | 2025-07-07 | 2026-07-07 | Inverters | Enphase Energy | IQ8MC-72-M-US [240V] | 320 |  | 27 |  |  | 0.98 |  | Outside | Roof
NJADRE1559882041 | Administratively Determined Incentive Program | EDISON | 8837 | 6.48 | Residential | Behind the Meter | No | Freedom Forever New Jersey, LLC | PSE&G |  | Accepted | 2025-06-10 | 2025-07-07 | 2026-07-07 | Solar Panels | JA Solar | JAM54S31-405/MR |  | 0.405 | 5 | 328 | 18 |  | Fixed | Roof
NJADRE1559882041 | Administratively Determined Incentive Program | EDISON | 8837 | 6.48 | Residential | Behind the Meter | No | Freedom Forever New Jersey, LLC | PSE&G |  | Accepted | 2025-06-10 | 2025-07-07 | 2026-07-07 | Solar Panels | JA Solar | JAM54S31-405/MR |  | 0.405 | 11 | 148 | 18 |  | Fixed | Roof
NJADRE1559882041 | Administratively Determined Incentive Program | EDISON | 8837 | 6.48 | Residential | Behind the Meter | No | Freedom Forever New Jersey, LLC | PSE&G |  | Accepted | 2025-06-10 | 2025-07-07 | 2026-07-07 | Inverters | Solar Edge | SE5000H-USRGM | 5000 |  | 1 |  |  | 0.99 |  | Outside
NJADRE1559882063 | Administratively Determined Incentive Program | NEWTON | 7860 | 30.75 | Residential | Behind the Meter | No | Reliable Power Services, Inc. | JCP&L |  | Accepted | 2025-06-10 | 2025-07-08 | 2026-07-08 | Inverters | Enphase | IQ8 plus | 290 |  | 75 |  |  | 0.97 |  | Outside
NJADRE1559882063 | Administratively Determined Incentive Program | NEWTON | 7860 | 30.75 | Residential | Behind the Meter | No | Reliable Power Services, Inc. | JCP&L |  | Accepted | 2025-06-10 | 2025-07-08 | 2026-07-08 | Solar Panels | mission | MSE140HTOB410 |  | 0.41 | 58 | 130 | 47 |  | Fixed | Roof
NJADRE1559882063 | Administratively Determined Incentive Program | NEWTON | 7860 | 30.75 | Residential | Behind the Meter | No | Reliable Power Services, Inc. | JCP&L |  | Accepted | 2025-06-10 | 2025-07-08 | 2026-07-08 | Solar Panels | mission | MSE140HTOB410 |  | 0.41 | 10 | 130 | 14 |  | Fixed | Roof
NJADRE1559882063 | Administratively Determined Incentive Program | NEWTON | 7860 | 30.75 | Residential | Behind the Meter | No | Reliable Power Services, Inc. | JCP&L |  | Accepted | 2025-06-10 | 2025-07-08 | 2026-07-08 | Solar Panels | mission | MSE140HTOB410 |  | 0.41 | 7 | 130 | 14 |  | Fixed | Roof
NJADRE1559882069 | Administratively Determined Incentive Program | BORDENTOWN TWP | 8505 | 12.56 | Residential | Behind the Meter | Yes | Sunrun Installation Services, Inc. | PSE&G |  | Accepted | 2025-06-10 | 2025-07-07 | 2026-07-07 | Inverters | SOLAREDGE TECHNOLOGIES | SE10000H-USMN | 10000 |  | 1 |  |  | 0.99 |  | Outdoor
NJADRE1559882069 | Administratively Determined Incentive Program | BORDENTOWN TWP | 8505 | 12.56 | Residential | Behind the Meter | Yes | Sunrun Installation Services, Inc. | PSE&G |  | Accepted | 2025-06-10 | 2025-07-07 | 2026-07-07 | Solar Panels | JA SOLAR | JAM54S31-405/MR |  | 0.405 | 17 | 293 | 39 |  | Fixed | Roof
NJADRE1559882069 | Administratively Determined Incentive Program | BORDENTOWN TWP | 8505 | 12.56 | Residential | Behind the Meter | Yes | Sunrun Installation Services, Inc. | PSE&G |  | Accepted | 2025-06-10 | 2025-07-07 | 2026-07-07 | Solar Panels | JA SOLAR | JAM54S31-405/MR |  | 0.405 | 10 | 114 | 40 |  | Fixed | Roof
NJADRE1559882069 | Administratively Determined Incentive Program | BORDENTOWN TWP | 8505 | 12.56 | Residential | Behind the Meter | Yes | Sunrun Installation Services, Inc. | PSE&G |  | Accepted | 2025-06-10 | 2025-07-07 | 2026-07-07 | Solar Panels | JA SOLAR | JAM54S31-405/MR |  | 0.405 | 4 | 23 | 29 |  | Fixed | Roof
NJADRE1559882072 | Administratively Determined Incentive Program | NEWFIELD | 8344 | 6.56 | Residential | Behind the Meter | No | Trinity Solar, LLC | AC Electric |  | Accepted | 2025-06-10 | 2025-07-07 | 2026-07-07 | Inverters | SOLAREDGE | SE5700H-US | 5700 |  | 1 |  |  | 0.97 |  | Outside
NJADRE1559882072 | Administratively Determined Incentive Program | NEWFIELD | 8344 | 6.56 | Residential | Behind the Meter | No | Trinity Solar, LLC | AC Electric |  | Accepted | 2025-06-10 | 2025-07-07 | 2026-07-07 | Solar Panels | HANWHA 410 (Q.PEAK DUO BLK ML-G10+410) | HANWHA 410 (Q.PEAK DUO BLK ML-G10+410) |  | 0.41 | 16 | 94 | 20 |  | Fixed | Roof
NJADRE1559882093 | Administratively Determined Incentive Program | HAMILTON TWP MER | 8610 | 5.67 | Residential | Behind the Meter | Yes | Sunrun Installation Services, Inc. | PSE&G |  | Accepted | 2025-06-10 | 2025-07-07 | 2026-07-07 | Solar Panels | JA SOLAR | JAM54S31-405/MR |  | 0.405 | 6 | 123 | 40 |  | Fixed | Roof
NJADRE1559882093 | Administratively Determined Incentive Program | HAMILTON TWP MER | 8610 | 5.67 | Residential | Behind the Meter | Yes | Sunrun Installation Services, Inc. | PSE&G |  | Accepted | 2025-06-10 | 2025-07-07 | 2026-07-07 | Inverters | SOLAREDGE TECHNOLOGIES | SE3800H-USMN | 3800 |  | 1 |  |  | 0.99 |  | Outdoor
NJADRE1559882093 | Administratively Determined Incentive Program | HAMILTON TWP MER | 8610 | 5.67 | Residential | Behind the Meter | Yes | Sunrun Installation Services, Inc. | PSE&G |  | Accepted | 2025-06-10 | 2025-07-07 | 2026-07-07 | Solar Panels | JA SOLAR | JAM54S31-405/MR |  | 0.405 | 8 | 303 | 15 |  | Fixed | Roof
NJADRE1559882102 | Administratively Determined Incentive Program | NEPTUNE | 7753 | 6.38 | Residential | Behind the Meter | Yes | Whitman Construction, LLC | JCP&L |  | Accepted | 2025-06-10 | 2025-07-07 | 2026-07-07 | Solar Panels | JINKO SOLAR | JKM425N-54HL4-B |  | 0.425 | 15 | 63 | 27 |  | Fixed | Roof
NJADRE1559882102 | Administratively Determined Incentive Program | NEPTUNE | 7753 | 6.38 | Residential | Behind the Meter | Yes | Whitman Construction, LLC | JCP&L |  | Accepted | 2025-06-10 | 2025-07-07 | 2026-07-07 | Inverters | ENPHASE | IQ8PLUS-72-2-US | 290 |  | 15 |  |  | 0.975 |  | Outdoor
NJADRE1559882111 | Administratively Determined Incentive Program | SICKLERVILLE | 8081 | 10.94 | Residential | Behind the Meter | Yes | Sunrun Installation Services, Inc. | AC Electric |  | Accepted | 2025-06-10 | 2025-07-08 | 2026-07-08 | Solar Panels | JA Solar | JAM54S31-405/MR |  | 0.405 | 6 | 253 | 37 |  | Fixed | Roof
NJADRE1559882111 | Administratively Determined Incentive Program | SICKLERVILLE | 8081 | 10.94 | Residential | Behind the Meter | Yes | Sunrun Installation Services, Inc. | AC Electric |  | Accepted | 2025-06-10 | 2025-07-08 | 2026-07-08 | Solar Panels | JA Solar | JAM54S31-405/MR |  | 0.405 | 6 | 73 | 37 |  | Fixed | Roof
NJADRE1559882111 | Administratively Determined Incentive Program | SICKLERVILLE | 8081 | 10.94 | Residential | Behind the Meter | Yes | Sunrun Installation Services, Inc. | AC Electric |  | Accepted | 2025-06-10 | 2025-07-08 | 2026-07-08 | Inverters | SolarEdge Technologies | SE7600H-USMN | 7600 |  | 1 |  |  | 0.99 |  | Outdoor | Next to meter
NJADRE1559882111 | Administratively Determined Incentive Program | SICKLERVILLE | 8081 | 10.94 | Residential | Behind the Meter | Yes | Sunrun Installation Services, Inc. | AC Electric |  | Accepted | 2025-06-10 | 2025-07-08 | 2026-07-08 | Solar Panels | JA Solar | JAM54S31-405/MR |  | 0.405 | 15 | 163 | 30 |  | Fixed | Roof
NJADRE1559882131 | Administratively Determined Incentive Program | PRINCETON | 8540 | 18.86 | Residential | Behind the Meter | No | Tesla Energy Operations, Inc. | PSE&G |  | Accepted | 2025-06-10 | 2025-07-07 | 2026-07-07 | Solar Panels | Hanwha | Q.PEAK DUO BLK ML-G10+/TS 410 |  | 0.41 | 11 | 282 | 30 |  | Fixed | Roof
NJADRE1559882131 | Administratively Determined Incentive Program | PRINCETON | 8540 | 18.86 | Residential | Behind the Meter | No | Tesla Energy Operations, Inc. | PSE&G |  | Accepted | 2025-06-10 | 2025-07-07 | 2026-07-07 | Solar Panels | Hanwha | Q.PEAK DUO BLK ML-G10+/TS 410 |  | 0.41 | 3 | 192 | 40 |  | Fixed | Roof
NJADRE1559882131 | Administratively Determined Incentive Program | PRINCETON | 8540 | 18.86 | Residential | Behind the Meter | No | Tesla Energy Operations, Inc. | PSE&G |  | Accepted | 2025-06-10 | 2025-07-07 | 2026-07-07 | Inverters | Tesla | 1538000-XX-Y | 7600 |  | 2 |  |  | 0.98 |  | Outdoor
NJADRE1559882131 | Administratively Determined Incentive Program | PRINCETON | 8540 | 18.86 | Residential | Behind the Meter | No | Tesla Energy Operations, Inc. | PSE&G |  | Accepted | 2025-06-10 | 2025-07-07 | 2026-07-07 | Solar Panels | Hanwha | Q.PEAK DUO BLK ML-G10+/TS 410 |  | 0.41 | 10 | 282 | 30 |  | Fixed | Roof
NJADRE1559882131 | Administratively Determined Incentive Program | PRINCETON | 8540 | 18.86 | Residential | Behind the Meter | No | Tesla Energy Operations, Inc. | PSE&G |  | Accepted | 2025-06-10 | 2025-07-07 | 2026-07-07 | Solar Panels | Hanwha | Q.PEAK DUO BLK ML-G10+/TS 410 |  | 0.41 | 11 | 102 | 30 |  | Fixed | Roof
NJADRE1559882131 | Administratively Determined Incentive Program | PRINCETON | 8540 | 18.86 | Residential | Behind the Meter | No | Tesla Energy Operations, Inc. | PSE&G |  | Accepted | 2025-06-10 | 2025-07-07 | 2026-07-07 | Solar Panels | Hanwha | Q.PEAK DUO BLK ML-G10+/TS 410 |  | 0.41 | 11 | 192 | 40 |  | Fixed | Roof
NJADRE1559882135 | Administratively Determined Incentive Program | Califon | 7830 | 23.2 | Residential | Behind the Meter | No | AllSeason Solar | JCP&L |  | Accepted | 2025-06-10 | 2025-07-07 | 2026-07-07 | Inverters | Enphase | IQ8 Plus | 290 |  | 58 |  |  | 0.97 |  | Outside
NJADRE1559882135 | Administratively Determined Incentive Program | Califon | 7830 | 23.2 | Residential | Behind the Meter | No | AllSeason Solar | JCP&L |  | Accepted | 2025-06-10 | 2025-07-07 | 2026-07-07 | Solar Panels | Certainteed | CT400HC11-06 |  | 0.4 | 58 | 216 | 33 |  | Fixed | Roof
NJADRE1559882138 | Administratively Determined Incentive Program | TRENTON | 8638 | 4.675 | Residential | Behind the Meter | Yes | Power Energy Solutions, LLC | PSE&G |  | Accepted | 2025-06-10 | 2025-07-08 | 2026-07-08 | Inverters | SolarEdge | SE3800H-US | 3800 |  | 1 |  |  | 0.97 |  | Outdoor
NJADRE1559882138 | Administratively Determined Incentive Program | TRENTON | 8638 | 4.675 | Residential | Behind the Meter | Yes | Power Energy Solutions, LLC | PSE&G |  | Accepted | 2025-06-10 | 2025-07-08 | 2026-07-08 | Solar Panels | Trina Solar | TSM-425NE09RC.05 |  | 0.425 | 3 | 234 | 6 |  | Fixed | Roof
NJADRE1559882138 | Administratively Determined Incentive Program | TRENTON | 8638 | 4.675 | Residential | Behind the Meter | Yes | Power Energy Solutions, LLC | PSE&G |  | Accepted | 2025-06-10 | 2025-07-08 | 2026-07-08 | Solar Panels | Trina Solar | TSM-425NE09RC.05 |  | 0.425 | 4 | 234 | 30 |  | Fixed | Roof
NJADRE1559882138 | Administratively Determined Incentive Program | TRENTON | 8638 | 4.675 | Residential | Behind the Meter | Yes | Power Energy Solutions, LLC | PSE&G |  | Accepted | 2025-06-10 | 2025-07-08 | 2026-07-08 | Solar Panels | Trina Solar | TSM-425NE09RC.05 |  | 0.425 | 4 | 54 | 30 |  | Fixed | Roof
NJADRE1559882146 | Administratively Determined Incentive Program | Brick | 8724 | 12.615 | Residential | Behind the Meter | No | Skyline Solar, LLC | JCP&L |  | Accepted | 2025-06-10 | 2025-07-10 | 2026-07-10 | Inverters | Enphase | IQ8HC-72-M-DOM-US | 380 |  | 29 |  |  | 0.977 |  | Outside
NJADRE1559882146 | Administratively Determined Incentive Program | Brick | 8724 | 12.615 | Residential | Behind the Meter | No | Skyline Solar, LLC | JCP&L |  | Accepted | 2025-06-10 | 2025-07-10 | 2026-07-10 | Solar Panels | Hanwha | Q.TRON BLK M-G2+ |  | 0.435 | 26 | 124 | 33 |  | Fixed | Roof
NJADRE1559882146 | Administratively Determined Incentive Program | Brick | 8724 | 12.615 | Residential | Behind the Meter | No | Skyline Solar, LLC | JCP&L |  | Accepted | 2025-06-10 | 2025-07-10 | 2026-07-10 | Solar Panels | Hanwha | Q.TRON BLK M-G2+ |  | 0.435 | 3 | 124 | 33 |  | Fixed | Roof
NJADRE1559882151 | Administratively Determined Incentive Program | Rumson | 7760 | 24.38 | Residential | Behind the Meter | No | Maier Solar Engineering dba Solar Me | JCP&L |  | Accepted | 2025-06-10 | 2025-07-07 | 2026-07-07 | Inverters | Enphase | IQ8X | 380 |  | 53 |  |  | 0.96 |  | Outdoor | Next to meter
NJADRE1559882151 | Administratively Determined Incentive Program | Rumson | 7760 | 24.38 | Residential | Behind the Meter | No | Maier Solar Engineering dba Solar Me | JCP&L |  | Accepted | 2025-06-10 | 2025-07-07 | 2026-07-07 | Solar Panels | REC | REC460AA PURE-RX |  | 0.46 | 53 | 150 | 33 |  | Fixed | Roof
NJADRE1559882154 | Administratively Determined Incentive Program | Robbinsville | 8691 | 13.33 | Residential | Behind the Meter | No | Green Power Energy, LLC | JCP&L |  | Accepted | 2025-06-10 | 2025-07-07 | 2026-07-07 | Solar Panels | SEG Solar | SEG-430-BTD-BG |  | 0.43 | 19 | 143 | 34 |  | Fixed | Roof
NJADRE1559882154 | Administratively Determined Incentive Program | Robbinsville | 8691 | 13.33 | Residential | Behind the Meter | No | Green Power Energy, LLC | JCP&L |  | Accepted | 2025-06-10 | 2025-07-07 | 2026-07-07 | Solar Panels | SEG Solar | SEG-430-BTD-BG |  | 0.43 | 12 | 143 | 34 |  | Fixed | Roof
NJADRE1559882154 | Administratively Determined Incentive Program | Robbinsville | 8691 | 13.33 | Residential | Behind the Meter | No | Green Power Energy, LLC | JCP&L |  | Accepted | 2025-06-10 | 2025-07-07 | 2026-07-07 | Inverters | Enphase Energy | IQ8MC-72-M-US [240V] | 320 |  | 31 |  |  | 0.98 |  | Outside | Roof
NJADRE1559882159 | Administratively Determined Incentive Program | NEPTUNE | 7753 | 5.4 | Residential | Behind the Meter | No | SunnyMac, LLC | JCP&L |  | Accepted | 2025-06-10 | 2025-07-11 | 2026-07-11 | Inverters | SOLAREDGE HOME HUB | SE3800H-US | 3800 |  | 1 |  |  | 0.99 |  | Outdoor | next to meter
NJADRE1559882159 | Administratively Determined Incentive Program | NEPTUNE | 7753 | 5.4 | Residential | Behind the Meter | No | SunnyMac, LLC | JCP&L |  | Accepted | 2025-06-10 | 2025-07-11 | 2026-07-11 | Solar Panels | HANWHA | Q.PEAK DUO BLK ML-G10+ 415W |  | 0.415 | 9 | 243 | 18 |  | Fixed | Roof
NJADRE1559882159 | Administratively Determined Incentive Program | NEPTUNE | 7753 | 5.4 | Residential | Behind the Meter | No | SunnyMac, LLC | JCP&L |  | Accepted | 2025-06-10 | 2025-07-11 | 2026-07-11 | Solar Panels | HANWHA | Q.PEAK DUO BLK ML-G10+ 415W |  | 0.415 | 4 | 63 | 18 |  | Fixed | Roof
NJADRE1559882175 | Administratively Determined Incentive Program | Millville | 8332 | 4.25 | Residential | Behind the Meter | Yes | Whitman Construction, LLC | AC Electric |  | Accepted | 2025-06-10 | 2025-07-07 | 2026-07-07 | Solar Panels | JINKO SOLAR\ | JKM425N-54HL4-B |  | 0.425 | 10 | 194 | 23 |  | Fixed | Roof
NJADRE1559882175 | Administratively Determined Incentive Program | Millville | 8332 | 4.25 | Residential | Behind the Meter | Yes | Whitman Construction, LLC | AC Electric |  | Accepted | 2025-06-10 | 2025-07-07 | 2026-07-07 | Inverters | ENPHASE | IQ8HC-72-M-DOM-US | 380 |  | 10 |  |  | 0.973 |  | Outdoor
NJADRE1559882183 | Administratively Determined Incentive Program | Bloomsbury | 8804 | 6.45 | Residential | Behind the Meter | No | Green Power Energy, LLC | JCP&L |  | Accepted | 2025-06-10 | 2025-07-09 | 2026-07-09 | Solar Panels | SEG Solar | SEG-430-BTD-BG |  | 0.43 | 8 | 157 | 40 |  | Fixed | Roof
NJADRE1559882183 | Administratively Determined Incentive Program | Bloomsbury | 8804 | 6.45 | Residential | Behind the Meter | No | Green Power Energy, LLC | JCP&L |  | Accepted | 2025-06-10 | 2025-07-09 | 2026-07-09 | Inverters | Enphase Energy | IQ8MC-72-M-US [240V] | 320 |  | 15 |  |  | 0.98 |  | Outside | Roof
NJADRE1559882183 | Administratively Determined Incentive Program | Bloomsbury | 8804 | 6.45 | Residential | Behind the Meter | No | Green Power Energy, LLC | JCP&L |  | Accepted | 2025-06-10 | 2025-07-09 | 2026-07-09 | Solar Panels | SEG Solar | SEG-430-BTD-BG |  | 0.43 | 7 | 156 | 18 |  | Fixed | Roof
NJADRE1559882186 | Administratively Determined Incentive Program | WILLIAMSTOWN | 8094 | 4.05 | Residential | Behind the Meter | Yes | Sunrun Installation Services, Inc. | AC Electric |  | Accepted | 2025-06-10 | 2025-07-07 | 2026-07-07 | Solar Panels | JA Solar | JAM54S31-405/MR |  | 0.405 | 7 | 133 | 19 |  | Fixed | Roof
NJADRE1559882186 | Administratively Determined Incentive Program | WILLIAMSTOWN | 8094 | 4.05 | Residential | Behind the Meter | Yes | Sunrun Installation Services, Inc. | AC Electric |  | Accepted | 2025-06-10 | 2025-07-07 | 2026-07-07 | Inverters | SOLAREDGE TECHNOLOGIES | SE3800H-USMN | 3800 |  | 1 |  |  | 0.99 |  | Outdoor
NJADRE1559882186 | Administratively Determined Incentive Program | WILLIAMSTOWN | 8094 | 4.05 | Residential | Behind the Meter | Yes | Sunrun Installation Services, Inc. | AC Electric |  | Accepted | 2025-06-10 | 2025-07-07 | 2026-07-07 | Solar Panels | JA Solar | JAM54S31-405/MR |  | 0.405 | 3 | 133 | 21 |  | Fixed | Roof
NJADRE1559882194 | Administratively Determined Incentive Program | Gloucester Twp | 8081 | 6.96 | Residential | Behind the Meter | Yes | SunnyMac, LLC | AC Electric |  | Accepted | 2025-06-10 | 2025-07-07 | 2026-07-07 | Solar Panels | HANWHA | Q.TRON BLK M-G2+ 435W |  | 0.435 | 5 | 189 | 34 |  | Fixed | Roof
NJADRE1559882194 | Administratively Determined Incentive Program | Gloucester Twp | 8081 | 6.96 | Residential | Behind the Meter | Yes | SunnyMac, LLC | AC Electric |  | Accepted | 2025-06-10 | 2025-07-07 | 2026-07-07 | Solar Panels | HANWHA | Q.TRON BLK M-G2+ 435W |  | 0.435 | 11 | 189 | 28 |  | Fixed | Roof
NJADRE1559882194 | Administratively Determined Incentive Program | Gloucester Twp | 8081 | 6.96 | Residential | Behind the Meter | Yes | SunnyMac, LLC | AC Electric |  | Accepted | 2025-06-10 | 2025-07-07 | 2026-07-07 | Inverters | SOLAREDGE HOME HUB | SE5700H-US | 5760 |  | 1 |  |  | 0.99 |  | Outdoor | next to meter
NJADRE1559882201 | Administratively Determined Incentive Program | East Orange | 7017 | 5.67 | Residential | Behind the Meter | Yes | Sunrun Installation Services, Inc. | PSE&G |  | Accepted | 2025-06-10 | 2025-07-07 | 2026-07-07 | Solar Panels | JA Solar | JAM54S31-405/MR |  | 0.405 | 14 | 211 | 43 |  | Fixed | Roof
NJADRE1559882201 | Administratively Determined Incentive Program | East Orange | 7017 | 5.67 | Residential | Behind the Meter | Yes | Sunrun Installation Services, Inc. | PSE&G |  | Accepted | 2025-06-10 | 2025-07-07 | 2026-07-07 | Inverters | SolarEdge Technologies | SE3800H-USMN | 3800 |  | 1 |  |  | 0.99 |  | Outdoor | Next to meter
NJADRE1559882203 | Administratively Determined Incentive Program | ROCKAWAY | 7866 | 13.6 | Residential | Behind the Meter | No | AllSeason Solar | JCP&L |  | Accepted | 2025-06-10 | 2025-07-07 | 2026-07-07 | Solar Panels | Certainteed | CT400HC11-06 |  | 0.4 | 3 | 253 | 18 |  | Fixed | Roof
NJADRE1559882203 | Administratively Determined Incentive Program | ROCKAWAY | 7866 | 13.6 | Residential | Behind the Meter | No | AllSeason Solar | JCP&L |  | Accepted | 2025-06-10 | 2025-07-07 | 2026-07-07 | Solar Panels | Certainteed | CT400HC11-06 |  | 0.4 | 4 | 343 | 18 |  | Fixed | Roof
NJADRE1559882203 | Administratively Determined Incentive Program | ROCKAWAY | 7866 | 13.6 | Residential | Behind the Meter | No | AllSeason Solar | JCP&L |  | Accepted | 2025-06-10 | 2025-07-07 | 2026-07-07 | Solar Panels | Certainteed | CT400HC11-06 |  | 0.4 | 10 | 253 | 18 |  | Fixed | Roof
NJADRE1559882203 | Administratively Determined Incentive Program | ROCKAWAY | 7866 | 13.6 | Residential | Behind the Meter | No | AllSeason Solar | JCP&L |  | Accepted | 2025-06-10 | 2025-07-07 | 2026-07-07 | Inverters | Enphase | IQ8 Plus | 290 |  | 34 |  |  | 0.97 |  | Outside
NJADRE1559882203 | Administratively Determined Incentive Program | ROCKAWAY | 7866 | 13.6 | Residential | Behind the Meter | No | AllSeason Solar | JCP&L |  | Accepted | 2025-06-10 | 2025-07-07 | 2026-07-07 | Solar Panels | Certainteed | CT400HC11-06 |  | 0.4 | 11 | 73 | 18 |  | Fixed | Roof
NJADRE1559882203 | Administratively Determined Incentive Program | ROCKAWAY | 7866 | 13.6 | Residential | Behind the Meter | No | AllSeason Solar | JCP&L |  | Accepted | 2025-06-10 | 2025-07-07 | 2026-07-07 | Solar Panels | Certainteed | CT400HC11-06 |  | 0.4 | 6 | 163 | 18 |  | Fixed | Roof
NJADRE1559882208 | Administratively Determined Incentive Program | Warren | 7059 | 19.44 | Residential | Behind the Meter | Yes | Sunrun Installation Services, Inc. | JCP&L |  | Accepted | 2025-06-10 | 2025-07-07 | 2026-07-07 | Inverters | SOLAREDGE TECHNOLOGIES | SE7600H-USMN | 7600 |  | 1 |  |  | 0.99 |  | Outdoor
NJADRE1559882208 | Administratively Determined Incentive Program | Warren | 7059 | 19.44 | Residential | Behind the Meter | Yes | Sunrun Installation Services, Inc. | JCP&L |  | Accepted | 2025-06-10 | 2025-07-07 | 2026-07-07 | Solar Panels | JA SOLAR | JAM54S31-405/MR |  | 0.405 | 18 | 351 | 22 |  | Fixed | Roof
NJADRE1559882208 | Administratively Determined Incentive Program | Warren | 7059 | 19.44 | Residential | Behind the Meter | Yes | Sunrun Installation Services, Inc. | JCP&L |  | Accepted | 2025-06-10 | 2025-07-07 | 2026-07-07 | Inverters | SOLAREDGE TECHNOLOGIES | SE5700H-USMN | 5760 |  | 1 |  |  | 0.99 |  | Outdoor
NJADRE1559882208 | Administratively Determined Incentive Program | Warren | 7059 | 19.44 | Residential | Behind the Meter | Yes | Sunrun Installation Services, Inc. | JCP&L |  | Accepted | 2025-06-10 | 2025-07-07 | 2026-07-07 | Solar Panels | JA SOLAR | JAM54S31-405/MR |  | 0.405 | 12 | 261 | 24 |  | Fixed | Roof
NJADRE1559882208 | Administratively Determined Incentive Program | Warren | 7059 | 19.44 | Residential | Behind the Meter | Yes | Sunrun Installation Services, Inc. | JCP&L |  | Accepted | 2025-06-10 | 2025-07-07 | 2026-07-07 | Solar Panels | JA SOLAR | JAM54S31-405/MR |  | 0.405 | 18 | 171 | 23 |  | Fixed | Roof
NJADRE1559882643 | Administratively Determined Incentive Program | NEWARK | 7105 | 7.395 | Residential | Behind the Meter | No | Skyline Solar, LLC | PSE&G |  | Accepted | 2025-06-10 | 2025-07-09 | 2026-07-09 | Solar Panels | Hanwha | Q. Tron BLK M-G2+ |  | 0.435 | 15 | 210 | 10 |  | Fixed | Roof
NJADRE1559882643 | Administratively Determined Incentive Program | NEWARK | 7105 | 7.395 | Residential | Behind the Meter | No | Skyline Solar, LLC | PSE&G |  | Accepted | 2025-06-10 | 2025-07-09 | 2026-07-09 | Inverters | Enphase | IQ8PLUS-72-2-US | 290 |  | 17 |  |  | 0.977 |  | Outside
NJADRE1559882643 | Administratively Determined Incentive Program | NEWARK | 7105 | 7.395 | Residential | Behind the Meter | No | Skyline Solar, LLC | PSE&G |  | Accepted | 2025-06-10 | 2025-07-09 | 2026-07-09 | Solar Panels | Hanwha | Q. Tron BLK M-G2+ |  | 0.435 | 2 | 210 | 5 |  | Fixed | Roof
NJADRE1559882648 | Administratively Determined Incentive Program | KEARNY | 7032 | 4.68 | Residential | Behind the Meter | Yes | Power Energy Solutions, LLC | PSE&G |  | Accepted | 2025-06-10 | 2025-07-07 | 2026-07-07 | Solar Panels | Trina Solar | TSM-425NE09RC.05 |  | 0.425 | 11 | 217 | 35 |  | Fixed | Roof
NJADRE1559882648 | Administratively Determined Incentive Program | KEARNY | 7032 | 4.68 | Residential | Behind the Meter | Yes | Power Energy Solutions, LLC | PSE&G |  | Accepted | 2025-06-10 | 2025-07-07 | 2026-07-07 | Inverters | SolarEdge | SE3800H-US | 4 |  | 1 |  |  | 0.97 |  | Outdoor
NJADRE1559882816 | Administratively Determined Incentive Program | UNION BEACH | 7735 | 6.02 | Residential | Behind the Meter | No | Green Power Energy, LLC | JCP&L |  | Accepted | 2025-06-10 | 2025-07-09 | 2026-07-09 | Solar Panels | SEG Solar | SEG-430-BTD-BG |  | 0.43 | 3 | 176 | 18 |  | Fixed | Roof
NJADRE1559882816 | Administratively Determined Incentive Program | UNION BEACH | 7735 | 6.02 | Residential | Behind the Meter | No | Green Power Energy, LLC | JCP&L |  | Accepted | 2025-06-10 | 2025-07-09 | 2026-07-09 | Inverters | Enphase Energy | IQ8MC-72-M-US [240V] | 320 |  | 14 |  |  | 0.98 |  | Outside | Roof
NJADRE1559882816 | Administratively Determined Incentive Program | UNION BEACH | 7735 | 6.02 | Residential | Behind the Meter | No | Green Power Energy, LLC | JCP&L |  | Accepted | 2025-06-10 | 2025-07-09 | 2026-07-09 | Solar Panels | SEG Solar | SEG-430-BTD-BG |  | 0.43 | 11 | 176 | 28 |  | Fixed | Roof
NJADRE1559883784 | Administratively Determined Incentive Program | MAYS LANDING | 8330 | 4.675 | Residential | Behind the Meter | Yes | Whitman Construction, LLC | AC Electric |  | Accepted | 2025-06-10 | 2025-07-07 | 2026-07-07 | Inverters | ENPHASE | IQ8HC-72-M-DOM-US | 380 |  | 11 |  |  | 0.975 |  | Outdoor
NJADRE1559883784 | Administratively Determined Incentive Program | MAYS LANDING | 8330 | 4.675 | Residential | Behind the Meter | Yes | Whitman Construction, LLC | AC Electric |  | Accepted | 2025-06-10 | 2025-07-07 | 2026-07-07 | Solar Panels | JINKO SOLAR | JKM425N-54HL4-B |  | 0.425 | 11 | 221 | 30 |  | Fixed | Roof
NJADRE1559883791 | Administratively Determined Incentive Program | LINCOLN PARK | 7035 | 10.12 | Residential | Behind the Meter | No | AllSeason Solar | JCP&L |  | Accepted | 2025-06-10 | 2025-07-07 | 2026-07-07 | Inverters | Enphase | IQ8 Plus | 290 |  | 23 |  |  | 0.97 |  | Outside
NJADRE1559883791 | Administratively Determined Incentive Program | LINCOLN PARK | 7035 | 10.12 | Residential | Behind the Meter | No | AllSeason Solar | JCP&L |  | Accepted | 2025-06-10 | 2025-07-07 | 2026-07-07 | Solar Panels | Certainteed | CT440HC12-08 |  | 0.44 | 8 | 200 | 22 |  | Fixed | Roof
NJADRE1559883791 | Administratively Determined Incentive Program | LINCOLN PARK | 7035 | 10.12 | Residential | Behind the Meter | No | AllSeason Solar | JCP&L |  | Accepted | 2025-06-10 | 2025-07-07 | 2026-07-07 | Solar Panels | Certainteed | CT440HC12-08 |  | 0.44 | 15 | 200 | 28 |  | Fixed | Roof
NJADRE1559883794 | Administratively Determined Incentive Program | MOUNT EPHRAIM | 8059 | 12.18 | Residential | Behind the Meter | No | Skyline Solar, LLC | PSE&G |  | Accepted | 2025-06-10 | 2025-07-09 | 2026-07-09 | Solar Panels | Hanwha | Q.TRON BLK M-G2+ 435 |  | 0.435 | 9 | 72 | 33 |  | Fixed | Roof
NJADRE1559883794 | Administratively Determined Incentive Program | MOUNT EPHRAIM | 8059 | 12.18 | Residential | Behind the Meter | No | Skyline Solar, LLC | PSE&G |  | Accepted | 2025-06-10 | 2025-07-09 | 2026-07-09 | Solar Panels | Hanwha | Q.TRON BLK M-G2+ 435 |  | 0.435 | 19 | 252 | 33 |  | Fixed | Roof
NJADRE1559883794 | Administratively Determined Incentive Program | MOUNT EPHRAIM | 8059 | 12.18 | Residential | Behind the Meter | No | Skyline Solar, LLC | PSE&G |  | Accepted | 2025-06-10 | 2025-07-09 | 2026-07-09 | Inverters | Enphase | IQ8HC-72-M-DOM-US | 380 |  | 28 |  |  | 0.977 |  | Outside
NJADRE1559883804 | Administratively Determined Incentive Program | Clayton | 8312 | 9.43 | Residential | Behind the Meter | Yes | Sunrun Installation Services, Inc. | AC Electric |  | Accepted | 2025-06-10 | 2025-07-07 | 2026-07-07 | Solar Panels | Hanwha Q-Cells | Q.PEAK DUO BLK ML-G10+ 410 DCA (MD06G100A-017) |  | 0.41 | 23 | 162 | 43 |  | Fixed | Roof
NJADRE1559883804 | Administratively Determined Incentive Program | Clayton | 8312 | 9.43 | Residential | Behind the Meter | Yes | Sunrun Installation Services, Inc. | AC Electric |  | Accepted | 2025-06-10 | 2025-07-07 | 2026-07-07 | Inverters | SolarEdge Technologies | SE7600H-USMN | 7600 |  | 1 |  |  | 0.99 |  | Outdoor | Next to meter
NJADRE1559883804 | Administratively Determined Incentive Program | Clayton | 8312 | 9.43 | Residential | Behind the Meter | Yes | Sunrun Installation Services, Inc. | AC Electric |  | Accepted | 2025-06-10 | 2025-07-07 | 2026-07-07 | Electric Storage Battery | TESLA | Powerwall 3 1707000-xx-y |  |  | 1 |  |  |  | Lithium Ion |  | OUTSIDE
NJADRE1559883824 | Administratively Determined Incentive Program | Washington Township | 8080 | 10.44 | Residential | Behind the Meter | Yes | SunnyMac, LLC | AC Electric |  | Accepted | 2025-06-10 | 2025-07-07 | 2026-07-07 | Solar Panels | HANWHA | Q.TRON BLK M-G2+ |  | 0.435 | 12 | 126 | 19 |  | Fixed | Roof
NJADRE1559883824 | Administratively Determined Incentive Program | Washington Township | 8080 | 10.44 | Residential | Behind the Meter | Yes | SunnyMac, LLC | AC Electric |  | Accepted | 2025-06-10 | 2025-07-07 | 2026-07-07 | Inverters | SOLAREDGE HOME HUB | SE7600H-US | 7600 |  | 1 |  |  | 0.99 |  | Outdoor | NEX TO METER
NJADRE1559883824 | Administratively Determined Incentive Program | Washington Township | 8080 | 10.44 | Residential | Behind the Meter | Yes | SunnyMac, LLC | AC Electric |  | Accepted | 2025-06-10 | 2025-07-07 | 2026-07-07 | Solar Panels | HANWHA | Q.TRON BLK M-G2+ |  | 0.435 | 12 | 306 | 19 |  | Fixed | Roof
NJADRE1559883824 | Administratively Determined Incentive Program | Washington Township | 8080 | 10.44 | Residential | Behind the Meter | Yes | SunnyMac, LLC | AC Electric |  | Accepted | 2025-06-10 | 2025-07-07 | 2026-07-07 | Meters | SOLAREDGE HOME HUB | SE-RGMTR-1D-240C-B |  |  | 1 |  |  |  | Yes | Outdoor
NJADRE1559883831 | Administratively Determined Incentive Program | UNION | 7083 | 6.15 | Residential | Behind the Meter | Yes | Pro Custom Solar dba Momentum Solar | PSE&G |  | Accepted | 2025-06-10 | 2025-07-07 | 2026-07-07 | Solar Panels | HANWHA | Q.PEAK DUO BLK ML-G10+410 |  | 0.41 | 10 | 125 | 26 |  | Fixed | Roof
NJADRE1559883831 | Administratively Determined Incentive Program | UNION | 7083 | 6.15 | Residential | Behind the Meter | Yes | Pro Custom Solar dba Momentum Solar | PSE&G |  | Accepted | 2025-06-10 | 2025-07-07 | 2026-07-07 | Inverters | ENPHASE | IQ8HC-72-M-DOM-US | 380 |  | 15 |  |  | 0.97 |  | Outdoor
NJADRE1559883831 | Administratively Determined Incentive Program | UNION | 7083 | 6.15 | Residential | Behind the Meter | Yes | Pro Custom Solar dba Momentum Solar | PSE&G |  | Accepted | 2025-06-10 | 2025-07-07 | 2026-07-07 | Solar Panels | HANWHA | Q.PEAK DUO BLK ML-G10+410 |  | 0.41 | 5 | 126 | 10 |  | Fixed | Roof
NJADRE1559883834 | Administratively Determined Incentive Program | FLORHAM PARK | 7932 | 16.61 | Residential | Behind the Meter | Yes | Freedom Forever New Jersey, LLC | JCP&L |  | Accepted | 2025-06-10 | 2025-07-07 | 2026-07-07 | Inverters | Solar Edge | SE7600H-US | 7600 |  | 1 |  |  | 0.99 |  | Outside
NJADRE1559883834 | Administratively Determined Incentive Program | FLORHAM PARK | 7932 | 16.61 | Residential | Behind the Meter | Yes | Freedom Forever New Jersey, LLC | JCP&L |  | Accepted | 2025-06-10 | 2025-07-07 | 2026-07-07 | Solar Panels | JA Solar | JAM54S31-405/MR |  | 0.405 | 18 | 305 | 33 |  | Fixed | Roof
NJADRE1559883834 | Administratively Determined Incentive Program | FLORHAM PARK | 7932 | 16.61 | Residential | Behind the Meter | Yes | Freedom Forever New Jersey, LLC | JCP&L |  | Accepted | 2025-06-10 | 2025-07-07 | 2026-07-07 | Solar Panels | JA Solar | JAM54S31-405/MR |  | 0.405 | 6 | 125 | 33 |  | Fixed | Roof
NJADRE1559883834 | Administratively Determined Incentive Program | FLORHAM PARK | 7932 | 16.61 | Residential | Behind the Meter | Yes | Freedom Forever New Jersey, LLC | JCP&L |  | Accepted | 2025-06-10 | 2025-07-07 | 2026-07-07 | Solar Panels | JA Solar | JAM54S31-405/MR |  | 0.405 | 15 | 216 | 33 |  | Fixed | Roof
NJADRE1559883834 | Administratively Determined Incentive Program | FLORHAM PARK | 7932 | 16.61 | Residential | Behind the Meter | Yes | Freedom Forever New Jersey, LLC | JCP&L |  | Accepted | 2025-06-10 | 2025-07-07 | 2026-07-07 | Solar Panels | JA Solar | JAM54S31-405/MR |  | 0.405 | 2 | 306 | 33 |  | Fixed | Roof
NJADRE1559883843 | Administratively Determined Incentive Program | Toms River | 8755 | 10.56 | Residential | Behind the Meter | No | AllSeason Solar | JCP&L |  | Accepted | 2025-06-10 | 2025-07-07 | 2026-07-07 | Solar Panels | Certainteed | CT440HC12-08 |  | 0.44 | 4 | 115 | 24 |  | Fixed | Roof
NJADRE1559883843 | Administratively Determined Incentive Program | Toms River | 8755 | 10.56 | Residential | Behind the Meter | No | AllSeason Solar | JCP&L |  | Accepted | 2025-06-10 | 2025-07-07 | 2026-07-07 | Inverters | Enphase | IQ8 Plus | 290 |  | 24 |  |  | 0.97 |  | Outside
NJADRE1559883843 | Administratively Determined Incentive Program | Toms River | 8755 | 10.56 | Residential | Behind the Meter | No | AllSeason Solar | JCP&L |  | Accepted | 2025-06-10 | 2025-07-07 | 2026-07-07 | Solar Panels | Certainteed | CT440HC12-08 |  | 0.44 | 12 | 205 | 24 |  | Fixed | Roof
NJADRE1559883843 | Administratively Determined Incentive Program | Toms River | 8755 | 10.56 | Residential | Behind the Meter | No | AllSeason Solar | JCP&L |  | Accepted | 2025-06-10 | 2025-07-07 | 2026-07-07 | Solar Panels | Certainteed | CT440HC12-08 |  | 0.44 | 8 | 205 | 22 |  | Fixed | Roof
NJADRE1559883894 | Administratively Determined Incentive Program | Mantua | 8051 | 4.28 | Residential | Behind the Meter | No | GAF Energy | AC Electric |  | Accepted | 2025-06-10 | 2025-07-08 | 2026-07-08 | Inverters | DELTA ELECTRONICS | M4-TL-US | 4000 |  | 1 |  |  | 0.975 |  | Outside
NJADRE1559883894 | Administratively Determined Incentive Program | Mantua | 8051 | 4.28 | Residential | Behind the Meter | No | GAF Energy | AC Electric |  | Accepted | 2025-06-10 | 2025-07-08 | 2026-07-08 | Solar Panels | GAF ENERGY | TLS-2 |  | 0.057 | 75 | 232 | 35 |  | Fixed | Roof
NJADRE1559883905 | Administratively Determined Incentive Program | MARLBORO | 7746 | 15.99 | Residential | Behind the Meter | No | Tesla Energy Operations, Inc. | JCP&L |  | Accepted | 2025-06-10 | 2025-07-07 | 2026-07-07 | Solar Panels | Hanwha | Q.PEAK DUO BLK ML-G10+/TS 410 |  | 0.41 | 20 | 174 | 28 |  | Fixed | Roof
NJADRE1559883905 | Administratively Determined Incentive Program | MARLBORO | 7746 | 15.99 | Residential | Behind the Meter | No | Tesla Energy Operations, Inc. | JCP&L |  | Accepted | 2025-06-10 | 2025-07-07 | 2026-07-07 | Solar Panels | Hanwha | Q.PEAK DUO BLK ML-G10+/TS 410 |  | 0.41 | 8 | 355 | 28 |  | Fixed | Roof
NJADRE1559883905 | Administratively Determined Incentive Program | MARLBORO | 7746 | 15.99 | Residential | Behind the Meter | No | Tesla Energy Operations, Inc. | JCP&L |  | Accepted | 2025-06-10 | 2025-07-07 | 2026-07-07 | Electric Storage Battery | Tesla | Powerwall 3 |  |  | 2 |  |  |  | Lithium Ion |  | OUTSIDE
NJADRE1559883905 | Administratively Determined Incentive Program | MARLBORO | 7746 | 15.99 | Residential | Behind the Meter | No | Tesla Energy Operations, Inc. | JCP&L |  | Accepted | 2025-06-10 | 2025-07-07 | 2026-07-07 | Inverters | Tesla | 1707000-XX-Y | 11500 |  | 1 |  |  | 0.98 |  | Outdoor
NJADRE1559883905 | Administratively Determined Incentive Program | MARLBORO | 7746 | 15.99 | Residential | Behind the Meter | No | Tesla Energy Operations, Inc. | JCP&L |  | Accepted | 2025-06-10 | 2025-07-07 | 2026-07-07 | Solar Panels | Hanwha | Q.PEAK DUO BLK ML-G10+/TS 410 |  | 0.41 | 4 | 354 | 28 |  | Fixed | Roof
NJADRE1559883905 | Administratively Determined Incentive Program | MARLBORO | 7746 | 15.99 | Residential | Behind the Meter | No | Tesla Energy Operations, Inc. | JCP&L |  | Accepted | 2025-06-10 | 2025-07-07 | 2026-07-07 | Solar Panels | Hanwha | Q.PEAK DUO BLK ML-G10+/TS 410 |  | 0.41 | 7 | 84 | 45 |  | Fixed | Roof
NJADRE1559883906 | Administratively Determined Incentive Program | BERLIN | 8009 | 6.6 | Residential | Behind the Meter | No | AllSeason Solar | AC Electric |  | Accepted | 2025-06-10 | 2025-07-08 | 2026-07-08 | Inverters | Enphase | IQ8M-72-2-US | 325 |  | 15 |  |  | 0.97 |  | Outside
NJADRE1559883906 | Administratively Determined Incentive Program | BERLIN | 8009 | 6.6 | Residential | Behind the Meter | No | AllSeason Solar | AC Electric |  | Accepted | 2025-06-10 | 2025-07-08 | 2026-07-08 | Solar Panels | Enphase | CT440HC12-08 |  | 0.44 | 15 | 264 | 37 |  | Fixed | Roof
NJADRE1559883935 | Administratively Determined Incentive Program | Livingston | 7039 | 15.17 | Residential | Behind the Meter | No | Freedom Forever New Jersey, LLC | PSE&G |  | Accepted | 2025-06-10 | 2025-07-08 | 2026-07-08 | Solar Panels | Hanwha | Q.PEAK DUO BLK ML-G10+ 410 |  | 0.41 | 19 | 50 | 20 |  | Fixed | Roof
NJADRE1559883935 | Administratively Determined Incentive Program | Livingston | 7039 | 15.17 | Residential | Behind the Meter | No | Freedom Forever New Jersey, LLC | PSE&G |  | Accepted | 2025-06-10 | 2025-07-08 | 2026-07-08 | Inverters | Enphase | IQ8PLUS-72-2-US | 290 |  | 37 |  |  | 0.99 |  | Outdoor
NJADRE1559883935 | Administratively Determined Incentive Program | Livingston | 7039 | 15.17 | Residential | Behind the Meter | No | Freedom Forever New Jersey, LLC | PSE&G |  | Accepted | 2025-06-10 | 2025-07-08 | 2026-07-08 | Solar Panels | Hanwha | Q.PEAK DUO BLK ML-G10+ 410 |  | 0.41 | 18 | 230 | 20 |  | Fixed | Roof
NJADRE1559883944 | Administratively Determined Incentive Program | Bernards | 7920 | 16.53 | Residential | Behind the Meter | No | Venture Home Solar, LLC | JCP&L |  | Accepted | 2025-06-10 | 2025-07-09 | 2026-07-09 | Solar Panels | Hanwha | Q.TRON BLK M-G2+ 435 |  | 0.435 | 6 | 168 | 42 |  | Fixed | Roof
NJADRE1559883944 | Administratively Determined Incentive Program | Bernards | 7920 | 16.53 | Residential | Behind the Meter | No | Venture Home Solar, LLC | JCP&L |  | Accepted | 2025-06-10 | 2025-07-09 | 2026-07-09 | Solar Panels | Hanwha | Q.TRON BLK M-G2+ 435 |  | 0.435 | 9 | 78 | 26 |  | Fixed | Roof
NJADRE1559883944 | Administratively Determined Incentive Program | Bernards | 7920 | 16.53 | Residential | Behind the Meter | No | Venture Home Solar, LLC | JCP&L |  | Accepted | 2025-06-10 | 2025-07-09 | 2026-07-09 | Solar Panels | Hanwha | Q.TRON BLK M-G2+ 435 |  | 0.435 | 2 | 258 | 45 |  | Fixed | Roof
NJADRE1559883944 | Administratively Determined Incentive Program | Bernards | 7920 | 16.53 | Residential | Behind the Meter | No | Venture Home Solar, LLC | JCP&L |  | Accepted | 2025-06-10 | 2025-07-09 | 2026-07-09 | Solar Panels | Hanwha | Q.TRON BLK M-G2+ 435 |  | 0.435 | 3 | 168 | 45 |  | Fixed | Roof
NJADRE1559883944 | Administratively Determined Incentive Program | Bernards | 7920 | 16.53 | Residential | Behind the Meter | No | Venture Home Solar, LLC | JCP&L |  | Accepted | 2025-06-10 | 2025-07-09 | 2026-07-09 | Solar Panels | Hanwha | Q.TRON BLK M-G2+ 435 |  | 0.435 | 9 | 258 | 26 |  | Fixed | Roof
NJADRE1559883944 | Administratively Determined Incentive Program | Bernards | 7920 | 16.53 | Residential | Behind the Meter | No | Venture Home Solar, LLC | JCP&L |  | Accepted | 2025-06-10 | 2025-07-09 | 2026-07-09 | Inverters | Enphase Energy Inc. | IQ8MC-72-M-US | 330 |  | 38 |  |  | 0.9697 |  | Outside
NJADRE1559883944 | Administratively Determined Incentive Program | Bernards | 7920 | 16.53 | Residential | Behind the Meter | No | Venture Home Solar, LLC | JCP&L |  | Accepted | 2025-06-10 | 2025-07-09 | 2026-07-09 | Solar Panels | Hanwha | Q.TRON BLK M-G2+ 435 |  | 0.435 | 9 | 258 | 25 |  | Fixed | Roof
NJADRE1559883954 | Administratively Determined Incentive Program | Mays Landing | 8330 | 22 | Residential | Behind the Meter | No | AllSeason Solar | AC Electric |  | Accepted | 2025-06-10 | 2025-07-08 | 2026-07-08 | Solar Panels | Certainteed | CT440HC12-08 |  | 0.44 | 26 | 290 | 23 |  | Fixed | Roof
NJADRE1559883954 | Administratively Determined Incentive Program | Mays Landing | 8330 | 22 | Residential | Behind the Meter | No | AllSeason Solar | AC Electric |  | Accepted | 2025-06-10 | 2025-07-08 | 2026-07-08 | Inverters | Enphase | IQ8 Plus | 290 |  | 50 |  |  | 0.97 |  | Outside
NJADRE1559883954 | Administratively Determined Incentive Program | Mays Landing | 8330 | 22 | Residential | Behind the Meter | No | AllSeason Solar | AC Electric |  | Accepted | 2025-06-10 | 2025-07-08 | 2026-07-08 | Solar Panels | Certainteed | CT440HC12-08 |  | 0.44 | 24 | 110 | 23 |  | Fixed | Roof
NJADRE1559883970 | Administratively Determined Incentive Program | Stratford | 8084 | 10.92 | Residential | Behind the Meter | Yes | Panel Masters of NJ, LLC | AC Electric |  | Accepted | 2025-06-10 | 2025-07-08 | 2026-07-08 | Solar Panels | CANADIAN SOLAR | CS6.1-54TM-455H |  | 0.455 | 16 | 277 | 24 |  | Fixed | Roof
NJADRE1559883970 | Administratively Determined Incentive Program | Stratford | 8084 | 10.92 | Residential | Behind the Meter | Yes | Panel Masters of NJ, LLC | AC Electric |  | Accepted | 2025-06-10 | 2025-07-08 | 2026-07-08 | Inverters | Enphase | IQ8HC-72-m-Dom | 380 |  | 24 |  |  | 1 |  | Outside | Roof Top Under Panels
NJADRE1559883970 | Administratively Determined Incentive Program | Stratford | 8084 | 10.92 | Residential | Behind the Meter | Yes | Panel Masters of NJ, LLC | AC Electric |  | Accepted | 2025-06-10 | 2025-07-08 | 2026-07-08 | Solar Panels | CANADIAN SOLAR | CS6.1-54TM-455H |  | 0.455 | 8 | 276 | 19 |  | Fixed | Roof
NJADRE1559883979 | Administratively Determined Incentive Program | AVENEL | 7001 | 5.95 | Residential | Behind the Meter | Yes | Fusion Solar Energy, LLC | PSE&G |  | Accepted | 2025-06-10 | 2025-07-08 | 2026-07-08 | Solar Panels | TRINA SOLAR | TSM-NE09RC.05 |  | 0.425 | 6 | 115.31 | 38 |  | Fixed | Roof
NJADRE1559883979 | Administratively Determined Incentive Program | AVENEL | 7001 | 5.95 | Residential | Behind the Meter | Yes | Fusion Solar Energy, LLC | PSE&G |  | Accepted | 2025-06-10 | 2025-07-08 | 2026-07-08 | Inverters | ENPHASE | IQ8HC-72-M-DOM-US | 380 |  | 14 |  |  | 0.973 |  | Outside | Roof
NJADRE1559883979 | Administratively Determined Incentive Program | AVENEL | 7001 | 5.95 | Residential | Behind the Meter | Yes | Fusion Solar Energy, LLC | PSE&G |  | Accepted | 2025-06-10 | 2025-07-08 | 2026-07-08 | Solar Panels | TRINA SOLAR | TSM-NE09RC.05 |  | 0.425 | 8 | 115.31 | 17 |  | Fixed | Roof
NJADRE1559883988 | Administratively Determined Incentive Program | WILLINGBORO | 8046 | 11.375 | Residential | Behind the Meter | Yes | Panel Masters of NJ, LLC | PSE&G |  | Accepted | 2025-06-10 | 2025-07-08 | 2026-07-08 | Solar Panels | CANADIAN SOLAR | CS6.1-54TM-455H |  | 0.455 | 11 | 237 | 16 |  | Fixed | Roof
NJADRE1559883988 | Administratively Determined Incentive Program | WILLINGBORO | 8046 | 11.375 | Residential | Behind the Meter | Yes | Panel Masters of NJ, LLC | PSE&G |  | Accepted | 2025-06-10 | 2025-07-08 | 2026-07-08 | Inverters | Enphase | IQ8HC-72-m-Dom | 380 |  | 25 |  |  | 1 |  | Outside | Roof Top Under Panels
NJADRE1559883988 | Administratively Determined Incentive Program | WILLINGBORO | 8046 | 11.375 | Residential | Behind the Meter | Yes | Panel Masters of NJ, LLC | PSE&G |  | Accepted | 2025-06-10 | 2025-07-08 | 2026-07-08 | Solar Panels | CANADIAN SOLAR | CS6.1-54TM-455H |  | 0.455 | 14 | 237 | 29 |  | Fixed | Roof
NJADRE1559884009 | Administratively Determined Incentive Program | MAYS LANDING | 8330 | 9.1 | Residential | Behind the Meter | Yes | Panel Masters of NJ, LLC | AC Electric |  | Accepted | 2025-06-11 | 2025-07-09 | 2026-07-09 | Inverters | Enphase | IQ8PLUS-72-M-US | 290 |  | 20 |  |  | 0.977 |  | Outside | Roof Top Under Panels
NJADRE1559884009 | Administratively Determined Incentive Program | MAYS LANDING | 8330 | 9.1 | Residential | Behind the Meter | Yes | Panel Masters of NJ, LLC | AC Electric |  | Accepted | 2025-06-11 | 2025-07-09 | 2026-07-09 | Solar Panels | CANADIAN SOLAR | CS6.1-54TM-455H |  | 0.455 | 12 | 312 | 30 |  | Fixed | Roof
NJADRE1559884009 | Administratively Determined Incentive Program | MAYS LANDING | 8330 | 9.1 | Residential | Behind the Meter | Yes | Panel Masters of NJ, LLC | AC Electric |  | Accepted | 2025-06-11 | 2025-07-09 | 2026-07-09 | Solar Panels | CANADIAN SOLAR | CS6.1-54TM-455H |  | 0.455 | 8 | 133 | 30 |  | Fixed | Roof
NJADRE1559884573 | Administratively Determined Incentive Program | TOMS RIVER | 8753 | 15.73 | Residential | Behind the Meter | Yes | Fusion Solar Energy, LLC | JCP&L |  | Accepted | 2025-06-10 | 2025-07-08 | 2026-07-08 | Inverters | ENPHASE | IQ8HC-72-M-DOM-US | 380 |  | 37 |  |  | 0.97 |  | Outside | Roof
NJADRE1559884573 | Administratively Determined Incentive Program | TOMS RIVER | 8753 | 15.73 | Residential | Behind the Meter | Yes | Fusion Solar Energy, LLC | JCP&L |  | Accepted | 2025-06-10 | 2025-07-08 | 2026-07-08 | Solar Panels | TRINA SOLAR | TSM-425NE09RC.05 |  | 0.425 | 8 | 270 | 23 |  | Fixed | Roof
NJADRE1559884573 | Administratively Determined Incentive Program | TOMS RIVER | 8753 | 15.73 | Residential | Behind the Meter | Yes | Fusion Solar Energy, LLC | JCP&L |  | Accepted | 2025-06-10 | 2025-07-08 | 2026-07-08 | Solar Panels | TRINA SOLAR | TSM-425NE09RC.05 |  | 0.425 | 15 | 177 | 11 |  | Fixed | Roof
NJADRE1559884573 | Administratively Determined Incentive Program | TOMS RIVER | 8753 | 15.73 | Residential | Behind the Meter | Yes | Fusion Solar Energy, LLC | JCP&L |  | Accepted | 2025-06-10 | 2025-07-08 | 2026-07-08 | Solar Panels | TRINA SOLAR | TSM-425NE09RC.05 |  | 0.425 | 14 | 181 | 23 |  | Fixed | Roof
NJADRE1559884953 | Administratively Determined Incentive Program | BLACKWOOD | 8012 | 10.25 | Residential | Behind the Meter | Yes | Trinity Solar, LLC | AC Electric |  | Accepted | 2025-06-10 | 2025-07-08 | 2026-07-08 | Solar Panels | HANWHA | Q.PEAK DUO BLK ML-G10+ 410 |  | 0.41 | 7 | 265 | 21 |  | Fixed | Roof
NJADRE1559884953 | Administratively Determined Incentive Program | BLACKWOOD | 8012 | 10.25 | Residential | Behind the Meter | Yes | Trinity Solar, LLC | AC Electric |  | Accepted | 2025-06-10 | 2025-07-08 | 2026-07-08 | Inverters | Solar Edge | USE7600H-USMNBL75 | 7600 |  | 1 |  |  | 0.97 |  | Outdoor
NJADRE1559884953 | Administratively Determined Incentive Program | BLACKWOOD | 8012 | 10.25 | Residential | Behind the Meter | Yes | Trinity Solar, LLC | AC Electric |  | Accepted | 2025-06-10 | 2025-07-08 | 2026-07-08 | Solar Panels | HANWHA | Q.PEAK DUO BLK ML-G10+ 410 |  | 0.41 | 8 | 175 | 22 |  | Fixed | Roof
NJADRE1559884953 | Administratively Determined Incentive Program | BLACKWOOD | 8012 | 10.25 | Residential | Behind the Meter | Yes | Trinity Solar, LLC | AC Electric |  | Accepted | 2025-06-10 | 2025-07-08 | 2026-07-08 | Solar Panels | HANWHA | Q.PEAK DUO BLK ML-G10+ 410 |  | 0.41 | 10 | 85 | 21 |  | Fixed | Roof
NJADRE1559884968 | Administratively Determined Incentive Program | MONTCLAIR | 7042 | 5.33 | Residential | Behind the Meter | Yes | Trinity Solar, LLC | PSE&G |  | Accepted | 2025-06-10 | 2025-07-08 | 2026-07-08 | Inverters | Solar Edge | SE6000H-USSNBBL14 | 6000 |  | 1 |  |  | 0.97 |  | Outdoor
NJADRE1559884968 | Administratively Determined Incentive Program | MONTCLAIR | 7042 | 5.33 | Residential | Behind the Meter | Yes | Trinity Solar, LLC | PSE&G |  | Accepted | 2025-06-10 | 2025-07-08 | 2026-07-08 | Solar Panels | HANWHA | Q.PEAK DUO BLK ML-G10+ 410 |  | 0.41 | 13 | 222 | 36 |  | Fixed | Roof
NJADRE1559884982 | Administratively Determined Incentive Program | MONTCLAIR | 7042 | 2.87 | Residential | Behind the Meter | Yes | Trinity Solar, LLC | PSE&G |  | Accepted | 2025-06-10 | 2025-07-08 | 2026-07-08 | Solar Panels | HANWHA | Q.PEAK DUO BLK ML-G10+ 410 |  | 0.41 | 4 | 312 | 36 |  | Fixed | Roof
NJADRE1559884982 | Administratively Determined Incentive Program | MONTCLAIR | 7042 | 2.87 | Residential | Behind the Meter | Yes | Trinity Solar, LLC | PSE&G |  | Accepted | 2025-06-10 | 2025-07-08 | 2026-07-08 | Inverters | Solar Edge | SE3000H-US000BEI4 | 3000 |  | 1 |  |  | 0.97 |  | Outdoor
NJADRE1559884982 | Administratively Determined Incentive Program | MONTCLAIR | 7042 | 2.87 | Residential | Behind the Meter | Yes | Trinity Solar, LLC | PSE&G |  | Accepted | 2025-06-10 | 2025-07-08 | 2026-07-08 | Solar Panels | HANWHA | Q.PEAK DUO BLK ML-G10+ 410 |  | 0.41 | 3 | 222 | 36 |  | Fixed | Roof
NJADRE1559886809 | Administratively Determined Incentive Program | MARLBORO TOWNSHIP | 7751 | 20.88 | Residential | Behind the Meter | Yes | Venture Home Solar, LLC | JCP&L |  | Accepted | 2025-06-11 | 2025-07-09 | 2026-07-09 | Solar Panels | Hanwha | Q.TRON BLK M-G2+ 435 |  | 0.435 | 29 | 141 | 28 |  | Fixed | Roof
NJADRE1559886809 | Administratively Determined Incentive Program | MARLBORO TOWNSHIP | 7751 | 20.88 | Residential | Behind the Meter | Yes | Venture Home Solar, LLC | JCP&L |  | Accepted | 2025-06-11 | 2025-07-09 | 2026-07-09 | Inverters | EnPhase | IQ8HC-72-M-DOM-US (240V) | 366 |  | 48 |  |  | 0.98361 |  | Outside
NJADRE1559886809 | Administratively Determined Incentive Program | MARLBORO TOWNSHIP | 7751 | 20.88 | Residential | Behind the Meter | Yes | Venture Home Solar, LLC | JCP&L |  | Accepted | 2025-06-11 | 2025-07-09 | 2026-07-09 | Solar Panels | Hanwha | Q.TRON BLK M-G2+ 435 |  | 0.435 | 3 | 141 | 25 |  | Fixed | Roof
NJADRE1559886809 | Administratively Determined Incentive Program | MARLBORO TOWNSHIP | 7751 | 20.88 | Residential | Behind the Meter | Yes | Venture Home Solar, LLC | JCP&L |  | Accepted | 2025-06-11 | 2025-07-09 | 2026-07-09 | Solar Panels | Hanwha | Q.TRON BLK M-G2+ 435 |  | 0.435 | 8 | 51 | 20 |  | Fixed | Roof
NJADRE1559886809 | Administratively Determined Incentive Program | MARLBORO TOWNSHIP | 7751 | 20.88 | Residential | Behind the Meter | Yes | Venture Home Solar, LLC | JCP&L |  | Accepted | 2025-06-11 | 2025-07-09 | 2026-07-09 | Solar Panels | Hanwha | Q.TRON BLK M-G2+ 435 |  | 0.435 | 8 | 231 | 18 |  | Fixed | Roof
NJADRE1559886810 | Administratively Determined Incentive Program | Toms River | 8753 | 38.28 | Residential | Behind the Meter | Yes | Venture Home Solar, LLC | JCP&L |  | Accepted | 2025-06-11 | 2025-07-09 | 2026-07-09 | Inverters | Enphase Energy Inc. | IQ8HC-72-M-DOM-US (240V) | 366 |  | 88 |  |  | 0.98361 |  | Outside
NJADRE1559886810 | Administratively Determined Incentive Program | Toms River | 8753 | 38.28 | Residential | Behind the Meter | Yes | Venture Home Solar, LLC | JCP&L |  | Accepted | 2025-06-11 | 2025-07-09 | 2026-07-09 | Solar Panels | Hanwha | Q.TRON BLK M-G2+ 435 |  | 0.435 | 30 | 0 | 30 |  | Fixed | Roof
NJADRE1559886810 | Administratively Determined Incentive Program | Toms River | 8753 | 38.28 | Residential | Behind the Meter | Yes | Venture Home Solar, LLC | JCP&L |  | Accepted | 2025-06-11 | 2025-07-09 | 2026-07-09 | Solar Panels | Hanwha | Q.TRON BLK M-G2+ 435 |  | 0.435 | 28 | 180 | 30 |  | Fixed | Roof
NJADRE1559886810 | Administratively Determined Incentive Program | Toms River | 8753 | 38.28 | Residential | Behind the Meter | Yes | Venture Home Solar, LLC | JCP&L |  | Accepted | 2025-06-11 | 2025-07-09 | 2026-07-09 | Solar Panels | Hanwha | Q.TRON BLK M-G2+ 435 |  | 0.435 | 16 | 0 | 30 |  | Fixed | Roof
NJADRE1559886810 | Administratively Determined Incentive Program | Toms River | 8753 | 38.28 | Residential | Behind the Meter | Yes | Venture Home Solar, LLC | JCP&L |  | Accepted | 2025-06-11 | 2025-07-09 | 2026-07-09 | Solar Panels | Hanwha | Q.TRON BLK M-G2+ 435 |  | 0.435 | 14 | 180 | 30 |  | Fixed | Roof
NJADRE1559886812 | Administratively Determined Incentive Program | HARRINGTON PARK | 7640 | 8.7 | Residential | Behind the Meter | No | Venture Home Solar, LLC | Orange Rockland Electric |  | Accepted | 2025-06-11 | 2025-07-09 | 2026-07-09 | Solar Panels | Hanwha | Q.TRON BLK M-G2+ 435 |  | 0.435 | 2 | 357 | 8 |  | Fixed | Roof
NJADRE1559886812 | Administratively Determined Incentive Program | HARRINGTON PARK | 7640 | 8.7 | Residential | Behind the Meter | No | Venture Home Solar, LLC | Orange Rockland Electric |  | Accepted | 2025-06-11 | 2025-07-09 | 2026-07-09 | Solar Panels | Hanwha | Q.TRON BLK M-G2+ 435 |  | 0.435 | 4 | 267 | 8 |  | Fixed | Roof
NJADRE1559886812 | Administratively Determined Incentive Program | HARRINGTON PARK | 7640 | 8.7 | Residential | Behind the Meter | No | Venture Home Solar, LLC | Orange Rockland Electric |  | Accepted | 2025-06-11 | 2025-07-09 | 2026-07-09 | Solar Panels | Hanwha | Q.TRON BLK M-G2+ 435 |  | 0.435 | 2 | 177 | 8 |  | Fixed | Roof
NJADRE1559886812 | Administratively Determined Incentive Program | HARRINGTON PARK | 7640 | 8.7 | Residential | Behind the Meter | No | Venture Home Solar, LLC | Orange Rockland Electric |  | Accepted | 2025-06-11 | 2025-07-09 | 2026-07-09 | Solar Panels | Hanwha | Q.TRON BLK M-G2+ 435 |  | 0.435 | 6 | 87 | 8 |  | Fixed | Roof
NJADRE1559886812 | Administratively Determined Incentive Program | HARRINGTON PARK | 7640 | 8.7 | Residential | Behind the Meter | No | Venture Home Solar, LLC | Orange Rockland Electric |  | Accepted | 2025-06-11 | 2025-07-09 | 2026-07-09 | Solar Panels | Hanwha | Q.TRON BLK M-G2+ 435 |  | 0.435 | 3 | 178 | 15 |  | Fixed | Roof
NJADRE1559886812 | Administratively Determined Incentive Program | HARRINGTON PARK | 7640 | 8.7 | Residential | Behind the Meter | No | Venture Home Solar, LLC | Orange Rockland Electric |  | Accepted | 2025-06-11 | 2025-07-09 | 2026-07-09 | Solar Panels | Hanwha | Q.TRON BLK M-G2+ 435 |  | 0.435 | 3 | 177 | 8 |  | Fixed | Roof
NJADRE1559886812 | Administratively Determined Incentive Program | HARRINGTON PARK | 7640 | 8.7 | Residential | Behind the Meter | No | Venture Home Solar, LLC | Orange Rockland Electric |  | Accepted | 2025-06-11 | 2025-07-09 | 2026-07-09 | Inverters | Tesla Solar | 1707000-xx-y | 330 |  | 1 |  |  | 0.9697 |  | Outside
NJADRE1559886819 | Administratively Determined Incentive Program | EGG HARBOR TOWNSHIP | 8234 | 11.05 | Residential | Behind the Meter | Yes | Whitman Construction, LLC | AC Electric |  | Accepted | 2025-06-11 | 2025-07-08 | 2026-07-08 | Solar Panels | JINKO SOLAR | JKM425N-54HL4-B |  | 0.425 | 5 | 202 | 38 |  | Fixed | Roof
NJADRE1559886819 | Administratively Determined Incentive Program | EGG HARBOR TOWNSHIP | 8234 | 11.05 | Residential | Behind the Meter | Yes | Whitman Construction, LLC | AC Electric |  | Accepted | 2025-06-11 | 2025-07-08 | 2026-07-08 | Inverters | ENPHASE | IQ8PLUS-72-2-US | 290 |  | 26 |  |  | 0.975 |  | Outdoor
NJADRE1559886819 | Administratively Determined Incentive Program | EGG HARBOR TOWNSHIP | 8234 | 11.05 | Residential | Behind the Meter | Yes | Whitman Construction, LLC | AC Electric |  | Accepted | 2025-06-11 | 2025-07-08 | 2026-07-08 | Solar Panels | JINKO SOLAR | JKM425N-54HL4-B |  | 0.425 | 8 | 112 | 31 |  | Fixed | Roof
NJADRE1559886819 | Administratively Determined Incentive Program | EGG HARBOR TOWNSHIP | 8234 | 11.05 | Residential | Behind the Meter | Yes | Whitman Construction, LLC | AC Electric |  | Accepted | 2025-06-11 | 2025-07-08 | 2026-07-08 | Solar Panels | JINKO SOLAR | JKM425N-54HL4-B |  | 0.425 | 13 | 292 | 31 |  | Fixed | Roof
NJADRE1559886822 | Administratively Determined Incentive Program | BRICK | 8724 | 10.2 | Residential | Behind the Meter | Yes | Whitman Construction, LLC | JCP&L |  | Accepted | 2025-06-11 | 2025-07-08 | 2026-07-08 | Solar Panels | JINKO SOLAR | JKM425N-54HL4-B |  | 0.425 | 4 | 109 | 20 |  | Fixed | Roof
NJADRE1559886822 | Administratively Determined Incentive Program | BRICK | 8724 | 10.2 | Residential | Behind the Meter | Yes | Whitman Construction, LLC | JCP&L |  | Accepted | 2025-06-11 | 2025-07-08 | 2026-07-08 | Solar Panels | JINKO SOLAR | JKM425N-54HL4-B |  | 0.425 | 8 | 289 | 20 |  | Fixed | Roof
NJADRE1559886822 | Administratively Determined Incentive Program | BRICK | 8724 | 10.2 | Residential | Behind the Meter | Yes | Whitman Construction, LLC | JCP&L |  | Accepted | 2025-06-11 | 2025-07-08 | 2026-07-08 | Inverters | ENPHASE | IQ8HC-72-M-DOM-US | 380 |  | 24 |  |  | 0.973 |  | Outdoor
NJADRE1559886822 | Administratively Determined Incentive Program | BRICK | 8724 | 10.2 | Residential | Behind the Meter | Yes | Whitman Construction, LLC | JCP&L |  | Accepted | 2025-06-11 | 2025-07-08 | 2026-07-08 | Solar Panels | JINKO SOLAR | JKM425N-54HL4-B |  | 0.425 | 11 | 109 | 20 |  | Fixed | Roof
NJADRE1559886822 | Administratively Determined Incentive Program | BRICK | 8724 | 10.2 | Residential | Behind the Meter | Yes | Whitman Construction, LLC | JCP&L |  | Accepted | 2025-06-11 | 2025-07-08 | 2026-07-08 | Solar Panels | JINKO SOLAR | JKM425N-54HL4-B |  | 0.425 | 1 | 289 | 20 |  | Fixed | Roof
NJADRE1559886826 | Administratively Determined Incentive Program | MAYS LANDING | 8330 | 12.555 | Residential | Behind the Meter | Yes | Sunrun Installation Services, Inc. | AC Electric |  | Accepted | 2025-06-11 | 2025-07-08 | 2026-07-08 | Solar Panels | JA Solar | JAM54S31-405/MR |  | 0.405 | 4 | 208 | 40 |  | Fixed | Roof
NJADRE1559886826 | Administratively Determined Incentive Program | MAYS LANDING | 8330 | 12.555 | Residential | Behind the Meter | Yes | Sunrun Installation Services, Inc. | AC Electric |  | Accepted | 2025-06-11 | 2025-07-08 | 2026-07-08 | Inverters | SolarEdge Technologies | SE10000H-USMN | 10000 |  | 1 |  |  | 0.99 |  | Outdoor | Next to meter
NJADRE1559886826 | Administratively Determined Incentive Program | MAYS LANDING | 8330 | 12.555 | Residential | Behind the Meter | Yes | Sunrun Installation Services, Inc. | AC Electric |  | Accepted | 2025-06-11 | 2025-07-08 | 2026-07-08 | Solar Panels | JA Solar | JAM54S31-405/MR |  | 0.405 | 8 | 27 | 45 |  | Fixed | Roof
NJADRE1559886826 | Administratively Determined Incentive Program | MAYS LANDING | 8330 | 12.555 | Residential | Behind the Meter | Yes | Sunrun Installation Services, Inc. | AC Electric |  | Accepted | 2025-06-11 | 2025-07-08 | 2026-07-08 | Solar Panels | JA Solar | JAM54S31-405/MR |  | 0.405 | 19 | 207 | 45 |  | Fixed | Roof
NJADRE1559886837 | Administratively Determined Incentive Program | MONROE TOWNSHIP | 8831 | 5.98 | Residential | Behind the Meter | No | Exact Solar | JCP&L |  | Accepted | 2025-06-11 | 2025-07-08 | 2026-07-08 | Solar Panels | REC | REC460AA Pure-RX |  | 0.46 | 4 | 233 | 39 |  | Fixed | Roof
NJADRE1559886837 | Administratively Determined Incentive Program | MONROE TOWNSHIP | 8831 | 5.98 | Residential | Behind the Meter | No | Exact Solar | JCP&L |  | Accepted | 2025-06-11 | 2025-07-08 | 2026-07-08 | Inverters | Enphase | IQ8X-80-M-US(240V) | 380 |  | 13 |  |  | 0.965 |  | Outdoor | Under the panels
NJADRE1559886837 | Administratively Determined Incentive Program | MONROE TOWNSHIP | 8831 | 5.98 | Residential | Behind the Meter | No | Exact Solar | JCP&L |  | Accepted | 2025-06-11 | 2025-07-08 | 2026-07-08 | Solar Panels | REC | REC460AA Pure-RX |  | 0.46 | 9 | 142.8 | 33 |  | Fixed | Roof
NJADRE1559886839 | Administratively Determined Incentive Program | Scotch Plains | 7076 | 14.58 | Residential | Behind the Meter | Yes | Sunrun Installation Services, Inc. | PSE&G |  | Accepted | 2025-06-11 | 2025-07-08 | 2026-07-08 | Solar Panels | JA Solar | JAM54S31-405/MR |  | 0.405 | 17 | 204 | 39 |  | Fixed | Roof
NJADRE1559886839 | Administratively Determined Incentive Program | Scotch Plains | 7076 | 14.58 | Residential | Behind the Meter | Yes | Sunrun Installation Services, Inc. | PSE&G |  | Accepted | 2025-06-11 | 2025-07-08 | 2026-07-08 | Solar Panels | JA Solar | JAM54S31-405/MR |  | 0.405 | 19 | 24 | 19 |  | Fixed | Roof
NJADRE1559886839 | Administratively Determined Incentive Program | Scotch Plains | 7076 | 14.58 | Residential | Behind the Meter | Yes | Sunrun Installation Services, Inc. | PSE&G |  | Accepted | 2025-06-11 | 2025-07-08 | 2026-07-08 | Inverters | SolarEdge Technologies | SE10000H-USMN | 10000 |  | 1 |  |  | 0.99 |  | Outdoor | Next to meter
NJADRE1559886842 | Administratively Determined Incentive Program | Pennsauken | 8110 | 7.23 | Residential | Behind the Meter | Yes | Whitman Construction, LLC | PSE&G |  | Accepted | 2025-06-11 | 2025-07-08 | 2026-07-08 | Solar Panels | JINKO SOLAR | JKM425N-54HL4-B |  | 0.425 | 17 | 34 | 1 |  | Fixed | Roof
NJADRE1559886842 | Administratively Determined Incentive Program | Pennsauken | 8110 | 7.23 | Residential | Behind the Meter | Yes | Whitman Construction, LLC | PSE&G |  | Accepted | 2025-06-11 | 2025-07-08 | 2026-07-08 | Inverters | ENPHASE | IQ8HC-72-M-DOM-US | 380 |  | 17 |  |  | 0.973 |  | Outdoor
NJADRE1559886845 | Administratively Determined Incentive Program | Brick | 8724 | 8.2 | Residential | Behind the Meter | Yes | Reliable Power Services, Inc. | JCP&L |  | Accepted | 2025-06-11 | 2025-07-08 | 2026-07-08 | Inverters | Enphase | IQ8 plus | 290 |  | 20 |  |  | 0.97 |  | Outdoor
NJADRE1559886845 | Administratively Determined Incentive Program | Brick | 8724 | 8.2 | Residential | Behind the Meter | Yes | Reliable Power Services, Inc. | JCP&L |  | Accepted | 2025-06-11 | 2025-07-08 | 2026-07-08 | Solar Panels | REC | REC410 |  | 0.41 | 4 | 153 | 27 |  | Fixed | Roof
NJADRE1559886845 | Administratively Determined Incentive Program | Brick | 8724 | 8.2 | Residential | Behind the Meter | Yes | Reliable Power Services, Inc. | JCP&L |  | Accepted | 2025-06-11 | 2025-07-08 | 2026-07-08 | Solar Panels | REC | REC410 |  | 0.41 | 16 | 244 | 18 |  | Fixed | Roof
NJADRE1559886849 | Administratively Determined Incentive Program | Belleville | 7109 | 10.66 | Residential | Behind the Meter | Yes | Sunrun Installation Services, Inc. | PSE&G |  | Accepted | 2025-06-11 | 2025-07-08 | 2026-07-08 | Solar Panels | Hanwha Q-Cells | Q.PEAK DUO BLK ML-G10+ 410 DCA (MD06G100A-017) |  | 0.41 | 12 | 287 | 30 |  | Fixed | Roof
NJADRE1559886849 | Administratively Determined Incentive Program | Belleville | 7109 | 10.66 | Residential | Behind the Meter | Yes | Sunrun Installation Services, Inc. | PSE&G |  | Accepted | 2025-06-11 | 2025-07-08 | 2026-07-08 | Inverters | TESLA | Powerwall 3 1707000-xx-y | 11500 |  | 1 |  |  | 0.97 |  | Outdoor | Next to meter
NJADRE1559886849 | Administratively Determined Incentive Program | Belleville | 7109 | 10.66 | Residential | Behind the Meter | Yes | Sunrun Installation Services, Inc. | PSE&G |  | Accepted | 2025-06-11 | 2025-07-08 | 2026-07-08 | Solar Panels | Hanwha Q-Cells | Q.PEAK DUO BLK ML-G10+ 410 DCA (MD06G100A-017) |  | 0.41 | 2 | 287 | 30 |  | Fixed | Roof
NJADRE1559886849 | Administratively Determined Incentive Program | Belleville | 7109 | 10.66 | Residential | Behind the Meter | Yes | Sunrun Installation Services, Inc. | PSE&G |  | Accepted | 2025-06-11 | 2025-07-08 | 2026-07-08 | Electric Storage Battery | TESLA | Powerwall 3 1707000-xx-y |  |  | 1 |  |  |  | Lithium Ion |  | OUTSIDE
NJADRE1559886849 | Administratively Determined Incentive Program | Belleville | 7109 | 10.66 | Residential | Behind the Meter | Yes | Sunrun Installation Services, Inc. | PSE&G |  | Accepted | 2025-06-11 | 2025-07-08 | 2026-07-08 | Solar Panels | Hanwha Q-Cells | Q.PEAK DUO BLK ML-G10+ 410 DCA (MD06G100A-017) |  | 0.41 | 10 | 107 | 30 |  | Fixed | Roof
NJADRE1559886849 | Administratively Determined Incentive Program | Belleville | 7109 | 10.66 | Residential | Behind the Meter | Yes | Sunrun Installation Services, Inc. | PSE&G |  | Accepted | 2025-06-11 | 2025-07-08 | 2026-07-08 | Solar Panels | Hanwha Q-Cells | Q.PEAK DUO BLK ML-G10+ 410 DCA (MD06G100A-017) |  | 0.41 | 2 | 107 | 30 |  | Fixed | Roof
NJADRE1559886852 | Administratively Determined Incentive Program | Westwood | 7675 | 14.79 | Residential | Behind the Meter | Yes | SunnyMac, LLC | PSE&G |  | Accepted | 2025-06-11 | 2025-07-10 | 2026-07-10 | Solar Panels | HANWHA | Q.TRON BLK M-G2+ |  | 0.435 | 12 | 113 | 33 |  | Fixed | Roof
NJADRE1559886852 | Administratively Determined Incentive Program | Westwood | 7675 | 14.79 | Residential | Behind the Meter | Yes | SunnyMac, LLC | PSE&G |  | Accepted | 2025-06-11 | 2025-07-10 | 2026-07-10 | Solar Panels | HANWHA | Q.TRON BLK M-G2+ |  | 0.435 | 10 | 293 | 33 |  | Fixed | Roof
NJADRE1559886852 | Administratively Determined Incentive Program | Westwood | 7675 | 14.79 | Residential | Behind the Meter | Yes | SunnyMac, LLC | PSE&G |  | Accepted | 2025-06-11 | 2025-07-10 | 2026-07-10 | Solar Panels | HANWHA | Q.TRON BLK M-G2+ |  | 0.435 | 5 | 203 | 32 |  | Fixed | Roof
NJADRE1559886852 | Administratively Determined Incentive Program | Westwood | 7675 | 14.79 | Residential | Behind the Meter | Yes | SunnyMac, LLC | PSE&G |  | Accepted | 2025-06-11 | 2025-07-10 | 2026-07-10 | Solar Panels | HANWHA | Q.TRON BLK M-G2+ |  | 0.435 | 3 | 203 | 32 |  | Fixed | Roof
NJADRE1559886852 | Administratively Determined Incentive Program | Westwood | 7675 | 14.79 | Residential | Behind the Meter | Yes | SunnyMac, LLC | PSE&G |  | Accepted | 2025-06-11 | 2025-07-10 | 2026-07-10 | Solar Panels | HANWHA | Q.TRON BLK M-G2+ |  | 0.435 | 4 | 113 | 33 |  | Fixed | Roof
NJADRE1559886852 | Administratively Determined Incentive Program | Westwood | 7675 | 14.79 | Residential | Behind the Meter | Yes | SunnyMac, LLC | PSE&G |  | Accepted | 2025-06-11 | 2025-07-10 | 2026-07-10 | Inverters | SOLAREDGE HOME HUB | SE10000H-US | 10000 |  | 1 |  |  | 0.99 |  | Outdoor | next to meter
NJADRE1559886876 | Administratively Determined Incentive Program | Hillside | 7205 | 10.94 | Residential | Behind the Meter | Yes | Sunrun Installation Services, Inc. | PSE&G |  | Accepted | 2025-06-11 | 2025-07-08 | 2026-07-08 | Solar Panels | JA SOLAR | JAM54S31-405/MR |  | 0.405 | 3 | 274 | 24 |  | Fixed | Roof
NJADRE1559886876 | Administratively Determined Incentive Program | Hillside | 7205 | 10.94 | Residential | Behind the Meter | Yes | Sunrun Installation Services, Inc. | PSE&G |  | Accepted | 2025-06-11 | 2025-07-08 | 2026-07-08 | Solar Panels | JA SOLAR | JAM54S31-405/MR |  | 0.405 | 6 | 183 | 24 |  | Fixed | Roof
NJADRE1559886876 | Administratively Determined Incentive Program | Hillside | 7205 | 10.94 | Residential | Behind the Meter | Yes | Sunrun Installation Services, Inc. | PSE&G |  | Accepted | 2025-06-11 | 2025-07-08 | 2026-07-08 | Inverters | SOLAREDGE TECHNOLOGIES | SE7600H-USMN | 7600 |  | 1 |  |  | 0.99 |  | Outdoor
NJADRE1559886876 | Administratively Determined Incentive Program | Hillside | 7205 | 10.94 | Residential | Behind the Meter | Yes | Sunrun Installation Services, Inc. | PSE&G |  | Accepted | 2025-06-11 | 2025-07-08 | 2026-07-08 | Solar Panels | JA SOLAR | JAM54S31-405/MR |  | 0.405 | 18 | 93 | 24 |  | Fixed | Roof
NJADRE1559886881 | Administratively Determined Incentive Program | Egg Harbor Township | 8234 | 14.03 | Residential | Behind the Meter | Yes | Whitman Construction, LLC | AC Electric |  | Accepted | 2025-06-11 | 2025-07-08 | 2026-07-08 | Solar Panels | JINKO SOLAR | JKM425N-54HL4-B |  | 0.425 | 4 | 162 | 25 |  | Fixed | Roof
NJADRE1559886881 | Administratively Determined Incentive Program | Egg Harbor Township | 8234 | 14.03 | Residential | Behind the Meter | Yes | Whitman Construction, LLC | AC Electric |  | Accepted | 2025-06-11 | 2025-07-08 | 2026-07-08 | Solar Panels | JINKO SOLAR | JKM425N-54HL4-B |  | 0.425 | 16 | 252 | 25 |  | Fixed | Roof
NJADRE1559886881 | Administratively Determined Incentive Program | Egg Harbor Township | 8234 | 14.03 | Residential | Behind the Meter | Yes | Whitman Construction, LLC | AC Electric |  | Accepted | 2025-06-11 | 2025-07-08 | 2026-07-08 | Inverters | ENPHASE | IQ8HC-72-M-DOM-US | 380 |  | 33 |  |  | 0.973 |  | Outdoor
NJADRE1559886881 | Administratively Determined Incentive Program | Egg Harbor Township | 8234 | 14.03 | Residential | Behind the Meter | Yes | Whitman Construction, LLC | AC Electric |  | Accepted | 2025-06-11 | 2025-07-08 | 2026-07-08 | Solar Panels | JINKO SOLAR | JKM425N-54HL4-B |  | 0.425 | 13 | 72 | 25 |  | Fixed | Roof
NJADRE1559886888 | Administratively Determined Incentive Program | Rockaway | 7866 | 4.92 | Residential | Behind the Meter | Yes | Trinity Solar, LLC | JCP&L |  | Accepted | 2025-06-11 | 2025-07-08 | 2026-07-08 | Inverters | Solar Edge | SE3800H-US | 3800 |  | 1 |  |  | 0.97 |  | Outside
NJADRE1559886888 | Administratively Determined Incentive Program | Rockaway | 7866 | 4.92 | Residential | Behind the Meter | Yes | Trinity Solar, LLC | JCP&L |  | Accepted | 2025-06-11 | 2025-07-08 | 2026-07-08 | Solar Panels | Hanwha | Q.PEAK DUO BLK ML-G10+ 410 |  | 0.41 | 7 | 105 | 26 |  | Fixed | Roof
NJADRE1559886888 | Administratively Determined Incentive Program | Rockaway | 7866 | 4.92 | Residential | Behind the Meter | Yes | Trinity Solar, LLC | JCP&L |  | Accepted | 2025-06-11 | 2025-07-08 | 2026-07-08 | Solar Panels | Solar Edge | Q.PEAK DUO BLK ML-G10+ 410 |  | 0.41 | 3 | 285 | 26 |  | Fixed | Roof
NJADRE1559886888 | Administratively Determined Incentive Program | Rockaway | 7866 | 4.92 | Residential | Behind the Meter | Yes | Trinity Solar, LLC | JCP&L |  | Accepted | 2025-06-11 | 2025-07-08 | 2026-07-08 | Solar Panels | Hanwha | Q.PEAK DUO BLK ML-G10+ 410 |  | 0.41 | 2 | 285 | 26 |  | Fixed | Roof
NJADRE1559886903 | Administratively Determined Incentive Program | Carlstadt | 7072 | 3.24 | Residential | Behind the Meter | Yes | Sunrun Installation Services, Inc. | PSE&G |  | Accepted | 2025-06-11 | 2025-07-08 | 2026-07-08 | Inverters | SolarEdge Technologies | SE3800H-USMN | 3800 |  | 1 |  |  | 0.99 |  | Outdoor
NJADRE1559886903 | Administratively Determined Incentive Program | Carlstadt | 7072 | 3.24 | Residential | Behind the Meter | Yes | Sunrun Installation Services, Inc. | PSE&G |  | Accepted | 2025-06-11 | 2025-07-08 | 2026-07-08 | Solar Panels | JA Solar | JAM54S31-405/MR |  | 0.405 | 8 | 305 | 15 |  | Fixed | Roof
NJADRE1559886903 | Administratively Determined Incentive Program | Carlstadt | 7072 | 3.24 | Residential | Behind the Meter | Yes | Sunrun Installation Services, Inc. | PSE&G |  | Accepted | 2025-06-11 | 2025-07-08 | 2026-07-08 | Meters | SOLAREDGE TECHNOLOGIES | SE3800H-USMN |  |  | 1 |  |  |  | Yes | Outdoor
NJADRE1559886919 | Administratively Determined Incentive Program | Cape May Court House | 8210 | 6.525 | Residential | Behind the Meter | No | SunnyMac, LLC | AC Electric |  | Accepted | 2025-06-11 | 2025-07-08 | 2026-07-08 | Inverters | SOLAREDGE HOME HUB | SE5700H-US | 5760 |  | 1 |  |  | 0.99 |  | Outdoor | next to meter
NJADRE1559886919 | Administratively Determined Incentive Program | Cape May Court House | 8210 | 6.525 | Residential | Behind the Meter | No | SunnyMac, LLC | AC Electric |  | Accepted | 2025-06-11 | 2025-07-08 | 2026-07-08 | Solar Panels | HANWHA | QTRON BLK M-G2+ |  | 0.435 | 15 | 131 | 30 |  | Fixed | Roof
NJADRE1559886919 | Administratively Determined Incentive Program | Cape May Court House | 8210 | 6.525 | Residential | Behind the Meter | No | SunnyMac, LLC | AC Electric |  | Accepted | 2025-06-11 | 2025-07-08 | 2026-07-08 | Meters | SOLAREDGE HOME HUB | SE-RGMTR-1D-240C-B |  |  | 1 |  |  |  | Yes | Outdoor
NJADRE1559886923 | Administratively Determined Incentive Program | Union | 7083 | 5.67 | Residential | Behind the Meter | Yes | Sunrun Installation Services, Inc. | PSE&G |  | Accepted | 2025-06-11 | 2025-07-08 | 2026-07-08 | Inverters | SolarEdge Technologies | SE3800H-USMN | 3800 |  | 1 |  |  | 0.99 |  | Outdoor | Next to meter
NJADRE1559886923 | Administratively Determined Incentive Program | Union | 7083 | 5.67 | Residential | Behind the Meter | Yes | Sunrun Installation Services, Inc. | PSE&G |  | Accepted | 2025-06-11 | 2025-07-08 | 2026-07-08 | Solar Panels | JA Solar | JAM54S31-405/MR |  | 0.405 | 5 | 39 | 11 |  | Fixed | Roof
NJADRE1559886923 | Administratively Determined Incentive Program | Union | 7083 | 5.67 | Residential | Behind the Meter | Yes | Sunrun Installation Services, Inc. | PSE&G |  | Accepted | 2025-06-11 | 2025-07-08 | 2026-07-08 | Solar Panels | JA Solar | JAM54S31-405/MR |  | 0.405 | 9 | 219 | 40 |  | Fixed | Roof
NJADRE1559886924 | Administratively Determined Incentive Program | Hillsborough | 8844 | 10.13 | Residential | Behind the Meter | Yes | Sunrun Installation Services, Inc. | PSE&G |  | Accepted | 2025-06-11 | 2025-07-08 | 2026-07-08 | Solar Panels | JA SOLAR | JAM54S31-405/MR |  | 0.405 | 11 | 181 | 29 |  | Fixed | Roof
NJADRE1559886924 | Administratively Determined Incentive Program | Hillsborough | 8844 | 10.13 | Residential | Behind the Meter | Yes | Sunrun Installation Services, Inc. | PSE&G |  | Accepted | 2025-06-11 | 2025-07-08 | 2026-07-08 | Solar Panels | JA SOLAR | JAM54S31-405/MR |  | 0.405 | 3 | 2 | 29 |  | Fixed | Roof
NJADRE1559886924 | Administratively Determined Incentive Program | Hillsborough | 8844 | 10.13 | Residential | Behind the Meter | Yes | Sunrun Installation Services, Inc. | PSE&G |  | Accepted | 2025-06-11 | 2025-07-08 | 2026-07-08 | Inverters | SOLAREDGE TECHNOLOGIES | SE7600H-USMN | 7600 |  | 1 |  |  | 0.99 |  | Outside
NJADRE1559886924 | Administratively Determined Incentive Program | Hillsborough | 8844 | 10.13 | Residential | Behind the Meter | Yes | Sunrun Installation Services, Inc. | PSE&G |  | Accepted | 2025-06-11 | 2025-07-08 | 2026-07-08 | Solar Panels | JA SOLAR | JAM54S31-405/MR |  | 0.405 | 9 | 2 | 29 |  | Fixed | Roof
NJADRE1559886924 | Administratively Determined Incentive Program | Hillsborough | 8844 | 10.13 | Residential | Behind the Meter | Yes | Sunrun Installation Services, Inc. | PSE&G |  | Accepted | 2025-06-11 | 2025-07-08 | 2026-07-08 | Solar Panels | JA SOLAR | JAM54S31-405/MR |  | 0.405 | 2 | 181 | 29 |  | Fixed | Roof
NJADRE1559886930 | Administratively Determined Incentive Program | Toms River | 8753 | 9.03 | Residential | Behind the Meter | Yes | EMT Renewables, LLC | JCP&L |  | Accepted | 2025-06-11 | 2025-07-08 | 2026-07-08 | Inverters | IQ8HC | IQ8+ | 290 |  | 21 |  |  | 0.98 |  | Other | UNDER EACH PANEL
NJADRE1559886930 | Administratively Determined Incentive Program | Toms River | 8753 | 9.03 | Residential | Behind the Meter | Yes | EMT Renewables, LLC | JCP&L |  | Accepted | 2025-06-11 | 2025-07-08 | 2026-07-08 | Solar Panels | SEG SOLAR | SEG 430 |  | 0.43 | 2 | 179 | 23 |  | Fixed | Roof
NJADRE1559886930 | Administratively Determined Incentive Program | Toms River | 8753 | 9.03 | Residential | Behind the Meter | Yes | EMT Renewables, LLC | JCP&L |  | Accepted | 2025-06-11 | 2025-07-08 | 2026-07-08 | Solar Panels | SEG SOLAR | SEG 430 |  | 0.43 | 2 | 359 | 23 |  | Fixed | Roof
NJADRE1559886930 | Administratively Determined Incentive Program | Toms River | 8753 | 9.03 | Residential | Behind the Meter | Yes | EMT Renewables, LLC | JCP&L |  | Accepted | 2025-06-11 | 2025-07-08 | 2026-07-08 | Solar Panels | SEG SOLAR | SEG 430 |  | 0.43 | 17 | 269 | 22 |  | Fixed | Roof
NJADRE1559886931 | Administratively Determined Incentive Program | Passaic | 7055 | 7.38 | Residential | Behind the Meter | Yes | Big Wave Roofing and Solar, LLC | PSE&G |  | Accepted | 2025-06-11 | 2025-07-08 | 2026-07-08 | Solar Panels | Mission | MSE410HT0B |  | 0.41 | 18 | 251 | 42 |  | Fixed | Roof
NJADRE1559886931 | Administratively Determined Incentive Program | Passaic | 7055 | 7.38 | Residential | Behind the Meter | Yes | Big Wave Roofing and Solar, LLC | PSE&G |  | Accepted | 2025-06-11 | 2025-07-08 | 2026-07-08 | Inverters | Enphase | IQ8HC-72-M-DOM-US | 380 |  | 18 |  |  | 0.98 |  | Outside
NJADRE1559886934 | Administratively Determined Incentive Program | South Plainfield | 7080 | 7.38 | Residential | Behind the Meter | Yes | Sunrun Installation Services, Inc. | PSE&G |  | Accepted | 2025-06-11 | 2025-07-08 | 2026-07-08 | Electric Storage Battery | Tesla | POWERWALL 3 1707000-XX-Y |  |  | 1 |  |  |  | Lithium Ion |  | OUTSIDE
NJADRE1559886934 | Administratively Determined Incentive Program | South Plainfield | 7080 | 7.38 | Residential | Behind the Meter | Yes | Sunrun Installation Services, Inc. | PSE&G |  | Accepted | 2025-06-11 | 2025-07-08 | 2026-07-08 | Solar Panels | HANWHA Q-CELLS | Q.PEAK DUO BLK ML-G10+ 410 DCA |  | 0.41 | 8 | 179 | 38 |  | Fixed | Roof
NJADRE1559886934 | Administratively Determined Incentive Program | South Plainfield | 7080 | 7.38 | Residential | Behind the Meter | Yes | Sunrun Installation Services, Inc. | PSE&G |  | Accepted | 2025-06-11 | 2025-07-08 | 2026-07-08 | Solar Panels | HANWHA Q-CELLS | Q.PEAK DUO BLK ML-G10+ 410 DCA |  | 0.41 | 5 | 358 | 39 |  | Fixed | Roof
NJADRE1559886934 | Administratively Determined Incentive Program | South Plainfield | 7080 | 7.38 | Residential | Behind the Meter | Yes | Sunrun Installation Services, Inc. | PSE&G |  | Accepted | 2025-06-11 | 2025-07-08 | 2026-07-08 | Inverters | Tesla | POWERWALL 3 1707000-XX-Y | 11500 |  | 1 |  |  | 0.97 |  | Outdoor
NJADRE1559886934 | Administratively Determined Incentive Program | South Plainfield | 7080 | 7.38 | Residential | Behind the Meter | Yes | Sunrun Installation Services, Inc. | PSE&G |  | Accepted | 2025-06-11 | 2025-07-08 | 2026-07-08 | Solar Panels | HANWHA Q-CELLS | Q.PEAK DUO BLK ML-G10+ 410 DCA |  | 0.41 | 5 | 358 | 39 |  | Fixed | Roof
NJADRE1559886939 | Administratively Determined Incentive Program | Blue Anchor | 8037 | 8.27 | Residential | Behind the Meter | No | SunnyMac, LLC | AC Electric |  | Accepted | 2025-06-11 | 2025-07-08 | 2026-07-08 | Inverters | SOLAREDGE HOME HUB | SE5700H-US | 5760 |  | 1 |  |  | 0.99 |  | Outdoor | next to meter
NJADRE1559886939 | Administratively Determined Incentive Program | Blue Anchor | 8037 | 8.27 | Residential | Behind the Meter | No | SunnyMac, LLC | AC Electric |  | Accepted | 2025-06-11 | 2025-07-08 | 2026-07-08 | Solar Panels | HANWHA | QTRON BLK M-G2+ |  | 0.435 | 10 | 247 | 18 |  | Fixed | Roof
NJADRE1559886939 | Administratively Determined Incentive Program | Blue Anchor | 8037 | 8.27 | Residential | Behind the Meter | No | SunnyMac, LLC | AC Electric |  | Accepted | 2025-06-11 | 2025-07-08 | 2026-07-08 | Solar Panels | HANWHA | QTRON BLK M-G2+ |  | 0.435 | 9 | 68 | 18 |  | Fixed | Roof
NJADRE1559886944 | Administratively Determined Incentive Program | BROWNS MILLS | 8015 | 13.33 | Residential | Behind the Meter | Yes | EMT Renewables, LLC | JCP&L |  | Accepted | 2025-06-11 | 2025-07-17 | 2026-07-17 | Inverters | Enphase | IQ8HC | 380 |  | 31 |  |  | 0.98 |  | Other | UNDER EACH PANEL
NJADRE1559886944 | Administratively Determined Incentive Program | BROWNS MILLS | 8015 | 13.33 | Residential | Behind the Meter | Yes | EMT Renewables, LLC | JCP&L |  | Accepted | 2025-06-11 | 2025-07-17 | 2026-07-17 | Solar Panels | SEG SOLAR | SEG 430 |  | 0.43 | 18 | 108 | 28 |  | Fixed | Roof
NJADRE1559886944 | Administratively Determined Incentive Program | BROWNS MILLS | 8015 | 13.33 | Residential | Behind the Meter | Yes | EMT Renewables, LLC | JCP&L |  | Accepted | 2025-06-11 | 2025-07-17 | 2026-07-17 | Solar Panels | SEG SOLAR | SEG 430 |  | 0.43 | 13 | 288 | 26 |  | Fixed | Roof
NJADRE1559886960 | Administratively Determined Incentive Program | MONTVILLE | 7045 | 15.58 | Residential | Behind the Meter | No | Tesla Energy Operations, Inc. | JCP&L |  | Accepted | 2025-06-11 | 2025-07-08 | 2026-07-08 | Solar Panels | Hanwha | Q.PEAK DUO BLK ML-G10+/TS 410 |  | 0.41 | 17 | 85 | 35 |  | Fixed | Roof
NJADRE1559886960 | Administratively Determined Incentive Program | MONTVILLE | 7045 | 15.58 | Residential | Behind the Meter | No | Tesla Energy Operations, Inc. | JCP&L |  | Accepted | 2025-06-11 | 2025-07-08 | 2026-07-08 | Solar Panels | Hanwha | Q.PEAK DUO BLK ML-G10+/TS 410 |  | 0.41 | 4 | 175 | 30 |  | Fixed | Roof
NJADRE1559886960 | Administratively Determined Incentive Program | MONTVILLE | 7045 | 15.58 | Residential | Behind the Meter | No | Tesla Energy Operations, Inc. | JCP&L |  | Accepted | 2025-06-11 | 2025-07-08 | 2026-07-08 | Solar Panels | Hanwha | Q.PEAK DUO BLK ML-G10+/TS 410 |  | 0.41 | 4 | 85 | 35 |  | Fixed | Roof
NJADRE1559886960 | Administratively Determined Incentive Program | MONTVILLE | 7045 | 15.58 | Residential | Behind the Meter | No | Tesla Energy Operations, Inc. | JCP&L |  | Accepted | 2025-06-11 | 2025-07-08 | 2026-07-08 | Solar Panels | Hanwha | Q.PEAK DUO BLK ML-G10+/TS 410 |  | 0.41 | 4 | 175 | 22 |  | Fixed | Roof
NJADRE1559886960 | Administratively Determined Incentive Program | MONTVILLE | 7045 | 15.58 | Residential | Behind the Meter | No | Tesla Energy Operations, Inc. | JCP&L |  | Accepted | 2025-06-11 | 2025-07-08 | 2026-07-08 | Solar Panels | Hanwha | Q.PEAK DUO BLK ML-G10+/TS 410 |  | 0.41 | 6 | 265 | 35 |  | Fixed | Roof
NJADRE1559886960 | Administratively Determined Incentive Program | MONTVILLE | 7045 | 15.58 | Residential | Behind the Meter | No | Tesla Energy Operations, Inc. | JCP&L |  | Accepted | 2025-06-11 | 2025-07-08 | 2026-07-08 | Solar Panels | Hanwha | Q.PEAK DUO BLK ML-G10+/TS 410 |  | 0.41 | 3 | 265 | 35 |  | Fixed | Roof
NJADRE1559886960 | Administratively Determined Incentive Program | MONTVILLE | 7045 | 15.58 | Residential | Behind the Meter | No | Tesla Energy Operations, Inc. | JCP&L |  | Accepted | 2025-06-11 | 2025-07-08 | 2026-07-08 | Inverters | Tesla | 7.6 kW Tesla Inc 1538000-XX-Y | 7600 |  | 2 |  |  | 0.98 |  | Outdoor
NJADRE1559886962 | Administratively Determined Incentive Program | LAKEWOOD | 8701 | 13.5 | Residential | Behind the Meter | Yes | Powerlutions, LLC | JCP&L |  | Accepted | 2025-06-11 | 2025-07-09 | 2026-07-09 | Solar Panels | CANADIAN | CS6.1-54TM-450H |  | 0.45 | 13 | 132 | 30 |  | Fixed | Roof
NJADRE1559886962 | Administratively Determined Incentive Program | LAKEWOOD | 8701 | 13.5 | Residential | Behind the Meter | Yes | Powerlutions, LLC | JCP&L |  | Accepted | 2025-06-11 | 2025-07-09 | 2026-07-09 | Solar Panels | CANADIAN | CS6.1-54TM-450H |  | 0.45 | 4 | 222 | 43 |  | Fixed | Roof
NJADRE1559886962 | Administratively Determined Incentive Program | LAKEWOOD | 8701 | 13.5 | Residential | Behind the Meter | Yes | Powerlutions, LLC | JCP&L |  | Accepted | 2025-06-11 | 2025-07-09 | 2026-07-09 | Solar Panels | CANADIAN | CS6.1-54TM-450H |  | 0.45 | 5 | 312 | 30 |  | Fixed | Roof
NJADRE1559886962 | Administratively Determined Incentive Program | LAKEWOOD | 8701 | 13.5 | Residential | Behind the Meter | Yes | Powerlutions, LLC | JCP&L |  | Accepted | 2025-06-11 | 2025-07-09 | 2026-07-09 | Solar Panels | CANADIAN | CS6.1-54TM-450H |  | 0.45 | 4 | 222 | 25 |  | Fixed | Roof
NJADRE1559886962 | Administratively Determined Incentive Program | LAKEWOOD | 8701 | 13.5 | Residential | Behind the Meter | Yes | Powerlutions, LLC | JCP&L |  | Accepted | 2025-06-11 | 2025-07-09 | 2026-07-09 | Inverters | Enphase | IQ8HC-72-M-DOM-US | 380 |  | 30 |  |  | 0.98 |  | Outdoor
NJADRE1559886962 | Administratively Determined Incentive Program | LAKEWOOD | 8701 | 13.5 | Residential | Behind the Meter | Yes | Powerlutions, LLC | JCP&L |  | Accepted | 2025-06-11 | 2025-07-09 | 2026-07-09 | Solar Panels | CANADIAN | CS6.1-54TM-450H |  | 0.45 | 4 | 42 | 25 |  | Fixed | Roof
NJADRE1559886971 | Administratively Determined Incentive Program | Millville | 8332 | 16.53 | Residential | Behind the Meter | Yes | SunnyMac, LLC | AC Electric |  | Accepted | 2025-06-11 | 2025-07-08 | 2026-07-08 | Solar Panels | HANWHA | Q.TRON BLK M-G2+ |  | 0.435 | 9 | 267 | 5 |  | Fixed | Roof
NJADRE1559886971 | Administratively Determined Incentive Program | Millville | 8332 | 16.53 | Residential | Behind the Meter | Yes | SunnyMac, LLC | AC Electric |  | Accepted | 2025-06-11 | 2025-07-08 | 2026-07-08 | Inverters | SOLAREDGE HOME HUB | SE3800H-US | 3800 |  | 1 |  |  | 0.99 |  | Outdoor | next to meter
NJADRE1559886971 | Administratively Determined Incentive Program | Millville | 8332 | 16.53 | Residential | Behind the Meter | Yes | SunnyMac, LLC | AC Electric |  | Accepted | 2025-06-11 | 2025-07-08 | 2026-07-08 | Solar Panels | HANWHA | Q.TRON BLK M-G2+ |  | 0.435 | 7 | 176 | 54 |  | Fixed | Roof
NJADRE1559886971 | Administratively Determined Incentive Program | Millville | 8332 | 16.53 | Residential | Behind the Meter | Yes | SunnyMac, LLC | AC Electric |  | Accepted | 2025-06-11 | 2025-07-08 | 2026-07-08 | Solar Panels | HANWHA | Q.TRON BLK M-G2+ |  | 0.435 | 15 | 176 | 10 |  | Fixed | Roof
NJADRE1559886971 | Administratively Determined Incentive Program | Millville | 8332 | 16.53 | Residential | Behind the Meter | Yes | SunnyMac, LLC | AC Electric |  | Accepted | 2025-06-11 | 2025-07-08 | 2026-07-08 | Inverters | SOLAREDGE HOME HUB | SE10000H-US | 10000 |  | 1 |  |  | 0.99 |  | Outdoor | next to meter
NJADRE1559886971 | Administratively Determined Incentive Program | Millville | 8332 | 16.53 | Residential | Behind the Meter | Yes | SunnyMac, LLC | AC Electric |  | Accepted | 2025-06-11 | 2025-07-08 | 2026-07-08 | Solar Panels | HANWHA | Q.TRON BLK M-G2+ |  | 0.435 | 7 | 176 | 10 |  | Fixed | Roof
NJADRE1559886973 | Administratively Determined Incentive Program | Cape May Court House | 8210 | 15.99 | Residential | Behind the Meter | Yes | Trinity Solar, LLC | AC Electric |  | Accepted | 2025-06-11 | 2025-07-08 | 2026-07-08 | Solar Panels | HANWHA | (Q.PEAK DUO BLK ML-G10+ 410) |  | 0.41 | 18 | 175 | 45 |  | Fixed | Roof
NJADRE1559886973 | Administratively Determined Incentive Program | Cape May Court House | 8210 | 15.99 | Residential | Behind the Meter | Yes | Trinity Solar, LLC | AC Electric |  | Accepted | 2025-06-11 | 2025-07-08 | 2026-07-08 | Inverters | Solar Edge | USE5700H-USMNBL75 | 5760 |  | 1 |  |  | 0.97 |  | Outdoor
NJADRE1559886973 | Administratively Determined Incentive Program | Cape May Court House | 8210 | 15.99 | Residential | Behind the Meter | Yes | Trinity Solar, LLC | AC Electric |  | Accepted | 2025-06-11 | 2025-07-08 | 2026-07-08 | Inverters | Solar Edge | USE7600H-USMNBL75 | 7600 |  | 1 |  |  | 0.97 |  | Outdoor
NJADRE1559886973 | Administratively Determined Incentive Program | Cape May Court House | 8210 | 15.99 | Residential | Behind the Meter | Yes | Trinity Solar, LLC | AC Electric |  | Accepted | 2025-06-11 | 2025-07-08 | 2026-07-08 | Solar Panels | HANWHA | (Q.PEAK DUO BLK ML-G10+ 410) |  | 0.41 | 21 | 265 | 45 |  | Fixed | Roof
NJADRE1559886976 | Administratively Determined Incentive Program | Englewood | 7631 | 4.785 | Residential | Behind the Meter | Yes | SunnyMac, LLC | PSE&G |  | Accepted | 2025-06-11 | 2025-07-08 | 2026-07-08 | Inverters | SOLAREDGE HOME HUB | SE3800H-US | 3800 |  | 1 |  |  | 0.99 |  | Outdoor | NEX TO METER
NJADRE1559886976 | Administratively Determined Incentive Program | Englewood | 7631 | 4.785 | Residential | Behind the Meter | Yes | SunnyMac, LLC | PSE&G |  | Accepted | 2025-06-11 | 2025-07-08 | 2026-07-08 | Solar Panels | HANWHA | Q.TRON BLK M-G2+ |  | 0.435 | 11 | 178 | 35 |  | Fixed | Roof
NJADRE1559886981 | Administratively Determined Incentive Program | Vineland | 8361 | 6.48 | Residential | Behind the Meter | Yes | Sunrun Installation Services, Inc. | Vineland Muni Electric |  | Accepted | 2025-06-11 | 2025-07-08 | 2026-07-08 | Inverters | SolarEdge Technologies | SE5700H-USMN | 5760 |  | 1 |  |  | 0.99 |  | Outdoor
NJADRE1559886981 | Administratively Determined Incentive Program | Vineland | 8361 | 6.48 | Residential | Behind the Meter | Yes | Sunrun Installation Services, Inc. | Vineland Muni Electric |  | Accepted | 2025-06-11 | 2025-07-08 | 2026-07-08 | Solar Panels | JA Solar | JAM54S31-405/MR |  | 0.405 | 16 | 94 | 23 |  | Fixed | Roof
NJADRE1559886983 | Administratively Determined Incentive Program | ISELIN | 8830 | 4.86 | Residential | Behind the Meter | Yes | Sunrun Installation Services, Inc. | PSE&G |  | Accepted | 2025-06-11 | 2025-07-11 | 2026-07-11 | Inverters | SOLAREDGE TECHNOLOGIES | SE3800H-USMN | 3800 |  | 1 |  |  | 0.99 |  | Outdoor
NJADRE1559886983 | Administratively Determined Incentive Program | ISELIN | 8830 | 4.86 | Residential | Behind the Meter | Yes | Sunrun Installation Services, Inc. | PSE&G |  | Accepted | 2025-06-11 | 2025-07-11 | 2026-07-11 | Solar Panels | JA SOLAR | JAM54S31-405/MR |  | 0.405 | 12 | 309 | 37 |  | Fixed | Roof
NJADRE1559886984 | Administratively Determined Incentive Program | Union City | 7087 | 3.4 | Residential | Behind the Meter | Yes | Power Energy Solutions, LLC | PSE&G |  | Accepted | 2025-06-11 | 2025-07-09 | 2026-07-09 | Inverters | SolarEdge | SE3800H-US | 4 |  | 1 |  |  | 0.97 |  | Outdoor
NJADRE1559886984 | Administratively Determined Incentive Program | Union City | 7087 | 3.4 | Residential | Behind the Meter | Yes | Power Energy Solutions, LLC | PSE&G |  | Accepted | 2025-06-11 | 2025-07-09 | 2026-07-09 | Solar Panels | Trina Solar | TSM-425NE09RC.05 |  | 0.425 | 8 | 205 | 1 |  | Fixed | Roof
NJADRE1559886986 | Administratively Determined Incentive Program | Mount Holly | 8060 | 7.74 | Residential | Behind the Meter | Yes | EMT Renewables, LLC | PSE&G |  | Accepted | 2025-06-11 | 2025-07-08 | 2026-07-08 | Solar Panels | SEG SOLAR | SEG 430 |  | 0.43 | 12 | 152 | 9 |  | Fixed | Roof
NJADRE1559886986 | Administratively Determined Incentive Program | Mount Holly | 8060 | 7.74 | Residential | Behind the Meter | Yes | EMT Renewables, LLC | PSE&G |  | Accepted | 2025-06-11 | 2025-07-08 | 2026-07-08 | Inverters | IQ8HC | IQ8+ | 290 |  | 18 |  |  | 0.98 |  | Other | UNDER EACH PANEL
NJADRE1559886986 | Administratively Determined Incentive Program | Mount Holly | 8060 | 7.74 | Residential | Behind the Meter | Yes | EMT Renewables, LLC | PSE&G |  | Accepted | 2025-06-11 | 2025-07-08 | 2026-07-08 | Solar Panels | SEG SOLAR | SEG 430 |  | 0.43 | 6 | 242 | 35 |  | Fixed | Roof
NJADRE1559886992 | Administratively Determined Incentive Program | Lindenwold | 8021 | 7.38 | Residential | Behind the Meter | Yes | Define Solar, LLC | AC Electric |  | Accepted | 2025-06-11 | 2025-07-08 | 2026-07-08 | Solar Panels | Znshine | ZXM7-SH108 410 |  | 0.41 | 8 | 108 | 23 |  | Fixed | Roof
NJADRE1559886992 | Administratively Determined Incentive Program | Lindenwold | 8021 | 7.38 | Residential | Behind the Meter | Yes | Define Solar, LLC | AC Electric |  | Accepted | 2025-06-11 | 2025-07-08 | 2026-07-08 | Solar Panels | Znshine | ZXM7-SH108 410 |  | 0.41 | 10 | 288 | 23 |  | Fixed | Roof
NJADRE1559886992 | Administratively Determined Incentive Program | Lindenwold | 8021 | 7.38 | Residential | Behind the Meter | Yes | Define Solar, LLC | AC Electric |  | Accepted | 2025-06-11 | 2025-07-08 | 2026-07-08 | Inverters | Enphase | IQ8PLUS-72-2-US | 290 |  | 10 |  |  | 0.976 |  | Outside | Under each pv panel
NJADRE1559886992 | Administratively Determined Incentive Program | Lindenwold | 8021 | 7.38 | Residential | Behind the Meter | Yes | Define Solar, LLC | AC Electric |  | Accepted | 2025-06-11 | 2025-07-08 | 2026-07-08 | Inverters | Enphase | IQ8PLUS-72-2-US | 290 |  | 8 |  |  | 0.976 |  | Outside | Under each pv panel
NJADRE1559886996 | Administratively Determined Incentive Program | Woodbury Heights | 8097 | 10.32 | Residential | Behind the Meter | Yes | EMT Renewables, LLC | PSE&G |  | Accepted | 2025-06-11 | 2025-07-16 | 2026-07-16 | Solar Panels | SEG SOLAR | SEG 430 |  | 0.43 | 16 | 110 | 22 |  | Fixed | Roof
NJADRE1559886996 | Administratively Determined Incentive Program | Woodbury Heights | 8097 | 10.32 | Residential | Behind the Meter | Yes | EMT Renewables, LLC | PSE&G |  | Accepted | 2025-06-11 | 2025-07-16 | 2026-07-16 | Solar Panels | SEG SOLAR | SEG 430 |  | 0.43 | 8 | 110 | 20 |  | Fixed | Roof
NJADRE1559886996 | Administratively Determined Incentive Program | Woodbury Heights | 8097 | 10.32 | Residential | Behind the Meter | Yes | EMT Renewables, LLC | PSE&G |  | Accepted | 2025-06-11 | 2025-07-16 | 2026-07-16 | Inverters | IQ8HC | IQ8+ | 290 |  | 24 |  |  | 0.98 |  | Other | UNDER EACH PANEL
NJADRE1559887002 | Administratively Determined Incentive Program | Egg Harbor City | 8215 | 7.48 | Residential | Behind the Meter | Yes | Zenergy Solar, LLC | AC Electric |  | Accepted | 2025-06-11 | 2025-07-09 | 2026-07-09 | Inverters | Enphase Energy | IQ8PLUS-72-M-US | 290 |  | 17 |  |  | 0.99 |  | Outdoor
NJADRE1559887002 | Administratively Determined Incentive Program | Egg Harbor City | 8215 | 7.48 | Residential | Behind the Meter | Yes | Zenergy Solar, LLC | AC Electric |  | Accepted | 2025-06-11 | 2025-07-09 | 2026-07-09 | Solar Panels | Silfab | SIL-440 QD |  | 0.44 | 9 | 66 | 31 |  | Fixed | Roof
NJADRE1559887002 | Administratively Determined Incentive Program | Egg Harbor City | 8215 | 7.48 | Residential | Behind the Meter | Yes | Zenergy Solar, LLC | AC Electric |  | Accepted | 2025-06-11 | 2025-07-09 | 2026-07-09 | Solar Panels | Silfab | SIL-440 QD |  | 0.44 | 8 | 246 | 31 |  | Fixed | Roof
NJADRE1559887003 | Administratively Determined Incentive Program | Willingboro | 8046 | 3.32 | Residential | Behind the Meter | Yes | SunPurity, LLC | PSE&G |  | Accepted | 2025-06-27 | 2025-07-25 | 2026-07-25 | Solar Panels | Hanwha Q cells | Q.PEAK DUO BLK-ML-G10+ 415W |  | 0.415 | 6 | 195 | 42 |  | Fixed | Roof
NJADRE1559887003 | Administratively Determined Incentive Program | Willingboro | 8046 | 3.32 | Residential | Behind the Meter | Yes | SunPurity, LLC | PSE&G |  | Accepted | 2025-06-27 | 2025-07-25 | 2026-07-25 | Solar Panels | Hanwha Q cells | Q.PEAK DUO BLK-ML-G10+ 415W |  | 0.415 | 2 | 196 | 22 |  | Fixed | Roof
NJADRE1559887003 | Administratively Determined Incentive Program | Willingboro | 8046 | 3.32 | Residential | Behind the Meter | Yes | SunPurity, LLC | PSE&G |  | Accepted | 2025-06-27 | 2025-07-25 | 2026-07-25 | Inverters | SolarEdge | SE3800H-US | 3800 |  | 1 |  |  | 0.99 |  | Outdoor
NJADRE1559887006 | Administratively Determined Incentive Program | UNION | 7083 | 9.46 | Residential | Behind the Meter | Yes | Pro Custom Solar dba Momentum Solar | PSE&G |  | Accepted | 2025-06-11 | 2025-07-08 | 2026-07-08 | Solar Panels | HANWHA | Q.TRON BLK M-G2+430 |  | 0.43 | 6 | 334 | 38 |  | Fixed | Roof
NJADRE1559887006 | Administratively Determined Incentive Program | UNION | 7083 | 9.46 | Residential | Behind the Meter | Yes | Pro Custom Solar dba Momentum Solar | PSE&G |  | Accepted | 2025-06-11 | 2025-07-08 | 2026-07-08 | Inverters | ENPHASE | IQ8HC-72-M-DOM-US | 380 |  | 22 |  |  | 0.97 |  | Outdoor
NJADRE1559887006 | Administratively Determined Incentive Program | UNION | 7083 | 9.46 | Residential | Behind the Meter | Yes | Pro Custom Solar dba Momentum Solar | PSE&G |  | Accepted | 2025-06-11 | 2025-07-08 | 2026-07-08 | Solar Panels | HANWHA | Q.TRON BLK M-G2+430 |  | 0.43 | 9 | 154 | 38 |  | Fixed | Roof
NJADRE1559887006 | Administratively Determined Incentive Program | UNION | 7083 | 9.46 | Residential | Behind the Meter | Yes | Pro Custom Solar dba Momentum Solar | PSE&G |  | Accepted | 2025-06-11 | 2025-07-08 | 2026-07-08 | Solar Panels | HANWHA | Q.TRON BLK M-G2+430 |  | 0.43 | 3 | 154 | 18 |  | Fixed | Roof
NJADRE1559887006 | Administratively Determined Incentive Program | UNION | 7083 | 9.46 | Residential | Behind the Meter | Yes | Pro Custom Solar dba Momentum Solar | PSE&G |  | Accepted | 2025-06-11 | 2025-07-08 | 2026-07-08 | Solar Panels | HANWHA | Q.TRON BLK M-G2+430 |  | 0.43 | 2 | 153 | 27 |  | Fixed | Roof
NJADRE1559887006 | Administratively Determined Incentive Program | UNION | 7083 | 9.46 | Residential | Behind the Meter | Yes | Pro Custom Solar dba Momentum Solar | PSE&G |  | Accepted | 2025-06-11 | 2025-07-08 | 2026-07-08 | Solar Panels | HANWHA | Q.TRON BLK M-G2+430 |  | 0.43 | 2 | 333 | 27 |  | Fixed | Roof
NJADRE1559887007 | Administratively Determined Incentive Program | PISCATAWAY TWP | 8854 | 6.89 | Residential | Behind the Meter | Yes | Sunrun Installation Services, Inc. | PSE&G |  | Accepted | 2025-06-11 | 2025-07-08 | 2026-07-08 | Inverters | SOLAREDGE TECHNOLOGIES | SE5700H-USMN | 5760 |  | 1 |  |  | 0.99 |  | Outdoor
NJADRE1559887007 | Administratively Determined Incentive Program | PISCATAWAY TWP | 8854 | 6.89 | Residential | Behind the Meter | Yes | Sunrun Installation Services, Inc. | PSE&G |  | Accepted | 2025-06-11 | 2025-07-08 | 2026-07-08 | Solar Panels | JA SOLAR | JAM54S31-405/MR |  | 0.405 | 15 | 335 | 18 |  | Fixed | Roof
NJADRE1559887007 | Administratively Determined Incentive Program | PISCATAWAY TWP | 8854 | 6.89 | Residential | Behind the Meter | Yes | Sunrun Installation Services, Inc. | PSE&G |  | Accepted | 2025-06-11 | 2025-07-08 | 2026-07-08 | Solar Panels | JA SOLAR | JAM54S31-405/MR |  | 0.405 | 2 | 155 | 19 |  | Fixed | Roof
NJADRE1559887009 | Administratively Determined Incentive Program | Cape May Court House | 8210 | 3.87 | Residential | Behind the Meter | Yes | EMT Renewables, LLC | AC Electric |  | Accepted | 2025-06-11 | 2025-07-08 | 2026-07-08 | Solar Panels | SEG SOLAR | SEG 430 |  | 0.43 | 3 | 168 | 50 |  | Fixed | Roof
NJADRE1559887009 | Administratively Determined Incentive Program | Cape May Court House | 8210 | 3.87 | Residential | Behind the Meter | Yes | EMT Renewables, LLC | AC Electric |  | Accepted | 2025-06-11 | 2025-07-08 | 2026-07-08 | Solar Panels | SEG SOLAR | SEG 430 |  | 0.43 | 1 | 348 | 20 |  | Fixed | Roof
NJADRE1559887009 | Administratively Determined Incentive Program | Cape May Court House | 8210 | 3.87 | Residential | Behind the Meter | Yes | EMT Renewables, LLC | AC Electric |  | Accepted | 2025-06-11 | 2025-07-08 | 2026-07-08 | Solar Panels | SEG SOLAR | SEG 430 |  | 0.43 | 4 | 198 | 12 |  | Fixed | Roof
NJADRE1559887009 | Administratively Determined Incentive Program | Cape May Court House | 8210 | 3.87 | Residential | Behind the Meter | Yes | EMT Renewables, LLC | AC Electric |  | Accepted | 2025-06-11 | 2025-07-08 | 2026-07-08 | Solar Panels | SEG SOLAR | SEG 430 |  | 0.43 | 1 | 168 | 20 |  | Fixed | Roof
NJADRE1559887009 | Administratively Determined Incentive Program | Cape May Court House | 8210 | 3.87 | Residential | Behind the Meter | Yes | EMT Renewables, LLC | AC Electric |  | Accepted | 2025-06-11 | 2025-07-08 | 2026-07-08 | Inverters | IQ8HC | IQ8+ | 290 |  | 9 |  |  | 0.98 |  | Other | UNDER EACH PANEL
NJADRE1559887010 | Administratively Determined Incentive Program | Newark | 7104 | 2.87 | Residential | Behind the Meter | Yes | Trinity Solar, LLC | PSE&G |  | Accepted | 2025-06-11 | 2025-07-10 | 2026-07-10 | Solar Panels | HANWHA 410 (Q.PEAK DUO BLK ML-G10+410) | HANWHA 410 (Q.PEAK DUO BLK ML-G10+410) |  | 0.41 | 7 | 202 | 23 |  | Fixed | Roof
NJADRE1559887010 | Administratively Determined Incentive Program | Newark | 7104 | 2.87 | Residential | Behind the Meter | Yes | Trinity Solar, LLC | PSE&G |  | Accepted | 2025-06-11 | 2025-07-10 | 2026-07-10 | Inverters | SOLAREDGE | SE3800H-US | 3800 |  | 1 |  |  | 0.97 |  | Outside
NJADRE1559887017 | Administratively Determined Incentive Program | SICKLERVILLE | 8081 | 17.2 | Residential | Behind the Meter | Yes | TEAM SUNSHINE CONSTRUCTION, LLC | AC Electric |  | Accepted | 2025-06-11 | 2025-07-10 | 2026-07-10 | Solar Panels | JINKO SOLAR | JKM430N-54HL4-B |  | 0.43 | 5 | 105 | 23 |  | Fixed | Roof
NJADRE1559887017 | Administratively Determined Incentive Program | SICKLERVILLE | 8081 | 17.2 | Residential | Behind the Meter | Yes | TEAM SUNSHINE CONSTRUCTION, LLC | AC Electric |  | Accepted | 2025-06-11 | 2025-07-10 | 2026-07-10 | Solar Panels | JINKO SOLAR | JKM430N-54HL4-B |  | 0.43 | 12 | 15 | 23 |  | Fixed | Roof
NJADRE1559887017 | Administratively Determined Incentive Program | SICKLERVILLE | 8081 | 17.2 | Residential | Behind the Meter | Yes | TEAM SUNSHINE CONSTRUCTION, LLC | AC Electric |  | Accepted | 2025-06-11 | 2025-07-10 | 2026-07-10 | Inverters | SOLAREDGE | SE3800H-US | 4 |  | 1 |  |  | 0.99 |  | Outdoor
NJADRE1559887017 | Administratively Determined Incentive Program | SICKLERVILLE | 8081 | 17.2 | Residential | Behind the Meter | Yes | TEAM SUNSHINE CONSTRUCTION, LLC | AC Electric |  | Accepted | 2025-06-11 | 2025-07-10 | 2026-07-10 | Solar Panels | JINKO SOLAR | JKM430N-54HL4-B |  | 0.43 | 3 | 285 | 23 |  | Fixed | Roof
NJADRE1559887017 | Administratively Determined Incentive Program | SICKLERVILLE | 8081 | 17.2 | Residential | Behind the Meter | Yes | TEAM SUNSHINE CONSTRUCTION, LLC | AC Electric |  | Accepted | 2025-06-11 | 2025-07-10 | 2026-07-10 | Solar Panels | JINKO SOLAR | JKM430N-54HL4-B |  | 0.43 | 20 | 195 | 23 |  | Fixed | Roof
NJADRE1559887017 | Administratively Determined Incentive Program | SICKLERVILLE | 8081 | 17.2 | Residential | Behind the Meter | Yes | TEAM SUNSHINE CONSTRUCTION, LLC | AC Electric |  | Accepted | 2025-06-11 | 2025-07-10 | 2026-07-10 | Meters | SOLAREDGE | 12345 |  |  | 1 |  |  |  | Yes | Outdoor
NJADRE1559887017 | Administratively Determined Incentive Program | SICKLERVILLE | 8081 | 17.2 | Residential | Behind the Meter | Yes | TEAM SUNSHINE CONSTRUCTION, LLC | AC Electric |  | Accepted | 2025-06-11 | 2025-07-10 | 2026-07-10 | Inverters | SOLAREDGE | SE10000H-US | 10 |  | 1 |  |  | 0.99 |  | Outdoor
NJADRE1559887018 | Administratively Determined Incentive Program | Ringwood | 7456 | 17.85 | Residential | Behind the Meter | Yes | Whitman Construction, LLC | JCP&L |  | Accepted | 2025-06-11 | 2025-07-08 | 2026-07-08 | Solar Panels | JINKO SOLAR | JKM425N-54HL4-B |  | 0.425 | 7 | 95 | 30 |  | Fixed | Roof
NJADRE1559887018 | Administratively Determined Incentive Program | Ringwood | 7456 | 17.85 | Residential | Behind the Meter | Yes | Whitman Construction, LLC | JCP&L |  | Accepted | 2025-06-11 | 2025-07-08 | 2026-07-08 | Solar Panels | JINKO SOLAR | JKM425N-54HL4-B |  | 0.425 | 18 | 185 | 19 |  | Fixed | Roof
NJADRE1559887018 | Administratively Determined Incentive Program | Ringwood | 7456 | 17.85 | Residential | Behind the Meter | Yes | Whitman Construction, LLC | JCP&L |  | Accepted | 2025-06-11 | 2025-07-08 | 2026-07-08 | Solar Panels | JINKO SOLAR | JKM425N-54HL4-B |  | 0.425 | 6 | 185 | 18 |  | Fixed | Roof
NJADRE1559887018 | Administratively Determined Incentive Program | Ringwood | 7456 | 17.85 | Residential | Behind the Meter | Yes | Whitman Construction, LLC | JCP&L |  | Accepted | 2025-06-11 | 2025-07-08 | 2026-07-08 | Inverters | ENPHASE | IQ8HC-72-M-DOM-US | 380 |  | 42 |  |  | 0.973 |  | Outdoor
NJADRE1559887018 | Administratively Determined Incentive Program | Ringwood | 7456 | 17.85 | Residential | Behind the Meter | Yes | Whitman Construction, LLC | JCP&L |  | Accepted | 2025-06-11 | 2025-07-08 | 2026-07-08 | Solar Panels | JINKO SOLAR | JKM425N-54HL4-B |  | 0.425 | 8 | 95 | 20 |  | Fixed | Roof
NJADRE1559887018 | Administratively Determined Incentive Program | Ringwood | 7456 | 17.85 | Residential | Behind the Meter | Yes | Whitman Construction, LLC | JCP&L |  | Accepted | 2025-06-11 | 2025-07-08 | 2026-07-08 | Solar Panels | JINKO SOLAR | JKM425N-54HL4-B |  | 0.425 | 3 | 275 | 15 |  | Fixed | Roof
NJADRE1559887021 | Administratively Determined Incentive Program | Monroe Twp | 8831 | 4.14 | Residential | Behind the Meter | No | Infinity Solar Systems, LLC | JCP&L |  | Accepted | 2025-06-11 | 2025-07-09 | 2026-07-09 | Solar Panels | REC Solar | REC 460AA PURE-RX |  | 0.46 | 9 | 192 | 31 |  | Fixed | Roof
NJADRE1559887021 | Administratively Determined Incentive Program | Monroe Twp | 8831 | 4.14 | Residential | Behind the Meter | No | Infinity Solar Systems, LLC | JCP&L |  | Accepted | 2025-06-11 | 2025-07-09 | 2026-07-09 | Inverters | Enphase | IQ8X-80-M-US | 380 |  | 9 |  |  | 0.97 |  | Outdoor
NJADRE1559887028 | Administratively Determined Incentive Program | ATCO | 8004 | 11.18 | Residential | Behind the Meter | Yes | EMT Renewables, LLC | AC Electric |  | Accepted | 2025-06-11 | 2025-07-08 | 2026-07-08 | Solar Panels | SEG SOLAR | SEG 430 |  | 0.43 | 12 | 223 | 23 |  | Fixed | Roof
NJADRE1559887028 | Administratively Determined Incentive Program | ATCO | 8004 | 11.18 | Residential | Behind the Meter | Yes | EMT Renewables, LLC | AC Electric |  | Accepted | 2025-06-11 | 2025-07-08 | 2026-07-08 | Inverters | Enphase | IQ8HC | 380 |  | 26 |  |  | 0.98 |  | Other | UNDER EACH PANEL
NJADRE1559887028 | Administratively Determined Incentive Program | ATCO | 8004 | 11.18 | Residential | Behind the Meter | Yes | EMT Renewables, LLC | AC Electric |  | Accepted | 2025-06-11 | 2025-07-08 | 2026-07-08 | Solar Panels | SEG SOLAR | SEG 430 |  | 0.43 | 14 | 43 | 23 |  | Fixed | Roof
NJADRE1559887037 | Administratively Determined Incentive Program | LAWRENCE TOWNSHIP | 8648 | 6.97 | Residential | Behind the Meter | Yes | Trinity Solar, LLC | PSE&G |  | Accepted | 2025-06-11 | 2025-07-08 | 2026-07-08 | Solar Panels | Hanwha | Q.PEAK DUO BLK ML-G10+ 410 |  | 0.41 | 2 | 48 | 23 |  | Fixed | Roof
NJADRE1559887037 | Administratively Determined Incentive Program | LAWRENCE TOWNSHIP | 8648 | 6.97 | Residential | Behind the Meter | Yes | Trinity Solar, LLC | PSE&G |  | Accepted | 2025-06-11 | 2025-07-08 | 2026-07-08 | Solar Panels | Hanwha | Q.PEAK DUO BLK ML-G10+ 410 |  | 0.41 | 3 | 228 | 9 |  | Fixed | Roof
NJADRE1559887037 | Administratively Determined Incentive Program | LAWRENCE TOWNSHIP | 8648 | 6.97 | Residential | Behind the Meter | Yes | Trinity Solar, LLC | PSE&G |  | Accepted | 2025-06-11 | 2025-07-08 | 2026-07-08 | Solar Panels | Hanwha | Q.PEAK DUO BLK ML-G10+ 410 |  | 0.41 | 12 | 228 | 23 |  | Fixed | Roof
NJADRE1559887037 | Administratively Determined Incentive Program | LAWRENCE TOWNSHIP | 8648 | 6.97 | Residential | Behind the Meter | Yes | Trinity Solar, LLC | PSE&G |  | Accepted | 2025-06-11 | 2025-07-08 | 2026-07-08 | Inverters | Solar Edge | USE5700H-US | 5760 |  | 1 |  |  | 0.97 |  | Outside
NJADRE1559887041 | Administratively Determined Incentive Program | LACEY TOWNSHIP | 8731 | 13.49 | Residential | Behind the Meter | Yes | SunnyMac, LLC | JCP&L |  | Accepted | 2025-06-11 | 2025-07-08 | 2026-07-08 | Solar Panels | HANWHA | Q.TRON BLK M-G2+ |  | 0.435 | 16 | 242 | 39 |  | Fixed | Roof
NJADRE1559887041 | Administratively Determined Incentive Program | LACEY TOWNSHIP | 8731 | 13.49 | Residential | Behind the Meter | Yes | SunnyMac, LLC | JCP&L |  | Accepted | 2025-06-11 | 2025-07-08 | 2026-07-08 | Solar Panels | HANWHA | Q.TRON BLK M-G2+ |  | 0.435 | 5 | 62 | 3 |  | Fixed | Roof
NJADRE1559887041 | Administratively Determined Incentive Program | LACEY TOWNSHIP | 8731 | 13.49 | Residential | Behind the Meter | Yes | SunnyMac, LLC | JCP&L |  | Accepted | 2025-06-11 | 2025-07-08 | 2026-07-08 | Inverters | SOLAREDGE HOME HUB | SE10000H-US | 10000 |  | 1 |  |  | 0.99 |  | Outdoor | next to meter
NJADRE1559887041 | Administratively Determined Incentive Program | LACEY TOWNSHIP | 8731 | 13.49 | Residential | Behind the Meter | Yes | SunnyMac, LLC | JCP&L |  | Accepted | 2025-06-11 | 2025-07-08 | 2026-07-08 | Solar Panels | HANWHA | Q.TRON BLK M-G2+ |  | 0.435 | 10 | 62 | 11 |  | Fixed | Roof
NJADRE1559887044 | Administratively Determined Incentive Program | SOMERS POINT | 8244 | 12.9 | Residential | Behind the Meter | Yes | EMT Renewables, LLC | AC Electric |  | Accepted | 2025-06-11 | 2025-07-11 | 2026-07-11 | Solar Panels | SEG SOLAR | SEG 430 |  | 0.43 | 5 | 128 | 25 |  | Fixed | Roof
NJADRE1559887044 | Administratively Determined Incentive Program | SOMERS POINT | 8244 | 12.9 | Residential | Behind the Meter | Yes | EMT Renewables, LLC | AC Electric |  | Accepted | 2025-06-11 | 2025-07-11 | 2026-07-11 | Solar Panels | SEG SOLAR | SEG 430 |  | 0.43 | 3 | 308 | 24 |  | Fixed | Roof
NJADRE1559887044 | Administratively Determined Incentive Program | SOMERS POINT | 8244 | 12.9 | Residential | Behind the Meter | Yes | EMT Renewables, LLC | AC Electric |  | Accepted | 2025-06-11 | 2025-07-11 | 2026-07-11 | Solar Panels | SEG SOLAR | SEG 430 |  | 0.43 | 3 | 128 | 10 |  | Fixed | Roof
NJADRE1559887044 | Administratively Determined Incentive Program | SOMERS POINT | 8244 | 12.9 | Residential | Behind the Meter | Yes | EMT Renewables, LLC | AC Electric |  | Accepted | 2025-06-11 | 2025-07-11 | 2026-07-11 | Inverters | Enphase | IQ8HC | 380 |  | 30 |  |  | 0.98 |  | Other | UNDER EACH PANEL
NJADRE1559887044 | Administratively Determined Incentive Program | SOMERS POINT | 8244 | 12.9 | Residential | Behind the Meter | Yes | EMT Renewables, LLC | AC Electric |  | Accepted | 2025-06-11 | 2025-07-11 | 2026-07-11 | Solar Panels | SEG SOLAR | SEG 430 |  | 0.43 | 4 | 38 | 24 |  | Fixed | Roof
NJADRE1559887044 | Administratively Determined Incentive Program | SOMERS POINT | 8244 | 12.9 | Residential | Behind the Meter | Yes | EMT Renewables, LLC | AC Electric |  | Accepted | 2025-06-11 | 2025-07-11 | 2026-07-11 | Solar Panels | SEG SOLAR | SEG 430 |  | 0.43 | 2 | 128 | 24 |  | Fixed | Roof
NJADRE1559887044 | Administratively Determined Incentive Program | SOMERS POINT | 8244 | 12.9 | Residential | Behind the Meter | Yes | EMT Renewables, LLC | AC Electric |  | Accepted | 2025-06-11 | 2025-07-11 | 2026-07-11 | Solar Panels | SEG SOLAR | SEG 430 |  | 0.43 | 5 | 308 | 25 |  | Fixed | Roof
NJADRE1559887044 | Administratively Determined Incentive Program | SOMERS POINT | 8244 | 12.9 | Residential | Behind the Meter | Yes | EMT Renewables, LLC | AC Electric |  | Accepted | 2025-06-11 | 2025-07-11 | 2026-07-11 | Solar Panels | SEG SOLAR | SEG 430 |  | 0.43 | 8 | 218 | 27 |  | Fixed | Roof
NJADRE1559887045 | Administratively Determined Incentive Program | MIDDLE TOWNSHIP | 8251 | 13.94 | Residential | Behind the Meter | Yes | Trinity Solar, LLC | AC Electric |  | Accepted | 2025-06-11 | 2025-07-10 | 2026-07-10 | Inverters | SOLAREDGE | SE11400H-US | 11400 |  | 1 |  |  | 0.97 |  | Outside
NJADRE1559887045 | Administratively Determined Incentive Program | MIDDLE TOWNSHIP | 8251 | 13.94 | Residential | Behind the Meter | Yes | Trinity Solar, LLC | AC Electric |  | Accepted | 2025-06-11 | 2025-07-10 | 2026-07-10 | Solar Panels | HANWHA | Q.PEAK DUO BLK ML-G10+410 |  | 0.41 | 4 | 122 | 12 |  | Fixed | Roof
NJADRE1559887045 | Administratively Determined Incentive Program | MIDDLE TOWNSHIP | 8251 | 13.94 | Residential | Behind the Meter | Yes | Trinity Solar, LLC | AC Electric |  | Accepted | 2025-06-11 | 2025-07-10 | 2026-07-10 | Solar Panels | HANWHA | Q.PEAK DUO BLK ML-G10+410 |  | 0.41 | 10 | 303 | 28 |  | Fixed | Roof
NJADRE1559887045 | Administratively Determined Incentive Program | MIDDLE TOWNSHIP | 8251 | 13.94 | Residential | Behind the Meter | Yes | Trinity Solar, LLC | AC Electric |  | Accepted | 2025-06-11 | 2025-07-10 | 2026-07-10 | Solar Panels | HANWHA | Q.PEAK DUO BLK ML-G10+410 |  | 0.41 | 10 | 123 | 28 |  | Fixed | Roof
NJADRE1559887045 | Administratively Determined Incentive Program | MIDDLE TOWNSHIP | 8251 | 13.94 | Residential | Behind the Meter | Yes | Trinity Solar, LLC | AC Electric |  | Accepted | 2025-06-11 | 2025-07-10 | 2026-07-10 | Solar Panels | HANWHA | Q.PEAK DUO BLK ML-G10+410 |  | 0.41 | 10 | 122 | 32 |  | Fixed | Roof
NJADRE1559887055 | Administratively Determined Incentive Program | East Orange | 7017 | 5.33 | Residential | Behind the Meter | Yes | Trinity Solar, LLC | PSE&G |  | Accepted | 2025-06-11 | 2025-07-08 | 2026-07-08 | Solar Panels | HANWHA | (Q.PEAK DUO BLK ML-G10+ 410) |  | 0.41 | 2 | 80 | 12 |  | Fixed | Roof
NJADRE1559887055 | Administratively Determined Incentive Program | East Orange | 7017 | 5.33 | Residential | Behind the Meter | Yes | Trinity Solar, LLC | PSE&G |  | Accepted | 2025-06-11 | 2025-07-08 | 2026-07-08 | Solar Panels | HANWHA | (Q.PEAK DUO BLK ML-G10+ 410) |  | 0.41 | 7 | 176 | 18 |  | Fixed | Roof
NJADRE1559887055 | Administratively Determined Incentive Program | East Orange | 7017 | 5.33 | Residential | Behind the Meter | Yes | Trinity Solar, LLC | PSE&G |  | Accepted | 2025-06-11 | 2025-07-08 | 2026-07-08 | Inverters | Solar Edge | USE5700H-USMNBL75 | 5760 |  | 1 |  |  | 0.97 |  | Outdoor
NJADRE1559887055 | Administratively Determined Incentive Program | East Orange | 7017 | 5.33 | Residential | Behind the Meter | Yes | Trinity Solar, LLC | PSE&G |  | Accepted | 2025-06-11 | 2025-07-08 | 2026-07-08 | Solar Panels | HANWHA | (Q.PEAK DUO BLK ML-G10+ 410) |  | 0.41 | 4 | 350 | 10 |  | Fixed | Roof
NJADRE1559887059 | Administratively Determined Incentive Program | TUCKERTON | 8087 | 16.53 | Residential | Behind the Meter | Yes | SunnyMac, LLC | AC Electric |  | Accepted | 2025-06-11 | 2025-07-08 | 2026-07-08 | Inverters | SOLAREDGE HOME HUB | SE11400H-US | 11400 |  | 1 |  |  | 0.99 |  | Outdoor | NEX TO METER
NJADRE1559887059 | Administratively Determined Incentive Program | TUCKERTON | 8087 | 16.53 | Residential | Behind the Meter | Yes | SunnyMac, LLC | AC Electric |  | Accepted | 2025-06-11 | 2025-07-08 | 2026-07-08 | Solar Panels | HANWHA | Q.TRON BLK M-G2+ |  | 0.435 | 19 | 245 | 19 |  | Fixed | Roof
NJADRE1559887059 | Administratively Determined Incentive Program | TUCKERTON | 8087 | 16.53 | Residential | Behind the Meter | Yes | SunnyMac, LLC | AC Electric |  | Accepted | 2025-06-11 | 2025-07-08 | 2026-07-08 | Solar Panels | HANWHA | Q.TRON BLK M-G2+ |  | 0.435 | 19 | 65 | 19 |  | Fixed | Roof
NJADRE1559887070 | Administratively Determined Incentive Program | DOVER | 7801 | 4.1 | Residential | Behind the Meter | Yes | Pro Custom Solar dba Momentum Solar | JCP&L |  | Accepted | 2025-06-11 | 2025-07-08 | 2026-07-08 | Inverters | ENPHASE | IQ8HC-72-M-DOM-US | 380 |  | 10 |  |  | 0.97 |  | Outdoor
NJADRE1559887070 | Administratively Determined Incentive Program | DOVER | 7801 | 4.1 | Residential | Behind the Meter | Yes | Pro Custom Solar dba Momentum Solar | JCP&L |  | Accepted | 2025-06-11 | 2025-07-08 | 2026-07-08 | Solar Panels | HANWHA | Q.PEAK DUO BLK ML-G10+410 |  | 0.41 | 10 | 131 | 45 |  | Fixed | Roof
NJADRE1559887076 | Administratively Determined Incentive Program | ATLANTIC HIGHLANDS | 7716 | 5.395 | Residential | Behind the Meter | Yes | SunPurity, LLC | JCP&L |  | Accepted | 2025-06-28 | 2025-07-22 | 2026-07-22 | Solar Panels | Hanwha Q cells | Q.PEAK DUO BLK-ML-G10+ 415W |  | 0.415 | 13 | 129 | 23 |  | Fixed | Roof
NJADRE1559887076 | Administratively Determined Incentive Program | ATLANTIC HIGHLANDS | 7716 | 5.395 | Residential | Behind the Meter | Yes | SunPurity, LLC | JCP&L |  | Accepted | 2025-06-28 | 2025-07-22 | 2026-07-22 | Inverters | SolarEdge | SE3800H-US | 3800 |  | 1 |  |  | 0.99 |  | Outdoor
NJADRE1559887083 | Administratively Determined Incentive Program | BRIDGETON | 8302 | 6.225 | Residential | Behind the Meter | Yes | SunnyMac, LLC | AC Electric |  | Accepted | 2025-06-11 | 2025-07-15 | 2026-07-15 | Solar Panels | HANWHA | Q.PEAK DUO BLK ML-G10+ 415W |  | 0.415 | 15 | 242 | 21 |  | Fixed | Roof
NJADRE1559887083 | Administratively Determined Incentive Program | BRIDGETON | 8302 | 6.225 | Residential | Behind the Meter | Yes | SunnyMac, LLC | AC Electric |  | Accepted | 2025-06-11 | 2025-07-15 | 2026-07-15 | Inverters | SOLAREDGE HOME HUB | SE5700H-US | 5760 |  | 1 |  |  | 0.99 |  | Outdoor | next to meter
NJADRE1559887083 | Administratively Determined Incentive Program | BRIDGETON | 8302 | 6.225 | Residential | Behind the Meter | Yes | SunnyMac, LLC | AC Electric |  | Accepted | 2025-06-11 | 2025-07-15 | 2026-07-15 | Meters | SOLAREDGE HOME HUB | SE-RGMTR-1D-240C-B |  |  | 1 |  |  |  | Yes | Outdoor
NJADRE1559887089 | Administratively Determined Incentive Program | SHILOH | 8353 | 19.44 | Residential | Behind the Meter | Yes | Divine Solar, LLC | AC Electric |  | Accepted | 2025-06-11 | 2025-07-09 | 2026-07-09 | Solar Panels | Znshine | ZXM7-SH108 405 |  | 0.405 | 4 | 176 | 32 |  | Fixed | Roof
NJADRE1559887089 | Administratively Determined Incentive Program | SHILOH | 8353 | 19.44 | Residential | Behind the Meter | Yes | Divine Solar, LLC | AC Electric |  | Accepted | 2025-06-11 | 2025-07-09 | 2026-07-09 | Inverters | Enphase | IQ8PLUS-72-2-US | 290 |  | 8 |  |  | 0.976 |  | Outside | Under each pv panel
NJADRE1559887089 | Administratively Determined Incentive Program | SHILOH | 8353 | 19.44 | Residential | Behind the Meter | Yes | Divine Solar, LLC | AC Electric |  | Accepted | 2025-06-11 | 2025-07-09 | 2026-07-09 | Solar Panels | Znshine | ZXM7-SH108 405 |  | 0.405 | 6 | 176 | 30 |  | Fixed | Roof
NJADRE1559887089 | Administratively Determined Incentive Program | SHILOH | 8353 | 19.44 | Residential | Behind the Meter | Yes | Divine Solar, LLC | AC Electric |  | Accepted | 2025-06-11 | 2025-07-09 | 2026-07-09 | Solar Panels | Znshine | ZXM7-SH108 405 |  | 0.405 | 2 | 266 | 32 |  | Fixed | Roof
NJADRE1559887089 | Administratively Determined Incentive Program | SHILOH | 8353 | 19.44 | Residential | Behind the Meter | Yes | Divine Solar, LLC | AC Electric |  | Accepted | 2025-06-11 | 2025-07-09 | 2026-07-09 | Inverters | Enphase | IQ8PLUS-72-2-US | 290 |  | 6 |  |  | 0.976 |  | Outside | Under each pv panel
NJADRE1559887089 | Administratively Determined Incentive Program | SHILOH | 8353 | 19.44 | Residential | Behind the Meter | Yes | Divine Solar, LLC | AC Electric |  | Accepted | 2025-06-11 | 2025-07-09 | 2026-07-09 | Solar Panels | Znshine | ZXM7-SH108 405 |  | 0.405 | 3 | 266 | 32 |  | Fixed | Roof
NJADRE1559887089 | Administratively Determined Incentive Program | SHILOH | 8353 | 19.44 | Residential | Behind the Meter | Yes | Divine Solar, LLC | AC Electric |  | Accepted | 2025-06-11 | 2025-07-09 | 2026-07-09 | Solar Panels | Znshine | ZXM7-SH108 405 |  | 0.405 | 6 | 86 | 23 |  | Fixed | Roof
NJADRE1559887089 | Administratively Determined Incentive Program | SHILOH | 8353 | 19.44 | Residential | Behind the Meter | Yes | Divine Solar, LLC | AC Electric |  | Accepted | 2025-06-11 | 2025-07-09 | 2026-07-09 | Inverters | Enphase | IQ8PLUS-72-2-US | 290 |  | 6 |  |  | 0.976 |  | Outside | Under each pv panel
NJADRE1559887089 | Administratively Determined Incentive Program | SHILOH | 8353 | 19.44 | Residential | Behind the Meter | Yes | Divine Solar, LLC | AC Electric |  | Accepted | 2025-06-11 | 2025-07-09 | 2026-07-09 | Inverters | Enphase | IQ8PLUS-72-2-US | 290 |  | 4 |  |  | 0.976 |  | Outside | Under each pv panel
NJADRE1559887089 | Administratively Determined Incentive Program | SHILOH | 8353 | 19.44 | Residential | Behind the Meter | Yes | Divine Solar, LLC | AC Electric |  | Accepted | 2025-06-11 | 2025-07-09 | 2026-07-09 | Inverters | Enphase | IQ8PLUS-72-2-US | 290 |  | 3 |  |  | 0.976 |  | Outside | Under each pv panel
NJADRE1559887089 | Administratively Determined Incentive Program | SHILOH | 8353 | 19.44 | Residential | Behind the Meter | Yes | Divine Solar, LLC | AC Electric |  | Accepted | 2025-06-11 | 2025-07-09 | 2026-07-09 | Solar Panels | Znshine | ZXM7-SH108 405 |  | 0.405 | 8 | 86 | 16 |  | Fixed | Roof
NJADRE1559887089 | Administratively Determined Incentive Program | SHILOH | 8353 | 19.44 | Residential | Behind the Meter | Yes | Divine Solar, LLC | AC Electric |  | Accepted | 2025-06-11 | 2025-07-09 | 2026-07-09 | Inverters | Enphase | IQ8PLUS-72-2-US | 290 |  | 6 |  |  | 0.976 |  | Outside | Under each pv panel
NJADRE1559887089 | Administratively Determined Incentive Program | SHILOH | 8353 | 19.44 | Residential | Behind the Meter | Yes | Divine Solar, LLC | AC Electric |  | Accepted | 2025-06-11 | 2025-07-09 | 2026-07-09 | Inverters | Enphase | IQ8PLUS-72-2-US | 290 |  | 6 |  |  | 0.976 |  | Outside | Under each pv panel
NJADRE1559887089 | Administratively Determined Incentive Program | SHILOH | 8353 | 19.44 | Residential | Behind the Meter | Yes | Divine Solar, LLC | AC Electric |  | Accepted | 2025-06-11 | 2025-07-09 | 2026-07-09 | Solar Panels | Znshine | ZXM7-SH108 405 |  | 0.405 | 6 | 266 | 37 |  | Fixed | Roof
NJADRE1559887089 | Administratively Determined Incentive Program | SHILOH | 8353 | 19.44 | Residential | Behind the Meter | Yes | Divine Solar, LLC | AC Electric |  | Accepted | 2025-06-11 | 2025-07-09 | 2026-07-09 | Solar Panels | Znshine | ZXM7-SH108 405 |  | 0.405 | 6 | 86 | 32 |  | Fixed | Roof
NJADRE1559887089 | Administratively Determined Incentive Program | SHILOH | 8353 | 19.44 | Residential | Behind the Meter | Yes | Divine Solar, LLC | AC Electric |  | Accepted | 2025-06-11 | 2025-07-09 | 2026-07-09 | Inverters | Enphase | IQ8PLUS-72-2-US | 290 |  | 2 |  |  | 0.976 |  | Outside | Under each pv panel
NJADRE1559887089 | Administratively Determined Incentive Program | SHILOH | 8353 | 19.44 | Residential | Behind the Meter | Yes | Divine Solar, LLC | AC Electric |  | Accepted | 2025-06-11 | 2025-07-09 | 2026-07-09 | Solar Panels | Znshine | ZXM7-SH108 405 |  | 0.405 | 7 | 176 | 34 |  | Fixed | Roof
NJADRE1559887089 | Administratively Determined Incentive Program | SHILOH | 8353 | 19.44 | Residential | Behind the Meter | Yes | Divine Solar, LLC | AC Electric |  | Accepted | 2025-06-11 | 2025-07-09 | 2026-07-09 | Inverters | Enphase | IQ8PLUS-72-2-US | 290 |  | 7 |  |  | 0.976 |  | Outside | Under each pv panel
NJADRE1559887097 | Administratively Determined Incentive Program | PERTH AMBOY | 8861 | 6.24 | Residential | Behind the Meter | Yes | Sunrun Installation Services, Inc. | PSE&G |  | Accepted | 2025-06-11 | 2025-07-08 | 2026-07-08 | Solar Panels | Trina Solar | TSM-390DE09C.07 |  | 0.39 | 16 | 200 | 44 |  | Fixed | Roof
NJADRE1559887097 | Administratively Determined Incentive Program | PERTH AMBOY | 8861 | 6.24 | Residential | Behind the Meter | Yes | Sunrun Installation Services, Inc. | PSE&G |  | Accepted | 2025-06-11 | 2025-07-08 | 2026-07-08 | Inverters | SolarEdge Technologies | SE5700H-USMN | 5760 |  | 1 |  |  | 0.99 |  | Outdoor | Next to meter
NJADRE1559887111 | Administratively Determined Incentive Program | SOUTH TOMS RIVER | 8757 | 14.45 | Residential | Behind the Meter | Yes | Whitman Construction, LLC | JCP&L |  | Accepted | 2025-06-11 | 2025-07-10 | 2026-07-10 | Inverters | ENPHASE | IQ8PLUS-72-2-US | 290 |  | 34 |  |  | 0.975 |  | Outdoor
NJADRE1559887111 | Administratively Determined Incentive Program | SOUTH TOMS RIVER | 8757 | 14.45 | Residential | Behind the Meter | Yes | Whitman Construction, LLC | JCP&L |  | Accepted | 2025-06-11 | 2025-07-10 | 2026-07-10 | Solar Panels | JINKO SOLAR | JKM425N-54HL4-B |  | 0.425 | 27 | 156 | 6 |  | Fixed | Roof
NJADRE1559887111 | Administratively Determined Incentive Program | SOUTH TOMS RIVER | 8757 | 14.45 | Residential | Behind the Meter | Yes | Whitman Construction, LLC | JCP&L |  | Accepted | 2025-06-11 | 2025-07-10 | 2026-07-10 | Solar Panels | JINKO SOLAR | JKM425N-54HL4-B |  | 0.425 | 7 | 246 | 20 |  | Fixed | Roof
NJADRE1559887114 | Administratively Determined Incentive Program | HAMBURG | 7419 | 6.02 | Residential | Behind the Meter | Yes | EMT Renewables, LLC | JCP&L |  | Accepted | 2025-06-11 | 2025-07-10 | 2026-07-10 | Solar Panels | SEG SOLAR | SEG 430 |  | 0.43 | 7 | 142 | 23 |  | Fixed | Roof
NJADRE1559887114 | Administratively Determined Incentive Program | HAMBURG | 7419 | 6.02 | Residential | Behind the Meter | Yes | EMT Renewables, LLC | JCP&L |  | Accepted | 2025-06-11 | 2025-07-10 | 2026-07-10 | Inverters | IQ8HC | IQ8+ | 290 |  | 14 |  |  | 0.98 |  | Other | UNDER EACH PANEL
NJADRE1559887114 | Administratively Determined Incentive Program | HAMBURG | 7419 | 6.02 | Residential | Behind the Meter | Yes | EMT Renewables, LLC | JCP&L |  | Accepted | 2025-06-11 | 2025-07-10 | 2026-07-10 | Solar Panels | SEG SOLAR | SEG 430 |  | 0.43 | 7 | 322 | 23 |  | Fixed | Roof
NJADRE1559887120 | Administratively Determined Incentive Program | Englewood Cliffs | 7632 | 19.68 | Residential | Behind the Meter | No | Tesla Energy Operations, Inc. | PSE&G |  | Accepted | 2025-06-11 | 2025-07-09 | 2026-07-09 | Solar Panels | Hanwha | Q.PEAK DUO BLK ML-G10+/TS 410 |  | 0.41 | 4 | 82 | 27 |  | Fixed | Roof
NJADRE1559887120 | Administratively Determined Incentive Program | Englewood Cliffs | 7632 | 19.68 | Residential | Behind the Meter | No | Tesla Energy Operations, Inc. | PSE&G |  | Accepted | 2025-06-11 | 2025-07-09 | 2026-07-09 | Solar Panels | Hanwha | Q.PEAK DUO BLK ML-G10+/TS 410 |  | 0.41 | 4 | 262 | 27 |  | Fixed | Roof
NJADRE1559887120 | Administratively Determined Incentive Program | Englewood Cliffs | 7632 | 19.68 | Residential | Behind the Meter | No | Tesla Energy Operations, Inc. | PSE&G |  | Accepted | 2025-06-11 | 2025-07-09 | 2026-07-09 | Inverters | Tesla | 1538000-XX-Y | 3800 |  | 1 |  |  | 0.98 |  | Outdoor
NJADRE1559887120 | Administratively Determined Incentive Program | Englewood Cliffs | 7632 | 19.68 | Residential | Behind the Meter | No | Tesla Energy Operations, Inc. | PSE&G |  | Accepted | 2025-06-11 | 2025-07-09 | 2026-07-09 | Inverters | Tesla | 1707000-XX-Y | 11500 |  | 1 |  |  | 0.98 |  | Outdoor
NJADRE1559887120 | Administratively Determined Incentive Program | Englewood Cliffs | 7632 | 19.68 | Residential | Behind the Meter | No | Tesla Energy Operations, Inc. | PSE&G |  | Accepted | 2025-06-11 | 2025-07-09 | 2026-07-09 | Solar Panels | Hanwha | Q.PEAK DUO BLK ML-G10+/TS 410 |  | 0.41 | 12 | 172 | 23 |  | Fixed | Roof
NJADRE1559887120 | Administratively Determined Incentive Program | Englewood Cliffs | 7632 | 19.68 | Residential | Behind the Meter | No | Tesla Energy Operations, Inc. | PSE&G |  | Accepted | 2025-06-11 | 2025-07-09 | 2026-07-09 | Solar Panels | Hanwha | Q.PEAK DUO BLK ML-G10+/TS 410 |  | 0.41 | 2 | 82 | 37 |  | Fixed | Roof
NJADRE1559887120 | Administratively Determined Incentive Program | Englewood Cliffs | 7632 | 19.68 | Residential | Behind the Meter | No | Tesla Energy Operations, Inc. | PSE&G |  | Accepted | 2025-06-11 | 2025-07-09 | 2026-07-09 | Solar Panels | Hanwha | Q.PEAK DUO BLK ML-G10+/TS 410 |  | 0.41 | 11 | 352 | 23 |  | Fixed | Roof
NJADRE1559887120 | Administratively Determined Incentive Program | Englewood Cliffs | 7632 | 19.68 | Residential | Behind the Meter | No | Tesla Energy Operations, Inc. | PSE&G |  | Accepted | 2025-06-11 | 2025-07-09 | 2026-07-09 | Solar Panels | Hanwha | Q.PEAK DUO BLK ML-G10+/TS 410 |  | 0.41 | 3 | 262 | 37 |  | Fixed | Roof
NJADRE1559887120 | Administratively Determined Incentive Program | Englewood Cliffs | 7632 | 19.68 | Residential | Behind the Meter | No | Tesla Energy Operations, Inc. | PSE&G |  | Accepted | 2025-06-11 | 2025-07-09 | 2026-07-09 | Solar Panels | Hanwha | Q.PEAK DUO BLK ML-G10+/TS 410 |  | 0.41 | 9 | 82 | 36 |  | Fixed | Roof
NJADRE1559887120 | Administratively Determined Incentive Program | Englewood Cliffs | 7632 | 19.68 | Residential | Behind the Meter | No | Tesla Energy Operations, Inc. | PSE&G |  | Accepted | 2025-06-11 | 2025-07-09 | 2026-07-09 | Electric Storage Battery | Tesla | Powerwall 3 |  |  | 1 |  |  |  | Lithium Ion |  | OUTSIDE
NJADRE1559887120 | Administratively Determined Incentive Program | Englewood Cliffs | 7632 | 19.68 | Residential | Behind the Meter | No | Tesla Energy Operations, Inc. | PSE&G |  | Accepted | 2025-06-11 | 2025-07-09 | 2026-07-09 | Solar Panels | Hanwha | Hanwha Q Cells Q.PEAK DUO BLK ML-G10+/TS 410 |  | 0.41 | 3 | 262 | 36 |  | Fixed | Roof
NJADRE1559887130 | Administratively Determined Incentive Program | PORT NORRIS | 8349 | 4.675 | Residential | Behind the Meter | Yes | Power Energy Solutions, LLC | AC Electric |  | Accepted | 2025-06-11 | 2025-07-08 | 2026-07-08 | Inverters | SolarEdge | SE3800H-US | 4 |  | 1 |  |  | 0.97 |  | Outdoor
NJADRE1559887130 | Administratively Determined Incentive Program | PORT NORRIS | 8349 | 4.675 | Residential | Behind the Meter | Yes | Power Energy Solutions, LLC | AC Electric |  | Accepted | 2025-06-11 | 2025-07-08 | 2026-07-08 | Solar Panels | Trina Solar | TSM-425NE09RC.05 |  | 0.425 | 11 | 264 | 21 |  | Fixed | Roof
NJADRE1559887133 | Administratively Determined Incentive Program | Jersey City | 7306 | 7.74 | Residential | Behind the Meter | Yes | Pro Custom Solar dba Momentum Solar | PSE&G |  | Accepted | 2025-06-11 | 2025-07-08 | 2026-07-08 | Solar Panels | HANWHA | Q.TRON BLK M-G2+430 |  | 0.43 | 6 | 301 | 5 |  | Fixed | Roof
NJADRE1559887133 | Administratively Determined Incentive Program | Jersey City | 7306 | 7.74 | Residential | Behind the Meter | Yes | Pro Custom Solar dba Momentum Solar | PSE&G |  | Accepted | 2025-06-11 | 2025-07-08 | 2026-07-08 | Inverters | ENPHASE | IQ8HC-72-M-DOM-US | 380 |  | 18 |  |  | 0.97 |  | Outdoor
NJADRE1559887133 | Administratively Determined Incentive Program | Jersey City | 7306 | 7.74 | Residential | Behind the Meter | Yes | Pro Custom Solar dba Momentum Solar | PSE&G |  | Accepted | 2025-06-11 | 2025-07-08 | 2026-07-08 | Solar Panels | HANWHA | Q.TRON BLK M-G2+430 |  | 0.43 | 12 | 300 | 4 |  | Fixed | Roof
NJADRE1559887134 | Administratively Determined Incentive Program | KENDALL PARK | 8824 | 15.91 | Residential | Behind the Meter | Yes | EMT Renewables, LLC | PSE&G |  | Accepted | 2025-06-11 | 2025-07-10 | 2026-07-10 | Inverters | IQ8HC | IQ8+ | 290 |  | 37 |  |  | 0.98 |  | Other | UNDER EACH PANEL
NJADRE1559887134 | Administratively Determined Incentive Program | KENDALL PARK | 8824 | 15.91 | Residential | Behind the Meter | Yes | EMT Renewables, LLC | PSE&G |  | Accepted | 2025-06-11 | 2025-07-10 | 2026-07-10 | Solar Panels | SEG SOLAR | SEG 430 |  | 0.43 | 13 | 47 | 20 |  | Fixed | Roof
NJADRE1559887134 | Administratively Determined Incentive Program | KENDALL PARK | 8824 | 15.91 | Residential | Behind the Meter | Yes | EMT Renewables, LLC | PSE&G |  | Accepted | 2025-06-11 | 2025-07-10 | 2026-07-10 | Solar Panels | SEG SOLAR | SEG 430 |  | 0.43 | 3 | 226 | 19 |  | Fixed | Roof
NJADRE1559887134 | Administratively Determined Incentive Program | KENDALL PARK | 8824 | 15.91 | Residential | Behind the Meter | Yes | EMT Renewables, LLC | PSE&G |  | Accepted | 2025-06-11 | 2025-07-10 | 2026-07-10 | Solar Panels | SEG SOLAR | SEG 430 |  | 0.43 | 18 | 227 | 20 |  | Fixed | Roof
NJADRE1559887134 | Administratively Determined Incentive Program | KENDALL PARK | 8824 | 15.91 | Residential | Behind the Meter | Yes | EMT Renewables, LLC | PSE&G |  | Accepted | 2025-06-11 | 2025-07-10 | 2026-07-10 | Solar Panels | SEG SOLAR | SEG 430 |  | 0.43 | 3 | 46 | 19 |  | Fixed | Roof
NJADRE1559887152 | Administratively Determined Incentive Program | Monroe Twp | 8831 | 4.73 | Residential | Behind the Meter | Yes | EMT Renewables, LLC | JCP&L |  | Accepted | 2025-06-11 | 2025-07-08 | 2026-07-08 | Solar Panels | SEG SOLAR | SEG 430 |  | 0.43 | 11 | 162 | 38 |  | Fixed | Roof
NJADRE1559887152 | Administratively Determined Incentive Program | Monroe Twp | 8831 | 4.73 | Residential | Behind the Meter | Yes | EMT Renewables, LLC | JCP&L |  | Accepted | 2025-06-11 | 2025-07-08 | 2026-07-08 | Inverters | IQ8HC | IQ8+ | 290 |  | 11 |  |  | 0.98 |  | Other | UNDER EACH PANEL
NJADRE1559887167 | Administratively Determined Incentive Program | Ocean | 7712 | 17.63 | Residential | Behind the Meter | Yes | Trinity Solar, LLC | JCP&L |  | Accepted | 2025-06-11 | 2025-07-08 | 2026-07-08 | Inverters | Solar Edge | USE5700H-US | 5760 |  | 1 |  |  | 0.97 |  | Outside
NJADRE1559887167 | Administratively Determined Incentive Program | Ocean | 7712 | 17.63 | Residential | Behind the Meter | Yes | Trinity Solar, LLC | JCP&L |  | Accepted | 2025-06-11 | 2025-07-08 | 2026-07-08 | Solar Panels | Hanwha | Q.PEAK DUO BLK ML-G10+ 410 |  | 0.41 | 31 | 68 | 27 |  | Fixed | Roof
NJADRE1559887167 | Administratively Determined Incentive Program | Ocean | 7712 | 17.63 | Residential | Behind the Meter | Yes | Trinity Solar, LLC | JCP&L |  | Accepted | 2025-06-11 | 2025-07-08 | 2026-07-08 | Solar Panels | Hanwha | Q.PEAK DUO BLK ML-G10+ 410 |  | 0.41 | 12 | 248 | 22 |  | Fixed | Roof
NJADRE1559887167 | Administratively Determined Incentive Program | Ocean | 7712 | 17.63 | Residential | Behind the Meter | Yes | Trinity Solar, LLC | JCP&L |  | Accepted | 2025-06-11 | 2025-07-08 | 2026-07-08 | Inverters | Solar Edge | USE7600H-US | 7600 |  | 1 |  |  | 0.97 |  | Outside
NJADRE1559887172 | Administratively Determined Incentive Program | Hillside | 7205 | 5.67 | Residential | Behind the Meter | No | Sunrun Installation Services, Inc. | PSE&G |  | Accepted | 2025-06-11 | 2025-07-08 | 2026-07-08 | Inverters | SolarEdge Technologies | SE3800H-USMN | 3800 |  | 1 |  |  | 0.99 |  | Outdoor
NJADRE1559887172 | Administratively Determined Incentive Program | Hillside | 7205 | 5.67 | Residential | Behind the Meter | No | Sunrun Installation Services, Inc. | PSE&G |  | Accepted | 2025-06-11 | 2025-07-08 | 2026-07-08 | Solar Panels | JA Solar | JAM54S31-405/MR |  | 0.405 | 4 | 37 | 28 |  | Fixed | Roof
NJADRE1559887172 | Administratively Determined Incentive Program | Hillside | 7205 | 5.67 | Residential | Behind the Meter | No | Sunrun Installation Services, Inc. | PSE&G |  | Accepted | 2025-06-11 | 2025-07-08 | 2026-07-08 | Solar Panels | JA Solar | JAM54S31-405/MR |  | 0.405 | 10 | 217 | 25 |  | Fixed | Roof
NJADRE1559887183 | Administratively Determined Incentive Program | Egg Harbor City | 8215 | 8.6 | Residential | Behind the Meter | Yes | EMT Renewables, LLC | AC Electric |  | Accepted | 2025-06-11 | 2025-07-09 | 2026-07-09 | Inverters | IQ8HC | IQ8+ | 290 |  | 20 |  |  | 0.98 |  | Other | UNDER EACH PANEL
NJADRE1559887183 | Administratively Determined Incentive Program | Egg Harbor City | 8215 | 8.6 | Residential | Behind the Meter | Yes | EMT Renewables, LLC | AC Electric |  | Accepted | 2025-06-11 | 2025-07-09 | 2026-07-09 | Solar Panels | SEG SOLAR | SEG 430 |  | 0.43 | 20 | 223 | 34 |  | Fixed | Roof
NJADRE1559887189 | Administratively Determined Incentive Program | Cape May Court House | 8210 | 7.79 | Residential | Behind the Meter | Yes | Trinity Solar, LLC | AC Electric |  | Accepted | 2025-06-11 | 2025-07-08 | 2026-07-08 | Solar Panels | HANWHA | (Q.PEAK DUO BLK ML-G10.C+ 410) |  | 0.41 | 6 | 200 | 23 |  | Fixed | Roof
NJADRE1559887189 | Administratively Determined Incentive Program | Cape May Court House | 8210 | 7.79 | Residential | Behind the Meter | Yes | Trinity Solar, LLC | AC Electric |  | Accepted | 2025-06-11 | 2025-07-08 | 2026-07-08 | Inverters | Solar Edge | USE7600H-USMNBL75 | 7600 |  | 1 |  |  | 0.97 |  | Outdoor
NJADRE1559887189 | Administratively Determined Incentive Program | Cape May Court House | 8210 | 7.79 | Residential | Behind the Meter | Yes | Trinity Solar, LLC | AC Electric |  | Accepted | 2025-06-11 | 2025-07-08 | 2026-07-08 | Solar Panels | HANWHA | (Q.PEAK DUO BLK ML-G10.C+ 410) |  | 0.41 | 4 | 200 | 23 |  | Fixed | Roof
NJADRE1559887189 | Administratively Determined Incentive Program | Cape May Court House | 8210 | 7.79 | Residential | Behind the Meter | Yes | Trinity Solar, LLC | AC Electric |  | Accepted | 2025-06-11 | 2025-07-08 | 2026-07-08 | Solar Panels | HANWHA | (Q.PEAK DUO BLK ML-G10.C+ 410) |  | 0.41 | 6 | 110 | 23 |  | Fixed | Roof
NJADRE1559887189 | Administratively Determined Incentive Program | Cape May Court House | 8210 | 7.79 | Residential | Behind the Meter | Yes | Trinity Solar, LLC | AC Electric |  | Accepted | 2025-06-11 | 2025-07-08 | 2026-07-08 | Solar Panels | HANWHA | (Q.PEAK DUO BLK ML-G10.C+ 410) |  | 0.41 | 3 | 290 | 23 |  | Fixed | Roof
NJADRE1559887198 | Administratively Determined Incentive Program | Boonton | 7005 | 6.56 | Residential | Behind the Meter | Yes | Trinity Solar, LLC | JCP&L |  | Accepted | 2025-06-11 | 2025-07-08 | 2026-07-08 | Solar Panels | HANWHA 410 (Q.PEAK DUO BLK ML-G10+410) | HANWHA 410 (Q.PEAK DUO BLK ML-G10+410) |  | 0.41 | 10 | 268 | 21 |  | Fixed | Roof
NJADRE1559887198 | Administratively Determined Incentive Program | Boonton | 7005 | 6.56 | Residential | Behind the Meter | Yes | Trinity Solar, LLC | JCP&L |  | Accepted | 2025-06-11 | 2025-07-08 | 2026-07-08 | Solar Panels | HANWHA 410 (Q.PEAK DUO BLK ML-G10+410) | HANWHA 410 (Q.PEAK DUO BLK ML-G10+410) |  | 0.41 | 6 | 88 | 21 |  | Fixed | Roof
NJADRE1559887198 | Administratively Determined Incentive Program | Boonton | 7005 | 6.56 | Residential | Behind the Meter | Yes | Trinity Solar, LLC | JCP&L |  | Accepted | 2025-06-11 | 2025-07-08 | 2026-07-08 | Inverters | SOLAREDGE | SE5700H-US | 5700 |  | 1 |  |  | 0.97 |  | Outside
NJADRE1559887206 | Administratively Determined Incentive Program | PERTH AMBOY | 8861 | 9.12 | Residential | Behind the Meter | No | Vanguard Energy Partners, LLC | PSE&G |  | Accepted | 2025-06-13 | 2025-07-25 | 2026-07-25 | Solar Panels | RECOM | Black Panther 380W |  | 0.38 | 8 | 0 | 25 |  | Fixed | Roof
NJADRE1559887206 | Administratively Determined Incentive Program | PERTH AMBOY | 8861 | 9.12 | Residential | Behind the Meter | No | Vanguard Energy Partners, LLC | PSE&G |  | Accepted | 2025-06-13 | 2025-07-25 | 2026-07-25 | Solar Panels | RECOM | Black Panther 380W |  | 0.38 | 16 | 180 | 26 |  | Fixed | Roof
NJADRE1559887206 | Administratively Determined Incentive Program | PERTH AMBOY | 8861 | 9.12 | Residential | Behind the Meter | No | Vanguard Energy Partners, LLC | PSE&G |  | Accepted | 2025-06-13 | 2025-07-25 | 2026-07-25 | Inverters | Solar Edge | SE7600H-US | 7600 |  | 1 |  |  | 0.992 |  | Outside
NJADRE1559887407 | Administratively Determined Incentive Program | OLD BRIDGE | 8857 | 7.74 | Residential | Behind the Meter | Yes | EMT Renewables, LLC | JCP&L |  | Accepted | 2025-06-11 | 2025-07-15 | 2026-07-15 | Inverters | IQ8HC | IQ8+ | 290 |  | 18 |  |  | 0.98 |  | Other | UNDER EACH PANEL
NJADRE1559887407 | Administratively Determined Incentive Program | OLD BRIDGE | 8857 | 7.74 | Residential | Behind the Meter | Yes | EMT Renewables, LLC | JCP&L |  | Accepted | 2025-06-11 | 2025-07-15 | 2026-07-15 | Solar Panels | SEG SOLAR | SEG 430 |  | 0.43 | 7 | 184 | 14 |  | Fixed | Roof
NJADRE1559887407 | Administratively Determined Incentive Program | OLD BRIDGE | 8857 | 7.74 | Residential | Behind the Meter | Yes | EMT Renewables, LLC | JCP&L |  | Accepted | 2025-06-11 | 2025-07-15 | 2026-07-15 | Solar Panels | SEG SOLAR | SEG 430 |  | 0.43 | 4 | 4 | 14 |  | Fixed | Roof
NJADRE1559887407 | Administratively Determined Incentive Program | OLD BRIDGE | 8857 | 7.74 | Residential | Behind the Meter | Yes | EMT Renewables, LLC | JCP&L |  | Accepted | 2025-06-11 | 2025-07-15 | 2026-07-15 | Solar Panels | SEG SOLAR | SEG 430 |  | 0.43 | 7 | 184 | 13 |  | Fixed | Roof
NJADRE1559887426 | Administratively Determined Incentive Program | Galloway | 8205 | 15.3 | Residential | Behind the Meter | Yes | Whitman Construction, LLC | AC Electric |  | Accepted | 2025-06-11 | 2025-07-09 | 2026-07-09 | Solar Panels | JINKO SOLAR | JKM425N-54HL4-B |  | 0.425 | 16 | 312 | 27 |  | Fixed | Roof
NJADRE1559887426 | Administratively Determined Incentive Program | Galloway | 8205 | 15.3 | Residential | Behind the Meter | Yes | Whitman Construction, LLC | AC Electric |  | Accepted | 2025-06-11 | 2025-07-09 | 2026-07-09 | Solar Panels | JINKO SOLAR | JKM425N-54HL4-B |  | 0.425 | 20 | 132 | 27 |  | Fixed | Roof
NJADRE1559887426 | Administratively Determined Incentive Program | Galloway | 8205 | 15.3 | Residential | Behind the Meter | Yes | Whitman Construction, LLC | AC Electric |  | Accepted | 2025-06-11 | 2025-07-09 | 2026-07-09 | Inverters | ENPHASE | IQ8HC-72-M-DOM-US | 380 |  | 36 |  |  | 0.973 |  | Outdoor
NJADRE1559887442 | Administratively Determined Incentive Program | Little Egg Harbor | 8087 | 8.17 | Residential | Behind the Meter | Yes | EMT Renewables, LLC | AC Electric |  | Accepted | 2025-06-11 | 2025-07-15 | 2026-07-15 | Inverters | IQ8HC | IQ8+ | 290 |  | 19 |  |  | 0.98 |  | Other | UNDER EACH PANEL
NJADRE1559887442 | Administratively Determined Incentive Program | Little Egg Harbor | 8087 | 8.17 | Residential | Behind the Meter | Yes | EMT Renewables, LLC | AC Electric |  | Accepted | 2025-06-11 | 2025-07-15 | 2026-07-15 | Solar Panels | SEG SOLAR | SEG 430 |  | 0.43 | 9 | 120 | 26 |  | Fixed | Roof
NJADRE1559887442 | Administratively Determined Incentive Program | Little Egg Harbor | 8087 | 8.17 | Residential | Behind the Meter | Yes | EMT Renewables, LLC | AC Electric |  | Accepted | 2025-06-11 | 2025-07-15 | 2026-07-15 | Solar Panels | SEG SOLAR | SEG 430 |  | 0.43 | 10 | 300 | 26 |  | Fixed | Roof
NJADRE1559887452 | Administratively Determined Incentive Program | North Brunswick | 8902 | 14.19 | Residential | Behind the Meter | Yes | EMT Renewables, LLC | PSE&G |  | Accepted | 2025-06-11 | 2025-07-09 | 2026-07-09 | Solar Panels | SEG SOLAR | SEG 430 |  | 0.43 | 8 | 141 | 23 |  | Fixed | Roof
NJADRE1559887452 | Administratively Determined Incentive Program | North Brunswick | 8902 | 14.19 | Residential | Behind the Meter | Yes | EMT Renewables, LLC | PSE&G |  | Accepted | 2025-06-11 | 2025-07-09 | 2026-07-09 | Solar Panels | SEG SOLAR | SEG 430 |  | 0.43 | 7 | 321 | 25 |  | Fixed | Roof
NJADRE1559887452 | Administratively Determined Incentive Program | North Brunswick | 8902 | 14.19 | Residential | Behind the Meter | Yes | EMT Renewables, LLC | PSE&G |  | Accepted | 2025-06-11 | 2025-07-09 | 2026-07-09 | Solar Panels | SEG SOLAR | SEG 430 |  | 0.43 | 18 | 141 | 23 |  | Fixed | Roof
NJADRE1559887452 | Administratively Determined Incentive Program | North Brunswick | 8902 | 14.19 | Residential | Behind the Meter | Yes | EMT Renewables, LLC | PSE&G |  | Accepted | 2025-06-11 | 2025-07-09 | 2026-07-09 | Inverters | IQ8HC | IQ8+ | 290 |  | 33 |  |  | 0.98 |  | Other | UNDER EACH PANEL
NJADRE1559887456 | Administratively Determined Incentive Program | Upper Saddle River | 7458 | 18.45 | Residential | Behind the Meter | No | Tesla Energy Operations, Inc. | Orange Rockland Electric |  | Accepted | 2025-06-11 | 2025-07-14 | 2026-07-14 | Solar Panels | Hanwha | Q.PEAK DUO BLK ML-G10+/TS 410 |  | 0.41 | 7 | 102 | 28 |  | Fixed | Roof
NJADRE1559887456 | Administratively Determined Incentive Program | Upper Saddle River | 7458 | 18.45 | Residential | Behind the Meter | No | Tesla Energy Operations, Inc. | Orange Rockland Electric |  | Accepted | 2025-06-11 | 2025-07-14 | 2026-07-14 | Solar Panels | Hanwha | Q.PEAK DUO BLK ML-G10+/TS 410 |  | 0.41 | 4 | 192 | 40 |  | Fixed | Roof
NJADRE1559887456 | Administratively Determined Incentive Program | Upper Saddle River | 7458 | 18.45 | Residential | Behind the Meter | No | Tesla Energy Operations, Inc. | Orange Rockland Electric |  | Accepted | 2025-06-11 | 2025-07-14 | 2026-07-14 | Solar Panels | Hanwha | Q.PEAK DUO BLK ML-G10+/TS 410 |  | 0.41 | 8 | 102 | 28 |  | Fixed | Roof
NJADRE1559887456 | Administratively Determined Incentive Program | Upper Saddle River | 7458 | 18.45 | Residential | Behind the Meter | No | Tesla Energy Operations, Inc. | Orange Rockland Electric |  | Accepted | 2025-06-11 | 2025-07-14 | 2026-07-14 | Electric Storage Battery | Tesla | Powerwall 3 |  |  | 3 |  |  |  | Lithium Ion |  | OUTSIDE
NJADRE1559887456 | Administratively Determined Incentive Program | Upper Saddle River | 7458 | 18.45 | Residential | Behind the Meter | No | Tesla Energy Operations, Inc. | Orange Rockland Electric |  | Accepted | 2025-06-11 | 2025-07-14 | 2026-07-14 | Solar Panels | Hanwha | Q.PEAK DUO BLK ML-G10+/TS 410 |  | 0.41 | 3 | 192 | 40 |  | Fixed | Roof
NJADRE1559887456 | Administratively Determined Incentive Program | Upper Saddle River | 7458 | 18.45 | Residential | Behind the Meter | No | Tesla Energy Operations, Inc. | Orange Rockland Electric |  | Accepted | 2025-06-11 | 2025-07-14 | 2026-07-14 | Inverters | Tesla | 1538000-XX-Y | 7600 |  | 1 |  |  | 0.98 |  | Outdoor
NJADRE1559887456 | Administratively Determined Incentive Program | Upper Saddle River | 7458 | 18.45 | Residential | Behind the Meter | No | Tesla Energy Operations, Inc. | Orange Rockland Electric |  | Accepted | 2025-06-11 | 2025-07-14 | 2026-07-14 | Solar Panels | Hanwha | Q.PEAK DUO BLK ML-G10+/TS 410 |  | 0.41 | 3 | 192 | 40 |  | Fixed | Roof
NJADRE1559887456 | Administratively Determined Incentive Program | Upper Saddle River | 7458 | 18.45 | Residential | Behind the Meter | No | Tesla Energy Operations, Inc. | Orange Rockland Electric |  | Accepted | 2025-06-11 | 2025-07-14 | 2026-07-14 | Solar Panels | Hanwha | Q.PEAK DUO BLK ML-G10+/TS 410 |  | 0.41 | 14 | 282 | 28 |  | Fixed | Roof
NJADRE1559887456 | Administratively Determined Incentive Program | Upper Saddle River | 7458 | 18.45 | Residential | Behind the Meter | No | Tesla Energy Operations, Inc. | Orange Rockland Electric |  | Accepted | 2025-06-11 | 2025-07-14 | 2026-07-14 | Solar Panels | Hanwha | Q.PEAK DUO BLK ML-G10+/TS 410 |  | 0.41 | 6 | 192 | 45 |  | Fixed | Roof
NJADRE1559887456 | Administratively Determined Incentive Program | Upper Saddle River | 7458 | 18.45 | Residential | Behind the Meter | No | Tesla Energy Operations, Inc. | Orange Rockland Electric |  | Accepted | 2025-06-11 | 2025-07-14 | 2026-07-14 | Inverters | Tesla | 1707000-XX-Y | 10000 |  | 1 |  |  | 0.98 |  | Outdoor
NJADRE1559887460 | Administratively Determined Incentive Program | Robbinsville | 8691 | 4.86 | Residential | Behind the Meter | No | Freedom Forever New Jersey, LLC | PSE&G |  | Accepted | 2025-06-11 | 2025-07-09 | 2026-07-09 | Solar Panels | JA Solar | JAM54S31-405/MR |  | 0.405 | 12 | 119 | 33 |  | Fixed | Roof
NJADRE1559887460 | Administratively Determined Incentive Program | Robbinsville | 8691 | 4.86 | Residential | Behind the Meter | No | Freedom Forever New Jersey, LLC | PSE&G |  | Accepted | 2025-06-11 | 2025-07-09 | 2026-07-09 | Inverters | Solar Edge | SE3800H-USRGM | 3800 |  | 1 |  |  | 0.99 |  | Outside
NJADRE1559887469 | Administratively Determined Incentive Program | Bloomfield | 7003 | 9.02 | Residential | Behind the Meter | Yes | Sunrun Installation Services, Inc. | PSE&G |  | Accepted | 2025-06-11 | 2025-07-08 | 2026-07-08 | Solar Panels | Hanwha Q-Cells | Q.PEAK DUO BLK ML-G10+ 410 DCA (MD06G100A-017) |  | 0.41 | 6 | 176 | 28 |  | Fixed | Roof
NJADRE1559887469 | Administratively Determined Incentive Program | Bloomfield | 7003 | 9.02 | Residential | Behind the Meter | Yes | Sunrun Installation Services, Inc. | PSE&G |  | Accepted | 2025-06-11 | 2025-07-08 | 2026-07-08 | Solar Panels | Hanwha Q-Cells | Q.PEAK DUO BLK ML-G10+ 410 DCA (MD06G100A-017) |  | 0.41 | 3 | 356 | 26 |  | Fixed | Roof
NJADRE1559887469 | Administratively Determined Incentive Program | Bloomfield | 7003 | 9.02 | Residential | Behind the Meter | Yes | Sunrun Installation Services, Inc. | PSE&G |  | Accepted | 2025-06-11 | 2025-07-08 | 2026-07-08 | Solar Panels | Hanwha Q-Cells | Q.PEAK DUO BLK ML-G10+ 410 DCA (MD06G100A-017) |  | 0.41 | 5 | 356 | 27 |  | Fixed | Roof
NJADRE1559887469 | Administratively Determined Incentive Program | Bloomfield | 7003 | 9.02 | Residential | Behind the Meter | Yes | Sunrun Installation Services, Inc. | PSE&G |  | Accepted | 2025-06-11 | 2025-07-08 | 2026-07-08 | Inverters | TESLA | Powerwall 3 1707000-xx-y | 23000 |  | 2 |  |  | 0.97 |  | Outdoor | Next to meter
NJADRE1559887469 | Administratively Determined Incentive Program | Bloomfield | 7003 | 9.02 | Residential | Behind the Meter | Yes | Sunrun Installation Services, Inc. | PSE&G |  | Accepted | 2025-06-11 | 2025-07-08 | 2026-07-08 | Electric Storage Battery | TESLA | Powerwall 3 1707000-xx-y |  |  | 2 |  |  |  | Lithium Ion |  | OUTSIDE
NJADRE1559887469 | Administratively Determined Incentive Program | Bloomfield | 7003 | 9.02 | Residential | Behind the Meter | Yes | Sunrun Installation Services, Inc. | PSE&G |  | Accepted | 2025-06-11 | 2025-07-08 | 2026-07-08 | Solar Panels | Hanwha Q-Cells | Q.PEAK DUO BLK ML-G10+ 410 DCA (MD06G100A-017) |  | 0.41 | 3 | 86 | 28 |  | Fixed | Roof
NJADRE1559887469 | Administratively Determined Incentive Program | Bloomfield | 7003 | 9.02 | Residential | Behind the Meter | Yes | Sunrun Installation Services, Inc. | PSE&G |  | Accepted | 2025-06-11 | 2025-07-08 | 2026-07-08 | Solar Panels | Hanwha Q-Cells | Q.PEAK DUO BLK ML-G10+ 410 DCA (MD06G100A-017) |  | 0.41 | 5 | 266 | 27 |  | Fixed | Roof
NJADRE1559887477 | Administratively Determined Incentive Program | Boonton | 7005 | 7.82 | Residential | Behind the Meter | No | Green Power Energy, LLC | JCP&L |  | Accepted | 2025-06-11 | 2025-07-10 | 2026-07-10 | Inverters | Enphase Energy | IQ8X-80-M-US [240V] | 320 |  | 17 |  |  | 0.98 |  | Outside | Roof
NJADRE1559887477 | Administratively Determined Incentive Program | Boonton | 7005 | 7.82 | Residential | Behind the Meter | No | Green Power Energy, LLC | JCP&L |  | Accepted | 2025-06-11 | 2025-07-10 | 2026-07-10 | Solar Panels | REC Solar | REC460AA PURE-RX |  | 0.46 | 8 | 100 | 34 |  | Fixed | Roof
NJADRE1559887477 | Administratively Determined Incentive Program | Boonton | 7005 | 7.82 | Residential | Behind the Meter | No | Green Power Energy, LLC | JCP&L |  | Accepted | 2025-06-11 | 2025-07-10 | 2026-07-10 | Solar Panels | REC Solar | REC460AA PURE-RX |  | 0.46 | 6 | 280 | 34 |  | Fixed | Roof
NJADRE1559887477 | Administratively Determined Incentive Program | Boonton | 7005 | 7.82 | Residential | Behind the Meter | No | Green Power Energy, LLC | JCP&L |  | Accepted | 2025-06-11 | 2025-07-10 | 2026-07-10 | Solar Panels | REC Solar | REC460AA PURE-RX |  | 0.46 | 3 | 280 | 34 |  | Fixed | Roof
NJADRE1559887512 | Administratively Determined Incentive Program | NEPTUNE | 7753 | 10.53 | Residential | Behind the Meter | No | Power Home Remodeling Group | JCP&L |  | Accepted | 2025-06-11 | 2025-07-10 | 2026-07-10 | Solar Panels | JA Solar | JAM54S31 405/MR |  | 0.405 | 15 | 253 | 23 |  | Fixed | Roof
NJADRE1559887512 | Administratively Determined Incentive Program | NEPTUNE | 7753 | 10.53 | Residential | Behind the Meter | No | Power Home Remodeling Group | JCP&L |  | Accepted | 2025-06-11 | 2025-07-10 | 2026-07-10 | Inverters | SolardEdge | SE7600H-US | 7600 |  | 1 |  |  | 0.99 |  | Outside
NJADRE1559887512 | Administratively Determined Incentive Program | NEPTUNE | 7753 | 10.53 | Residential | Behind the Meter | No | Power Home Remodeling Group | JCP&L |  | Accepted | 2025-06-11 | 2025-07-10 | 2026-07-10 | Solar Panels | JA Solar | JAM54S31 405/MR |  | 0.405 | 11 | 73 | 23 |  | Fixed | Roof
NJADRE1559887512 | Administratively Determined Incentive Program | NEPTUNE | 7753 | 10.53 | Residential | Behind the Meter | No | Power Home Remodeling Group | JCP&L |  | Accepted | 2025-06-11 | 2025-07-10 | 2026-07-10 | Meters | SolarEdge | Revenue Grade Data Ansi C12.20 |  |  | 1 |  |  |  | Yes | Outdoor
NJADRE1559887515 | Administratively Determined Incentive Program | HARRISON TOWNSHIP | 8062 | 8.1 | Residential | Behind the Meter | Yes | Mona Lee GoodLeap Resi Solar | AC Electric |  | Accepted | 2025-06-11 | 2025-07-10 | 2026-07-10 | Inverters | SOLAREDGE | USE7600H-USMNBL75 | 7600 |  | 1 |  |  | 0.99 |  | Outside
NJADRE1559887515 | Administratively Determined Incentive Program | HARRISON TOWNSHIP | 8062 | 8.1 | Residential | Behind the Meter | Yes | Mona Lee GoodLeap Resi Solar | AC Electric |  | Accepted | 2025-06-11 | 2025-07-10 | 2026-07-10 | Solar Panels | JA SOLAR | JAM54S31-405/MR |  | 0.405 | 11 | 80 | 23 |  | Fixed | Roof
NJADRE1559887515 | Administratively Determined Incentive Program | HARRISON TOWNSHIP | 8062 | 8.1 | Residential | Behind the Meter | Yes | Mona Lee GoodLeap Resi Solar | AC Electric |  | Accepted | 2025-06-11 | 2025-07-10 | 2026-07-10 | Solar Panels | JA SOLAR | JAM54S31-405/MR |  | 0.405 | 9 | 260 | 23 |  | Fixed | Roof
NJADRE1559887524 | Administratively Determined Incentive Program | EGG HARBOR CITY | 8215 | 18.86 | Residential | Behind the Meter | Yes | Trinity Solar, LLC | AC Electric |  | Accepted | 2025-06-11 | 2025-07-09 | 2026-07-09 | Inverters | Solar Edge | USE7600H-US | 7600 |  | 2 |  |  | 0.97 |  | Outside
NJADRE1559887524 | Administratively Determined Incentive Program | EGG HARBOR CITY | 8215 | 18.86 | Residential | Behind the Meter | Yes | Trinity Solar, LLC | AC Electric |  | Accepted | 2025-06-11 | 2025-07-09 | 2026-07-09 | Solar Panels | Hanwha | Q.PEAK DUO BLK ML-G10+ 410 |  | 0.41 | 14 | 224 | 26 |  | Fixed | Roof
NJADRE1559887524 | Administratively Determined Incentive Program | EGG HARBOR CITY | 8215 | 18.86 | Residential | Behind the Meter | Yes | Trinity Solar, LLC | AC Electric |  | Accepted | 2025-06-11 | 2025-07-09 | 2026-07-09 | Solar Panels | Hanwha | Q.PEAK DUO BLK ML-G10+ 410 |  | 0.41 | 10 | 134 | 26 |  | Fixed | Roof
NJADRE1559887524 | Administratively Determined Incentive Program | EGG HARBOR CITY | 8215 | 18.86 | Residential | Behind the Meter | Yes | Trinity Solar, LLC | AC Electric |  | Accepted | 2025-06-11 | 2025-07-09 | 2026-07-09 | Solar Panels | Hanwha | Q.PEAK DUO BLK ML-G10+ 410 |  | 0.41 | 12 | 314 | 26 |  | Fixed | Roof
NJADRE1559887524 | Administratively Determined Incentive Program | EGG HARBOR CITY | 8215 | 18.86 | Residential | Behind the Meter | Yes | Trinity Solar, LLC | AC Electric |  | Accepted | 2025-06-11 | 2025-07-09 | 2026-07-09 | Solar Panels | Hanwha | Q.PEAK DUO BLK ML-G10+ 410 |  | 0.41 | 10 | 44 | 26 |  | Fixed | Roof
NJADRE1559887538 | Administratively Determined Incentive Program | HIGHLAND PARK | 8904 | 8.7 | Residential | Behind the Meter | No | Maier Solar Engineering dba Solar Me | PSE&G |  | Accepted | 2025-06-11 | 2025-07-09 | 2026-07-09 | Solar Panels | Hanwha | Q.TRON BLK-M-G2+435W |  | 0.435 | 11 | 73 | 43 |  | Fixed | Roof
NJADRE1559887538 | Administratively Determined Incentive Program | HIGHLAND PARK | 8904 | 8.7 | Residential | Behind the Meter | No | Maier Solar Engineering dba Solar Me | PSE&G |  | Accepted | 2025-06-11 | 2025-07-09 | 2026-07-09 | Inverters | Enphase | IQ8A | 349 |  | 20 |  |  | 0.96 |  | Outdoor | Next to meter
NJADRE1559887538 | Administratively Determined Incentive Program | HIGHLAND PARK | 8904 | 8.7 | Residential | Behind the Meter | No | Maier Solar Engineering dba Solar Me | PSE&G |  | Accepted | 2025-06-11 | 2025-07-09 | 2026-07-09 | Solar Panels | QCELL | Q.TRON BLK M-G2+ 435W |  | 0.435 | 9 | 253 | 43 |  | Fixed | Roof
NJADRE1559887546 | Administratively Determined Incentive Program | Egg Harbor Township | 8234 | 9.135 | Residential | Behind the Meter | Yes | Venture Home Solar, LLC | AC Electric |  | Accepted | 2025-06-11 | 2025-07-10 | 2026-07-10 | Inverters | Enphase Energy Inc. | IQ8HC-72-M-DOM-US (240V) | 366 |  | 21 |  |  | 0.98361 |  | Outside
NJADRE1559887546 | Administratively Determined Incentive Program | Egg Harbor Township | 8234 | 9.135 | Residential | Behind the Meter | Yes | Venture Home Solar, LLC | AC Electric |  | Accepted | 2025-06-11 | 2025-07-10 | 2026-07-10 | Solar Panels | Hanwha | Q.TRON BLK M-G2+ 435 |  | 0.435 | 8 | 201 | 34 |  | Fixed | Roof
NJADRE1559887546 | Administratively Determined Incentive Program | Egg Harbor Township | 8234 | 9.135 | Residential | Behind the Meter | Yes | Venture Home Solar, LLC | AC Electric |  | Accepted | 2025-06-11 | 2025-07-10 | 2026-07-10 | Solar Panels | Hanwha | Q.TRON BLK M-G2+ 435 |  | 0.435 | 13 | 111 | 26 |  | Fixed | Roof
NJADRE1559887554 | Administratively Determined Incentive Program | Lindenwold | 8021 | 6.56 | Residential | Behind the Meter | Yes | Trinity Solar, LLC | AC Electric |  | Accepted | 2025-06-11 | 2025-07-24 | 2026-07-24 | Solar Panels | HANWHA | (Q.PEAK DUO BLK ML-G10+410) |  | 0.41 | 7 | 248 | 13 |  | Fixed | Roof
NJADRE1559887554 | Administratively Determined Incentive Program | Lindenwold | 8021 | 6.56 | Residential | Behind the Meter | Yes | Trinity Solar, LLC | AC Electric |  | Accepted | 2025-06-11 | 2025-07-24 | 2026-07-24 | Solar Panels | HANWHA 410 (Q.PEAK DUO BLK ML-G10+410) | HANWHA 410 (Q.PEAK DUO BLK ML-G10+410) |  | 0.41 | 9 | 68 | 9 |  | Fixed | Roof
NJADRE1559887554 | Administratively Determined Incentive Program | Lindenwold | 8021 | 6.56 | Residential | Behind the Meter | Yes | Trinity Solar, LLC | AC Electric |  | Accepted | 2025-06-11 | 2025-07-24 | 2026-07-24 | Inverters | ENPHASE | IQ8PLUS-72-2-US | 290 |  | 16 |  |  | 0.97 |  | Outside
NJADRE1559887557 | Administratively Determined Incentive Program | Barrington | 8007 | 22.185 | Residential | Behind the Meter | Yes | SunnyMac, LLC | PSE&G |  | Accepted | 2025-06-11 | 2025-07-09 | 2026-07-09 | Inverters | SOLAREDGE HOME HUB | SE10000H-US | 10000 |  | 1 |  |  | 0.99 |  | Outdoor | next to meter
NJADRE1559887557 | Administratively Determined Incentive Program | Barrington | 8007 | 22.185 | Residential | Behind the Meter | Yes | SunnyMac, LLC | PSE&G |  | Accepted | 2025-06-11 | 2025-07-09 | 2026-07-09 | Solar Panels | HANWHA | Q.TRON BLK M-G2+ |  | 0.435 | 3 | 336 | 22 |  | Fixed | Roof
NJADRE1559887557 | Administratively Determined Incentive Program | Barrington | 8007 | 22.185 | Residential | Behind the Meter | Yes | SunnyMac, LLC | PSE&G |  | Accepted | 2025-06-11 | 2025-07-09 | 2026-07-09 | Solar Panels | HANWHA | Q.TRON BLK M-G2+ |  | 0.435 | 4 | 336 | 22 |  | Fixed | Roof
NJADRE1559887557 | Administratively Determined Incentive Program | Barrington | 8007 | 22.185 | Residential | Behind the Meter | Yes | SunnyMac, LLC | PSE&G |  | Accepted | 2025-06-11 | 2025-07-09 | 2026-07-09 | Inverters | SOLAREDGE HOME HUB | SE5700H-US | 5760 |  | 1 |  |  | 0.99 |  | Outdoor | next to meter
NJADRE1559887557 | Administratively Determined Incentive Program | Barrington | 8007 | 22.185 | Residential | Behind the Meter | Yes | SunnyMac, LLC | PSE&G |  | Accepted | 2025-06-11 | 2025-07-09 | 2026-07-09 | Solar Panels | HANWHA | Q.TRON BLK M-G2+ |  | 0.435 | 5 | 156 | 22 |  | Fixed | Roof
NJADRE1559887557 | Administratively Determined Incentive Program | Barrington | 8007 | 22.185 | Residential | Behind the Meter | Yes | SunnyMac, LLC | PSE&G |  | Accepted | 2025-06-11 | 2025-07-09 | 2026-07-09 | Solar Panels | HANWHA | Q.TRON BLK M-G2+ |  | 0.435 | 28 | 156 | 22 |  | Fixed | Roof
NJADRE1559887557 | Administratively Determined Incentive Program | Barrington | 8007 | 22.185 | Residential | Behind the Meter | Yes | SunnyMac, LLC | PSE&G |  | Accepted | 2025-06-11 | 2025-07-09 | 2026-07-09 | Solar Panels | HANWHA | Q.TRON BLK M-G2+ |  | 0.435 | 11 | 336 | 22 |  | Fixed | Roof
NJADRE1559887557 | Administratively Determined Incentive Program | Barrington | 8007 | 22.185 | Residential | Behind the Meter | Yes | SunnyMac, LLC | PSE&G |  | Accepted | 2025-06-11 | 2025-07-09 | 2026-07-09 | Meters | SOLAREDGE HOME HUB | SE-RGMTR-1D-240C-B |  |  | 1 |  |  |  | Yes | Outdoor
NJADRE1559887559 | Administratively Determined Incentive Program | South Orange Village Township | 7079 | 12.04 | Residential | Behind the Meter | No | Green Power Energy, LLC | PSE&G |  | Accepted | 2025-06-11 | 2025-07-09 | 2026-07-09 | Solar Panels | SEG Solar | SEG-430-BTD-BG |  | 0.43 | 13 | 266 | 40 |  | Fixed | Roof
NJADRE1559887559 | Administratively Determined Incentive Program | South Orange Village Township | 7079 | 12.04 | Residential | Behind the Meter | No | Green Power Energy, LLC | PSE&G |  | Accepted | 2025-06-11 | 2025-07-09 | 2026-07-09 | Inverters | Enphase Energy | IQ8MC-72-M-US [240V] | 320 |  | 28 |  |  | 0.98 |  | Outside | Roof
NJADRE1559887559 | Administratively Determined Incentive Program | South Orange Village Township | 7079 | 12.04 | Residential | Behind the Meter | No | Green Power Energy, LLC | PSE&G |  | Accepted | 2025-06-11 | 2025-07-09 | 2026-07-09 | Solar Panels | SEG Solar | SEG-430-BTD-BG |  | 0.43 | 2 | 86 | 27 |  | Fixed | Roof
NJADRE1559887559 | Administratively Determined Incentive Program | South Orange Village Township | 7079 | 12.04 | Residential | Behind the Meter | No | Green Power Energy, LLC | PSE&G |  | Accepted | 2025-06-11 | 2025-07-09 | 2026-07-09 | Solar Panels | SEG Solar | SEG-430-BTD-BG |  | 0.43 | 6 | 86 | 40 |  | Fixed | Roof
NJADRE1559887559 | Administratively Determined Incentive Program | South Orange Village Township | 7079 | 12.04 | Residential | Behind the Meter | No | Green Power Energy, LLC | PSE&G |  | Accepted | 2025-06-11 | 2025-07-09 | 2026-07-09 | Solar Panels | SEG Solar | SEG-430-BTD-BG |  | 0.43 | 7 | 266 | 27 |  | Fixed | Roof
NJADRE1559887565 | Administratively Determined Incentive Program | North Brunswick | 8902 | 4.92 | Residential | Behind the Meter | Yes | Pro Custom Solar dba Momentum Solar | PSE&G |  | Accepted | 2025-06-11 | 2025-07-09 | 2026-07-09 | Inverters | ENPHASE | IQ8HC-72-M-DOM-US | 380 |  | 12 |  |  | 0.97 |  | Outdoor
NJADRE1559887565 | Administratively Determined Incentive Program | North Brunswick | 8902 | 4.92 | Residential | Behind the Meter | Yes | Pro Custom Solar dba Momentum Solar | PSE&G |  | Accepted | 2025-06-11 | 2025-07-09 | 2026-07-09 | Solar Panels | HANWHA | Q.PEAK DUO BLK ML-G10+410 |  | 0.41 | 4 | 128 | 20 |  | Fixed | Roof
NJADRE1559887565 | Administratively Determined Incentive Program | North Brunswick | 8902 | 4.92 | Residential | Behind the Meter | Yes | Pro Custom Solar dba Momentum Solar | PSE&G |  | Accepted | 2025-06-11 | 2025-07-09 | 2026-07-09 | Solar Panels | HANWHA | Q.PEAK DUO BLK ML-G10+410 |  | 0.41 | 4 | 218 | 19 |  | Fixed | Roof
NJADRE1559887565 | Administratively Determined Incentive Program | North Brunswick | 8902 | 4.92 | Residential | Behind the Meter | Yes | Pro Custom Solar dba Momentum Solar | PSE&G |  | Accepted | 2025-06-11 | 2025-07-09 | 2026-07-09 | Solar Panels | HANWHA | Q.PEAK DUO BLK ML-G10+410 |  | 0.41 | 4 | 38 | 19 |  | Fixed | Roof
NJADRE1559887570 | Administratively Determined Incentive Program | Millstone | 8844 | 13.485 | Residential | Behind the Meter | Yes | Venture Home Solar, LLC | PSE&G |  | Accepted | 2025-06-11 | 2025-07-18 | 2026-07-18 | Inverters | EnPhase | IQ8HC-72-M-DOM-US (240V) | 366 |  | 31 |  |  | 0.98361 |  | Outside
NJADRE1559887570 | Administratively Determined Incentive Program | Millstone | 8844 | 13.485 | Residential | Behind the Meter | Yes | Venture Home Solar, LLC | PSE&G |  | Accepted | 2025-06-11 | 2025-07-18 | 2026-07-18 | Solar Panels | Hanwha | Q.TRON BLK M-G2+ 435 |  | 0.435 | 15 | 262 | 30 |  | Fixed | Roof
NJADRE1559887570 | Administratively Determined Incentive Program | Millstone | 8844 | 13.485 | Residential | Behind the Meter | Yes | Venture Home Solar, LLC | PSE&G |  | Accepted | 2025-06-11 | 2025-07-18 | 2026-07-18 | Solar Panels | Hanwha | Q.TRON BLK M-G2+ 435 |  | 0.435 | 16 | 82 | 30 |  | Fixed | Roof
NJADRE1559887574 | Administratively Determined Incentive Program | Woodbury | 8096 | 8.505 | Residential | Behind the Meter | No | Solar Energy World | PSE&G |  | Accepted | 2025-06-11 | 2025-07-09 | 2026-07-09 | Solar Panels | Longi | LR5-54HPB-405M |  | 0.405 | 8 | 0.99 | 32 |  | Fixed | Roof
NJADRE1559887574 | Administratively Determined Incentive Program | Woodbury | 8096 | 8.505 | Residential | Behind the Meter | No | Solar Energy World | PSE&G |  | Accepted | 2025-06-11 | 2025-07-09 | 2026-07-09 | Solar Panels | Longi | LR5-54HPB-405M |  | 0.405 | 3 | 187 | 19 |  | Fixed | Roof
NJADRE1559887574 | Administratively Determined Incentive Program | Woodbury | 8096 | 8.505 | Residential | Behind the Meter | No | Solar Energy World | PSE&G |  | Accepted | 2025-06-11 | 2025-07-09 | 2026-07-09 | Solar Panels | Longi | LR5-54HPB-405M |  | 0.405 | 10 | 8 | 29 |  | Fixed | Roof
NJADRE1559887574 | Administratively Determined Incentive Program | Woodbury | 8096 | 8.505 | Residential | Behind the Meter | No | Solar Energy World | PSE&G |  | Accepted | 2025-06-11 | 2025-07-09 | 2026-07-09 | Inverters | Enphase | IQ8+-72-M-US | 290 |  | 21 |  |  | 0.97 |  | Outside
NJADRE1559887575 | Administratively Determined Incentive Program | Cape May Court House | 8210 | 9.84 | Residential | Behind the Meter | Yes | Trinity Solar, LLC | AC Electric |  | Accepted | 2025-06-11 | 2025-07-09 | 2026-07-09 | Inverters | Solar Edge | USE7600H-USMNBL75 | 7600 |  | 1 |  |  | 0.97 |  | Outdoor
NJADRE1559887575 | Administratively Determined Incentive Program | Cape May Court House | 8210 | 9.84 | Residential | Behind the Meter | Yes | Trinity Solar, LLC | AC Electric |  | Accepted | 2025-06-11 | 2025-07-09 | 2026-07-09 | Solar Panels | HANWHA | (Q.PEAK DUO BLK ML-G10+ 410) |  | 0.41 | 24 | 208 | 25 |  | Fixed | Roof
NJADRE1559887576 | Administratively Determined Incentive Program | MARLBORO | 7746 | 10.92 | Residential | Behind the Meter | No | Public Service Solar, LLC | JCP&L |  | Accepted | 2025-06-11 | 2025-07-09 | 2026-07-09 | Solar Panels | Panasonic | EVPV420HK2 |  | 0.42 | 8 | 74 | 30 |  | Fixed | Roof
NJADRE1559887576 | Administratively Determined Incentive Program | MARLBORO | 7746 | 10.92 | Residential | Behind the Meter | No | Public Service Solar, LLC | JCP&L |  | Accepted | 2025-06-11 | 2025-07-09 | 2026-07-09 | Inverters | Enphase | iQ8HC-72-M-US | 380 |  | 26 |  |  | 0.96 |  | Outdoor | Under Panels
NJADRE1559887576 | Administratively Determined Incentive Program | MARLBORO | 7746 | 10.92 | Residential | Behind the Meter | No | Public Service Solar, LLC | JCP&L |  | Accepted | 2025-06-11 | 2025-07-09 | 2026-07-09 | Solar Panels | Panasonic | EVPV420HK2 |  | 0.42 | 4 | 164 | 58 |  | Fixed | Roof
NJADRE1559887576 | Administratively Determined Incentive Program | MARLBORO | 7746 | 10.92 | Residential | Behind the Meter | No | Public Service Solar, LLC | JCP&L |  | Accepted | 2025-06-11 | 2025-07-09 | 2026-07-09 | Solar Panels | Panasonic | EVPV420HK2 |  | 0.42 | 14 | 254 | 30 |  | Fixed | Roof
NJADRE1559887594 | Administratively Determined Incentive Program | Plainfield | 7062 | 7.36 | Residential | Behind the Meter | No | Green Power Energy, LLC | PSE&G |  | Accepted | 2025-06-11 | 2025-07-09 | 2026-07-09 | Solar Panels | REC Solar | REC460AA PURE-RX |  | 0.46 | 2 | 318 | 23 |  | Fixed | Roof
NJADRE1559887594 | Administratively Determined Incentive Program | Plainfield | 7062 | 7.36 | Residential | Behind the Meter | No | Green Power Energy, LLC | PSE&G |  | Accepted | 2025-06-11 | 2025-07-09 | 2026-07-09 | Solar Panels | REC Solar | REC460AA PURE-RX |  | 0.46 | 8 | 138 | 30 |  | Fixed | Roof
NJADRE1559887594 | Administratively Determined Incentive Program | Plainfield | 7062 | 7.36 | Residential | Behind the Meter | No | Green Power Energy, LLC | PSE&G |  | Accepted | 2025-06-11 | 2025-07-09 | 2026-07-09 | Solar Panels | REC Solar | REC460AA PURE-RX |  | 0.46 | 6 | 138 | 30 |  | Fixed | Roof
NJADRE1559887594 | Administratively Determined Incentive Program | Plainfield | 7062 | 7.36 | Residential | Behind the Meter | No | Green Power Energy, LLC | PSE&G |  | Accepted | 2025-06-11 | 2025-07-09 | 2026-07-09 | Inverters | Enphase Energy | IQ8X-80-M-US [240V] | 380 |  | 16 |  |  | 0.98 |  | Outside | Roof
NJADRE1559887602 | Administratively Determined Incentive Program | Lawrence Township | 8648 | 10.32 | Residential | Behind the Meter | Yes | EMT Renewables, LLC | PSE&G |  | Accepted | 2025-06-11 | 2025-07-09 | 2026-07-09 | Solar Panels | SEG SOLAR | SEG 430 |  | 0.43 | 1 | 207 | 49 |  | Fixed | Roof
NJADRE1559887602 | Administratively Determined Incentive Program | Lawrence Township | 8648 | 10.32 | Residential | Behind the Meter | Yes | EMT Renewables, LLC | PSE&G |  | Accepted | 2025-06-11 | 2025-07-09 | 2026-07-09 | Solar Panels | SEG SOLAR | SEG 430 |  | 0.43 | 9 | 207 | 49 |  | Fixed | Roof
NJADRE1559887602 | Administratively Determined Incentive Program | Lawrence Township | 8648 | 10.32 | Residential | Behind the Meter | Yes | EMT Renewables, LLC | PSE&G |  | Accepted | 2025-06-11 | 2025-07-09 | 2026-07-09 | Solar Panels | SEG SOLAR | SEG 430 |  | 0.43 | 2 | 117 | 46 |  | Fixed | Roof
NJADRE1559887602 | Administratively Determined Incentive Program | Lawrence Township | 8648 | 10.32 | Residential | Behind the Meter | Yes | EMT Renewables, LLC | PSE&G |  | Accepted | 2025-06-11 | 2025-07-09 | 2026-07-09 | Solar Panels | SEG SOLAR | SEG 430 |  | 0.43 | 2 | 297 | 46 |  | Fixed | Roof
NJADRE1559887602 | Administratively Determined Incentive Program | Lawrence Township | 8648 | 10.32 | Residential | Behind the Meter | Yes | EMT Renewables, LLC | PSE&G |  | Accepted | 2025-06-11 | 2025-07-09 | 2026-07-09 | Inverters | IQ8HC | IQ8+ | 290 |  | 24 |  |  | 0.98 |  | Other | UNDER EACH PANEL
NJADRE1559887602 | Administratively Determined Incentive Program | Lawrence Township | 8648 | 10.32 | Residential | Behind the Meter | Yes | EMT Renewables, LLC | PSE&G |  | Accepted | 2025-06-11 | 2025-07-09 | 2026-07-09 | Solar Panels | SEG SOLAR | SEG 430 |  | 0.43 | 10 | 27 | 27 |  | Fixed | Roof
NJADRE1559887604 | Administratively Determined Incentive Program | Long Valley | 7853 | 10.25 | Residential | Behind the Meter | No | Tesla Energy Operations, Inc. | JCP&L |  | Accepted | 2025-06-11 | 2025-07-14 | 2026-07-14 | Solar Panels | Hanwha | Q.PEAK DUO BLK ML-G10+/TS 410 |  | 0.41 | 2 | 264 | 18 |  | Fixed | Roof
NJADRE1559887604 | Administratively Determined Incentive Program | Long Valley | 7853 | 10.25 | Residential | Behind the Meter | No | Tesla Energy Operations, Inc. | JCP&L |  | Accepted | 2025-06-11 | 2025-07-14 | 2026-07-14 | Solar Panels | Hanwha | Q.PEAK DUO BLK ML-G10+/TS 410 |  | 0.41 | 2 | 84 | 18 |  | Fixed | Roof
NJADRE1559887604 | Administratively Determined Incentive Program | Long Valley | 7853 | 10.25 | Residential | Behind the Meter | No | Tesla Energy Operations, Inc. | JCP&L |  | Accepted | 2025-06-11 | 2025-07-14 | 2026-07-14 | Electric Storage Battery | Tesla | Powerwall 3 |  |  | 3 |  |  |  | Lithium Ion |  | OUTSIDE
NJADRE1559887604 | Administratively Determined Incentive Program | Long Valley | 7853 | 10.25 | Residential | Behind the Meter | No | Tesla Energy Operations, Inc. | JCP&L |  | Accepted | 2025-06-11 | 2025-07-14 | 2026-07-14 | Inverters | Tesla | 1707000-XX-Y | 11500 |  | 1 |  |  | 0.98 |  | Outdoor
NJADRE1559887604 | Administratively Determined Incentive Program | Long Valley | 7853 | 10.25 | Residential | Behind the Meter | No | Tesla Energy Operations, Inc. | JCP&L |  | Accepted | 2025-06-11 | 2025-07-14 | 2026-07-14 | Solar Panels | Hanwha | Q.PEAK DUO BLK ML-G10+/TS 410 |  | 0.41 | 10 | 264 | 18 |  | Fixed | Roof
NJADRE1559887604 | Administratively Determined Incentive Program | Long Valley | 7853 | 10.25 | Residential | Behind the Meter | No | Tesla Energy Operations, Inc. | JCP&L |  | Accepted | 2025-06-11 | 2025-07-14 | 2026-07-14 | Solar Panels | Hanwha | Q.PEAK DUO BLK ML-G10+/TS 410 |  | 0.41 | 11 | 84 | 18 |  | Fixed | Roof
NJADRE1559887605 | Administratively Determined Incentive Program | Manchester | 8759 | 20.25 | Residential | Behind the Meter | No | Powerlutions, LLC | JCP&L |  | Accepted | 2025-06-11 | 2025-07-09 | 2026-07-09 | Solar Panels | CANADIAN | CS6.1-54TM-450H |  | 0.45 | 4 | 54 | 21 |  | Fixed | Roof
NJADRE1559887605 | Administratively Determined Incentive Program | Manchester | 8759 | 20.25 | Residential | Behind the Meter | No | Powerlutions, LLC | JCP&L |  | Accepted | 2025-06-11 | 2025-07-09 | 2026-07-09 | Solar Panels | CANADIAN | CS6.1-54TM-450H |  | 0.45 | 26 | 144 | 20 |  | Fixed | Roof
NJADRE1559887605 | Administratively Determined Incentive Program | Manchester | 8759 | 20.25 | Residential | Behind the Meter | No | Powerlutions, LLC | JCP&L |  | Accepted | 2025-06-11 | 2025-07-09 | 2026-07-09 | Solar Panels | CANADIAN | CS6.1-54TM-450H |  | 0.45 | 11 | 324 | 20 |  | Fixed | Roof
NJADRE1559887605 | Administratively Determined Incentive Program | Manchester | 8759 | 20.25 | Residential | Behind the Meter | No | Powerlutions, LLC | JCP&L |  | Accepted | 2025-06-11 | 2025-07-09 | 2026-07-09 | Inverters | Enphase | IQ8MC-72-M-US | 321 |  | 45 |  |  | 0.98 |  | Outdoor
NJADRE1559887605 | Administratively Determined Incentive Program | Manchester | 8759 | 20.25 | Residential | Behind the Meter | No | Powerlutions, LLC | JCP&L |  | Accepted | 2025-06-11 | 2025-07-09 | 2026-07-09 | Solar Panels | CANADIAN | CS6.1-54TM-450H |  | 0.45 | 4 | 234 | 21 |  | Fixed | Roof
NJADRE1559887622 | Administratively Determined Incentive Program | LINDENWOLD | 8021 | 15.99 | Residential | Behind the Meter | Yes | RCL Enterprises, Inc. | AC Electric |  | Accepted | 2025-06-11 | 2025-07-09 | 2026-07-09 | Inverters | Enphase | IQ8HC-72-M-DOM-US | 380 |  | 39 |  |  | 0.97 |  | Outside
NJADRE1559887622 | Administratively Determined Incentive Program | LINDENWOLD | 8021 | 15.99 | Residential | Behind the Meter | Yes | RCL Enterprises, Inc. | AC Electric |  | Accepted | 2025-06-11 | 2025-07-09 | 2026-07-09 | Solar Panels | Mission Solar | MSE 410 PERC |  | 0.41 | 24 | 146 | 32 |  | Fixed | Roof
NJADRE1559887622 | Administratively Determined Incentive Program | LINDENWOLD | 8021 | 15.99 | Residential | Behind the Meter | Yes | RCL Enterprises, Inc. | AC Electric |  | Accepted | 2025-06-11 | 2025-07-09 | 2026-07-09 | Solar Panels | Mission Solar | MSE 410 PERC |  | 0.41 | 15 | 146 | 32 |  | Fixed | Roof
NJADRE1559887628 | Administratively Determined Incentive Program | Kendall Park | 8824 | 10.32 | Residential | Behind the Meter | No | Green Power Energy, LLC | PSE&G |  | Accepted | 2025-06-11 | 2025-07-09 | 2026-07-09 | Solar Panels | SEG Solar | SEG-430-BTD-BG |  | 0.43 | 24 | 237 | 18 |  | Fixed | Roof
NJADRE1559887628 | Administratively Determined Incentive Program | Kendall Park | 8824 | 10.32 | Residential | Behind the Meter | No | Green Power Energy, LLC | PSE&G |  | Accepted | 2025-06-11 | 2025-07-09 | 2026-07-09 | Inverters | Enphase Energy | IQ8MC-72-M-US [240V] | 320 |  | 24 |  |  | 0.98 |  | Outside | Roof
NJADRE1559887633 | Administratively Determined Incentive Program | PERTH AMBOY | 8861 | 9.12 | Residential | Behind the Meter | No | Vanguard Energy Partners, LLC | PSE&G |  | Accepted | 2025-06-13 | 2025-07-25 | 2026-07-25 | Solar Panels | RECOM | Black Panther 380W |  | 0.38 | 8 | 0 | 27 |  | Fixed | Roof
NJADRE1559887633 | Administratively Determined Incentive Program | PERTH AMBOY | 8861 | 9.12 | Residential | Behind the Meter | No | Vanguard Energy Partners, LLC | PSE&G |  | Accepted | 2025-06-13 | 2025-07-25 | 2026-07-25 | Inverters | Solar Edge | SE7600H-US | 7600 |  | 1 |  |  | 0.992 |  | Outside
NJADRE1559887633 | Administratively Determined Incentive Program | PERTH AMBOY | 8861 | 9.12 | Residential | Behind the Meter | No | Vanguard Energy Partners, LLC | PSE&G |  | Accepted | 2025-06-13 | 2025-07-25 | 2026-07-25 | Solar Panels | RECOM | Black Panther 380W |  | 0.38 | 16 | 180 | 27 |  | Fixed | Roof
NJADRE1559887634 | Administratively Determined Incentive Program | MATAWAN | 7747 | 11.05 | Residential | Behind the Meter | No | Power Energy Solutions, LLC | JCP&L |  | Accepted | 2025-06-11 | 2025-07-09 | 2026-07-09 | Inverters | SolarEdge | SE5700H-US | 5760 |  | 1 |  |  | 0.97 |  | Outdoor
NJADRE1559887634 | Administratively Determined Incentive Program | MATAWAN | 7747 | 11.05 | Residential | Behind the Meter | No | Power Energy Solutions, LLC | JCP&L |  | Accepted | 2025-06-11 | 2025-07-09 | 2026-07-09 | Solar Panels | Trina Solar | TSM-425NE09RC.05 |  | 0.425 | 2 | 259 | 20 |  | Fixed | Roof
NJADRE1559887634 | Administratively Determined Incentive Program | MATAWAN | 7747 | 11.05 | Residential | Behind the Meter | No | Power Energy Solutions, LLC | JCP&L |  | Accepted | 2025-06-11 | 2025-07-09 | 2026-07-09 | Solar Panels | Trina Solar | TSM-425NE09RC.05 |  | 0.425 | 17 | 258 | 22 |  | Fixed | Roof
NJADRE1559887634 | Administratively Determined Incentive Program | MATAWAN | 7747 | 11.05 | Residential | Behind the Meter | No | Power Energy Solutions, LLC | JCP&L |  | Accepted | 2025-06-11 | 2025-07-09 | 2026-07-09 | Solar Panels | Trina Solar | TSM-425NE09RC.05 |  | 0.425 | 2 | 168 | 19 |  | Fixed | Roof
NJADRE1559887634 | Administratively Determined Incentive Program | MATAWAN | 7747 | 11.05 | Residential | Behind the Meter | No | Power Energy Solutions, LLC | JCP&L |  | Accepted | 2025-06-11 | 2025-07-09 | 2026-07-09 | Solar Panels | Trina Solar | TSM-425NE09RC.05 |  | 0.425 | 5 | 78 | 23 |  | Fixed | Roof
NJADRE1559887635 | Administratively Determined Incentive Program | LAWRENCE TOWNSHIP | 8648 | 6.45 | Residential | Behind the Meter | Yes | Pro Custom Solar dba Momentum Solar | PSE&G |  | Accepted | 2025-06-11 | 2025-07-09 | 2026-07-09 | Inverters | ENPHASE | IQ8HC-72-M-DOM-US | 380 |  | 15 |  |  | 0.97 |  | Outdoor
NJADRE1559887635 | Administratively Determined Incentive Program | LAWRENCE TOWNSHIP | 8648 | 6.45 | Residential | Behind the Meter | Yes | Pro Custom Solar dba Momentum Solar | PSE&G |  | Accepted | 2025-06-11 | 2025-07-09 | 2026-07-09 | Solar Panels | HANWHA | Q.TRON BLK M-G2+430 |  | 0.43 | 15 | 196 | 26 |  | Fixed | Roof
NJADRE1559887649 | Administratively Determined Incentive Program | CINNAMINSON | 8077 | 11.9 | Residential | Behind the Meter | Yes | Whitman Construction, LLC | PSE&G |  | Accepted | 2025-06-11 | 2025-07-09 | 2026-07-09 | Solar Panels | JINKO SOLAR | JKM425N-54HL4-B |  | 0.425 | 11 | 275 | 18 |  | Fixed | Roof
NJADRE1559887649 | Administratively Determined Incentive Program | CINNAMINSON | 8077 | 11.9 | Residential | Behind the Meter | Yes | Whitman Construction, LLC | PSE&G |  | Accepted | 2025-06-11 | 2025-07-09 | 2026-07-09 | Solar Panels | JINKO SOLAR | JKM425N-54HL4-B |  | 0.425 | 17 | 185 | 20 |  | Fixed | Roof
NJADRE1559887649 | Administratively Determined Incentive Program | CINNAMINSON | 8077 | 11.9 | Residential | Behind the Meter | Yes | Whitman Construction, LLC | PSE&G |  | Accepted | 2025-06-11 | 2025-07-09 | 2026-07-09 | Inverters | ENPHASE | IQ8HC-72-M-DOM-US | 380 |  | 28 |  |  | 0.973 |  | Outdoor
NJADRE1559887670 | Administratively Determined Incentive Program | Vineland | 8360 | 9.57 | Residential | Behind the Meter | No | SunnyMac, LLC | AC Electric |  | Accepted | 2025-06-11 | 2025-07-10 | 2026-07-10 | Solar Panels | HANWHA | Q.TRON BLK M-G2+ |  | 0.435 | 16 | 95 | 31 |  | Fixed | Roof
NJADRE1559887670 | Administratively Determined Incentive Program | Vineland | 8360 | 9.57 | Residential | Behind the Meter | No | SunnyMac, LLC | AC Electric |  | Accepted | 2025-06-11 | 2025-07-10 | 2026-07-10 | Solar Panels | HANWHA | Q.TRON BLK M-G2+ |  | 0.435 | 6 | 275 | 31 |  | Fixed | Roof
NJADRE1559887670 | Administratively Determined Incentive Program | Vineland | 8360 | 9.57 | Residential | Behind the Meter | No | SunnyMac, LLC | AC Electric |  | Accepted | 2025-06-11 | 2025-07-10 | 2026-07-10 | Inverters | SOLAREDGE HOME HUB | SE7600H-US | 7600 |  | 1 |  |  | 0.99 |  | Outdoor | NEX TO METER
NJADRE1559887670 | Administratively Determined Incentive Program | Vineland | 8360 | 9.57 | Residential | Behind the Meter | No | SunnyMac, LLC | AC Electric |  | Accepted | 2025-06-11 | 2025-07-10 | 2026-07-10 | Meters | SOLAREDGE HOME HUB | SE-RGMTR-1D-240C-B |  |  | 1 |  |  |  | Yes | Outdoor
NJADRE1559887686 | Administratively Determined Incentive Program | WOODBRIDGE TOWNSHIP | 7067 | 4.05 | Residential | Behind the Meter | No | Freedom Forever New Jersey, LLC | PSE&G |  | Accepted | 2025-06-11 | 2025-07-15 | 2026-07-15 | Inverters | Solar Edge | SE5000H-USRGM | 5000 |  | 1 |  |  | 0.99 |  | Outside
NJADRE1559887686 | Administratively Determined Incentive Program | WOODBRIDGE TOWNSHIP | 7067 | 4.05 | Residential | Behind the Meter | No | Freedom Forever New Jersey, LLC | PSE&G |  | Accepted | 2025-06-11 | 2025-07-15 | 2026-07-15 | Solar Panels | JA Solar | JAM54S31-405/MR |  | 0.405 | 5 | 317 | 45 |  | Fixed | Roof
NJADRE1559887686 | Administratively Determined Incentive Program | WOODBRIDGE TOWNSHIP | 7067 | 4.05 | Residential | Behind the Meter | No | Freedom Forever New Jersey, LLC | PSE&G |  | Accepted | 2025-06-11 | 2025-07-15 | 2026-07-15 | Solar Panels | JA Solar | JAM54S31-405/MR |  | 0.405 | 5 | 137 | 45 |  | Fixed | Roof
NJADRE1559887695 | Administratively Determined Incentive Program | MORRIS PLAINS | 7950 | 13.49 | Residential | Behind the Meter | No | Maier Solar Engineering dba Solar Me | JCP&L |  | Accepted | 2025-06-11 | 2025-07-09 | 2026-07-09 | Solar Panels | QCELL | Q.TRON BLK M-G2+ 435W |  | 0.435 | 1 | 265 | 38 |  | Fixed | Roof
NJADRE1559887695 | Administratively Determined Incentive Program | MORRIS PLAINS | 7950 | 13.49 | Residential | Behind the Meter | No | Maier Solar Engineering dba Solar Me | JCP&L |  | Accepted | 2025-06-11 | 2025-07-09 | 2026-07-09 | Solar Panels | QCELL | Q.TRON BLK M-G2+ 435W |  | 0.435 | 6 | 265 | 14 |  | Fixed | Roof
NJADRE1559887695 | Administratively Determined Incentive Program | MORRIS PLAINS | 7950 | 13.49 | Residential | Behind the Meter | No | Maier Solar Engineering dba Solar Me | JCP&L |  | Accepted | 2025-06-11 | 2025-07-09 | 2026-07-09 | Solar Panels | QCELL | Q.TRON BLK M-G2+ 435W |  | 0.435 | 4 | 265 | 37 |  | Fixed | Roof
NJADRE1559887695 | Administratively Determined Incentive Program | MORRIS PLAINS | 7950 | 13.49 | Residential | Behind the Meter | No | Maier Solar Engineering dba Solar Me | JCP&L |  | Accepted | 2025-06-11 | 2025-07-09 | 2026-07-09 | Solar Panels | QCELL | Q.TRON BLK M-G2+ 435W |  | 0.435 | 3 | 85 | 35 |  | Fixed | Roof
NJADRE1559887695 | Administratively Determined Incentive Program | MORRIS PLAINS | 7950 | 13.49 | Residential | Behind the Meter | No | Maier Solar Engineering dba Solar Me | JCP&L |  | Accepted | 2025-06-11 | 2025-07-09 | 2026-07-09 | Solar Panels | QCELL | Q.TRON BLK M-G2+ 435W |  | 0.435 | 4 | 265 | 37 |  | Fixed | Roof
NJADRE1559887695 | Administratively Determined Incentive Program | MORRIS PLAINS | 7950 | 13.49 | Residential | Behind the Meter | No | Maier Solar Engineering dba Solar Me | JCP&L |  | Accepted | 2025-06-11 | 2025-07-09 | 2026-07-09 | Inverters | Enphase | IQ8A | 349 |  | 31 |  |  | 0.96 |  | Outdoor | Next to meter
NJADRE1559887695 | Administratively Determined Incentive Program | MORRIS PLAINS | 7950 | 13.49 | Residential | Behind the Meter | No | Maier Solar Engineering dba Solar Me | JCP&L |  | Accepted | 2025-06-11 | 2025-07-09 | 2026-07-09 | Solar Panels | QCELL | Q.TRON BLK M-G2+ 435W |  | 0.435 | 13 | 85 | 34 |  | Fixed | Roof
NJADRE1559887701 | Administratively Determined Incentive Program | PLEASANTVILLE | 8232 | 19.55 | Residential | Behind the Meter | Yes | Whitman Construction, LLC | AC Electric |  | Accepted | 2025-06-11 | 2025-07-09 | 2026-07-09 | Solar Panels | JINKO SOLAR | JKM425N-54HL4-B |  | 0.425 | 6 | 128 | 29 |  | Fixed | Roof
NJADRE1559887701 | Administratively Determined Incentive Program | PLEASANTVILLE | 8232 | 19.55 | Residential | Behind the Meter | Yes | Whitman Construction, LLC | AC Electric |  | Accepted | 2025-06-11 | 2025-07-09 | 2026-07-09 | Solar Panels | JINKO SOLAR | JKM425N-54HL4-B |  | 0.425 | 20 | 218 | 18 |  | Fixed | Roof
NJADRE1559887701 | Administratively Determined Incentive Program | PLEASANTVILLE | 8232 | 19.55 | Residential | Behind the Meter | Yes | Whitman Construction, LLC | AC Electric |  | Accepted | 2025-06-11 | 2025-07-09 | 2026-07-09 | Inverters | ENPHASE | IQ8HC-72-M-DOM-US | 380 |  | 46 |  |  | 0.973 |  | Outdoor
NJADRE1559887701 | Administratively Determined Incentive Program | PLEASANTVILLE | 8232 | 19.55 | Residential | Behind the Meter | Yes | Whitman Construction, LLC | AC Electric |  | Accepted | 2025-06-11 | 2025-07-09 | 2026-07-09 | Solar Panels | JINKO SOLAR | JKM425N-54HL4-B |  | 0.425 | 20 | 38 | 18 |  | Fixed | Roof
NJADRE1559887713 | Administratively Determined Incentive Program | South Brunswick Township | 8824 | 6.88 | Residential | Behind the Meter | No | Green Power Energy, LLC | PSE&G |  | Accepted | 2025-06-11 | 2025-07-09 | 2026-07-09 | Inverters | Enphase Energy | IQ8MC-72-M-US [240V] | 320 |  | 16 |  |  | 0.98 |  | Outside | Roof
NJADRE1559887713 | Administratively Determined Incentive Program | South Brunswick Township | 8824 | 6.88 | Residential | Behind the Meter | No | Green Power Energy, LLC | PSE&G |  | Accepted | 2025-06-11 | 2025-07-09 | 2026-07-09 | Solar Panels | SEG Solar | SEG-430-BTD-BG |  | 0.43 | 16 | 237 | 18 |  | Fixed | Roof
NJADRE1559887720 | Administratively Determined Incentive Program | MONROE | 8831 | 11.48 | Residential | Behind the Meter | No | PV4U, LLC | JCP&L |  | Accepted | 2025-06-13 | 2025-07-11 | 2026-07-11 | Solar Panels | Hanwha | qcells 410 |  | 0.41 | 10 | 157 | 22 |  | Fixed | Roof
NJADRE1559887720 | Administratively Determined Incentive Program | MONROE | 8831 | 11.48 | Residential | Behind the Meter | No | PV4U, LLC | JCP&L |  | Accepted | 2025-06-13 | 2025-07-11 | 2026-07-11 | Solar Panels | Hanwha | qcells 410 |  | 0.41 | 18 | 157 | 22 |  | Fixed | Roof
NJADRE1559887720 | Administratively Determined Incentive Program | MONROE | 8831 | 11.48 | Residential | Behind the Meter | No | PV4U, LLC | JCP&L |  | Accepted | 2025-06-13 | 2025-07-11 | 2026-07-11 | Inverters | ENPHASE | IQ8PLUS | 290 |  | 28 |  |  | 0.98 |  | Outdoor
NJADRE1559887730 | Administratively Determined Incentive Program | FREEHOLD | 7728 | 4.86 | Residential | Behind the Meter | Yes | Sunrun Installation Services, Inc. | JCP&L |  | Accepted | 2025-06-11 | 2025-07-09 | 2026-07-09 | Solar Panels | JA Solar | JAM54S31-405/MR |  | 0.405 | 2 | 232 | 28 |  | Fixed | Roof
NJADRE1559887730 | Administratively Determined Incentive Program | FREEHOLD | 7728 | 4.86 | Residential | Behind the Meter | Yes | Sunrun Installation Services, Inc. | JCP&L |  | Accepted | 2025-06-11 | 2025-07-09 | 2026-07-09 | Inverters | SolarEdge Technologies | SE3800H-USMN | 3800 |  | 1 |  |  | 0.99 |  | Outdoor
NJADRE1559887730 | Administratively Determined Incentive Program | FREEHOLD | 7728 | 4.86 | Residential | Behind the Meter | Yes | Sunrun Installation Services, Inc. | JCP&L |  | Accepted | 2025-06-11 | 2025-07-09 | 2026-07-09 | Solar Panels | JA Solar | JAM54S31-405/MR |  | 0.405 | 6 | 142 | 30 |  | Fixed | Roof
NJADRE1559887730 | Administratively Determined Incentive Program | FREEHOLD | 7728 | 4.86 | Residential | Behind the Meter | Yes | Sunrun Installation Services, Inc. | JCP&L |  | Accepted | 2025-06-11 | 2025-07-09 | 2026-07-09 | Solar Panels | JA Solar | JAM54S31-405/MR |  | 0.405 | 4 | 232 | 28 |  | Fixed | Roof
NJADRE1559887730 | Administratively Determined Incentive Program | FREEHOLD | 7728 | 4.86 | Residential | Behind the Meter | Yes | Sunrun Installation Services, Inc. | JCP&L |  | Accepted | 2025-06-11 | 2025-07-09 | 2026-07-09 | Meters | SolarEdge Technologies | SE3800H-USMN |  |  | 1 |  |  |  | Yes | Outdoor
NJADRE1559887731 | Administratively Determined Incentive Program | LAKEWOOD | 8701 | 22.95 | Residential | Behind the Meter | Yes | Powerlutions, LLC | JCP&L |  | Accepted | 2025-06-11 | 2025-07-09 | 2026-07-09 | Inverters | Enphase | IQ8HC-72-M-DOM-US | 380 |  | 51 |  |  | 0.98 |  | Outdoor
NJADRE1559887731 | Administratively Determined Incentive Program | LAKEWOOD | 8701 | 22.95 | Residential | Behind the Meter | Yes | Powerlutions, LLC | JCP&L |  | Accepted | 2025-06-11 | 2025-07-09 | 2026-07-09 | Solar Panels | CANADIAN | CS6.1-54TM-450H |  | 0.45 | 15 | 188 | 29 |  | Fixed | Roof
NJADRE1559887731 | Administratively Determined Incentive Program | LAKEWOOD | 8701 | 22.95 | Residential | Behind the Meter | Yes | Powerlutions, LLC | JCP&L |  | Accepted | 2025-06-11 | 2025-07-09 | 2026-07-09 | Solar Panels | CANADIAN | CS6.1-54TM-450H |  | 0.45 | 6 | 188 | 29 |  | Fixed | Roof
NJADRE1559887731 | Administratively Determined Incentive Program | LAKEWOOD | 8701 | 22.95 | Residential | Behind the Meter | Yes | Powerlutions, LLC | JCP&L |  | Accepted | 2025-06-11 | 2025-07-09 | 2026-07-09 | Solar Panels | CANADIAN | CS6.1-54TM-450H |  | 0.45 | 30 | 8 | 29 |  | Fixed | Roof
NJADRE1559887898 | Administratively Determined Incentive Program | MONROE | 8094 | 8.7 | Residential | Behind the Meter | Yes | SunnyMac, LLC | AC Electric |  | Accepted | 2025-06-11 | 2025-07-09 | 2026-07-09 | Solar Panels | HANWHA | Q.TRON BLK M-G2+ |  | 0.435 | 11 | 253 | 34 |  | Fixed | Roof
NJADRE1559887898 | Administratively Determined Incentive Program | MONROE | 8094 | 8.7 | Residential | Behind the Meter | Yes | SunnyMac, LLC | AC Electric |  | Accepted | 2025-06-11 | 2025-07-09 | 2026-07-09 | Solar Panels | HANWHA | Q.TRON BLK M-G2+ |  | 0.435 | 9 | 163 | 34 |  | Fixed | Roof
NJADRE1559887898 | Administratively Determined Incentive Program | MONROE | 8094 | 8.7 | Residential | Behind the Meter | Yes | SunnyMac, LLC | AC Electric |  | Accepted | 2025-06-11 | 2025-07-09 | 2026-07-09 | Inverters | SOLAREDGE HOME HUB | SE7600H-US | 7600 |  | 1 |  |  | 0.99 |  | Outdoor | next to meter
NJADRE1559887907 | Administratively Determined Incentive Program | CAPE MAY COURT HOUSE | 8210 | 9.43 | Residential | Behind the Meter | Yes | Trinity Solar, LLC | AC Electric |  | Accepted | 2025-06-11 | 2025-07-09 | 2026-07-09 | Solar Panels | HANWHA | Q.PEAK DUO BLK ML-G10+ 410 |  | 0.41 | 14 | 219 | 30 |  | Fixed | Roof
NJADRE1559887907 | Administratively Determined Incentive Program | CAPE MAY COURT HOUSE | 8210 | 9.43 | Residential | Behind the Meter | Yes | Trinity Solar, LLC | AC Electric |  | Accepted | 2025-06-11 | 2025-07-09 | 2026-07-09 | Inverters | Solar Edge | USE7600H-USMNBL75 | 7600 |  | 1 |  |  | 0.97 |  | Outdoor
NJADRE1559887907 | Administratively Determined Incentive Program | CAPE MAY COURT HOUSE | 8210 | 9.43 | Residential | Behind the Meter | Yes | Trinity Solar, LLC | AC Electric |  | Accepted | 2025-06-11 | 2025-07-09 | 2026-07-09 | Solar Panels | HANWHA | Q.PEAK DUO BLK ML-G10+ 410 |  | 0.41 | 9 | 219 | 30 |  | Fixed | Roof
NJADRE1559887916 | Administratively Determined Incentive Program | Woodstown | 8098 | 8.27 | Residential | Behind the Meter | Yes | SunnyMac, LLC | AC Electric |  | Accepted | 2025-06-11 | 2025-07-10 | 2026-07-10 | Inverters | SOLAREDGE HOME HUB | SE5700H-US | 5760 |  | 1 |  |  | 0.99 |  | Outdoor | next to meter
NJADRE1559887916 | Administratively Determined Incentive Program | Woodstown | 8098 | 8.27 | Residential | Behind the Meter | Yes | SunnyMac, LLC | AC Electric |  | Accepted | 2025-06-11 | 2025-07-10 | 2026-07-10 | Solar Panels | HANWHA | Q.TRON BLK M-G2+ |  | 0.435 | 19 | 223 | 20 |  | Fixed | Roof
NJADRE1559887955 | Administratively Determined Incentive Program | RIO GRANDE | 8242 | 11.56 | Residential | Behind the Meter | No | Tesla Energy Operations, Inc. | AC Electric |  | Accepted | 2025-06-11 | 2025-07-09 | 2026-07-09 | Solar Panels | Hanwha | Q.Peak DUO BLK-G6+ 340 |  | 0.34 | 12 | 212 | 20 |  | Fixed | Roof
NJADRE1559887955 | Administratively Determined Incentive Program | RIO GRANDE | 8242 | 11.56 | Residential | Behind the Meter | No | Tesla Energy Operations, Inc. | AC Electric |  | Accepted | 2025-06-11 | 2025-07-09 | 2026-07-09 | Solar Panels | Hanwha | Q.Peak DUO BLK-G6+ 340 |  | 0.34 | 22 | 212 | 20 |  | Fixed | Roof
NJADRE1559887955 | Administratively Determined Incentive Program | RIO GRANDE | 8242 | 11.56 | Residential | Behind the Meter | No | Tesla Energy Operations, Inc. | AC Electric |  | Accepted | 2025-06-11 | 2025-07-09 | 2026-07-09 | Inverters | Tesla | Tesla Inc 1538000-XX-Y | 7600 |  | 1 |  |  | 0.98 |  | Outdoor
NJADRE1559887955 | Administratively Determined Incentive Program | RIO GRANDE | 8242 | 11.56 | Residential | Behind the Meter | No | Tesla Energy Operations, Inc. | AC Electric |  | Accepted | 2025-06-11 | 2025-07-09 | 2026-07-09 | Inverters | Tesla | Tesla Inc 1534000-XX-Y | 3800 |  | 1 |  |  | 0.98 |  | Outdoor
NJADRE1559887991 | Administratively Determined Incentive Program | HOLMDEL | 7733 | 15.91 | Residential | Behind the Meter | No | Integrity Solar & Home Solutions, LLC | JCP&L |  | Accepted | 2025-06-11 | 2025-07-09 | 2026-07-09 | Solar Panels | JINKO | JKM430N-54HL4-B |  | 0.43 | 13 | 264 | 26 |  | Fixed | Roof
NJADRE1559887991 | Administratively Determined Incentive Program | HOLMDEL | 7733 | 15.91 | Residential | Behind the Meter | No | Integrity Solar & Home Solutions, LLC | JCP&L |  | Accepted | 2025-06-11 | 2025-07-09 | 2026-07-09 | Solar Panels | JINKO | JKM430N-54HL4-B |  | 0.43 | 6 | 354 | 27 |  | Fixed | Roof
NJADRE1559887991 | Administratively Determined Incentive Program | HOLMDEL | 7733 | 15.91 | Residential | Behind the Meter | No | Integrity Solar & Home Solutions, LLC | JCP&L |  | Accepted | 2025-06-11 | 2025-07-09 | 2026-07-09 | Inverters | ENPHASE | IQ8+ | 290 |  | 37 |  |  | 0.98 |  | Other | UNDER EACH PANEL
NJADRE1559887991 | Administratively Determined Incentive Program | HOLMDEL | 7733 | 15.91 | Residential | Behind the Meter | No | Integrity Solar & Home Solutions, LLC | JCP&L |  | Accepted | 2025-06-11 | 2025-07-09 | 2026-07-09 | Solar Panels | JINKO | JKM430N-54HL4-B |  | 0.43 | 18 | 174 | 27 |  | Fixed | Roof
NJADRE1559888000 | Administratively Determined Incentive Program | Morris Plains | 7950 | 10.5 | Residential | Behind the Meter | No | Public Service Solar, LLC | JCP&L |  | Accepted | 2025-06-11 | 2025-07-10 | 2026-07-10 | Inverters | Enphase | iQ8HC-72-M-US | 380 |  | 25 |  |  | 0.96 |  | Outdoor | Under Panels
NJADRE1559888000 | Administratively Determined Incentive Program | Morris Plains | 7950 | 10.5 | Residential | Behind the Meter | No | Public Service Solar, LLC | JCP&L |  | Accepted | 2025-06-11 | 2025-07-10 | 2026-07-10 | Solar Panels | Panasonic | EVPV420HK2 |  | 0.42 | 3 | 238 | 30 |  | Fixed | Roof
NJADRE1559888000 | Administratively Determined Incentive Program | Morris Plains | 7950 | 10.5 | Residential | Behind the Meter | No | Public Service Solar, LLC | JCP&L |  | Accepted | 2025-06-11 | 2025-07-10 | 2026-07-10 | Solar Panels | Panasonic | EVPV420HK2 |  | 0.42 | 10 | 238 | 30 |  | Fixed | Roof
NJADRE1559888000 | Administratively Determined Incentive Program | Morris Plains | 7950 | 10.5 | Residential | Behind the Meter | No | Public Service Solar, LLC | JCP&L |  | Accepted | 2025-06-11 | 2025-07-10 | 2026-07-10 | Solar Panels | Panasonic | EVPV420HK2 |  | 0.42 | 12 | 149 | 30 |  | Fixed | Roof
NJADRE1559888001 | Administratively Determined Incentive Program | GLADSTONE | 7934 | 17.015 | Residential | Behind the Meter | No | Venture Home Solar, LLC | JCP&L |  | Accepted | 2025-06-11 | 2025-07-15 | 2026-07-15 | Inverters | Tesla Solar | 1538000-xx-y | 15200 |  | 2 |  |  | 0.98 |  | Outside
NJADRE1559888001 | Administratively Determined Incentive Program | GLADSTONE | 7934 | 17.015 | Residential | Behind the Meter | No | Venture Home Solar, LLC | JCP&L |  | Accepted | 2025-06-11 | 2025-07-15 | 2026-07-15 | Solar Panels | Hanwha | Q.PEAK DUO BLK ML-G10+ 415W |  | 0.415 | 24 | 229 | 20 |  | Fixed | Roof
NJADRE1559888001 | Administratively Determined Incentive Program | GLADSTONE | 7934 | 17.015 | Residential | Behind the Meter | No | Venture Home Solar, LLC | JCP&L |  | Accepted | 2025-06-11 | 2025-07-15 | 2026-07-15 | Solar Panels | Hanwha | Q.PEAK DUO BLK ML-G10+ 415W |  | 0.415 | 5 | 49 | 22 |  | Fixed | Roof
NJADRE1559888001 | Administratively Determined Incentive Program | GLADSTONE | 7934 | 17.015 | Residential | Behind the Meter | No | Venture Home Solar, LLC | JCP&L |  | Accepted | 2025-06-11 | 2025-07-15 | 2026-07-15 | Solar Panels | Hanwha | Q.PEAK DUO BLK ML-G10+ 415W |  | 0.415 | 2 | 229 | 18 |  | Fixed | Roof
NJADRE1559888001 | Administratively Determined Incentive Program | GLADSTONE | 7934 | 17.015 | Residential | Behind the Meter | No | Venture Home Solar, LLC | JCP&L |  | Accepted | 2025-06-11 | 2025-07-15 | 2026-07-15 | Solar Panels | Hanwha | Q.PEAK DUO BLK ML-G10+ 415W |  | 0.415 | 5 | 229 | 22 |  | Fixed | Roof
NJADRE1559888001 | Administratively Determined Incentive Program | GLADSTONE | 7934 | 17.015 | Residential | Behind the Meter | No | Venture Home Solar, LLC | JCP&L |  | Accepted | 2025-06-11 | 2025-07-15 | 2026-07-15 | Solar Panels | Hanwha | Q.PEAK DUO BLK ML-G10+ 415W |  | 0.415 | 5 | 139 | 25 |  | Fixed | Roof
NJADRE1559888001 | Administratively Determined Incentive Program | GLADSTONE | 7934 | 17.015 | Residential | Behind the Meter | No | Venture Home Solar, LLC | JCP&L |  | Accepted | 2025-06-11 | 2025-07-15 | 2026-07-15 | Electric Storage Battery | Tesla | 1707000-xx-y |  |  | 1 |  |  |  | Lithium Ion |  | Outside
NJADRE1559888016 | Administratively Determined Incentive Program | South Amboy | 8879 | 6.525 | Residential | Behind the Meter | Yes | Venture Home Solar, LLC | JCP&L |  | Accepted | 2025-06-11 | 2025-07-10 | 2026-07-10 | Solar Panels | Hanwha | Q.TRON BLK M-G2+ 435 |  | 0.435 | 6 | 120 | 45 |  | Fixed | Roof
NJADRE1559888016 | Administratively Determined Incentive Program | South Amboy | 8879 | 6.525 | Residential | Behind the Meter | Yes | Venture Home Solar, LLC | JCP&L |  | Accepted | 2025-06-11 | 2025-07-10 | 2026-07-10 | Inverters | Enphase Energy Inc. | IQ8HC-72-M-DOM-US (240V) | 366 |  | 15 |  |  | 0.98361 |  | Outside
NJADRE1559888016 | Administratively Determined Incentive Program | South Amboy | 8879 | 6.525 | Residential | Behind the Meter | Yes | Venture Home Solar, LLC | JCP&L |  | Accepted | 2025-06-11 | 2025-07-10 | 2026-07-10 | Solar Panels | Hanwha | Q.TRON BLK M-G2+ 435 |  | 0.435 | 3 | 300 | 18 |  | Fixed | Roof
NJADRE1559888016 | Administratively Determined Incentive Program | South Amboy | 8879 | 6.525 | Residential | Behind the Meter | Yes | Venture Home Solar, LLC | JCP&L |  | Accepted | 2025-06-11 | 2025-07-10 | 2026-07-10 | Solar Panels | Hanwha | Q.TRON BLK M-G2+ 435 |  | 0.435 | 2 | 30 | 45 |  | Fixed | Roof
NJADRE1559888016 | Administratively Determined Incentive Program | South Amboy | 8879 | 6.525 | Residential | Behind the Meter | Yes | Venture Home Solar, LLC | JCP&L |  | Accepted | 2025-06-11 | 2025-07-10 | 2026-07-10 | Solar Panels | Hanwha | Q.TRON BLK M-G2+ 435 |  | 0.435 | 1 | 300 | 45 |  | Fixed | Roof
NJADRE1559888016 | Administratively Determined Incentive Program | South Amboy | 8879 | 6.525 | Residential | Behind the Meter | Yes | Venture Home Solar, LLC | JCP&L |  | Accepted | 2025-06-11 | 2025-07-10 | 2026-07-10 | Solar Panels | Hanwha | Q.TRON BLK M-G2+ 435 |  | 0.435 | 3 | 210 | 45 |  | Fixed | Roof
NJADRE1559888021 | Administratively Determined Incentive Program | Egg Harbor Township | 8234 | 3.69 | Residential | Behind the Meter | Yes | Trinity Solar, LLC | AC Electric |  | Accepted | 2025-06-11 | 2025-07-09 | 2026-07-09 | Inverters | Solar Edge | USE3800H-USMNBL75 | 3800 |  | 1 |  |  | 0.97 |  | Outdoor
NJADRE1559888021 | Administratively Determined Incentive Program | Egg Harbor Township | 8234 | 3.69 | Residential | Behind the Meter | Yes | Trinity Solar, LLC | AC Electric |  | Accepted | 2025-06-11 | 2025-07-09 | 2026-07-09 | Solar Panels | HANWHA | (Q.PEAK DUO BLK ML-G10+ 410) |  | 0.41 | 9 | 329 | 22 |  | Fixed | Roof
NJADRE1559888075 | Administratively Determined Incentive Program | Vineland | 8361 | 4.92 | Residential | Behind the Meter | Yes | Trinity Solar, LLC | AC Electric |  | Accepted | 2025-06-11 | 2025-07-09 | 2026-07-09 | Solar Panels | HANWHA | (Q.PEAK DUO BLK ML-G10+ 410) |  | 0.41 | 12 | 93 | 27 |  | Fixed | Roof
NJADRE1559888075 | Administratively Determined Incentive Program | Vineland | 8361 | 4.92 | Residential | Behind the Meter | Yes | Trinity Solar, LLC | AC Electric |  | Accepted | 2025-06-11 | 2025-07-09 | 2026-07-09 | Inverters | Enphase | IQ8PLUS-72-2-US | 290 |  | 12 |  |  | 0.97 |  | Outdoor
NJADRE1559888134 | Administratively Determined Incentive Program | Pennsauken | 8110 | 7.695 | Residential | Behind the Meter | Yes | Sunrun Installation Services, Inc. | PSE&G |  | Accepted | 2025-06-11 | 2025-07-10 | 2026-07-10 | Inverters | SolarEdge Technologies | SE5700H-USMN | 5760 |  | 1 |  |  | 0.99 |  | Outdoor
NJADRE1559888134 | Administratively Determined Incentive Program | Pennsauken | 8110 | 7.695 | Residential | Behind the Meter | Yes | Sunrun Installation Services, Inc. | PSE&G |  | Accepted | 2025-06-11 | 2025-07-10 | 2026-07-10 | Solar Panels | JA Solar | JAM54S31-405/MR |  | 0.405 | 16 | 238 | 39 |  | Fixed | Roof
NJADRE1559888134 | Administratively Determined Incentive Program | Pennsauken | 8110 | 7.695 | Residential | Behind the Meter | Yes | Sunrun Installation Services, Inc. | PSE&G |  | Accepted | 2025-06-11 | 2025-07-10 | 2026-07-10 | Solar Panels | JA Solar | JAM54S31-405/MR |  | 0.405 | 3 | 58 | 39 |  | Fixed | Roof
NJADRE1559888141 | Administratively Determined Incentive Program | Edison | 8820 | 13.53 | Residential | Behind the Meter | Yes | Sunrun Installation Services, Inc. | PSE&G |  | Accepted | 2025-06-11 | 2025-07-10 | 2026-07-10 | Solar Panels | ELIN ENERGY | ELNSM54M-HC-410 |  | 0.41 | 12 | 5 | 27 |  | Fixed | Roof
NJADRE1559888141 | Administratively Determined Incentive Program | Edison | 8820 | 13.53 | Residential | Behind the Meter | Yes | Sunrun Installation Services, Inc. | PSE&G |  | Accepted | 2025-06-11 | 2025-07-10 | 2026-07-10 | Inverters | SolarEdge Technologies | SE10000H-USMN | 10000 |  | 1 |  |  | 0.99 |  | Outdoor
NJADRE1559888141 | Administratively Determined Incentive Program | Edison | 8820 | 13.53 | Residential | Behind the Meter | Yes | Sunrun Installation Services, Inc. | PSE&G |  | Accepted | 2025-06-11 | 2025-07-10 | 2026-07-10 | Solar Panels | ELIN ENERGY | ELNSM54M-HC-410 |  | 0.41 | 6 | 5 | 23 |  | Fixed | Roof
NJADRE1559888141 | Administratively Determined Incentive Program | Edison | 8820 | 13.53 | Residential | Behind the Meter | Yes | Sunrun Installation Services, Inc. | PSE&G |  | Accepted | 2025-06-11 | 2025-07-10 | 2026-07-10 | Solar Panels | ELIN ENERGY | ELNSM54M-HC-410 |  | 0.41 | 8 | 185 | 27 |  | Fixed | Roof
NJADRE1559888141 | Administratively Determined Incentive Program | Edison | 8820 | 13.53 | Residential | Behind the Meter | Yes | Sunrun Installation Services, Inc. | PSE&G |  | Accepted | 2025-06-11 | 2025-07-10 | 2026-07-10 | Solar Panels | ELIN ENERGY | ELNSM54M-HC-410 |  | 0.41 | 7 | 184 | 16 |  | Fixed | Roof
NJADRE1559888141 | Administratively Determined Incentive Program | Edison | 8820 | 13.53 | Residential | Behind the Meter | Yes | Sunrun Installation Services, Inc. | PSE&G |  | Accepted | 2025-06-11 | 2025-07-10 | 2026-07-10 | Meters | SOLAREDGE TECHNOLOGIES | SE10000H-USMN |  |  | 1 |  |  |  | Yes | Outdoor
NJADRE1559888150 | Administratively Determined Incentive Program | Morris Plains | 7950 | 12.15 | Residential | Behind the Meter | Yes | Sunrun Installation Services, Inc. | JCP&L |  | Accepted | 2025-06-11 | 2025-07-10 | 2026-07-10 | Solar Panels | JA Solar | JAM54S31-405/MR |  | 0.405 | 4 | 309 | 19 |  | Fixed | Roof
NJADRE1559888150 | Administratively Determined Incentive Program | Morris Plains | 7950 | 12.15 | Residential | Behind the Meter | Yes | Sunrun Installation Services, Inc. | JCP&L |  | Accepted | 2025-06-11 | 2025-07-10 | 2026-07-10 | Solar Panels | JA Solar | JAM54S31-405/MR |  | 0.405 | 17 | 128 | 19 |  | Fixed | Roof
NJADRE1559888150 | Administratively Determined Incentive Program | Morris Plains | 7950 | 12.15 | Residential | Behind the Meter | Yes | Sunrun Installation Services, Inc. | JCP&L |  | Accepted | 2025-06-11 | 2025-07-10 | 2026-07-10 | Inverters | SolarEdge Technologies | SE10000H-USMN | 10000 |  | 1 |  |  | 0.99 |  | Outdoor
NJADRE1559888150 | Administratively Determined Incentive Program | Morris Plains | 7950 | 12.15 | Residential | Behind the Meter | Yes | Sunrun Installation Services, Inc. | JCP&L |  | Accepted | 2025-06-11 | 2025-07-10 | 2026-07-10 | Solar Panels | JA Solar | JAM54S31-405/MR |  | 0.405 | 9 | 309 | 12 |  | Fixed | Roof
NJADRE1559892449 | Administratively Determined Incentive Program | EWING | 8628 | 10.56 | Residential | Behind the Meter | No | Exact Solar | PSE&G |  | Accepted | 2025-06-12 | 2025-08-07 | 2026-08-07 | Solar Panels | VSUN | VSUN440N-108BMH |  | 0.44 | 7 | 232.8 | 23 |  | Fixed | Roof
NJADRE1559892449 | Administratively Determined Incentive Program | EWING | 8628 | 10.56 | Residential | Behind the Meter | No | Exact Solar | PSE&G |  | Accepted | 2025-06-12 | 2025-08-07 | 2026-08-07 | Solar Panels | VSUN | VSUN440N-108BMH |  | 0.44 | 2 | 234.7 | 22 |  | Fixed | Roof
NJADRE1559892449 | Administratively Determined Incentive Program | EWING | 8628 | 10.56 | Residential | Behind the Meter | No | Exact Solar | PSE&G |  | Accepted | 2025-06-12 | 2025-08-07 | 2026-08-07 | Solar Panels | VSUN | VSUN440N-108BMH |  | 0.44 | 15 | 234.1 | 23 |  | Fixed | Roof
NJADRE1559892449 | Administratively Determined Incentive Program | EWING | 8628 | 10.56 | Residential | Behind the Meter | No | Exact Solar | PSE&G |  | Accepted | 2025-06-12 | 2025-08-07 | 2026-08-07 | Inverters | Enphase | IQ8MC-72-M-US | 320 |  | 24 |  |  | 0.974 |  | Outdoor
NJADRE1559895098 | Administratively Determined Incentive Program | Galloway | 8205 | 15.05 | Residential | Behind the Meter | Yes | Sun Up Zero Down, LLC | AC Electric |  | Accepted | 2025-06-12 | 2025-07-10 | 2026-07-10 | Inverters |  |  |  |  | 35
NJADRE1559895098 | Administratively Determined Incentive Program | Galloway | 8205 | 15.05 | Residential | Behind the Meter | Yes | Sun Up Zero Down, LLC | AC Electric |  | Accepted | 2025-06-12 | 2025-07-10 | 2026-07-10 | Meters |  |  |  |  | 1
NJADRE1559895098 | Administratively Determined Incentive Program | Galloway | 8205 | 15.05 | Residential | Behind the Meter | Yes | Sun Up Zero Down, LLC | AC Electric |  | Accepted | 2025-06-12 | 2025-07-10 | 2026-07-10 | Solar Panels |  |  |  |  | 35 |  | 37
NJADRE1559895111 | Administratively Determined Incentive Program | Somerset | 8873 | 8.505 | Residential | Behind the Meter | Yes | Sunrun Installation Services, Inc. | PSE&G |  | Accepted | 2025-06-12 | 2025-07-10 | 2026-07-10 | Inverters |  |  |  |  | 1
NJADRE1559895111 | Administratively Determined Incentive Program | Somerset | 8873 | 8.505 | Residential | Behind the Meter | Yes | Sunrun Installation Services, Inc. | PSE&G |  | Accepted | 2025-06-12 | 2025-07-10 | 2026-07-10 | Solar Panels |  |  |  |  | 7 |  | 28
NJADRE1559895111 | Administratively Determined Incentive Program | Somerset | 8873 | 8.505 | Residential | Behind the Meter | Yes | Sunrun Installation Services, Inc. | PSE&G |  | Accepted | 2025-06-12 | 2025-07-10 | 2026-07-10 | Solar Panels |  |  |  |  | 4 |  | 28
NJADRE1559895111 | Administratively Determined Incentive Program | Somerset | 8873 | 8.505 | Residential | Behind the Meter | Yes | Sunrun Installation Services, Inc. | PSE&G |  | Accepted | 2025-06-12 | 2025-07-10 | 2026-07-10 | Solar Panels |  |  |  |  | 3 |  | 28
NJADRE1559895111 | Administratively Determined Incentive Program | Somerset | 8873 | 8.505 | Residential | Behind the Meter | Yes | Sunrun Installation Services, Inc. | PSE&G |  | Accepted | 2025-06-12 | 2025-07-10 | 2026-07-10 | Solar Panels |  |  |  |  | 7 |  | 28
NJADRE1559895128 | Administratively Determined Incentive Program | Roselle | 7203 | 5.27 | Residential | Behind the Meter | Yes | Sunrun Installation Services, Inc. | PSE&G |  | Accepted | 2025-06-12 | 2025-07-09 | 2026-07-09 | Inverters |  |  |  |  | 1
NJADRE1559895128 | Administratively Determined Incentive Program | Roselle | 7203 | 5.27 | Residential | Behind the Meter | Yes | Sunrun Installation Services, Inc. | PSE&G |  | Accepted | 2025-06-12 | 2025-07-09 | 2026-07-09 | Solar Panels |  |  |  |  | 13 |  | 37
NJADRE1559895135 | Administratively Determined Incentive Program | Plainfield | 7063 | 5.33 | Residential | Behind the Meter | Yes | Big Wave Roofing and Solar, LLC | PSE&G |  | Accepted | 2025-06-12 | 2025-07-09 | 2026-07-09 | Solar Panels |  |  |  |  | 8 |  | 35
NJADRE1559895135 | Administratively Determined Incentive Program | Plainfield | 7063 | 5.33 | Residential | Behind the Meter | Yes | Big Wave Roofing and Solar, LLC | PSE&G |  | Accepted | 2025-06-12 | 2025-07-09 | 2026-07-09 | Inverters |  |  |  |  | 13
NJADRE1559895135 | Administratively Determined Incentive Program | Plainfield | 7063 | 5.33 | Residential | Behind the Meter | Yes | Big Wave Roofing and Solar, LLC | PSE&G |  | Accepted | 2025-06-12 | 2025-07-09 | 2026-07-09 | Solar Panels |  |  |  |  | 5 |  | 35
NJADRE1559895157 | Administratively Determined Incentive Program | North Brunswick | 8902 | 7.7 | Residential | Behind the Meter | Yes | Sunrun Installation Services, Inc. | PSE&G |  | Accepted | 2025-06-12 | 2025-07-09 | 2026-07-09 | Solar Panels |  |  |  |  | 6 |  | 26
NJADRE1559895157 | Administratively Determined Incentive Program | North Brunswick | 8902 | 7.7 | Residential | Behind the Meter | Yes | Sunrun Installation Services, Inc. | PSE&G |  | Accepted | 2025-06-12 | 2025-07-09 | 2026-07-09 | Inverters |  |  |  |  | 1
NJADRE1559895157 | Administratively Determined Incentive Program | North Brunswick | 8902 | 7.7 | Residential | Behind the Meter | Yes | Sunrun Installation Services, Inc. | PSE&G |  | Accepted | 2025-06-12 | 2025-07-09 | 2026-07-09 | Solar Panels |  |  |  |  | 13 |  | 28
NJADRE1559895161 | Administratively Determined Incentive Program | Gloucester Twp | 8012 | 5.67 | Residential | Behind the Meter | Yes | Sunrun Installation Services, Inc. | PSE&G |  | Accepted | 2025-06-12 | 2025-07-09 | 2026-07-09 | Inverters |  |  |  |  | 1
NJADRE1559895161 | Administratively Determined Incentive Program | Gloucester Twp | 8012 | 5.67 | Residential | Behind the Meter | Yes | Sunrun Installation Services, Inc. | PSE&G |  | Accepted | 2025-06-12 | 2025-07-09 | 2026-07-09 | Solar Panels |  |  |  |  | 9 |  | 23
NJADRE1559895161 | Administratively Determined Incentive Program | Gloucester Twp | 8012 | 5.67 | Residential | Behind the Meter | Yes | Sunrun Installation Services, Inc. | PSE&G |  | Accepted | 2025-06-12 | 2025-07-09 | 2026-07-09 | Solar Panels |  |  |  |  | 5 |  | 24
NJADRE1559895164 | Administratively Determined Incentive Program | Toms River | 8757 | 6.53 | Residential | Behind the Meter | Yes | SunnyMac, LLC | JCP&L |  | Accepted | 2025-06-12 | 2025-07-10 | 2026-07-10 | Solar Panels |  |  |  |  | 15 |  | 23
NJADRE1559895164 | Administratively Determined Incentive Program | Toms River | 8757 | 6.53 | Residential | Behind the Meter | Yes | SunnyMac, LLC | JCP&L |  | Accepted | 2025-06-12 | 2025-07-10 | 2026-07-10 | Inverters |  |  |  |  | 1
NJADRE1559895181 | Administratively Determined Incentive Program | Millstone | 8510 | 19.58 | Residential | Behind the Meter | Yes | SunnyMac, LLC | JCP&L |  | Accepted | 2025-06-12 | 2025-07-10 | 2026-07-10 | Inverters |  |  |  |  | 1
NJADRE1559895181 | Administratively Determined Incentive Program | Millstone | 8510 | 19.58 | Residential | Behind the Meter | Yes | SunnyMac, LLC | JCP&L |  | Accepted | 2025-06-12 | 2025-07-10 | 2026-07-10 | Solar Panels |  |  |  |  | 9 |  | 30
NJADRE1559895181 | Administratively Determined Incentive Program | Millstone | 8510 | 19.58 | Residential | Behind the Meter | Yes | SunnyMac, LLC | JCP&L |  | Accepted | 2025-06-12 | 2025-07-10 | 2026-07-10 | Inverters |  |  |  |  | 1
NJADRE1559895181 | Administratively Determined Incentive Program | Millstone | 8510 | 19.58 | Residential | Behind the Meter | Yes | SunnyMac, LLC | JCP&L |  | Accepted | 2025-06-12 | 2025-07-10 | 2026-07-10 | Solar Panels |  |  |  |  | 21 |  | 30
NJADRE1559895181 | Administratively Determined Incentive Program | Millstone | 8510 | 19.58 | Residential | Behind the Meter | Yes | SunnyMac, LLC | JCP&L |  | Accepted | 2025-06-12 | 2025-07-10 | 2026-07-10 | Solar Panels |  |  |  |  | 10 |  | 30
NJADRE1559895181 | Administratively Determined Incentive Program | Millstone | 8510 | 19.58 | Residential | Behind the Meter | Yes | SunnyMac, LLC | JCP&L |  | Accepted | 2025-06-12 | 2025-07-10 | 2026-07-10 | Solar Panels |  |  |  |  | 5 |  | 30
NJADRE1559895195 | Administratively Determined Incentive Program | Trenton | 8629 | 7.7 | Residential | Behind the Meter | Yes | Sunrun Installation Services, Inc. | PSE&G |  | Accepted | 2025-06-12 | 2025-07-10 | 2026-07-10 | Inverters |  |  |  |  | 1
NJADRE1559895195 | Administratively Determined Incentive Program | Trenton | 8629 | 7.7 | Residential | Behind the Meter | Yes | Sunrun Installation Services, Inc. | PSE&G |  | Accepted | 2025-06-12 | 2025-07-10 | 2026-07-10 | Solar Panels |  |  |  |  | 7 |  | 14
NJADRE1559895195 | Administratively Determined Incentive Program | Trenton | 8629 | 7.7 | Residential | Behind the Meter | Yes | Sunrun Installation Services, Inc. | PSE&G |  | Accepted | 2025-06-12 | 2025-07-10 | 2026-07-10 | Solar Panels |  |  |  |  | 12 |  | 26
NJADRE1559895222 | Administratively Determined Incentive Program | Barrington | 8007 | 5.22 | Residential | Behind the Meter | Yes | Velocity Energy & Home Solutions, Inc. | PSE&G |  | Accepted | 2025-06-12 | 2025-07-14 | 2026-07-14 | Inverters |  |  |  |  | 12
NJADRE1559895222 | Administratively Determined Incentive Program | Barrington | 8007 | 5.22 | Residential | Behind the Meter | Yes | Velocity Energy & Home Solutions, Inc. | PSE&G |  | Accepted | 2025-06-12 | 2025-07-14 | 2026-07-14 | Solar Panels |  |  |  |  | 12 |  | 40
NJADRE1559895229 | Administratively Determined Incentive Program | Newark | 7107 | 8.93 | Residential | Behind the Meter | Yes | Power Energy Solutions, LLC | PSE&G |  | Accepted | 2025-06-12 | 2025-07-09 | 2026-07-09 | Solar Panels |  |  |  |  | 4 |  | 31
NJADRE1559895229 | Administratively Determined Incentive Program | Newark | 7107 | 8.93 | Residential | Behind the Meter | Yes | Power Energy Solutions, LLC | PSE&G |  | Accepted | 2025-06-12 | 2025-07-09 | 2026-07-09 | Solar Panels |  |  |  |  | 5 |  | 8
NJADRE1559895229 | Administratively Determined Incentive Program | Newark | 7107 | 8.93 | Residential | Behind the Meter | Yes | Power Energy Solutions, LLC | PSE&G |  | Accepted | 2025-06-12 | 2025-07-09 | 2026-07-09 | Solar Panels |  |  |  |  | 12 |  | 11
NJADRE1559895229 | Administratively Determined Incentive Program | Newark | 7107 | 8.93 | Residential | Behind the Meter | Yes | Power Energy Solutions, LLC | PSE&G |  | Accepted | 2025-06-12 | 2025-07-09 | 2026-07-09 | Inverters |  |  |  |  | 1
NJADRE1559895231 | Administratively Determined Incentive Program | NORTH BRUNSWICK TOWNSHIP | 8902 | 5.33 | Residential | Behind the Meter | Yes | Pro Custom Solar dba Momentum Solar | PSE&G |  | Accepted | 2025-06-12 | 2025-07-09 | 2026-07-09 | Solar Panels |  |  |  |  | 13 |  | 38
NJADRE1559895231 | Administratively Determined Incentive Program | NORTH BRUNSWICK TOWNSHIP | 8902 | 5.33 | Residential | Behind the Meter | Yes | Pro Custom Solar dba Momentum Solar | PSE&G |  | Accepted | 2025-06-12 | 2025-07-09 | 2026-07-09 | Inverters |  |  |  |  | 13
NJADRE1559895233 | Administratively Determined Incentive Program | LAKEWOOD | 8701 | 17.75 | Residential | Behind the Meter | Yes | Kamtech Solar Solutions | JCP&L |  | Accepted | 2025-06-12 | 2025-07-09 | 2026-07-09 | Solar Panels |  |  |  |  | 19 |  | 27
NJADRE1559895233 | Administratively Determined Incentive Program | LAKEWOOD | 8701 | 17.75 | Residential | Behind the Meter | Yes | Kamtech Solar Solutions | JCP&L |  | Accepted | 2025-06-12 | 2025-07-09 | 2026-07-09 | Inverters |  |  |  |  | 39
NJADRE1559895233 | Administratively Determined Incentive Program | LAKEWOOD | 8701 | 17.75 | Residential | Behind the Meter | Yes | Kamtech Solar Solutions | JCP&L |  | Accepted | 2025-06-12 | 2025-07-09 | 2026-07-09 | Solar Panels |  |  |  |  | 17 |  | 27
NJADRE1559895233 | Administratively Determined Incentive Program | LAKEWOOD | 8701 | 17.75 | Residential | Behind the Meter | Yes | Kamtech Solar Solutions | JCP&L |  | Accepted | 2025-06-12 | 2025-07-09 | 2026-07-09 | Solar Panels |  |  |  |  | 3 |  | 37
NJADRE1559895234 | Administratively Determined Incentive Program | Merchantville | 8109 | 10.005 | Residential | Behind the Meter | Yes | Velocity Energy & Home Solutions, Inc. | PSE&G |  | Accepted | 2025-06-12 | 2025-07-14 | 2026-07-14 | Solar Panels |  |  |  |  | 7 |  | 42
NJADRE1559895234 | Administratively Determined Incentive Program | Merchantville | 8109 | 10.005 | Residential | Behind the Meter | Yes | Velocity Energy & Home Solutions, Inc. | PSE&G |  | Accepted | 2025-06-12 | 2025-07-14 | 2026-07-14 | Solar Panels |  |  |  |  | 12 |  | 2
NJADRE1559895234 | Administratively Determined Incentive Program | Merchantville | 8109 | 10.005 | Residential | Behind the Meter | Yes | Velocity Energy & Home Solutions, Inc. | PSE&G |  | Accepted | 2025-06-12 | 2025-07-14 | 2026-07-14 | Solar Panels |  |  |  |  | 2 |  | 42
NJADRE1559895234 | Administratively Determined Incentive Program | Merchantville | 8109 | 10.005 | Residential | Behind the Meter | Yes | Velocity Energy & Home Solutions, Inc. | PSE&G |  | Accepted | 2025-06-12 | 2025-07-14 | 2026-07-14 | Inverters |  |  |  |  | 23
NJADRE1559895234 | Administratively Determined Incentive Program | Merchantville | 8109 | 10.005 | Residential | Behind the Meter | Yes | Velocity Energy & Home Solutions, Inc. | PSE&G |  | Accepted | 2025-06-12 | 2025-07-14 | 2026-07-14 | Solar Panels |  |  |  |  | 2 |  | 42
NJADRE1559895250 | Administratively Determined Incentive Program | CHERRY HILL TOWNSHIP | 8034 | 6.88 | Residential | Behind the Meter | Yes | Velocity Energy & Home Solutions, Inc. | PSE&G |  | Accepted | 2025-06-12 | 2025-07-14 | 2026-07-14 | Inverters |  |  |  |  | 16
NJADRE1559895250 | Administratively Determined Incentive Program | CHERRY HILL TOWNSHIP | 8034 | 6.88 | Residential | Behind the Meter | Yes | Velocity Energy & Home Solutions, Inc. | PSE&G |  | Accepted | 2025-06-12 | 2025-07-14 | 2026-07-14 | Solar Panels |  | SEG-430-BTD |  |  | 16 |  | 25
NJADRE1559895251 | Administratively Determined Incentive Program | DUNELLEN | 8812 | 9.02 | Residential | Behind the Meter | Yes | Big Wave Roofing and Solar, LLC | PSE&G |  | Accepted | 2025-06-12 | 2025-07-09 | 2026-07-09 | Solar Panels |  |  |  |  | 22 |  | 30
NJADRE1559895251 | Administratively Determined Incentive Program | DUNELLEN | 8812 | 9.02 | Residential | Behind the Meter | Yes | Big Wave Roofing and Solar, LLC | PSE&G |  | Accepted | 2025-06-12 | 2025-07-09 | 2026-07-09 | Inverters |  |  |  |  | 22
NJADRE1559895256 | Administratively Determined Incentive Program | SWEDESBORO | 8085 | 16.97 | Residential | Behind the Meter | No | SunnyMac, LLC | AC Electric |  | Accepted | 2025-06-12 | 2025-07-09 | 2026-07-09 | Solar Panels |  |  |  |  | 20 |  | 33
NJADRE1559895256 | Administratively Determined Incentive Program | SWEDESBORO | 8085 | 16.97 | Residential | Behind the Meter | No | SunnyMac, LLC | AC Electric |  | Accepted | 2025-06-12 | 2025-07-09 | 2026-07-09 | Inverters |  |  |  |  | 1
NJADRE1559895256 | Administratively Determined Incentive Program | SWEDESBORO | 8085 | 16.97 | Residential | Behind the Meter | No | SunnyMac, LLC | AC Electric |  | Accepted | 2025-06-12 | 2025-07-09 | 2026-07-09 | Solar Panels |  |  |  |  | 5 |  | 33
NJADRE1559895256 | Administratively Determined Incentive Program | SWEDESBORO | 8085 | 16.97 | Residential | Behind the Meter | No | SunnyMac, LLC | AC Electric |  | Accepted | 2025-06-12 | 2025-07-09 | 2026-07-09 | Solar Panels |  |  |  |  | 14 |  | 33
NJADRE1559895269 | Administratively Determined Incentive Program | NEWARK | 7107 | 3.4 | Residential | Behind the Meter | Yes | Power Energy Solutions, LLC | PSE&G |  | Accepted | 2025-06-12 | 2025-07-09 | 2026-07-09 | Solar Panels |  |  |  |  | 4 |  | 31
NJADRE1559895269 | Administratively Determined Incentive Program | NEWARK | 7107 | 3.4 | Residential | Behind the Meter | Yes | Power Energy Solutions, LLC | PSE&G |  | Accepted | 2025-06-12 | 2025-07-09 | 2026-07-09 | Inverters |  |  | 3800 |  | 1
NJADRE1559895269 | Administratively Determined Incentive Program | NEWARK | 7107 | 3.4 | Residential | Behind the Meter | Yes | Power Energy Solutions, LLC | PSE&G |  | Accepted | 2025-06-12 | 2025-07-09 | 2026-07-09 | Solar Panels |  |  |  |  | 4 |  | 15
NJADRE1559895275 | Administratively Determined Incentive Program | PRINCETON | 8540 | 13.94 | Residential | Behind the Meter | No | Tesla Energy Operations, Inc. | PSE&G |  | Accepted | 2025-06-12 | 2025-07-09 | 2026-07-09 | Solar Panels |  |  |  |  | 3 |  | 18
NJADRE1559895275 | Administratively Determined Incentive Program | PRINCETON | 8540 | 13.94 | Residential | Behind the Meter | No | Tesla Energy Operations, Inc. | PSE&G |  | Accepted | 2025-06-12 | 2025-07-09 | 2026-07-09 | Inverters |  |  |  |  | 1
NJADRE1559895275 | Administratively Determined Incentive Program | PRINCETON | 8540 | 13.94 | Residential | Behind the Meter | No | Tesla Energy Operations, Inc. | PSE&G |  | Accepted | 2025-06-12 | 2025-07-09 | 2026-07-09 | Solar Panels |  |  |  |  | 14 |  | 23
NJADRE1559895275 | Administratively Determined Incentive Program | PRINCETON | 8540 | 13.94 | Residential | Behind the Meter | No | Tesla Energy Operations, Inc. | PSE&G |  | Accepted | 2025-06-12 | 2025-07-09 | 2026-07-09 | Inverters |  |  |  |  | 1
NJADRE1559895275 | Administratively Determined Incentive Program | PRINCETON | 8540 | 13.94 | Residential | Behind the Meter | No | Tesla Energy Operations, Inc. | PSE&G |  | Accepted | 2025-06-12 | 2025-07-09 | 2026-07-09 | Solar Panels |  |  |  |  | 13 |  | 23
NJADRE1559895275 | Administratively Determined Incentive Program | PRINCETON | 8540 | 13.94 | Residential | Behind the Meter | No | Tesla Energy Operations, Inc. | PSE&G |  | Accepted | 2025-06-12 | 2025-07-09 | 2026-07-09 | Solar Panels |  |  |  |  | 4 |  | 18
NJADRE1559895285 | Administratively Determined Incentive Program | NORTH BRUNSWICK | 8902 | 11.745 | Residential | Behind the Meter | No | Solar Energy World | PSE&G |  | Accepted | 2025-06-12 | 2025-07-10 | 2026-07-10 | Inverters |  |  | 380 |  | 29 |  |  | 0.973
NJADRE1559895285 | Administratively Determined Incentive Program | NORTH BRUNSWICK | 8902 | 11.745 | Residential | Behind the Meter | No | Solar Energy World | PSE&G |  | Accepted | 2025-06-12 | 2025-07-10 | 2026-07-10 | Solar Panels |  |  |  |  | 15 |  | 22
NJADRE1559895285 | Administratively Determined Incentive Program | NORTH BRUNSWICK | 8902 | 11.745 | Residential | Behind the Meter | No | Solar Energy World | PSE&G |  | Accepted | 2025-06-12 | 2025-07-10 | 2026-07-10 | Solar Panels |  |  |  |  | 14 |  | 23
NJADRE1559895287 | Administratively Determined Incentive Program | Passaic | 7055 | 20.91 | Residential | Behind the Meter | Yes | Sunrun Installation Services, Inc. | PSE&G |  | Accepted | 2025-06-12 | 2025-07-10 | 2026-07-10 | Solar Panels |  |  |  |  | 24 |  | 45
NJADRE1559895287 | Administratively Determined Incentive Program | Passaic | 7055 | 20.91 | Residential | Behind the Meter | Yes | Sunrun Installation Services, Inc. | PSE&G |  | Accepted | 2025-06-12 | 2025-07-10 | 2026-07-10 | Inverters |  |  |  |  | 2
NJADRE1559895287 | Administratively Determined Incentive Program | Passaic | 7055 | 20.91 | Residential | Behind the Meter | Yes | Sunrun Installation Services, Inc. | PSE&G |  | Accepted | 2025-06-12 | 2025-07-10 | 2026-07-10 | Electric Storage Battery |  |  |  |  | 2
NJADRE1559895287 | Administratively Determined Incentive Program | Passaic | 7055 | 20.91 | Residential | Behind the Meter | Yes | Sunrun Installation Services, Inc. | PSE&G |  | Accepted | 2025-06-12 | 2025-07-10 | 2026-07-10 | Solar Panels |  |  |  |  | 12 |  | 43
NJADRE1559895287 | Administratively Determined Incentive Program | Passaic | 7055 | 20.91 | Residential | Behind the Meter | Yes | Sunrun Installation Services, Inc. | PSE&G |  | Accepted | 2025-06-12 | 2025-07-10 | 2026-07-10 | Solar Panels |  |  |  |  | 8 |  | 18
NJADRE1559895287 | Administratively Determined Incentive Program | Passaic | 7055 | 20.91 | Residential | Behind the Meter | Yes | Sunrun Installation Services, Inc. | PSE&G |  | Accepted | 2025-06-12 | 2025-07-10 | 2026-07-10 | Solar Panels |  |  |  |  | 7 |  | 18
NJADRE1559895289 | Administratively Determined Incentive Program | SICKLERVILLE | 8081 | 5.95 | Residential | Behind the Meter | Yes | Integrity Solar & Home Solutions, LLC | AC Electric |  | Accepted | 2025-06-12 | 2025-07-10 | 2026-07-10 | Inverters |  |  |  |  | 14
NJADRE1559895289 | Administratively Determined Incentive Program | SICKLERVILLE | 8081 | 5.95 | Residential | Behind the Meter | Yes | Integrity Solar & Home Solutions, LLC | AC Electric |  | Accepted | 2025-06-12 | 2025-07-10 | 2026-07-10 | Solar Panels |  |  |  |  | 2 |  | 26
NJADRE1559895289 | Administratively Determined Incentive Program | SICKLERVILLE | 8081 | 5.95 | Residential | Behind the Meter | Yes | Integrity Solar & Home Solutions, LLC | AC Electric |  | Accepted | 2025-06-12 | 2025-07-10 | 2026-07-10 | Solar Panels |  |  |  |  | 2 |  | 26
NJADRE1559895289 | Administratively Determined Incentive Program | SICKLERVILLE | 8081 | 5.95 | Residential | Behind the Meter | Yes | Integrity Solar & Home Solutions, LLC | AC Electric |  | Accepted | 2025-06-12 | 2025-07-10 | 2026-07-10 | Solar Panels |  |  |  |  | 10 |  | 26
NJADRE1559895315 | Administratively Determined Incentive Program | ELIZABETH | 7206 | 6.96 | Residential | Behind the Meter | Yes | Velocity Energy & Home Solutions, Inc. | PSE&G |  | Accepted | 2025-06-12 | 2025-07-14 | 2026-07-14 | Inverters |  |  | 380 |  | 16
NJADRE1559895315 | Administratively Determined Incentive Program | ELIZABETH | 7206 | 6.96 | Residential | Behind the Meter | Yes | Velocity Energy & Home Solutions, Inc. | PSE&G |  | Accepted | 2025-06-12 | 2025-07-14 | 2026-07-14 | Solar Panels |  | 435W |  | 0.435 | 16 |  | 30
NJADRE1559895327 | Administratively Determined Incentive Program | Trenton | 8618 | 6.09 | Residential | Behind the Meter | Yes | SunnyMac, LLC | PSE&G |  | Accepted | 2025-06-12 | 2025-07-10 | 2026-07-10 | Inverters |  |  |  |  | 1
NJADRE1559895327 | Administratively Determined Incentive Program | Trenton | 8618 | 6.09 | Residential | Behind the Meter | Yes | SunnyMac, LLC | PSE&G |  | Accepted | 2025-06-12 | 2025-07-10 | 2026-07-10 | Solar Panels |  |  |  |  | 14 |  | 19
NJADRE1559895342 | Administratively Determined Incentive Program | Newark | 7107 | 3.4 | Residential | Behind the Meter | Yes | Power Energy Solutions, LLC | PSE&G |  | Accepted | 2025-06-12 | 2025-07-10 | 2026-07-10 | Inverters |  |  |  |  | 1
NJADRE1559895342 | Administratively Determined Incentive Program | Newark | 7107 | 3.4 | Residential | Behind the Meter | Yes | Power Energy Solutions, LLC | PSE&G |  | Accepted | 2025-06-12 | 2025-07-10 | 2026-07-10 | Solar Panels |  |  |  |  | 8 |  | 13
NJADRE1559895350 | Administratively Determined Incentive Program | Hampton | 8827 | 9.84 | Residential | Behind the Meter | Yes | Trinity Solar, LLC | JCP&L |  | Accepted | 2025-06-12 | 2025-07-10 | 2026-07-10 | Solar Panels |  |  |  |  | 24 |  | 30
NJADRE1559895350 | Administratively Determined Incentive Program | Hampton | 8827 | 9.84 | Residential | Behind the Meter | Yes | Trinity Solar, LLC | JCP&L |  | Accepted | 2025-06-12 | 2025-07-10 | 2026-07-10 | Inverters |  |  |  |  | 1
NJADRE1559895351 | Administratively Determined Incentive Program | West Berlin | 8091 | 4.785 | Residential | Behind the Meter | Yes | Velocity Energy & Home Solutions, Inc. | AC Electric |  | Accepted | 2025-06-12 | 2025-07-15 | 2026-07-15 | Inverters |  |  |  |  | 11
NJADRE1559895351 | Administratively Determined Incentive Program | West Berlin | 8091 | 4.785 | Residential | Behind the Meter | Yes | Velocity Energy & Home Solutions, Inc. | AC Electric |  | Accepted | 2025-06-12 | 2025-07-15 | 2026-07-15 | Solar Panels |  |  |  |  | 11 |  | 20
NJADRE1559895362 | Administratively Determined Incentive Program | Brick | 8724 | 12.56 | Residential | Behind the Meter | Yes | Sunrun Installation Services, Inc. | JCP&L |  | Accepted | 2025-06-12 | 2025-07-10 | 2026-07-10 | Solar Panels |  |  |  |  | 31 |  | 22
NJADRE1559895362 | Administratively Determined Incentive Program | Brick | 8724 | 12.56 | Residential | Behind the Meter | Yes | Sunrun Installation Services, Inc. | JCP&L |  | Accepted | 2025-06-12 | 2025-07-10 | 2026-07-10 | Inverters |  |  |  |  | 1
NJADRE1559895372 | Administratively Determined Incentive Program | Atco | 8004 | 14.62 | Residential | Behind the Meter | Yes | Integrity Solar & Home Solutions, LLC | AC Electric |  | Accepted | 2025-06-12 | 2025-07-10 | 2026-07-10 | Solar Panels |  |  |  |  | 17 |  | 38
NJADRE1559895372 | Administratively Determined Incentive Program | Atco | 8004 | 14.62 | Residential | Behind the Meter | Yes | Integrity Solar & Home Solutions, LLC | AC Electric |  | Accepted | 2025-06-12 | 2025-07-10 | 2026-07-10 | Solar Panels |  |  |  |  | 11 |  | 38
NJADRE1559895372 | Administratively Determined Incentive Program | Atco | 8004 | 14.62 | Residential | Behind the Meter | Yes | Integrity Solar & Home Solutions, LLC | AC Electric |  | Accepted | 2025-06-12 | 2025-07-10 | 2026-07-10 | Inverters |  |  |  |  | 34
NJADRE1559895372 | Administratively Determined Incentive Program | Atco | 8004 | 14.62 | Residential | Behind the Meter | Yes | Integrity Solar & Home Solutions, LLC | AC Electric |  | Accepted | 2025-06-12 | 2025-07-10 | 2026-07-10 | Solar Panels |  |  |  |  | 6 |  | 13
NJADRE1559895373 | Administratively Determined Incentive Program | MYSTIC ISLANDS | 8087 | 9.72 | Residential | Behind the Meter | Yes | Sunrun Installation Services, Inc. | AC Electric |  | Accepted | 2025-06-12 | 2025-07-10 | 2026-07-10 | Solar Panels |  |  |  |  | 24 |  | 26
NJADRE1559895373 | Administratively Determined Incentive Program | MYSTIC ISLANDS | 8087 | 9.72 | Residential | Behind the Meter | Yes | Sunrun Installation Services, Inc. | AC Electric |  | Accepted | 2025-06-12 | 2025-07-10 | 2026-07-10 | Inverters |  |  |  |  | 1
NJADRE1559895391 | Administratively Determined Incentive Program | PISCATAWAY | 8854 | 13.12 | Residential | Behind the Meter | Yes | Big Wave Roofing and Solar, LLC | PSE&G |  | Accepted | 2025-06-12 | 2025-07-10 | 2026-07-10 | Solar Panels |  |  |  |  | 9 |  | 22
NJADRE1559895391 | Administratively Determined Incentive Program | PISCATAWAY | 8854 | 13.12 | Residential | Behind the Meter | Yes | Big Wave Roofing and Solar, LLC | PSE&G |  | Accepted | 2025-06-12 | 2025-07-10 | 2026-07-10 | Inverters |  |  |  |  | 32
NJADRE1559895391 | Administratively Determined Incentive Program | PISCATAWAY | 8854 | 13.12 | Residential | Behind the Meter | Yes | Big Wave Roofing and Solar, LLC | PSE&G |  | Accepted | 2025-06-12 | 2025-07-10 | 2026-07-10 | Solar Panels |  |  |  |  | 9 |  | 22
NJADRE1559895391 | Administratively Determined Incentive Program | PISCATAWAY | 8854 | 13.12 | Residential | Behind the Meter | Yes | Big Wave Roofing and Solar, LLC | PSE&G |  | Accepted | 2025-06-12 | 2025-07-10 | 2026-07-10 | Solar Panels |  |  |  |  | 14 |  | 22
NJADRE1559895406 | Administratively Determined Incentive Program | SOMERDALE | 8083 | 15.39 | Residential | Behind the Meter | Yes | Sunrun Installation Services, Inc. | AC Electric |  | Accepted | 2025-06-12 | 2025-07-10 | 2026-07-10 | Inverters |  |  |  |  | 1
NJADRE1559895406 | Administratively Determined Incentive Program | SOMERDALE | 8083 | 15.39 | Residential | Behind the Meter | Yes | Sunrun Installation Services, Inc. | AC Electric |  | Accepted | 2025-06-12 | 2025-07-10 | 2026-07-10 | Solar Panels |  |  |  |  | 20 |  | 23
NJADRE1559895406 | Administratively Determined Incentive Program | SOMERDALE | 8083 | 15.39 | Residential | Behind the Meter | Yes | Sunrun Installation Services, Inc. | AC Electric |  | Accepted | 2025-06-12 | 2025-07-10 | 2026-07-10 | Inverters |  |  |  |  | 1
NJADRE1559895406 | Administratively Determined Incentive Program | SOMERDALE | 8083 | 15.39 | Residential | Behind the Meter | Yes | Sunrun Installation Services, Inc. | AC Electric |  | Accepted | 2025-06-12 | 2025-07-10 | 2026-07-10 | Solar Panels |  |  |  |  | 18 |  | 23
NJADRE1559895409 | Administratively Determined Incentive Program | MONROE TOWNSHIP | 8831 | 15.17 | Residential | Behind the Meter | Yes | Big Wave Roofing and Solar, LLC | JCP&L |  | Accepted | 2025-06-12 | 2025-07-11 | 2026-07-11 | Solar Panels |  |  |  |  | 5 |  | 36
NJADRE1559895409 | Administratively Determined Incentive Program | MONROE TOWNSHIP | 8831 | 15.17 | Residential | Behind the Meter | Yes | Big Wave Roofing and Solar, LLC | JCP&L |  | Accepted | 2025-06-12 | 2025-07-11 | 2026-07-11 | Solar Panels |  |  |  |  | 6 |  | 36
NJADRE1559895409 | Administratively Determined Incentive Program | MONROE TOWNSHIP | 8831 | 15.17 | Residential | Behind the Meter | Yes | Big Wave Roofing and Solar, LLC | JCP&L |  | Accepted | 2025-06-12 | 2025-07-11 | 2026-07-11 | Solar Panels |  |  |  |  | 5 |  | 43
NJADRE1559895409 | Administratively Determined Incentive Program | MONROE TOWNSHIP | 8831 | 15.17 | Residential | Behind the Meter | Yes | Big Wave Roofing and Solar, LLC | JCP&L |  | Accepted | 2025-06-12 | 2025-07-11 | 2026-07-11 | Solar Panels |  |  |  |  | 4 |  | 36
NJADRE1559895409 | Administratively Determined Incentive Program | MONROE TOWNSHIP | 8831 | 15.17 | Residential | Behind the Meter | Yes | Big Wave Roofing and Solar, LLC | JCP&L |  | Accepted | 2025-06-12 | 2025-07-11 | 2026-07-11 | Inverters |  |  |  |  | 37
NJADRE1559895409 | Administratively Determined Incentive Program | MONROE TOWNSHIP | 8831 | 15.17 | Residential | Behind the Meter | Yes | Big Wave Roofing and Solar, LLC | JCP&L |  | Accepted | 2025-06-12 | 2025-07-11 | 2026-07-11 | Solar Panels |  |  |  |  | 6 |  | 36
NJADRE1559895409 | Administratively Determined Incentive Program | MONROE TOWNSHIP | 8831 | 15.17 | Residential | Behind the Meter | Yes | Big Wave Roofing and Solar, LLC | JCP&L |  | Accepted | 2025-06-12 | 2025-07-11 | 2026-07-11 | Solar Panels |  |  |  |  | 2 |  | 36
NJADRE1559895409 | Administratively Determined Incentive Program | MONROE TOWNSHIP | 8831 | 15.17 | Residential | Behind the Meter | Yes | Big Wave Roofing and Solar, LLC | JCP&L |  | Accepted | 2025-06-12 | 2025-07-11 | 2026-07-11 | Solar Panels |  |  |  | 0.41 | 9 |  | 36
NJADRE1559895415 | Administratively Determined Incentive Program | Middle Township | 8210 | 9.57 | Residential | Behind the Meter | Yes | SunnyMac, LLC | AC Electric |  | Accepted | 2025-06-12 | 2025-07-10 | 2026-07-10 | Solar Panels |  |  |  |  | 18 |  | 29
NJADRE1559895415 | Administratively Determined Incentive Program | Middle Township | 8210 | 9.57 | Residential | Behind the Meter | Yes | SunnyMac, LLC | AC Electric |  | Accepted | 2025-06-12 | 2025-07-10 | 2026-07-10 | Solar Panels |  |  |  |  | 4 |  | 29
NJADRE1559895415 | Administratively Determined Incentive Program | Middle Township | 8210 | 9.57 | Residential | Behind the Meter | Yes | SunnyMac, LLC | AC Electric |  | Accepted | 2025-06-12 | 2025-07-10 | 2026-07-10 | Inverters |  |  |  |  | 1
NJADRE1559895424 | Administratively Determined Incentive Program | PLEASANTVILLE | 8232 | 27.06 | Residential | Behind the Meter | Yes | Sunrun Installation Services, Inc. | AC Electric |  | Accepted | 2025-06-12 | 2025-07-15 | 2026-07-15 | Solar Panels |  |  |  |  | 14 |  | 18
NJADRE1559895424 | Administratively Determined Incentive Program | PLEASANTVILLE | 8232 | 27.06 | Residential | Behind the Meter | Yes | Sunrun Installation Services, Inc. | AC Electric |  | Accepted | 2025-06-12 | 2025-07-15 | 2026-07-15 | Electric Storage Battery |  |  |  |  | 2
NJADRE1559895424 | Administratively Determined Incentive Program | PLEASANTVILLE | 8232 | 27.06 | Residential | Behind the Meter | Yes | Sunrun Installation Services, Inc. | AC Electric |  | Accepted | 2025-06-12 | 2025-07-15 | 2026-07-15 | Inverters |  |  |  |  | 2
NJADRE1559895424 | Administratively Determined Incentive Program | PLEASANTVILLE | 8232 | 27.06 | Residential | Behind the Meter | Yes | Sunrun Installation Services, Inc. | AC Electric |  | Accepted | 2025-06-12 | 2025-07-15 | 2026-07-15 | Solar Panels |  |  |  |  | 49 |  | 18
NJADRE1559895424 | Administratively Determined Incentive Program | PLEASANTVILLE | 8232 | 27.06 | Residential | Behind the Meter | Yes | Sunrun Installation Services, Inc. | AC Electric |  | Accepted | 2025-06-12 | 2025-07-15 | 2026-07-15 | Solar Panels |  |  |  |  | 3 |  | 18
NJADRE1559895426 | Administratively Determined Incentive Program | SPARTA | 7871 | 10.12 | Residential | Behind the Meter | No | GAF Energy | JCP&L |  | Accepted | 2025-06-12 | 2025-07-14 | 2026-07-14 | Solar Panels |  |  |  |  | 48 |  | 34
NJADRE1559895426 | Administratively Determined Incentive Program | SPARTA | 7871 | 10.12 | Residential | Behind the Meter | No | GAF Energy | JCP&L |  | Accepted | 2025-06-12 | 2025-07-14 | 2026-07-14 | Solar Panels |  |  |  |  | 20 |  | 40
NJADRE1559895426 | Administratively Determined Incentive Program | SPARTA | 7871 | 10.12 | Residential | Behind the Meter | No | GAF Energy | JCP&L |  | Accepted | 2025-06-12 | 2025-07-14 | 2026-07-14 | Solar Panels |  |  |  |  | 12 |  | 40
NJADRE1559895426 | Administratively Determined Incentive Program | SPARTA | 7871 | 10.12 | Residential | Behind the Meter | No | GAF Energy | JCP&L |  | Accepted | 2025-06-12 | 2025-07-14 | 2026-07-14 | Solar Panels |  |  |  |  | 16 |  | 34
NJADRE1559895426 | Administratively Determined Incentive Program | SPARTA | 7871 | 10.12 | Residential | Behind the Meter | No | GAF Energy | JCP&L |  | Accepted | 2025-06-12 | 2025-07-14 | 2026-07-14 | Solar Panels |  |  |  |  | 28 |  | 40
NJADRE1559895426 | Administratively Determined Incentive Program | SPARTA | 7871 | 10.12 | Residential | Behind the Meter | No | GAF Energy | JCP&L |  | Accepted | 2025-06-12 | 2025-07-14 | 2026-07-14 | Solar Panels |  |  |  |  | 20 |  | 34
NJADRE1559895426 | Administratively Determined Incentive Program | SPARTA | 7871 | 10.12 | Residential | Behind the Meter | No | GAF Energy | JCP&L |  | Accepted | 2025-06-12 | 2025-07-14 | 2026-07-14 | Inverters |  |  |  |  | 1
NJADRE1559895426 | Administratively Determined Incentive Program | SPARTA | 7871 | 10.12 | Residential | Behind the Meter | No | GAF Energy | JCP&L |  | Accepted | 2025-06-12 | 2025-07-14 | 2026-07-14 | Solar Panels |  |  |  |  | 48 |  | 18
NJADRE1559895426 | Administratively Determined Incentive Program | SPARTA | 7871 | 10.12 | Residential | Behind the Meter | No | GAF Energy | JCP&L |  | Accepted | 2025-06-12 | 2025-07-14 | 2026-07-14 | Inverters |  |  |  |  | 1
NJADRE1559895426 | Administratively Determined Incentive Program | SPARTA | 7871 | 10.12 | Residential | Behind the Meter | No | GAF Energy | JCP&L |  | Accepted | 2025-06-12 | 2025-07-14 | 2026-07-14 | Solar Panels | GAF Energy | TLS-1 |  | 0.046 | 28 | 227 | 34 |  | Fixed | Roof
NJADRE1559895429 | Administratively Determined Incentive Program | WILLIAMSTOWN | 8094 | 11.34 | Residential | Behind the Meter | Yes | Sunrun Installation Services, Inc. | AC Electric |  | Accepted | 2025-06-12 | 2025-07-11 | 2026-07-11 | Inverters |  |  |  |  | 1
NJADRE1559895429 | Administratively Determined Incentive Program | WILLIAMSTOWN | 8094 | 11.34 | Residential | Behind the Meter | Yes | Sunrun Installation Services, Inc. | AC Electric |  | Accepted | 2025-06-12 | 2025-07-11 | 2026-07-11 | Solar Panels |  |  |  |  | 9 |  | 26
NJADRE1559895429 | Administratively Determined Incentive Program | WILLIAMSTOWN | 8094 | 11.34 | Residential | Behind the Meter | Yes | Sunrun Installation Services, Inc. | AC Electric |  | Accepted | 2025-06-12 | 2025-07-11 | 2026-07-11 | Solar Panels |  |  |  |  | 19 |  | 27
NJADRE1559895436 | Administratively Determined Incentive Program | HAMILTON | 8330 | 14.355 | Residential | Behind the Meter | Yes | SunnyMac, LLC | AC Electric |  | Accepted | 2025-06-12 | 2025-07-10 | 2026-07-10 | Solar Panels |  |  |  |  | 5 |  | 21
NJADRE1559895436 | Administratively Determined Incentive Program | HAMILTON | 8330 | 14.355 | Residential | Behind the Meter | Yes | SunnyMac, LLC | AC Electric |  | Accepted | 2025-06-12 | 2025-07-10 | 2026-07-10 | Inverters |  |  |  |  | 1
NJADRE1559895436 | Administratively Determined Incentive Program | HAMILTON | 8330 | 14.355 | Residential | Behind the Meter | Yes | SunnyMac, LLC | AC Electric |  | Accepted | 2025-06-12 | 2025-07-10 | 2026-07-10 | Solar Panels |  |  |  |  | 6 |  | 22
NJADRE1559895436 | Administratively Determined Incentive Program | HAMILTON | 8330 | 14.355 | Residential | Behind the Meter | Yes | SunnyMac, LLC | AC Electric |  | Accepted | 2025-06-12 | 2025-07-10 | 2026-07-10 | Solar Panels |  |  |  |  | 6 |  | 22
NJADRE1559895436 | Administratively Determined Incentive Program | HAMILTON | 8330 | 14.355 | Residential | Behind the Meter | Yes | SunnyMac, LLC | AC Electric |  | Accepted | 2025-06-12 | 2025-07-10 | 2026-07-10 | Solar Panels |  |  |  |  | 7 |  | 8
NJADRE1559895436 | Administratively Determined Incentive Program | HAMILTON | 8330 | 14.355 | Residential | Behind the Meter | Yes | SunnyMac, LLC | AC Electric |  | Accepted | 2025-06-12 | 2025-07-10 | 2026-07-10 | Solar Panels |  |  |  |  | 9 |  | 21
NJADRE1559895440 | Administratively Determined Incentive Program | CHESTERFIELD | 8515 | 8.2 | Residential | Behind the Meter | No | Tesla Energy Operations, Inc. | PSE&G |  | Accepted | 2025-06-12 | 2025-07-16 | 2026-07-16 | Solar Panels |  |  |  |  | 10 |  | 33
NJADRE1559895440 | Administratively Determined Incentive Program | CHESTERFIELD | 8515 | 8.2 | Residential | Behind the Meter | No | Tesla Energy Operations, Inc. | PSE&G |  | Accepted | 2025-06-12 | 2025-07-16 | 2026-07-16 | Solar Panels |  |  |  |  | 10 |  | 27
NJADRE1559895440 | Administratively Determined Incentive Program | CHESTERFIELD | 8515 | 8.2 | Residential | Behind the Meter | No | Tesla Energy Operations, Inc. | PSE&G |  | Accepted | 2025-06-12 | 2025-07-16 | 2026-07-16 | Electric Storage Battery |  |  |  |  | 2
NJADRE1559895440 | Administratively Determined Incentive Program | CHESTERFIELD | 8515 | 8.2 | Residential | Behind the Meter | No | Tesla Energy Operations, Inc. | PSE&G |  | Accepted | 2025-06-12 | 2025-07-16 | 2026-07-16 | Inverters |  |  |  |  | 1
NJADRE1559895704 | Administratively Determined Incentive Program | Plainfield | 7060 | 6.97 | Residential | Behind the Meter | Yes | Trinity Solar, LLC | PSE&G |  | Accepted | 2025-06-12 | 2025-07-10 | 2026-07-10 | Solar Panels |  |  |  |  | 3 |  | 22
NJADRE1559895704 | Administratively Determined Incentive Program | Plainfield | 7060 | 6.97 | Residential | Behind the Meter | Yes | Trinity Solar, LLC | PSE&G |  | Accepted | 2025-06-12 | 2025-07-10 | 2026-07-10 | Solar Panels |  |  |  |  | 14 |  | 41
NJADRE1559895704 | Administratively Determined Incentive Program | Plainfield | 7060 | 6.97 | Residential | Behind the Meter | Yes | Trinity Solar, LLC | PSE&G |  | Accepted | 2025-06-12 | 2025-07-10 | 2026-07-10 | Inverters |  |  |  |  | 1
NJADRE1559895798 | Administratively Determined Incentive Program | NORTH BERGEN | 7047 | 6.48 | Residential | Behind the Meter | Yes | Sunrun Installation Services, Inc. | PSE&G |  | Accepted | 2025-06-12 | 2025-07-10 | 2026-07-10 | Solar Panels |  |  |  |  | 3 |  | 22
NJADRE1559895798 | Administratively Determined Incentive Program | NORTH BERGEN | 7047 | 6.48 | Residential | Behind the Meter | Yes | Sunrun Installation Services, Inc. | PSE&G |  | Accepted | 2025-06-12 | 2025-07-10 | 2026-07-10 | Inverters |  |  |  |  | 1
NJADRE1559895798 | Administratively Determined Incentive Program | NORTH BERGEN | 7047 | 6.48 | Residential | Behind the Meter | Yes | Sunrun Installation Services, Inc. | PSE&G |  | Accepted | 2025-06-12 | 2025-07-10 | 2026-07-10 | Solar Panels |  |  |  |  | 10 |  | 22
NJADRE1559895798 | Administratively Determined Incentive Program | NORTH BERGEN | 7047 | 6.48 | Residential | Behind the Meter | Yes | Sunrun Installation Services, Inc. | PSE&G |  | Accepted | 2025-06-12 | 2025-07-10 | 2026-07-10 | Solar Panels |  |  |  |  | 3 |  | 20
NJADRE1559895955 | Administratively Determined Incentive Program | HAMMONTON | 8037 | 8.8 | Residential | Behind the Meter | No | AllSeason Solar | AC Electric |  | Accepted | 2025-06-12 | 2025-07-10 | 2026-07-10 | Solar Panels |  |  |  |  | 20 |  | 23
NJADRE1559895955 | Administratively Determined Incentive Program | HAMMONTON | 8037 | 8.8 | Residential | Behind the Meter | No | AllSeason Solar | AC Electric |  | Accepted | 2025-06-12 | 2025-07-10 | 2026-07-10 | Inverters |  |  |  |  | 20
NJADRE1559895967 | Administratively Determined Incentive Program | WOOD RIDGE | 7075 | 6.48 | Residential | Behind the Meter | Yes | Sunrun Installation Services, Inc. | PSE&G |  | Accepted | 2025-06-12 | 2025-07-10 | 2026-07-10 | Inverters |  |  |  |  | 1
NJADRE1559895967 | Administratively Determined Incentive Program | WOOD RIDGE | 7075 | 6.48 | Residential | Behind the Meter | Yes | Sunrun Installation Services, Inc. | PSE&G |  | Accepted | 2025-06-12 | 2025-07-10 | 2026-07-10 | Solar Panels |  |  |  |  | 8 |  | 27
NJADRE1559895967 | Administratively Determined Incentive Program | WOOD RIDGE | 7075 | 6.48 | Residential | Behind the Meter | Yes | Sunrun Installation Services, Inc. | PSE&G |  | Accepted | 2025-06-12 | 2025-07-10 | 2026-07-10 | Solar Panels |  |  |  |  | 8 |  | 27
NJADRE1559896191 | Administratively Determined Incentive Program | KEYPORT | 7735 | 9.32 | Residential | Behind the Meter | Yes | Sunrun Installation Services, Inc. | JCP&L |  | Accepted | 2025-06-12 | 2025-07-10 | 2026-07-10 | Inverters |  |  |  |  | 1
NJADRE1559896191 | Administratively Determined Incentive Program | KEYPORT | 7735 | 9.32 | Residential | Behind the Meter | Yes | Sunrun Installation Services, Inc. | JCP&L |  | Accepted | 2025-06-12 | 2025-07-10 | 2026-07-10 | Solar Panels |  |  |  |  | 2 |  | 30
NJADRE1559896191 | Administratively Determined Incentive Program | KEYPORT | 7735 | 9.32 | Residential | Behind the Meter | Yes | Sunrun Installation Services, Inc. | JCP&L |  | Accepted | 2025-06-12 | 2025-07-10 | 2026-07-10 | Solar Panels |  |  |  |  | 3 |  | 30
NJADRE1559896191 | Administratively Determined Incentive Program | KEYPORT | 7735 | 9.32 | Residential | Behind the Meter | Yes | Sunrun Installation Services, Inc. | JCP&L |  | Accepted | 2025-06-12 | 2025-07-10 | 2026-07-10 | Solar Panels |  |  |  |  | 4 |  | 37
NJADRE1559896191 | Administratively Determined Incentive Program | KEYPORT | 7735 | 9.32 | Residential | Behind the Meter | Yes | Sunrun Installation Services, Inc. | JCP&L |  | Accepted | 2025-06-12 | 2025-07-10 | 2026-07-10 | Solar Panels |  |  |  |  | 14 |  | 37
NJADRE1559896304 | Administratively Determined Incentive Program | EAST ORANGE CITY | 7017 | 7.7 | Residential | Behind the Meter | Yes | Sunrun Installation Services, Inc. | PSE&G |  | Accepted | 2025-06-12 | 2025-07-10 | 2026-07-10 | Solar Panels |  |  |  |  | 11 |  | 18
NJADRE1559896304 | Administratively Determined Incentive Program | EAST ORANGE CITY | 7017 | 7.7 | Residential | Behind the Meter | Yes | Sunrun Installation Services, Inc. | PSE&G |  | Accepted | 2025-06-12 | 2025-07-10 | 2026-07-10 | Solar Panels |  |  |  |  | 4 |  | 19
NJADRE1559896304 | Administratively Determined Incentive Program | EAST ORANGE CITY | 7017 | 7.7 | Residential | Behind the Meter | Yes | Sunrun Installation Services, Inc. | PSE&G |  | Accepted | 2025-06-12 | 2025-07-10 | 2026-07-10 | Inverters |  |  |  |  | 1
NJADRE1559896304 | Administratively Determined Incentive Program | EAST ORANGE CITY | 7017 | 7.7 | Residential | Behind the Meter | Yes | Sunrun Installation Services, Inc. | PSE&G |  | Accepted | 2025-06-12 | 2025-07-10 | 2026-07-10 | Solar Panels |  |  |  |  | 4 |  | 21
NJADRE1559896367 | Administratively Determined Incentive Program | MONTCLAIR | 7043 | 25.76 | Residential | Behind the Meter | No | Sea Bright Solar, LLC | PSE&G |  | Accepted | 2025-06-30 | 2025-07-22 | 2026-07-22 | Inverters |  |  |  |  | 56
NJADRE1559896367 | Administratively Determined Incentive Program | MONTCLAIR | 7043 | 25.76 | Residential | Behind the Meter | No | Sea Bright Solar, LLC | PSE&G |  | Accepted | 2025-06-30 | 2025-07-22 | 2026-07-22 | Solar Panels |  |  |  |  | 56 |  | 1
NJADRE1559896367 | Administratively Determined Incentive Program | MONTCLAIR | 7043 | 25.76 | Residential | Behind the Meter | No | Sea Bright Solar, LLC | PSE&G |  | Accepted | 2025-06-30 | 2025-07-22 | 2026-07-22 | Meters | Enphase | IQ Envoy |  |  | 1 |  |  |  | Yes | Indoor
NJADRE1559896398 | Administratively Determined Incentive Program | ROSENHAYN | 8352 | 8.5 | Residential | Behind the Meter | Yes | Whitman Construction, LLC | AC Electric |  | Accepted | 2025-06-12 | 2025-07-10 | 2026-07-10 | Inverters |  |  |  |  | 20
NJADRE1559896398 | Administratively Determined Incentive Program | ROSENHAYN | 8352 | 8.5 | Residential | Behind the Meter | Yes | Whitman Construction, LLC | AC Electric |  | Accepted | 2025-06-12 | 2025-07-10 | 2026-07-10 | Solar Panels |  |  |  |  | 6 |  | 12
NJADRE1559896398 | Administratively Determined Incentive Program | ROSENHAYN | 8352 | 8.5 | Residential | Behind the Meter | Yes | Whitman Construction, LLC | AC Electric |  | Accepted | 2025-06-12 | 2025-07-10 | 2026-07-10 | Solar Panels |  |  |  |  | 14 |  | 12
NJADRE1559896489 | Administratively Determined Incentive Program | Little Egg Harbor Twp | 8087 | 4.1 | Residential | Behind the Meter | Yes | Trinity Solar, LLC | AC Electric |  | Accepted | 2025-06-12 | 2025-07-10 | 2026-07-10 | Solar Panels |  |  |  |  | 10 |  | 25
NJADRE1559896489 | Administratively Determined Incentive Program | Little Egg Harbor Twp | 8087 | 4.1 | Residential | Behind the Meter | Yes | Trinity Solar, LLC | AC Electric |  | Accepted | 2025-06-12 | 2025-07-10 | 2026-07-10 | Inverters |  |  |  |  | 1
NJADRE1559896551 | Administratively Determined Incentive Program | WEST DEPTFORD | 8086 | 8.6 | Residential | Behind the Meter | Yes | Brilliant Installations, Inc. | PSE&G |  | Accepted | 2025-06-13 | 2025-07-11 | 2026-07-11 | Solar Panels |  |  |  |  | 20 |  | 26
NJADRE1559896551 | Administratively Determined Incentive Program | WEST DEPTFORD | 8086 | 8.6 | Residential | Behind the Meter | Yes | Brilliant Installations, Inc. | PSE&G |  | Accepted | 2025-06-13 | 2025-07-11 | 2026-07-11 | Inverters |  |  |  |  | 1
NJADRE1559896567 | Administratively Determined Incentive Program | Jackson | 8527 | 15.47 | Residential | Behind the Meter | Yes | Kamtech Solar Solutions | JCP&L |  | Accepted | 2025-06-12 | 2025-07-10 | 2026-07-10 | Solar Panels |  |  |  |  | 13 |  | 23
NJADRE1559896567 | Administratively Determined Incentive Program | Jackson | 8527 | 15.47 | Residential | Behind the Meter | Yes | Kamtech Solar Solutions | JCP&L |  | Accepted | 2025-06-12 | 2025-07-10 | 2026-07-10 | Solar Panels |  |  |  |  | 13 |  | 23
NJADRE1559896567 | Administratively Determined Incentive Program | Jackson | 8527 | 15.47 | Residential | Behind the Meter | Yes | Kamtech Solar Solutions | JCP&L |  | Accepted | 2025-06-12 | 2025-07-10 | 2026-07-10 | Solar Panels |  |  |  |  | 8 |  | 17
NJADRE1559896567 | Administratively Determined Incentive Program | Jackson | 8527 | 15.47 | Residential | Behind the Meter | Yes | Kamtech Solar Solutions | JCP&L |  | Accepted | 2025-06-12 | 2025-07-10 | 2026-07-10 | Inverters |  |  |  |  | 34
NJADRE1559896621 | Administratively Determined Incentive Program | Hopewell | 8534 | 17.55 | Residential | Behind the Meter | No | Paradise Solar and Electrical, LLC | PSE&G |  | Accepted | 2025-06-12 | 2025-07-10 | 2026-07-10 | Solar Panels |  |  |  |  | 19 |  | 41
NJADRE1559896621 | Administratively Determined Incentive Program | Hopewell | 8534 | 17.55 | Residential | Behind the Meter | No | Paradise Solar and Electrical, LLC | PSE&G |  | Accepted | 2025-06-12 | 2025-07-10 | 2026-07-10 | Inverters |  |  |  |  | 39
NJADRE1559896621 | Administratively Determined Incentive Program | Hopewell | 8534 | 17.55 | Residential | Behind the Meter | No | Paradise Solar and Electrical, LLC | PSE&G |  | Accepted | 2025-06-12 | 2025-07-10 | 2026-07-10 | Solar Panels |  |  |  |  | 12 |  | 41
NJADRE1559896621 | Administratively Determined Incentive Program | Hopewell | 8534 | 17.55 | Residential | Behind the Meter | No | Paradise Solar and Electrical, LLC | PSE&G |  | Accepted | 2025-06-12 | 2025-07-10 | 2026-07-10 | Solar Panels |  |  |  |  | 8 |  | 39
NJADRE1559896630 | Administratively Determined Incentive Program | New Brunswick | 8901 | 2.05 | Residential | Behind the Meter | Yes | Trinity Solar, LLC | PSE&G |  | Accepted | 2025-06-12 | 2025-07-10 | 2026-07-10 | Inverters |  |  |  |  | 5
NJADRE1559896630 | Administratively Determined Incentive Program | New Brunswick | 8901 | 2.05 | Residential | Behind the Meter | Yes | Trinity Solar, LLC | PSE&G |  | Accepted | 2025-06-12 | 2025-07-10 | 2026-07-10 | Solar Panels |  |  |  |  | 2 |  | 10
NJADRE1559896630 | Administratively Determined Incentive Program | New Brunswick | 8901 | 2.05 | Residential | Behind the Meter | Yes | Trinity Solar, LLC | PSE&G |  | Accepted | 2025-06-12 | 2025-07-10 | 2026-07-10 | Solar Panels |  |  |  |  | 3 |  | 10
NJADRE1559896635 | Administratively Determined Incentive Program | Ridgefield | 7657 | 7.79 | Residential | Behind the Meter | Yes | Big Wave Roofing and Solar, LLC | PSE&G |  | Accepted | 2025-06-12 | 2025-07-10 | 2026-07-10 | Solar Panels |  |  |  |  | 3 |  | 40
NJADRE1559896635 | Administratively Determined Incentive Program | Ridgefield | 7657 | 7.79 | Residential | Behind the Meter | Yes | Big Wave Roofing and Solar, LLC | PSE&G |  | Accepted | 2025-06-12 | 2025-07-10 | 2026-07-10 | Solar Panels |  |  |  |  | 4 |  | 40
NJADRE1559896635 | Administratively Determined Incentive Program | Ridgefield | 7657 | 7.79 | Residential | Behind the Meter | Yes | Big Wave Roofing and Solar, LLC | PSE&G |  | Accepted | 2025-06-12 | 2025-07-10 | 2026-07-10 | Solar Panels |  |  |  |  | 4 |  | 40
NJADRE1559896635 | Administratively Determined Incentive Program | Ridgefield | 7657 | 7.79 | Residential | Behind the Meter | Yes | Big Wave Roofing and Solar, LLC | PSE&G |  | Accepted | 2025-06-12 | 2025-07-10 | 2026-07-10 | Inverters |  |  |  |  | 19
NJADRE1559896635 | Administratively Determined Incentive Program | Ridgefield | 7657 | 7.79 | Residential | Behind the Meter | Yes | Big Wave Roofing and Solar, LLC | PSE&G |  | Accepted | 2025-06-12 | 2025-07-10 | 2026-07-10 | Solar Panels |  |  |  |  | 6 |  | 40
NJADRE1559896635 | Administratively Determined Incentive Program | Ridgefield | 7657 | 7.79 | Residential | Behind the Meter | Yes | Big Wave Roofing and Solar, LLC | PSE&G |  | Accepted | 2025-06-12 | 2025-07-10 | 2026-07-10 | Solar Panels |  |  |  |  | 2 |  | 40
NJADRE1559896649 | Administratively Determined Incentive Program | Bayville | 8721 | 10.38 | Residential | Behind the Meter | Yes | SunPurity, LLC | JCP&L |  | Accepted | 2025-06-16 | 2025-07-15 | 2026-07-15 | Inverters |  |  |  |  | 1
NJADRE1559896649 | Administratively Determined Incentive Program | Bayville | 8721 | 10.38 | Residential | Behind the Meter | Yes | SunPurity, LLC | JCP&L |  | Accepted | 2025-06-16 | 2025-07-15 | 2026-07-15 | Solar Panels |  |  |  |  | 18 |  | 23
NJADRE1559896649 | Administratively Determined Incentive Program | Bayville | 8721 | 10.38 | Residential | Behind the Meter | Yes | SunPurity, LLC | JCP&L |  | Accepted | 2025-06-16 | 2025-07-15 | 2026-07-15 | Solar Panels |  |  |  |  | 7 |  | 23
NJADRE1559896693 | Administratively Determined Incentive Program | Mizpah | 8342 | 6.48 | Residential | Behind the Meter | Yes | Sunrun Installation Services, Inc. | AC Electric |  | Accepted | 2025-06-12 | 2025-07-10 | 2026-07-10 | Inverters |  |  |  |  | 1
NJADRE1559896693 | Administratively Determined Incentive Program | Mizpah | 8342 | 6.48 | Residential | Behind the Meter | Yes | Sunrun Installation Services, Inc. | AC Electric |  | Accepted | 2025-06-12 | 2025-07-10 | 2026-07-10 | Solar Panels |  |  |  |  | 3 |  | 35
NJADRE1559896693 | Administratively Determined Incentive Program | Mizpah | 8342 | 6.48 | Residential | Behind the Meter | Yes | Sunrun Installation Services, Inc. | AC Electric |  | Accepted | 2025-06-12 | 2025-07-10 | 2026-07-10 | Solar Panels |  |  |  |  | 6 |  | 25
NJADRE1559896693 | Administratively Determined Incentive Program | Mizpah | 8342 | 6.48 | Residential | Behind the Meter | Yes | Sunrun Installation Services, Inc. | AC Electric |  | Accepted | 2025-06-12 | 2025-07-10 | 2026-07-10 | Electric Storage Battery |  |  |  |  | 1
NJADRE1559896693 | Administratively Determined Incentive Program | Mizpah | 8342 | 6.48 | Residential | Behind the Meter | Yes | Sunrun Installation Services, Inc. | AC Electric |  | Accepted | 2025-06-12 | 2025-07-10 | 2026-07-10 | Solar Panels |  |  |  |  | 7 |  | 25
NJADRE1559896737 | Administratively Determined Incentive Program | LAKEWOOD | 8701 | 17.43 | Residential | Behind the Meter | Yes | SunPurity, LLC | JCP&L |  | Accepted | 2025-06-23 | 2025-07-22 | 2026-07-22 | Inverters |  |  | 12000 |  | 2
NJADRE1559896737 | Administratively Determined Incentive Program | LAKEWOOD | 8701 | 17.43 | Residential | Behind the Meter | Yes | SunPurity, LLC | JCP&L |  | Accepted | 2025-06-23 | 2025-07-22 | 2026-07-22 | Solar Panels | Hanwha Q cells | Q.PEAK DUO BLK-ML-G10+ 415W |  | 0.415 | 16 | 182 | 20 |  | Fixed | Roof
NJADRE1559896737 | Administratively Determined Incentive Program | LAKEWOOD | 8701 | 17.43 | Residential | Behind the Meter | Yes | SunPurity, LLC | JCP&L |  | Accepted | 2025-06-23 | 2025-07-22 | 2026-07-22 | Solar Panels | Hanwha Q cells | Q.PEAK DUO BLK-ML-G10+ 415W |  | 0.415 | 14 | 272 | 18 |  | Fixed | Roof
NJADRE1559896737 | Administratively Determined Incentive Program | LAKEWOOD | 8701 | 17.43 | Residential | Behind the Meter | Yes | SunPurity, LLC | JCP&L |  | Accepted | 2025-06-23 | 2025-07-22 | 2026-07-22 | Solar Panels | Hanwha Q cells | Q.PEAK DUO BLK-ML-G10+ 415W |  | 0.415 | 12 | 2 | 20 |  | Fixed | Roof
NJADRE1559896802 | Administratively Determined Incentive Program | Long Branch | 7740 | 5.95 | Residential | Behind the Meter | Yes | Whitman Construction, LLC | JCP&L |  | Accepted | 2025-06-12 | 2025-07-10 | 2026-07-10 | Solar Panels |  |  |  |  | 14 |  | 40
NJADRE1559896802 | Administratively Determined Incentive Program | Long Branch | 7740 | 5.95 | Residential | Behind the Meter | Yes | Whitman Construction, LLC | JCP&L |  | Accepted | 2025-06-12 | 2025-07-10 | 2026-07-10 | Inverters |  |  |  |  | 14
NJADRE1559896802 | Administratively Determined Incentive Program | Long Branch | 7740 | 5.95 | Residential | Behind the Meter | Yes | Whitman Construction, LLC | JCP&L |  | Accepted | 2025-06-12 | 2025-07-10 | 2026-07-10 | Meters | ENPHASE | X-IQ-AM1-240-5-HDK |  |  | 1 |  |  |  | Yes | Outdoor
NJADRE1559896821 | Administratively Determined Incentive Program | PENNSAUKEN | 8110 | 7.38 | Residential | Behind the Meter | Yes | Sunrun Installation Services, Inc. | PSE&G |  | Accepted | 2025-06-12 | 2025-07-15 | 2026-07-15 | Solar Panels |  |  |  |  | 9 |  | 22
NJADRE1559896821 | Administratively Determined Incentive Program | PENNSAUKEN | 8110 | 7.38 | Residential | Behind the Meter | Yes | Sunrun Installation Services, Inc. | PSE&G |  | Accepted | 2025-06-12 | 2025-07-15 | 2026-07-15 | Solar Panels |  |  |  |  | 9 |  | 21
NJADRE1559896821 | Administratively Determined Incentive Program | PENNSAUKEN | 8110 | 7.38 | Residential | Behind the Meter | Yes | Sunrun Installation Services, Inc. | PSE&G |  | Accepted | 2025-06-12 | 2025-07-15 | 2026-07-15 | Inverters |  |  |  |  | 1
NJADRE1559896839 | Administratively Determined Incentive Program | PLAINFIELD | 7063 | 5.67 | Residential | Behind the Meter | Yes | Sunrun Installation Services, Inc. | PSE&G |  | Accepted | 2025-06-12 | 2025-07-10 | 2026-07-10 | Solar Panels |  |  |  |  | 12 |  | 41
NJADRE1559896839 | Administratively Determined Incentive Program | PLAINFIELD | 7063 | 5.67 | Residential | Behind the Meter | Yes | Sunrun Installation Services, Inc. | PSE&G |  | Accepted | 2025-06-12 | 2025-07-10 | 2026-07-10 | Solar Panels |  |  |  |  | 2 |  | 25
NJADRE1559896839 | Administratively Determined Incentive Program | PLAINFIELD | 7063 | 5.67 | Residential | Behind the Meter | Yes | Sunrun Installation Services, Inc. | PSE&G |  | Accepted | 2025-06-12 | 2025-07-10 | 2026-07-10 | Inverters |  |  |  |  | 1
NJADRE1559896845 | Administratively Determined Incentive Program | Camden | 8104 | 5.53 | Residential | Behind the Meter | Yes | Fusion Solar Energy, LLC | PSE&G |  | Accepted | 2025-06-12 | 2025-07-10 | 2026-07-10 | Inverters |  |  |  |  | 13
NJADRE1559896845 | Administratively Determined Incentive Program | Camden | 8104 | 5.53 | Residential | Behind the Meter | Yes | Fusion Solar Energy, LLC | PSE&G |  | Accepted | 2025-06-12 | 2025-07-10 | 2026-07-10 | Solar Panels |  |  |  |  | 7 |  | 34
NJADRE1559896845 | Administratively Determined Incentive Program | Camden | 8104 | 5.53 | Residential | Behind the Meter | Yes | Fusion Solar Energy, LLC | PSE&G |  | Accepted | 2025-06-12 | 2025-07-10 | 2026-07-10 | Solar Panels |  |  |  |  | 6 |  | 34
NJADRE1559896863 | Administratively Determined Incentive Program | Toms River | 8753 | 10.25 | Residential | Behind the Meter | Yes | Trinity Solar, LLC | JCP&L |  | Accepted | 2025-06-12 | 2025-07-10 | 2026-07-10 | Inverters |  |  |  |  | 1
NJADRE1559896863 | Administratively Determined Incentive Program | Toms River | 8753 | 10.25 | Residential | Behind the Meter | Yes | Trinity Solar, LLC | JCP&L |  | Accepted | 2025-06-12 | 2025-07-10 | 2026-07-10 | Solar Panels |  |  |  |  | 14 |  | 19
NJADRE1559896863 | Administratively Determined Incentive Program | Toms River | 8753 | 10.25 | Residential | Behind the Meter | Yes | Trinity Solar, LLC | JCP&L |  | Accepted | 2025-06-12 | 2025-07-10 | 2026-07-10 | Solar Panels |  |  |  |  | 6 |  | 26
NJADRE1559896863 | Administratively Determined Incentive Program | Toms River | 8753 | 10.25 | Residential | Behind the Meter | Yes | Trinity Solar, LLC | JCP&L |  | Accepted | 2025-06-12 | 2025-07-10 | 2026-07-10 | Solar Panels |  |  |  |  | 5 |  | 26
NJADRE1559896867 | Administratively Determined Incentive Program | West Deptford Twp | 8086 | 7.7 | Residential | Behind the Meter | Yes | Sunrun Installation Services, Inc. | PSE&G |  | Accepted | 2025-06-12 | 2025-07-10 | 2026-07-10 | Solar Panels |  |  |  |  | 2 |  | 12
NJADRE1559896867 | Administratively Determined Incentive Program | West Deptford Twp | 8086 | 7.7 | Residential | Behind the Meter | Yes | Sunrun Installation Services, Inc. | PSE&G |  | Accepted | 2025-06-12 | 2025-07-10 | 2026-07-10 | Solar Panels |  |  |  |  | 10 |  | 36
NJADRE1559896867 | Administratively Determined Incentive Program | West Deptford Twp | 8086 | 7.7 | Residential | Behind the Meter | Yes | Sunrun Installation Services, Inc. | PSE&G |  | Accepted | 2025-06-12 | 2025-07-10 | 2026-07-10 | Solar Panels |  |  |  |  | 5 |  | 38
NJADRE1559896867 | Administratively Determined Incentive Program | West Deptford Twp | 8086 | 7.7 | Residential | Behind the Meter | Yes | Sunrun Installation Services, Inc. | PSE&G |  | Accepted | 2025-06-12 | 2025-07-10 | 2026-07-10 | Inverters |  |  |  |  | 1
NJADRE1559896867 | Administratively Determined Incentive Program | West Deptford Twp | 8086 | 7.7 | Residential | Behind the Meter | Yes | Sunrun Installation Services, Inc. | PSE&G |  | Accepted | 2025-06-12 | 2025-07-10 | 2026-07-10 | Solar Panels |  |  |  |  | 2 |  | 12
NJADRE1559896876 | Administratively Determined Incentive Program | Manalapan | 7726 | 13.05 | Residential | Behind the Meter | Yes | Venture Home Solar, LLC | JCP&L |  | Accepted | 2025-06-12 | 2025-07-25 | 2026-07-25 | Solar Panels |  |  |  |  | 22 |  | 23
NJADRE1559896876 | Administratively Determined Incentive Program | Manalapan | 7726 | 13.05 | Residential | Behind the Meter | Yes | Venture Home Solar, LLC | JCP&L |  | Accepted | 2025-06-12 | 2025-07-25 | 2026-07-25 | Inverters |  |  |  |  | 30
NJADRE1559896876 | Administratively Determined Incentive Program | Manalapan | 7726 | 13.05 | Residential | Behind the Meter | Yes | Venture Home Solar, LLC | JCP&L |  | Accepted | 2025-06-12 | 2025-07-25 | 2026-07-25 | Solar Panels |  |  |  |  | 8 |  | 23
NJADRE1559896879 | Administratively Determined Incentive Program | Leonardo | 7737 | 5.33 | Residential | Behind the Meter | Yes | Trinity Solar, LLC | JCP&L |  | Accepted | 2025-06-13 | 2025-07-11 | 2026-07-11 | Inverters |  |  |  |  | 1
NJADRE1559896879 | Administratively Determined Incentive Program | Leonardo | 7737 | 5.33 | Residential | Behind the Meter | Yes | Trinity Solar, LLC | JCP&L |  | Accepted | 2025-06-13 | 2025-07-11 | 2026-07-11 | Solar Panels |  |  |  |  | 6 |  | 26
NJADRE1559896879 | Administratively Determined Incentive Program | Leonardo | 7737 | 5.33 | Residential | Behind the Meter | Yes | Trinity Solar, LLC | JCP&L |  | Accepted | 2025-06-13 | 2025-07-11 | 2026-07-11 | Solar Panels |  |  |  |  | 7 |  | 23
NJADRE1559896894 | Administratively Determined Incentive Program | Willingboro | 8046 | 11.18 | Residential | Behind the Meter | Yes | EMT Renewables, LLC | PSE&G |  | Accepted | 2025-06-12 | 2025-07-14 | 2026-07-14 | Solar Panels |  |  |  |  | 3 |  | 27
NJADRE1559896894 | Administratively Determined Incentive Program | Willingboro | 8046 | 11.18 | Residential | Behind the Meter | Yes | EMT Renewables, LLC | PSE&G |  | Accepted | 2025-06-12 | 2025-07-14 | 2026-07-14 | Solar Panels |  |  |  |  | 13 |  | 19
NJADRE1559896894 | Administratively Determined Incentive Program | Willingboro | 8046 | 11.18 | Residential | Behind the Meter | Yes | EMT Renewables, LLC | PSE&G |  | Accepted | 2025-06-12 | 2025-07-14 | 2026-07-14 | Inverters |  |  |  |  | 26
NJADRE1559896894 | Administratively Determined Incentive Program | Willingboro | 8046 | 11.18 | Residential | Behind the Meter | Yes | EMT Renewables, LLC | PSE&G |  | Accepted | 2025-06-12 | 2025-07-14 | 2026-07-14 | Solar Panels |  |  |  |  | 10 |  | 19
NJADRE1559896918 | Administratively Determined Incentive Program | Milford | 8848 | 6.88 | Residential | Behind the Meter | Yes | Green Power Energy, LLC | JCP&L |  | Accepted | 2025-06-12 | 2025-07-10 | 2026-07-10 | Solar Panels |  |  |  |  | 16 |  | 15
NJADRE1559896918 | Administratively Determined Incentive Program | Milford | 8848 | 6.88 | Residential | Behind the Meter | Yes | Green Power Energy, LLC | JCP&L |  | Accepted | 2025-06-12 | 2025-07-10 | 2026-07-10 | Inverters |  |  |  |  | 16
NJADRE1559896921 | Administratively Determined Incentive Program | FLORENCE | 8518 | 4.1 | Residential | Behind the Meter | Yes | Sunrun Installation Services, Inc. | PSE&G |  | Accepted | 2025-06-12 | 2025-07-10 | 2026-07-10 | Inverters |  |  |  |  | 1
NJADRE1559896921 | Administratively Determined Incentive Program | FLORENCE | 8518 | 4.1 | Residential | Behind the Meter | Yes | Sunrun Installation Services, Inc. | PSE&G |  | Accepted | 2025-06-12 | 2025-07-10 | 2026-07-10 | Electric Storage Battery |  |  |  |  | 1
NJADRE1559896921 | Administratively Determined Incentive Program | FLORENCE | 8518 | 4.1 | Residential | Behind the Meter | Yes | Sunrun Installation Services, Inc. | PSE&G |  | Accepted | 2025-06-12 | 2025-07-10 | 2026-07-10 | Solar Panels |  |  |  |  | 4 |  | 43
NJADRE1559896921 | Administratively Determined Incentive Program | FLORENCE | 8518 | 4.1 | Residential | Behind the Meter | Yes | Sunrun Installation Services, Inc. | PSE&G |  | Accepted | 2025-06-12 | 2025-07-10 | 2026-07-10 | Solar Panels |  |  |  |  | 6 |  | 34
NJADRE1559896924 | Administratively Determined Incentive Program | PATERSON | 7522 | 5.33 | Residential | Behind the Meter | Yes | Bright Ops, Inc. | PSE&G |  | Accepted | 2025-06-12 | 2025-07-10 | 2026-07-10 | Inverters |  |  |  |  | 1
NJADRE1559896924 | Administratively Determined Incentive Program | PATERSON | 7522 | 5.33 | Residential | Behind the Meter | Yes | Bright Ops, Inc. | PSE&G |  | Accepted | 2025-06-12 | 2025-07-10 | 2026-07-10 | Solar Panels |  |  |  |  | 13 |  | 5
NJADRE1559896926 | Administratively Determined Incentive Program | Cherry Hill | 8002 | 21.16 | Residential | Behind the Meter | Yes | Kamtech Solar Solutions | PSE&G |  | Accepted | 2025-06-12 | 2025-07-11 | 2026-07-11 | Solar Panels |  |  |  |  | 23 |  | 14
NJADRE1559896926 | Administratively Determined Incentive Program | Cherry Hill | 8002 | 21.16 | Residential | Behind the Meter | Yes | Kamtech Solar Solutions | PSE&G |  | Accepted | 2025-06-12 | 2025-07-11 | 2026-07-11 | Inverters |  |  |  |  | 46
NJADRE1559896926 | Administratively Determined Incentive Program | Cherry Hill | 8002 | 21.16 | Residential | Behind the Meter | Yes | Kamtech Solar Solutions | PSE&G |  | Accepted | 2025-06-12 | 2025-07-11 | 2026-07-11 | Solar Panels |  |  |  |  | 23 |  | 14
NJADRE1559896942 | Administratively Determined Incentive Program | SWEDESBORO | 8085 | 18.7 | Residential | Behind the Meter | Yes | Whitman Construction, LLC | AC Electric |  | Accepted | 2025-06-12 | 2025-07-10 | 2026-07-10 | Solar Panels |  |  |  |  | 2 |  | 34
NJADRE1559896942 | Administratively Determined Incentive Program | SWEDESBORO | 8085 | 18.7 | Residential | Behind the Meter | Yes | Whitman Construction, LLC | AC Electric |  | Accepted | 2025-06-12 | 2025-07-10 | 2026-07-10 | Solar Panels |  |  |  |  | 6 |  | 34
NJADRE1559896942 | Administratively Determined Incentive Program | SWEDESBORO | 8085 | 18.7 | Residential | Behind the Meter | Yes | Whitman Construction, LLC | AC Electric |  | Accepted | 2025-06-12 | 2025-07-10 | 2026-07-10 | Inverters |  |  |  |  | 44
NJADRE1559896942 | Administratively Determined Incentive Program | SWEDESBORO | 8085 | 18.7 | Residential | Behind the Meter | Yes | Whitman Construction, LLC | AC Electric |  | Accepted | 2025-06-12 | 2025-07-10 | 2026-07-10 | Solar Panels |  |  |  |  | 2 |  | 34
NJADRE1559896942 | Administratively Determined Incentive Program | SWEDESBORO | 8085 | 18.7 | Residential | Behind the Meter | Yes | Whitman Construction, LLC | AC Electric |  | Accepted | 2025-06-12 | 2025-07-10 | 2026-07-10 | Solar Panels |  |  |  |  | 14 |  | 34
NJADRE1559896942 | Administratively Determined Incentive Program | SWEDESBORO | 8085 | 18.7 | Residential | Behind the Meter | Yes | Whitman Construction, LLC | AC Electric |  | Accepted | 2025-06-12 | 2025-07-10 | 2026-07-10 | Solar Panels |  |  |  |  | 9 |  | 34
NJADRE1559896942 | Administratively Determined Incentive Program | SWEDESBORO | 8085 | 18.7 | Residential | Behind the Meter | Yes | Whitman Construction, LLC | AC Electric |  | Accepted | 2025-06-12 | 2025-07-10 | 2026-07-10 | Solar Panels |  |  |  |  | 8 |  | 34
NJADRE1559896942 | Administratively Determined Incentive Program | SWEDESBORO | 8085 | 18.7 | Residential | Behind the Meter | Yes | Whitman Construction, LLC | AC Electric |  | Accepted | 2025-06-12 | 2025-07-10 | 2026-07-10 | Solar Panels |  |  |  |  | 3 |  | 34
NJADRE1559896945 | Administratively Determined Incentive Program | NEW GRETNA | 8224 | 12.71 | Residential | Behind the Meter | Yes | Sunrun Installation Services, Inc. | AC Electric |  | Accepted | 2025-06-12 | 2025-07-10 | 2026-07-10 | Inverters |  |  |  |  | 1
NJADRE1559896945 | Administratively Determined Incentive Program | NEW GRETNA | 8224 | 12.71 | Residential | Behind the Meter | Yes | Sunrun Installation Services, Inc. | AC Electric |  | Accepted | 2025-06-12 | 2025-07-10 | 2026-07-10 | Solar Panels |  |  |  |  | 26 |  | 18
NJADRE1559896945 | Administratively Determined Incentive Program | NEW GRETNA | 8224 | 12.71 | Residential | Behind the Meter | Yes | Sunrun Installation Services, Inc. | AC Electric |  | Accepted | 2025-06-12 | 2025-07-10 | 2026-07-10 | Electric Storage Battery |  |  |  |  | 2
NJADRE1559896945 | Administratively Determined Incentive Program | NEW GRETNA | 8224 | 12.71 | Residential | Behind the Meter | Yes | Sunrun Installation Services, Inc. | AC Electric |  | Accepted | 2025-06-12 | 2025-07-10 | 2026-07-10 | Solar Panels |  |  |  |  | 5 |  | 41
NJADRE1559897044 | Administratively Determined Incentive Program | EDISON | 8820 | 9.02 | Residential | Behind the Meter | No | Tesla Energy Operations, Inc. | PSE&G |  | Accepted | 2025-06-12 | 2025-07-10 | 2026-07-10 | Inverters |  |  |  |  | 1
NJADRE1559897044 | Administratively Determined Incentive Program | EDISON | 8820 | 9.02 | Residential | Behind the Meter | No | Tesla Energy Operations, Inc. | PSE&G |  | Accepted | 2025-06-12 | 2025-07-10 | 2026-07-10 | Solar Panels |  |  |  |  | 6 |  | 18
NJADRE1559897044 | Administratively Determined Incentive Program | EDISON | 8820 | 9.02 | Residential | Behind the Meter | No | Tesla Energy Operations, Inc. | PSE&G |  | Accepted | 2025-06-12 | 2025-07-10 | 2026-07-10 | Solar Panels |  |  |  |  | 16 |  | 18
NJADRE1559897263 | Administratively Determined Incentive Program | Cape May Court House | 8210 | 14.76 | Residential | Behind the Meter | Yes | Trinity Solar, LLC | AC Electric |  | Accepted | 2025-06-13 | 2025-07-11 | 2026-07-11 | Solar Panels |  |  |  |  | 6 |  | 15
NJADRE1559897263 | Administratively Determined Incentive Program | Cape May Court House | 8210 | 14.76 | Residential | Behind the Meter | Yes | Trinity Solar, LLC | AC Electric |  | Accepted | 2025-06-13 | 2025-07-11 | 2026-07-11 | Inverters |  |  |  |  | 1
NJADRE1559897263 | Administratively Determined Incentive Program | Cape May Court House | 8210 | 14.76 | Residential | Behind the Meter | Yes | Trinity Solar, LLC | AC Electric |  | Accepted | 2025-06-13 | 2025-07-11 | 2026-07-11 | Solar Panels |  |  |  |  | 30 |  | 15
NJADRE1559897301 | Administratively Determined Incentive Program | WOODSTOWN | 8098 | 12.9 | Residential | Behind the Meter | Yes | Integrity Solar & Home Solutions, LLC | AC Electric |  | Accepted | 2025-06-12 | 2025-07-11 | 2026-07-11 | Inverters |  |  |  |  | 30
NJADRE1559897301 | Administratively Determined Incentive Program | WOODSTOWN | 8098 | 12.9 | Residential | Behind the Meter | Yes | Integrity Solar & Home Solutions, LLC | AC Electric |  | Accepted | 2025-06-12 | 2025-07-11 | 2026-07-11 | Solar Panels |  |  |  |  | 30 |  | 7
NJADRE1559897306 | Administratively Determined Incentive Program | PISCATAWAY | 8854 | 6.89 | Residential | Behind the Meter | Yes | Freedom Forever New Jersey, LLC | PSE&G |  | Accepted | 2025-06-12 | 2025-07-11 | 2026-07-11 | Solar Panels |  |  |  |  | 17 |  | 22
NJADRE1559897306 | Administratively Determined Incentive Program | PISCATAWAY | 8854 | 6.89 | Residential | Behind the Meter | Yes | Freedom Forever New Jersey, LLC | PSE&G |  | Accepted | 2025-06-12 | 2025-07-11 | 2026-07-11 | Inverters |  |  |  |  | 1
NJADRE1559897307 | Administratively Determined Incentive Program | Bloomfield | 7003 | 8.2 | Residential | Behind the Meter | Yes | Bright Ops, Inc. | PSE&G |  | Accepted | 2025-06-12 | 2025-07-15 | 2026-07-15 | Inverters |  |  |  |  | 1
NJADRE1559897307 | Administratively Determined Incentive Program | Bloomfield | 7003 | 8.2 | Residential | Behind the Meter | Yes | Bright Ops, Inc. | PSE&G |  | Accepted | 2025-06-12 | 2025-07-15 | 2026-07-15 | Solar Panels |  |  |  |  | 8 |  | 40
NJADRE1559897307 | Administratively Determined Incentive Program | Bloomfield | 7003 | 8.2 | Residential | Behind the Meter | Yes | Bright Ops, Inc. | PSE&G |  | Accepted | 2025-06-12 | 2025-07-15 | 2026-07-15 | Solar Panels |  |  |  |  | 3 |  | 14
NJADRE1559897307 | Administratively Determined Incentive Program | Bloomfield | 7003 | 8.2 | Residential | Behind the Meter | Yes | Bright Ops, Inc. | PSE&G |  | Accepted | 2025-06-12 | 2025-07-15 | 2026-07-15 | Solar Panels |  |  |  |  | 5 |  | 14
NJADRE1559897307 | Administratively Determined Incentive Program | Bloomfield | 7003 | 8.2 | Residential | Behind the Meter | Yes | Bright Ops, Inc. | PSE&G |  | Accepted | 2025-06-12 | 2025-07-15 | 2026-07-15 | Solar Panels |  |  |  |  | 4 |  | 16
NJADRE1559897549 | Administratively Determined Incentive Program | NEPTUNE CITY | 7753 | 8.27 | Residential | Behind the Meter | Yes | SunnyMac, LLC | JCP&L |  | Accepted | 2025-06-12 | 2025-07-11 | 2026-07-11 | Inverters |  |  |  |  | 1
NJADRE1559897549 | Administratively Determined Incentive Program | NEPTUNE CITY | 7753 | 8.27 | Residential | Behind the Meter | Yes | SunnyMac, LLC | JCP&L |  | Accepted | 2025-06-12 | 2025-07-11 | 2026-07-11 | Solar Panels |  |  |  |  | 19 |  | 19
NJADRE1559897561 | Administratively Determined Incentive Program | Irvington | 7111 | 7.31 | Residential | Behind the Meter | Yes | Velocity Energy & Home Solutions, Inc. | PSE&G |  | Accepted | 2025-06-12 | 2025-07-14 | 2026-07-14 | Inverters |  |  |  |  | 17
NJADRE1559897561 | Administratively Determined Incentive Program | Irvington | 7111 | 7.31 | Residential | Behind the Meter | Yes | Velocity Energy & Home Solutions, Inc. | PSE&G |  | Accepted | 2025-06-12 | 2025-07-14 | 2026-07-14 | Solar Panels |  |  |  |  | 17 |  | 22
NJADRE1559897577 | Administratively Determined Incentive Program | IRVINGTON | 7111 | 6.02 | Residential | Behind the Meter | Yes | Brilliant Installations, Inc. | PSE&G |  | Accepted | 2025-06-13 | 2025-07-11 | 2026-07-11 | Inverters |  |  | 5760 |  | 1
NJADRE1559897577 | Administratively Determined Incentive Program | IRVINGTON | 7111 | 6.02 | Residential | Behind the Meter | Yes | Brilliant Installations, Inc. | PSE&G |  | Accepted | 2025-06-13 | 2025-07-11 | 2026-07-11 | Solar Panels |  |  |  |  | 14 |  | 5
NJADRE1559897585 | Administratively Determined Incentive Program | HILLSBOROUGH | 8844 | 8.28 | Residential | Behind the Meter | No | Sea Bright Solar, LLC | PSE&G |  | Accepted | 2025-06-12 | 2025-07-11 | 2026-07-11 | Solar Panels |  |  |  |  | 3 |  | 34
NJADRE1559897585 | Administratively Determined Incentive Program | HILLSBOROUGH | 8844 | 8.28 | Residential | Behind the Meter | No | Sea Bright Solar, LLC | PSE&G |  | Accepted | 2025-06-12 | 2025-07-11 | 2026-07-11 | Solar Panels |  |  |  |  | 4 |  | 16
NJADRE1559897585 | Administratively Determined Incentive Program | HILLSBOROUGH | 8844 | 8.28 | Residential | Behind the Meter | No | Sea Bright Solar, LLC | PSE&G |  | Accepted | 2025-06-12 | 2025-07-11 | 2026-07-11 | Inverters |  |  |  |  | 18
NJADRE1559897585 | Administratively Determined Incentive Program | HILLSBOROUGH | 8844 | 8.28 | Residential | Behind the Meter | No | Sea Bright Solar, LLC | PSE&G |  | Accepted | 2025-06-12 | 2025-07-11 | 2026-07-11 | Solar Panels |  |  |  |  | 8 |  | 34
NJADRE1559897585 | Administratively Determined Incentive Program | HILLSBOROUGH | 8844 | 8.28 | Residential | Behind the Meter | No | Sea Bright Solar, LLC | PSE&G |  | Accepted | 2025-06-12 | 2025-07-11 | 2026-07-11 | Solar Panels |  |  |  |  | 3 |  | 45
NJADRE1559897616 | Administratively Determined Incentive Program | RED BANK | 7701 | 4.35 | Residential | Behind the Meter | Yes | SunnyMac, LLC | JCP&L |  | Accepted | 2025-06-12 | 2025-07-11 | 2026-07-11 | Inverters |  |  |  |  | 1
NJADRE1559897616 | Administratively Determined Incentive Program | RED BANK | 7701 | 4.35 | Residential | Behind the Meter | Yes | SunnyMac, LLC | JCP&L |  | Accepted | 2025-06-12 | 2025-07-11 | 2026-07-11 | Solar Panels |  |  |  |  | 10 |  | 19
NJADRE1559897616 | Administratively Determined Incentive Program | RED BANK | 7701 | 4.35 | Residential | Behind the Meter | Yes | SunnyMac, LLC | JCP&L |  | Accepted | 2025-06-12 | 2025-07-11 | 2026-07-11 | Meters | SOLAREDGE HOME HUB | SE-RGMTR-1D-240C-B |  |  | 1 |  |  |  | Yes | Outdoor
NJADRE1559897628 | Administratively Determined Incentive Program | Lawrence Twp | 8648 | 11.75 | Residential | Behind the Meter | No | SunnyMac, LLC | PSE&G |  | Accepted | 2025-06-12 | 2025-07-11 | 2026-07-11 | Solar Panels |  |  |  |  | 12 |  | 40
NJADRE1559897628 | Administratively Determined Incentive Program | Lawrence Twp | 8648 | 11.75 | Residential | Behind the Meter | No | SunnyMac, LLC | PSE&G |  | Accepted | 2025-06-12 | 2025-07-11 | 2026-07-11 | Solar Panels |  |  |  |  | 15 |  | 40
NJADRE1559897628 | Administratively Determined Incentive Program | Lawrence Twp | 8648 | 11.75 | Residential | Behind the Meter | No | SunnyMac, LLC | PSE&G |  | Accepted | 2025-06-12 | 2025-07-11 | 2026-07-11 | Inverters |  |  |  |  | 1
NJADRE1559897655 | Administratively Determined Incentive Program | MIDDLESEX | 8846 | 13.05 | Residential | Behind the Meter | No | NJ Solar Power, LLC | PSE&G |  | Accepted | 2025-06-12 | 2025-07-10 | 2026-07-10 | Solar Panels |  |  |  |  | 20 |  | 45
NJADRE1559897655 | Administratively Determined Incentive Program | MIDDLESEX | 8846 | 13.05 | Residential | Behind the Meter | No | NJ Solar Power, LLC | PSE&G |  | Accepted | 2025-06-12 | 2025-07-10 | 2026-07-10 | Inverters |  |  |  |  | 1
NJADRE1559897655 | Administratively Determined Incentive Program | MIDDLESEX | 8846 | 13.05 | Residential | Behind the Meter | No | NJ Solar Power, LLC | PSE&G |  | Accepted | 2025-06-12 | 2025-07-10 | 2026-07-10 | Solar Panels |  |  |  |  | 10 |  | 45
NJADRE1559897656 | Administratively Determined Incentive Program | PENNSVILLE | 8070 | 7.695 | Residential | Behind the Meter | Yes | Mona Lee GoodLeap Resi Solar | AC Electric |  | Accepted | 2025-06-13 | 2025-07-22 | 2026-07-22 | Solar Panels |  |  |  |  | 19 |  | 23
NJADRE1559897656 | Administratively Determined Incentive Program | PENNSVILLE | 8070 | 7.695 | Residential | Behind the Meter | Yes | Mona Lee GoodLeap Resi Solar | AC Electric |  | Accepted | 2025-06-13 | 2025-07-22 | 2026-07-22 | Inverters |  |  |  |  | 1
NJADRE1559897670 | Administratively Determined Incentive Program | Elizabeth | 7201 | 10.25 | Residential | Behind the Meter | Yes | Sunrun Installation Services, Inc. | PSE&G |  | Accepted | 2025-06-12 | 2025-07-10 | 2026-07-10 | Inverters |  |  |  |  | 1
NJADRE1559897670 | Administratively Determined Incentive Program | Elizabeth | 7201 | 10.25 | Residential | Behind the Meter | Yes | Sunrun Installation Services, Inc. | PSE&G |  | Accepted | 2025-06-12 | 2025-07-10 | 2026-07-10 | Solar Panels |  |  |  |  | 17 |  | 39
NJADRE1559897670 | Administratively Determined Incentive Program | Elizabeth | 7201 | 10.25 | Residential | Behind the Meter | Yes | Sunrun Installation Services, Inc. | PSE&G |  | Accepted | 2025-06-12 | 2025-07-10 | 2026-07-10 | Solar Panels |  |  |  |  | 8 |  | 37
NJADRE1559897670 | Administratively Determined Incentive Program | Elizabeth | 7201 | 10.25 | Residential | Behind the Meter | Yes | Sunrun Installation Services, Inc. | PSE&G |  | Accepted | 2025-06-12 | 2025-07-10 | 2026-07-10 | Electric Storage Battery |  |  |  |  | 1
NJADRE1559897710 | Administratively Determined Incentive Program | KENDALL PARK | 8824 | 12.6 | Residential | Behind the Meter | No | Public Service Solar, LLC | PSE&G |  | Accepted | 2025-06-13 | 2025-07-11 | 2026-07-11 | Inverters |  |  |  |  | 30
NJADRE1559897710 | Administratively Determined Incentive Program | KENDALL PARK | 8824 | 12.6 | Residential | Behind the Meter | No | Public Service Solar, LLC | PSE&G |  | Accepted | 2025-06-13 | 2025-07-11 | 2026-07-11 | Solar Panels |  |  |  |  | 27 |  | 34
NJADRE1559897710 | Administratively Determined Incentive Program | KENDALL PARK | 8824 | 12.6 | Residential | Behind the Meter | No | Public Service Solar, LLC | PSE&G |  | Accepted | 2025-06-13 | 2025-07-11 | 2026-07-11 | Solar Panels |  |  |  |  | 3 |  | 34
NJADRE1559897972 | Administratively Determined Incentive Program | Fort Lee | 7024 | 5.1 | Residential | Behind the Meter | Yes | Power Energy Solutions, LLC | PSE&G |  | Accepted | 2025-06-12 | 2025-07-14 | 2026-07-14 | Solar Panels |  |  |  |  | 12 |  | 23
NJADRE1559897972 | Administratively Determined Incentive Program | Fort Lee | 7024 | 5.1 | Residential | Behind the Meter | Yes | Power Energy Solutions, LLC | PSE&G |  | Accepted | 2025-06-12 | 2025-07-14 | 2026-07-14 | Inverters |  |  |  |  | 1
NJADRE1559897974 | Administratively Determined Incentive Program | Carteret | 7008 | 5.33 | Residential | Behind the Meter | Yes | Sunrun Installation Services, Inc. | PSE&G |  | Accepted | 2025-06-12 | 2025-07-11 | 2026-07-11 | Inverters |  |  |  |  | 1
NJADRE1559897974 | Administratively Determined Incentive Program | Carteret | 7008 | 5.33 | Residential | Behind the Meter | Yes | Sunrun Installation Services, Inc. | PSE&G |  | Accepted | 2025-06-12 | 2025-07-11 | 2026-07-11 | Solar Panels |  |  |  |  | 9 |  | 23
NJADRE1559897974 | Administratively Determined Incentive Program | Carteret | 7008 | 5.33 | Residential | Behind the Meter | Yes | Sunrun Installation Services, Inc. | PSE&G |  | Accepted | 2025-06-12 | 2025-07-11 | 2026-07-11 | Solar Panels |  |  |  |  | 4 |  | 23
NJADRE1559898065 | Administratively Determined Incentive Program | Fort Lee | 7024 | 5.95 | Residential | Behind the Meter | Yes | Power Energy Solutions, LLC | PSE&G |  | Accepted | 2025-06-12 | 2025-07-14 | 2026-07-14 | Inverters |  |  |  |  | 1
NJADRE1559898065 | Administratively Determined Incentive Program | Fort Lee | 7024 | 5.95 | Residential | Behind the Meter | Yes | Power Energy Solutions, LLC | PSE&G |  | Accepted | 2025-06-12 | 2025-07-14 | 2026-07-14 | Solar Panels |  |  |  |  | 14 |  | 23
NJADRE1559898073 | Administratively Determined Incentive Program | Paterson | 7504 | 23.8 | Residential | Behind the Meter | Yes | Power Energy Solutions, LLC | PSE&G |  | Accepted | 2025-06-12 | 2025-07-14 | 2026-07-14 | Solar Panels |  |  |  |  | 1 |  | 14
NJADRE1559898073 | Administratively Determined Incentive Program | Paterson | 7504 | 23.8 | Residential | Behind the Meter | Yes | Power Energy Solutions, LLC | PSE&G |  | Accepted | 2025-06-12 | 2025-07-14 | 2026-07-14 | Solar Panels |  |  |  |  | 6 |  | 14
NJADRE1559898073 | Administratively Determined Incentive Program | Paterson | 7504 | 23.8 | Residential | Behind the Meter | Yes | Power Energy Solutions, LLC | PSE&G |  | Accepted | 2025-06-12 | 2025-07-14 | 2026-07-14 | Solar Panels |  |  |  |  | 3 |  | 20
NJADRE1559898073 | Administratively Determined Incentive Program | Paterson | 7504 | 23.8 | Residential | Behind the Meter | Yes | Power Energy Solutions, LLC | PSE&G |  | Accepted | 2025-06-12 | 2025-07-14 | 2026-07-14 | Inverters |  |  |  |  | 56
NJADRE1559898073 | Administratively Determined Incentive Program | Paterson | 7504 | 23.8 | Residential | Behind the Meter | Yes | Power Energy Solutions, LLC | PSE&G |  | Accepted | 2025-06-12 | 2025-07-14 | 2026-07-14 | Solar Panels |  |  |  |  | 25 |  | 45
NJADRE1559898073 | Administratively Determined Incentive Program | Paterson | 7504 | 23.8 | Residential | Behind the Meter | Yes | Power Energy Solutions, LLC | PSE&G |  | Accepted | 2025-06-12 | 2025-07-14 | 2026-07-14 | Solar Panels |  |  |  |  | 15 |  | 45
NJADRE1559898073 | Administratively Determined Incentive Program | Paterson | 7504 | 23.8 | Residential | Behind the Meter | Yes | Power Energy Solutions, LLC | PSE&G |  | Accepted | 2025-06-12 | 2025-07-14 | 2026-07-14 | Solar Panels |  |  |  |  | 3 |  | 20
NJADRE1559898073 | Administratively Determined Incentive Program | Paterson | 7504 | 23.8 | Residential | Behind the Meter | Yes | Power Energy Solutions, LLC | PSE&G |  | Accepted | 2025-06-12 | 2025-07-14 | 2026-07-14 | Solar Panels |  |  |  |  | 1 |  | 20
NJADRE1559898073 | Administratively Determined Incentive Program | Paterson | 7504 | 23.8 | Residential | Behind the Meter | Yes | Power Energy Solutions, LLC | PSE&G |  | Accepted | 2025-06-12 | 2025-07-14 | 2026-07-14 | Solar Panels |  |  |  |  | 1 |  | 20
NJADRE1559898073 | Administratively Determined Incentive Program | Paterson | 7504 | 23.8 | Residential | Behind the Meter | Yes | Power Energy Solutions, LLC | PSE&G |  | Accepted | 2025-06-12 | 2025-07-14 | 2026-07-14 | Solar Panels |  |  |  |  | 1 |  | 20
NJADRE1559898334 | Administratively Determined Incentive Program | Ridgefield Park | 7072 | 8.93 | Residential | Behind the Meter | Yes | Power Energy Solutions, LLC | PSE&G |  | Accepted | 2025-06-12 | 2025-07-11 | 2026-07-11 | Inverters |  |  |  |  | 1
NJADRE1559898334 | Administratively Determined Incentive Program | Ridgefield Park | 7072 | 8.93 | Residential | Behind the Meter | Yes | Power Energy Solutions, LLC | PSE&G |  | Accepted | 2025-06-12 | 2025-07-11 | 2026-07-11 | Solar Panels |  |  |  |  | 1 |  | 49
NJADRE1559898334 | Administratively Determined Incentive Program | Ridgefield Park | 7072 | 8.93 | Residential | Behind the Meter | Yes | Power Energy Solutions, LLC | PSE&G |  | Accepted | 2025-06-12 | 2025-07-11 | 2026-07-11 | Solar Panels |  |  |  |  | 7 |  | 42
NJADRE1559898334 | Administratively Determined Incentive Program | Ridgefield Park | 7072 | 8.93 | Residential | Behind the Meter | Yes | Power Energy Solutions, LLC | PSE&G |  | Accepted | 2025-06-12 | 2025-07-11 | 2026-07-11 | Solar Panels |  |  |  |  | 1 |  | 29
NJADRE1559898334 | Administratively Determined Incentive Program | Ridgefield Park | 7072 | 8.93 | Residential | Behind the Meter | Yes | Power Energy Solutions, LLC | PSE&G |  | Accepted | 2025-06-12 | 2025-07-11 | 2026-07-11 | Solar Panels |  |  |  |  | 2 |  | 29
NJADRE1559898334 | Administratively Determined Incentive Program | Ridgefield Park | 7072 | 8.93 | Residential | Behind the Meter | Yes | Power Energy Solutions, LLC | PSE&G |  | Accepted | 2025-06-12 | 2025-07-11 | 2026-07-11 | Solar Panels |  |  |  |  | 3 |  | 49
NJADRE1559898334 | Administratively Determined Incentive Program | Ridgefield Park | 7072 | 8.93 | Residential | Behind the Meter | Yes | Power Energy Solutions, LLC | PSE&G |  | Accepted | 2025-06-12 | 2025-07-11 | 2026-07-11 | Solar Panels |  |  |  |  | 7 |  | 42
NJADRE1559898339 | Administratively Determined Incentive Program | Egg Harbor Township | 8234 | 6.15 | Residential | Behind the Meter | Yes | Trinity Solar, LLC | AC Electric |  | Accepted | 2025-06-12 | 2025-07-11 | 2026-07-11 | Solar Panels |  |  |  |  | 7 |  | 22
NJADRE1559898339 | Administratively Determined Incentive Program | Egg Harbor Township | 8234 | 6.15 | Residential | Behind the Meter | Yes | Trinity Solar, LLC | AC Electric |  | Accepted | 2025-06-12 | 2025-07-11 | 2026-07-11 | Inverters |  |  |  |  | 1
NJADRE1559898339 | Administratively Determined Incentive Program | Egg Harbor Township | 8234 | 6.15 | Residential | Behind the Meter | Yes | Trinity Solar, LLC | AC Electric |  | Accepted | 2025-06-12 | 2025-07-11 | 2026-07-11 | Solar Panels |  |  |  |  | 8 |  | 14
NJADRE1559898349 | Administratively Determined Incentive Program | Hillside | 7205 | 8.5 | Residential | Behind the Meter | Yes | Power Energy Solutions, LLC | PSE&G |  | Accepted | 2025-06-12 | 2025-07-14 | 2026-07-14 | Solar Panels |  |  |  |  | 3 |  | 28
NJADRE1559898349 | Administratively Determined Incentive Program | Hillside | 7205 | 8.5 | Residential | Behind the Meter | Yes | Power Energy Solutions, LLC | PSE&G |  | Accepted | 2025-06-12 | 2025-07-14 | 2026-07-14 | Inverters |  |  |  |  | 2
NJADRE1559898349 | Administratively Determined Incentive Program | Hillside | 7205 | 8.5 | Residential | Behind the Meter | Yes | Power Energy Solutions, LLC | PSE&G |  | Accepted | 2025-06-12 | 2025-07-14 | 2026-07-14 | Solar Panels |  |  |  |  | 8 |  | 26
NJADRE1559898349 | Administratively Determined Incentive Program | Hillside | 7205 | 8.5 | Residential | Behind the Meter | Yes | Power Energy Solutions, LLC | PSE&G |  | Accepted | 2025-06-12 | 2025-07-14 | 2026-07-14 | Solar Panels |  |  |  |  | 6 |  | 20
NJADRE1559898349 | Administratively Determined Incentive Program | Hillside | 7205 | 8.5 | Residential | Behind the Meter | Yes | Power Energy Solutions, LLC | PSE&G |  | Accepted | 2025-06-12 | 2025-07-14 | 2026-07-14 | Solar Panels |  |  |  |  | 3 |  | 20
NJADRE1559899514 | Administratively Determined Incentive Program | New Milford | 7646 | 3.69 | Residential | Behind the Meter | Yes | Sunrun Installation Services, Inc. | PSE&G |  | Accepted | 2025-06-13 | 2025-07-11 | 2026-07-11 | Solar Panels |  |  |  |  | 9 |  | 12
NJADRE1559899514 | Administratively Determined Incentive Program | New Milford | 7646 | 3.69 | Residential | Behind the Meter | Yes | Sunrun Installation Services, Inc. | PSE&G |  | Accepted | 2025-06-13 | 2025-07-11 | 2026-07-11 | Electric Storage Battery |  |  |  |  | 1
NJADRE1559899514 | Administratively Determined Incentive Program | New Milford | 7646 | 3.69 | Residential | Behind the Meter | Yes | Sunrun Installation Services, Inc. | PSE&G |  | Accepted | 2025-06-13 | 2025-07-11 | 2026-07-11 | Inverters |  |  |  |  | 1
NJADRE1559899519 | Administratively Determined Incentive Program | RIO GRANDE | 8242 | 12.9 | Residential | Behind the Meter | Yes | EMT Renewables, LLC | AC Electric |  | Accepted | 2025-06-13 | 2025-07-23 | 2026-07-23 | Solar Panels |  |  |  |  | 9 |  | 21
NJADRE1559899519 | Administratively Determined Incentive Program | RIO GRANDE | 8242 | 12.9 | Residential | Behind the Meter | Yes | EMT Renewables, LLC | AC Electric |  | Accepted | 2025-06-13 | 2025-07-23 | 2026-07-23 | Solar Panels |  |  |  |  | 18 |  | 21
NJADRE1559899519 | Administratively Determined Incentive Program | RIO GRANDE | 8242 | 12.9 | Residential | Behind the Meter | Yes | EMT Renewables, LLC | AC Electric |  | Accepted | 2025-06-13 | 2025-07-23 | 2026-07-23 | Solar Panels |  |  |  |  | 3 |  | 9
NJADRE1559899519 | Administratively Determined Incentive Program | RIO GRANDE | 8242 | 12.9 | Residential | Behind the Meter | Yes | EMT Renewables, LLC | AC Electric |  | Accepted | 2025-06-13 | 2025-07-23 | 2026-07-23 | Inverters |  |  |  |  | 30
NJADRE1559899521 | Administratively Determined Incentive Program | Lakewood | 8701 | 9.02 | Residential | Behind the Meter | Yes | Sunrun Installation Services, Inc. | JCP&L |  | Accepted | 2025-06-13 | 2025-07-11 | 2026-07-11 | Solar Panels |  |  |  |  | 10 |  | 19
NJADRE1559899521 | Administratively Determined Incentive Program | Lakewood | 8701 | 9.02 | Residential | Behind the Meter | Yes | Sunrun Installation Services, Inc. | JCP&L |  | Accepted | 2025-06-13 | 2025-07-11 | 2026-07-11 | Solar Panels |  |  |  |  | 12 |  | 18
NJADRE1559899521 | Administratively Determined Incentive Program | Lakewood | 8701 | 9.02 | Residential | Behind the Meter | Yes | Sunrun Installation Services, Inc. | JCP&L |  | Accepted | 2025-06-13 | 2025-07-11 | 2026-07-11 | Inverters |  |  |  |  | 1
NJADRE1559899541 | Administratively Determined Incentive Program | SOMERDALE | 8083 | 6.09 | Residential | Behind the Meter | No | SunnyMac, LLC | PSE&G |  | Accepted | 2025-06-13 | 2025-07-14 | 2026-07-14 | Solar Panels |  |  |  |  | 3 |  | 22
NJADRE1559899541 | Administratively Determined Incentive Program | SOMERDALE | 8083 | 6.09 | Residential | Behind the Meter | No | SunnyMac, LLC | PSE&G |  | Accepted | 2025-06-13 | 2025-07-14 | 2026-07-14 | Inverters | SOLAREDGE |  |  |  | 1
NJADRE1559899541 | Administratively Determined Incentive Program | SOMERDALE | 8083 | 6.09 | Residential | Behind the Meter | No | SunnyMac, LLC | PSE&G |  | Accepted | 2025-06-13 | 2025-07-14 | 2026-07-14 | Solar Panels |  |  |  |  | 11 |  | 43
NJADRE1559899541 | Administratively Determined Incentive Program | SOMERDALE | 8083 | 6.09 | Residential | Behind the Meter | No | SunnyMac, LLC | PSE&G |  | Accepted | 2025-06-13 | 2025-07-14 | 2026-07-14 | Meters | SOLAREDGE | SE-RGMTR-1D-240C-C |  |  | 1 |  |  |  | Yes | Outdoor
NJADRE1559899542 | Administratively Determined Incentive Program | WEST ORANGE | 7052 | 11.05 | Residential | Behind the Meter | Yes | Solar Mite Solutions, LLC | PSE&G |  | Accepted | 2025-06-13 | 2025-07-18 | 2026-07-18 | Solar Panels |  |  |  |  | 12 |  | 40
NJADRE1559899542 | Administratively Determined Incentive Program | WEST ORANGE | 7052 | 11.05 | Residential | Behind the Meter | Yes | Solar Mite Solutions, LLC | PSE&G |  | Accepted | 2025-06-13 | 2025-07-18 | 2026-07-18 | Solar Panels |  |  |  |  | 14 |  | 40
NJADRE1559899542 | Administratively Determined Incentive Program | WEST ORANGE | 7052 | 11.05 | Residential | Behind the Meter | Yes | Solar Mite Solutions, LLC | PSE&G |  | Accepted | 2025-06-13 | 2025-07-18 | 2026-07-18 | Inverters |  |  |  |  | 26
NJADRE1559899561 | Administratively Determined Incentive Program | Cranbury | 8512 | 17.22 | Residential | Behind the Meter | Yes | Trinity Solar, LLC | PSE&G |  | Accepted | 2025-06-13 | 2025-07-11 | 2026-07-11 | Inverters |  |  |  |  | 1
NJADRE1559899561 | Administratively Determined Incentive Program | Cranbury | 8512 | 17.22 | Residential | Behind the Meter | Yes | Trinity Solar, LLC | PSE&G |  | Accepted | 2025-06-13 | 2025-07-11 | 2026-07-11 | Solar Panels |  |  |  |  | 10 |  | 30
NJADRE1559899561 | Administratively Determined Incentive Program | Cranbury | 8512 | 17.22 | Residential | Behind the Meter | Yes | Trinity Solar, LLC | PSE&G |  | Accepted | 2025-06-13 | 2025-07-11 | 2026-07-11 | Inverters |  |  |  |  | 1
NJADRE1559899561 | Administratively Determined Incentive Program | Cranbury | 8512 | 17.22 | Residential | Behind the Meter | Yes | Trinity Solar, LLC | PSE&G |  | Accepted | 2025-06-13 | 2025-07-11 | 2026-07-11 | Solar Panels |  |  |  |  | 24 |  | 30
NJADRE1559899561 | Administratively Determined Incentive Program | Cranbury | 8512 | 17.22 | Residential | Behind the Meter | Yes | Trinity Solar, LLC | PSE&G |  | Accepted | 2025-06-13 | 2025-07-11 | 2026-07-11 | Solar Panels |  |  |  |  | 8 |  | 30
NJADRE1559899568 | Administratively Determined Incentive Program | CAPE MAY | 8204 | 9.03 | Residential | Behind the Meter | Yes | EMT Renewables, LLC | AC Electric |  | Accepted | 2025-06-13 | 2025-07-11 | 2026-07-11 | Inverters | Enphase | IQ8HC | 380 |  | 21
NJADRE1559899568 | Administratively Determined Incentive Program | CAPE MAY | 8204 | 9.03 | Residential | Behind the Meter | Yes | EMT Renewables, LLC | AC Electric |  | Accepted | 2025-06-13 | 2025-07-11 | 2026-07-11 | Solar Panels |  |  |  |  | 13 |  | 25
NJADRE1559899568 | Administratively Determined Incentive Program | CAPE MAY | 8204 | 9.03 | Residential | Behind the Meter | Yes | EMT Renewables, LLC | AC Electric |  | Accepted | 2025-06-13 | 2025-07-11 | 2026-07-11 | Solar Panels |  |  |  |  | 8 |  | 25
NJADRE1559899579 | Administratively Determined Incentive Program | SICKLERVILLE | 8081 | 9.03 | Residential | Behind the Meter | Yes | EMT Renewables, LLC | AC Electric |  | Accepted | 2025-06-13 | 2025-07-11 | 2026-07-11 | Solar Panels |  |  |  |  | 12 |  | 30
NJADRE1559899579 | Administratively Determined Incentive Program | SICKLERVILLE | 8081 | 9.03 | Residential | Behind the Meter | Yes | EMT Renewables, LLC | AC Electric |  | Accepted | 2025-06-13 | 2025-07-11 | 2026-07-11 | Inverters |  |  |  |  | 21
NJADRE1559899579 | Administratively Determined Incentive Program | SICKLERVILLE | 8081 | 9.03 | Residential | Behind the Meter | Yes | EMT Renewables, LLC | AC Electric |  | Accepted | 2025-06-13 | 2025-07-11 | 2026-07-11 | Solar Panels |  |  |  |  | 8 |  | 32
NJADRE1559899579 | Administratively Determined Incentive Program | SICKLERVILLE | 8081 | 9.03 | Residential | Behind the Meter | Yes | EMT Renewables, LLC | AC Electric |  | Accepted | 2025-06-13 | 2025-07-11 | 2026-07-11 | Solar Panels |  |  |  |  | 1 |  | 6
NJADRE1559899593 | Administratively Determined Incentive Program | BRIDGETON | 8302 | 7.74 | Residential | Behind the Meter | Yes | EMT Renewables, LLC | AC Electric |  | Accepted | 2025-06-13 | 2025-07-11 | 2026-07-11 | Solar Panels |  |  |  |  | 2 |  | 26
NJADRE1559899593 | Administratively Determined Incentive Program | BRIDGETON | 8302 | 7.74 | Residential | Behind the Meter | Yes | EMT Renewables, LLC | AC Electric |  | Accepted | 2025-06-13 | 2025-07-11 | 2026-07-11 | Solar Panels |  |  |  |  | 6 |  | 38
NJADRE1559899593 | Administratively Determined Incentive Program | BRIDGETON | 8302 | 7.74 | Residential | Behind the Meter | Yes | EMT Renewables, LLC | AC Electric |  | Accepted | 2025-06-13 | 2025-07-11 | 2026-07-11 | Solar Panels |  |  |  |  | 7 |  | 35
NJADRE1559899593 | Administratively Determined Incentive Program | BRIDGETON | 8302 | 7.74 | Residential | Behind the Meter | Yes | EMT Renewables, LLC | AC Electric |  | Accepted | 2025-06-13 | 2025-07-11 | 2026-07-11 | Inverters |  |  |  |  | 18
NJADRE1559899593 | Administratively Determined Incentive Program | BRIDGETON | 8302 | 7.74 | Residential | Behind the Meter | Yes | EMT Renewables, LLC | AC Electric |  | Accepted | 2025-06-13 | 2025-07-11 | 2026-07-11 | Solar Panels |  |  |  |  | 3 |  | 40
NJADRE1559899595 | Administratively Determined Incentive Program | LAUREL SPRINGS | 8021 | 3.01 | Residential | Behind the Meter | Yes | Velocity Energy & Home Solutions, Inc. | AC Electric |  | Accepted | 2025-06-13 | 2025-07-15 | 2026-07-15 | Inverters |  |  |  |  | 7
NJADRE1559899595 | Administratively Determined Incentive Program | LAUREL SPRINGS | 8021 | 3.01 | Residential | Behind the Meter | Yes | Velocity Energy & Home Solutions, Inc. | AC Electric |  | Accepted | 2025-06-13 | 2025-07-15 | 2026-07-15 | Solar Panels |  |  |  |  | 7 |  | 39
NJADRE1559899611 | Administratively Determined Incentive Program | Ocean | 7712 | 10.66 | Residential | Behind the Meter | Yes | Trinity Solar, LLC | JCP&L |  | Accepted | 2025-06-13 | 2025-07-11 | 2026-07-11 | Inverters |  |  |  |  | 1
NJADRE1559899611 | Administratively Determined Incentive Program | Ocean | 7712 | 10.66 | Residential | Behind the Meter | Yes | Trinity Solar, LLC | JCP&L |  | Accepted | 2025-06-13 | 2025-07-11 | 2026-07-11 | Solar Panels |  |  |  |  | 26 |  | 21
NJADRE1559899614 | Administratively Determined Incentive Program | JACKSON | 8527 | 9.35 | Residential | Behind the Meter | Yes | Solar Mite Solutions, LLC | JCP&L |  | Accepted | 2025-06-13 | 2025-07-11 | 2026-07-11 | Solar Panels |  |  |  |  | 22 |  | 40
NJADRE1559899614 | Administratively Determined Incentive Program | JACKSON | 8527 | 9.35 | Residential | Behind the Meter | Yes | Solar Mite Solutions, LLC | JCP&L |  | Accepted | 2025-06-13 | 2025-07-11 | 2026-07-11 | Inverters |  |  |  |  | 22
NJADRE1559899615 | Administratively Determined Incentive Program | CHERRY HILL | 8034 | 9.03 | Residential | Behind the Meter | Yes | EMT Renewables, LLC | PSE&G |  | Accepted | 2025-06-13 | 2025-07-11 | 2026-07-11 | Inverters | Enphase | IQ8HC | 380 |  | 21
NJADRE1559899615 | Administratively Determined Incentive Program | CHERRY HILL | 8034 | 9.03 | Residential | Behind the Meter | Yes | EMT Renewables, LLC | PSE&G |  | Accepted | 2025-06-13 | 2025-07-11 | 2026-07-11 | Solar Panels |  |  |  |  | 2 |  | 20
NJADRE1559899615 | Administratively Determined Incentive Program | CHERRY HILL | 8034 | 9.03 | Residential | Behind the Meter | Yes | EMT Renewables, LLC | PSE&G |  | Accepted | 2025-06-13 | 2025-07-11 | 2026-07-11 | Solar Panels |  |  |  |  | 3 |  | 20
NJADRE1559899615 | Administratively Determined Incentive Program | CHERRY HILL | 8034 | 9.03 | Residential | Behind the Meter | Yes | EMT Renewables, LLC | PSE&G |  | Accepted | 2025-06-13 | 2025-07-11 | 2026-07-11 | Solar Panels |  |  |  |  | 6 |  | 17
NJADRE1559899615 | Administratively Determined Incentive Program | CHERRY HILL | 8034 | 9.03 | Residential | Behind the Meter | Yes | EMT Renewables, LLC | PSE&G |  | Accepted | 2025-06-13 | 2025-07-11 | 2026-07-11 | Solar Panels |  |  |  |  | 2 |  | 16
NJADRE1559899615 | Administratively Determined Incentive Program | CHERRY HILL | 8034 | 9.03 | Residential | Behind the Meter | Yes | EMT Renewables, LLC | PSE&G |  | Accepted | 2025-06-13 | 2025-07-11 | 2026-07-11 | Solar Panels |  |  |  |  | 4 |  | 17
NJADRE1559899615 | Administratively Determined Incentive Program | CHERRY HILL | 8034 | 9.03 | Residential | Behind the Meter | Yes | EMT Renewables, LLC | PSE&G |  | Accepted | 2025-06-13 | 2025-07-11 | 2026-07-11 | Solar Panels |  |  |  |  | 4 |  | 20
NJADRE1559899619 | Administratively Determined Incentive Program | WOODBRIDGE | 7095 | 13.76 | Residential | Behind the Meter | Yes | Pro Custom Solar dba Momentum Solar | PSE&G |  | Accepted | 2025-06-13 | 2025-07-11 | 2026-07-11 | Solar Panels |  |  |  |  | 8 |  | 18
NJADRE1559899619 | Administratively Determined Incentive Program | WOODBRIDGE | 7095 | 13.76 | Residential | Behind the Meter | Yes | Pro Custom Solar dba Momentum Solar | PSE&G |  | Accepted | 2025-06-13 | 2025-07-11 | 2026-07-11 | Solar Panels |  |  |  |  | 10 |  | 24
NJADRE1559899619 | Administratively Determined Incentive Program | WOODBRIDGE | 7095 | 13.76 | Residential | Behind the Meter | Yes | Pro Custom Solar dba Momentum Solar | PSE&G |  | Accepted | 2025-06-13 | 2025-07-11 | 2026-07-11 | Inverters |  |  |  |  | 32
NJADRE1559899619 | Administratively Determined Incentive Program | WOODBRIDGE | 7095 | 13.76 | Residential | Behind the Meter | Yes | Pro Custom Solar dba Momentum Solar | PSE&G |  | Accepted | 2025-06-13 | 2025-07-11 | 2026-07-11 | Solar Panels |  |  |  |  | 12 |  | 15
NJADRE1559899619 | Administratively Determined Incentive Program | WOODBRIDGE | 7095 | 13.76 | Residential | Behind the Meter | Yes | Pro Custom Solar dba Momentum Solar | PSE&G |  | Accepted | 2025-06-13 | 2025-07-11 | 2026-07-11 | Solar Panels |  |  |  |  | 2 |  | 24
NJADRE1559899620 | Administratively Determined Incentive Program | LOWER TOWNSHIP | 8204 | 13.76 | Residential | Behind the Meter | Yes | Velocity Energy & Home Solutions, Inc. | AC Electric |  | Accepted | 2025-06-13 | 2025-07-15 | 2026-07-15 | Solar Panels |  |  |  |  | 15 |  | 22
NJADRE1559899620 | Administratively Determined Incentive Program | LOWER TOWNSHIP | 8204 | 13.76 | Residential | Behind the Meter | Yes | Velocity Energy & Home Solutions, Inc. | AC Electric |  | Accepted | 2025-06-13 | 2025-07-15 | 2026-07-15 | Solar Panels |  |  |  |  | 13 |  | 4
NJADRE1559899620 | Administratively Determined Incentive Program | LOWER TOWNSHIP | 8204 | 13.76 | Residential | Behind the Meter | Yes | Velocity Energy & Home Solutions, Inc. | AC Electric |  | Accepted | 2025-06-13 | 2025-07-15 | 2026-07-15 | Inverters |  |  |  |  | 32
NJADRE1559899620 | Administratively Determined Incentive Program | LOWER TOWNSHIP | 8204 | 13.76 | Residential | Behind the Meter | Yes | Velocity Energy & Home Solutions, Inc. | AC Electric |  | Accepted | 2025-06-13 | 2025-07-15 | 2026-07-15 | Solar Panels |  |  |  |  | 4 |  | 17
NJADRE1559899633 | Administratively Determined Incentive Program | Cherry Hill | 8002 | 10.25 | Residential | Behind the Meter | Yes | Trinity Solar, LLC | PSE&G |  | Accepted | 2025-06-13 | 2025-07-11 | 2026-07-11 | Solar Panels |  |  |  |  | 2 |  | 30
NJADRE1559899633 | Administratively Determined Incentive Program | Cherry Hill | 8002 | 10.25 | Residential | Behind the Meter | Yes | Trinity Solar, LLC | PSE&G |  | Accepted | 2025-06-13 | 2025-07-11 | 2026-07-11 | Solar Panels |  |  |  |  | 7 |  | 30
NJADRE1559899633 | Administratively Determined Incentive Program | Cherry Hill | 8002 | 10.25 | Residential | Behind the Meter | Yes | Trinity Solar, LLC | PSE&G |  | Accepted | 2025-06-13 | 2025-07-11 | 2026-07-11 | Inverters |  |  |  |  | 1
NJADRE1559899633 | Administratively Determined Incentive Program | Cherry Hill | 8002 | 10.25 | Residential | Behind the Meter | Yes | Trinity Solar, LLC | PSE&G |  | Accepted | 2025-06-13 | 2025-07-11 | 2026-07-11 | Solar Panels |  |  |  |  | 9 |  | 30
NJADRE1559899633 | Administratively Determined Incentive Program | Cherry Hill | 8002 | 10.25 | Residential | Behind the Meter | Yes | Trinity Solar, LLC | PSE&G |  | Accepted | 2025-06-13 | 2025-07-11 | 2026-07-11 | Solar Panels |  |  |  |  | 4 |  | 30
NJADRE1559899633 | Administratively Determined Incentive Program | Cherry Hill | 8002 | 10.25 | Residential | Behind the Meter | Yes | Trinity Solar, LLC | PSE&G |  | Accepted | 2025-06-13 | 2025-07-11 | 2026-07-11 | Solar Panels |  |  |  |  | 3 |  | 30
NJADRE1559899638 | Administratively Determined Incentive Program | LYNDHURST | 7071 | 5.67 | Residential | Behind the Meter | No | Power Home Remodeling Group | PSE&G |  | Accepted | 2025-06-13 | 2025-07-17 | 2026-07-17 | Solar Panels |  |  |  |  | 10 |  | 9
NJADRE1559899638 | Administratively Determined Incentive Program | LYNDHURST | 7071 | 5.67 | Residential | Behind the Meter | No | Power Home Remodeling Group | PSE&G |  | Accepted | 2025-06-13 | 2025-07-17 | 2026-07-17 | Solar Panels |  |  |  |  | 2 |  | 45
NJADRE1559899638 | Administratively Determined Incentive Program | LYNDHURST | 7071 | 5.67 | Residential | Behind the Meter | No | Power Home Remodeling Group | PSE&G |  | Accepted | 2025-06-13 | 2025-07-17 | 2026-07-17 | Inverters |  |  |  |  | 1
NJADRE1559899638 | Administratively Determined Incentive Program | LYNDHURST | 7071 | 5.67 | Residential | Behind the Meter | No | Power Home Remodeling Group | PSE&G |  | Accepted | 2025-06-13 | 2025-07-17 | 2026-07-17 | Solar Panels |  |  |  |  | 2 |  | 22
NJADRE1559899638 | Administratively Determined Incentive Program | LYNDHURST | 7071 | 5.67 | Residential | Behind the Meter | No | Power Home Remodeling Group | PSE&G |  | Accepted | 2025-06-13 | 2025-07-17 | 2026-07-17 | Meters |  |  |  |  | 1
NJADRE1559899640 | Administratively Determined Incentive Program | LOWER TOWNSHIP | 8251 | 11.61 | Residential | Behind the Meter | Yes | Velocity Energy & Home Solutions, Inc. | AC Electric |  | Accepted | 2025-06-13 | 2025-07-15 | 2026-07-15 | Solar Panels |  |  |  |  | 15 |  | 8
NJADRE1559899640 | Administratively Determined Incentive Program | LOWER TOWNSHIP | 8251 | 11.61 | Residential | Behind the Meter | Yes | Velocity Energy & Home Solutions, Inc. | AC Electric |  | Accepted | 2025-06-13 | 2025-07-15 | 2026-07-15 | Solar Panels |  |  |  |  | 12 |  | 20
NJADRE1559899640 | Administratively Determined Incentive Program | LOWER TOWNSHIP | 8251 | 11.61 | Residential | Behind the Meter | Yes | Velocity Energy & Home Solutions, Inc. | AC Electric |  | Accepted | 2025-06-13 | 2025-07-15 | 2026-07-15 | Inverters |  |  |  |  | 27
NJADRE1559899641 | Administratively Determined Incentive Program | PARLIN | 8859 | 11.9 | Residential | Behind the Meter | Yes | Power Energy Solutions, LLC | JCP&L |  | Accepted | 2025-06-13 | 2025-07-11 | 2026-07-11 | Inverters |  |  | 7600 |  | 1
NJADRE1559899641 | Administratively Determined Incentive Program | PARLIN | 8859 | 11.9 | Residential | Behind the Meter | Yes | Power Energy Solutions, LLC | JCP&L |  | Accepted | 2025-06-13 | 2025-07-11 | 2026-07-11 | Solar Panels |  |  |  |  | 20 |  | 20
NJADRE1559899641 | Administratively Determined Incentive Program | PARLIN | 8859 | 11.9 | Residential | Behind the Meter | Yes | Power Energy Solutions, LLC | JCP&L |  | Accepted | 2025-06-13 | 2025-07-11 | 2026-07-11 | Solar Panels |  |  |  |  | 8 |  | 20
NJADRE1559899650 | Administratively Determined Incentive Program | CAPE MAY | 8204 | 4 | Residential | Behind the Meter | No | Solar Energy World | AC Electric |  | Accepted | 2025-06-13 | 2025-07-11 | 2026-07-11 | Inverters |  |  |  |  | 10
NJADRE1559899650 | Administratively Determined Incentive Program | CAPE MAY | 8204 | 4 | Residential | Behind the Meter | No | Solar Energy World | AC Electric |  | Accepted | 2025-06-13 | 2025-07-11 | 2026-07-11 | Solar Panels |  |  |  |  | 10 |  | 8
NJADRE1559899666 | Administratively Determined Incentive Program | BRIDGETON | 8302 | 7.31 | Residential | Behind the Meter | Yes | EMT Renewables, LLC | AC Electric |  | Accepted | 2025-06-13 | 2025-07-14 | 2026-07-14 | Solar Panels |  |  |  |  | 17 |  | 22
NJADRE1559899666 | Administratively Determined Incentive Program | BRIDGETON | 8302 | 7.31 | Residential | Behind the Meter | Yes | EMT Renewables, LLC | AC Electric |  | Accepted | 2025-06-13 | 2025-07-14 | 2026-07-14 | Inverters | Enphase | IQ8HC | 380 |  | 17
NJADRE1559899671 | Administratively Determined Incentive Program | CEDAR GROVE | 7009 | 7.83 | Residential | Behind the Meter | No | NJ Solar Power, LLC | PSE&G |  | Accepted | 2025-06-13 | 2025-07-11 | 2026-07-11 | Solar Panels |  |  |  |  | 12 |  | 40
NJADRE1559899671 | Administratively Determined Incentive Program | CEDAR GROVE | 7009 | 7.83 | Residential | Behind the Meter | No | NJ Solar Power, LLC | PSE&G |  | Accepted | 2025-06-13 | 2025-07-11 | 2026-07-11 | Solar Panels |  |  |  |  | 3 |  | 40
NJADRE1559899671 | Administratively Determined Incentive Program | CEDAR GROVE | 7009 | 7.83 | Residential | Behind the Meter | No | NJ Solar Power, LLC | PSE&G |  | Accepted | 2025-06-13 | 2025-07-11 | 2026-07-11 | Solar Panels |  |  |  |  | 3 |  | 40
NJADRE1559899671 | Administratively Determined Incentive Program | CEDAR GROVE | 7009 | 7.83 | Residential | Behind the Meter | No | NJ Solar Power, LLC | PSE&G |  | Accepted | 2025-06-13 | 2025-07-11 | 2026-07-11 | Inverters |  |  |  |  | 1
NJADRE1559899673 | Administratively Determined Incentive Program | Southampton | 8088 | 6.97 | Residential | Behind the Meter | Yes | Trinity Solar, LLC | JCP&L |  | Accepted | 2025-06-13 | 2025-07-11 | 2026-07-11 | Solar Panels |  |  |  |  | 2 |  | 36
NJADRE1559899673 | Administratively Determined Incentive Program | Southampton | 8088 | 6.97 | Residential | Behind the Meter | Yes | Trinity Solar, LLC | JCP&L |  | Accepted | 2025-06-13 | 2025-07-11 | 2026-07-11 | Solar Panels |  |  |  |  | 6 |  | 34
NJADRE1559899673 | Administratively Determined Incentive Program | Southampton | 8088 | 6.97 | Residential | Behind the Meter | Yes | Trinity Solar, LLC | JCP&L |  | Accepted | 2025-06-13 | 2025-07-11 | 2026-07-11 | Solar Panels |  |  |  |  | 3 |  | 34
NJADRE1559899673 | Administratively Determined Incentive Program | Southampton | 8088 | 6.97 | Residential | Behind the Meter | Yes | Trinity Solar, LLC | JCP&L |  | Accepted | 2025-06-13 | 2025-07-11 | 2026-07-11 | Inverters |  |  |  |  | 1
NJADRE1559899673 | Administratively Determined Incentive Program | Southampton | 8088 | 6.97 | Residential | Behind the Meter | Yes | Trinity Solar, LLC | JCP&L |  | Accepted | 2025-06-13 | 2025-07-11 | 2026-07-11 | Solar Panels |  |  |  |  | 3 |  | 39
NJADRE1559899673 | Administratively Determined Incentive Program | Southampton | 8088 | 6.97 | Residential | Behind the Meter | Yes | Trinity Solar, LLC | JCP&L |  | Accepted | 2025-06-13 | 2025-07-11 | 2026-07-11 | Solar Panels |  |  |  |  | 3 |  | 34
NJADRE1559899686 | Administratively Determined Incentive Program | LINDENWOLD | 8021 | 13.33 | Residential | Behind the Meter | Yes | EMT Renewables, LLC | AC Electric |  | Accepted | 2025-06-13 | 2025-07-11 | 2026-07-11 | Inverters | Enphase | IQ8HC | 380 |  | 31
NJADRE1559899686 | Administratively Determined Incentive Program | LINDENWOLD | 8021 | 13.33 | Residential | Behind the Meter | Yes | EMT Renewables, LLC | AC Electric |  | Accepted | 2025-06-13 | 2025-07-11 | 2026-07-11 | Solar Panels |  |  |  |  | 23 |  | 33
NJADRE1559899686 | Administratively Determined Incentive Program | LINDENWOLD | 8021 | 13.33 | Residential | Behind the Meter | Yes | EMT Renewables, LLC | AC Electric |  | Accepted | 2025-06-13 | 2025-07-11 | 2026-07-11 | Solar Panels |  |  |  |  | 8 |  | 33
NJADRE1559899700 | Administratively Determined Incentive Program | Plainfield | 7060 | 5.67 | Residential | Behind the Meter | Yes | Sunrun Installation Services, Inc. | PSE&G |  | Accepted | 2025-06-13 | 2025-07-11 | 2026-07-11 | Solar Panels |  |  |  |  | 2 |  | 23
NJADRE1559899700 | Administratively Determined Incentive Program | Plainfield | 7060 | 5.67 | Residential | Behind the Meter | Yes | Sunrun Installation Services, Inc. | PSE&G |  | Accepted | 2025-06-13 | 2025-07-11 | 2026-07-11 | Solar Panels |  |  |  |  | 6 |  | 23
NJADRE1559899700 | Administratively Determined Incentive Program | Plainfield | 7060 | 5.67 | Residential | Behind the Meter | Yes | Sunrun Installation Services, Inc. | PSE&G |  | Accepted | 2025-06-13 | 2025-07-11 | 2026-07-11 | Inverters |  |  |  |  | 1
NJADRE1559899700 | Administratively Determined Incentive Program | Plainfield | 7060 | 5.67 | Residential | Behind the Meter | Yes | Sunrun Installation Services, Inc. | PSE&G |  | Accepted | 2025-06-13 | 2025-07-11 | 2026-07-11 | Solar Panels |  |  |  |  | 6 |  | 23
NJADRE1559899708 | Administratively Determined Incentive Program | MILLVILLE | 8332 | 13.76 | Residential | Behind the Meter | Yes | EMT Renewables, LLC | AC Electric |  | Accepted | 2025-06-13 | 2025-07-11 | 2026-07-11 | Solar Panels |  |  |  |  | 5 |  | 22
NJADRE1559899708 | Administratively Determined Incentive Program | MILLVILLE | 8332 | 13.76 | Residential | Behind the Meter | Yes | EMT Renewables, LLC | AC Electric |  | Accepted | 2025-06-13 | 2025-07-11 | 2026-07-11 | Solar Panels |  |  |  |  | 11 |  | 27
NJADRE1559899708 | Administratively Determined Incentive Program | MILLVILLE | 8332 | 13.76 | Residential | Behind the Meter | Yes | EMT Renewables, LLC | AC Electric |  | Accepted | 2025-06-13 | 2025-07-11 | 2026-07-11 | Solar Panels |  |  |  |  | 5 |  | 14
NJADRE1559899708 | Administratively Determined Incentive Program | MILLVILLE | 8332 | 13.76 | Residential | Behind the Meter | Yes | EMT Renewables, LLC | AC Electric |  | Accepted | 2025-06-13 | 2025-07-11 | 2026-07-11 | Solar Panels |  |  |  |  | 7 |  | 27
NJADRE1559899708 | Administratively Determined Incentive Program | MILLVILLE | 8332 | 13.76 | Residential | Behind the Meter | Yes | EMT Renewables, LLC | AC Electric |  | Accepted | 2025-06-13 | 2025-07-11 | 2026-07-11 | Inverters |  |  |  |  | 32
NJADRE1559899708 | Administratively Determined Incentive Program | MILLVILLE | 8332 | 13.76 | Residential | Behind the Meter | Yes | EMT Renewables, LLC | AC Electric |  | Accepted | 2025-06-13 | 2025-07-11 | 2026-07-11 | Solar Panels |  |  |  |  | 4 |  | 22
NJADRE1559899717 | Administratively Determined Incentive Program | LAKEWOOD | 8701 | 11.375 | Residential | Behind the Meter | Yes | Powerlutions, LLC | JCP&L |  | Accepted | 2025-06-13 | 2025-07-14 | 2026-07-14 | Solar Panels |  |  |  |  | 10 |  | 38
NJADRE1559899717 | Administratively Determined Incentive Program | LAKEWOOD | 8701 | 11.375 | Residential | Behind the Meter | Yes | Powerlutions, LLC | JCP&L |  | Accepted | 2025-06-13 | 2025-07-14 | 2026-07-14 | Inverters |  |  |  |  | 25
NJADRE1559899717 | Administratively Determined Incentive Program | LAKEWOOD | 8701 | 11.375 | Residential | Behind the Meter | Yes | Powerlutions, LLC | JCP&L |  | Accepted | 2025-06-13 | 2025-07-14 | 2026-07-14 | Solar Panels |  |  |  |  | 15 |  | 20
NJADRE1559899725 | Administratively Determined Incentive Program | Freehold | 7728 | 6.56 | Residential | Behind the Meter | Yes | Trinity Solar, LLC | JCP&L |  | Accepted | 2025-06-13 | 2025-07-11 | 2026-07-11 | Inverters |  |  |  |  | 1
NJADRE1559899725 | Administratively Determined Incentive Program | Freehold | 7728 | 6.56 | Residential | Behind the Meter | Yes | Trinity Solar, LLC | JCP&L |  | Accepted | 2025-06-13 | 2025-07-11 | 2026-07-11 | Solar Panels |  |  |  |  | 16 |  | 33
NJADRE1559899730 | Administratively Determined Incentive Program | PARSIPPANY | 7054 | 6.15 | Residential | Behind the Meter | No | Tesla Energy Operations, Inc. | JCP&L |  | Accepted | 2025-06-13 | 2025-07-11 | 2026-07-11 | Inverters |  |  |  |  | 1
NJADRE1559899730 | Administratively Determined Incentive Program | PARSIPPANY | 7054 | 6.15 | Residential | Behind the Meter | No | Tesla Energy Operations, Inc. | JCP&L |  | Accepted | 2025-06-13 | 2025-07-11 | 2026-07-11 | Solar Panels |  |  |  |  | 15 |  | 34
NJADRE1559899730 | Administratively Determined Incentive Program | PARSIPPANY | 7054 | 6.15 | Residential | Behind the Meter | No | Tesla Energy Operations, Inc. | JCP&L |  | Accepted | 2025-06-13 | 2025-07-11 | 2026-07-11 | Electric Storage Battery |  |  |  |  | 1
NJADRE1559899731 | Administratively Determined Incentive Program | SCOTCH PLAINS | 7076 | 14.7 | Residential | Behind the Meter | No | Public Service Solar, LLC | PSE&G |  | Accepted | 2025-06-13 | 2025-07-11 | 2026-07-11 | Solar Panels |  |  |  |  | 27 |  | 37
NJADRE1559899731 | Administratively Determined Incentive Program | SCOTCH PLAINS | 7076 | 14.7 | Residential | Behind the Meter | No | Public Service Solar, LLC | PSE&G |  | Accepted | 2025-06-13 | 2025-07-11 | 2026-07-11 | Solar Panels |  |  |  |  | 8 |  | 37
NJADRE1559899731 | Administratively Determined Incentive Program | SCOTCH PLAINS | 7076 | 14.7 | Residential | Behind the Meter | No | Public Service Solar, LLC | PSE&G |  | Accepted | 2025-06-13 | 2025-07-11 | 2026-07-11 | Inverters |  |  |  |  | 35
NJADRE1559899748 | Administratively Determined Incentive Program | SWEDESBORO | 8085 | 6.53 | Residential | Behind the Meter | Yes | Velocity Energy & Home Solutions, Inc. | AC Electric |  | Accepted | 2025-06-13 | 2025-07-11 | 2026-07-11 | Inverters |  |  |  |  | 15
NJADRE1559899748 | Administratively Determined Incentive Program | SWEDESBORO | 8085 | 6.53 | Residential | Behind the Meter | Yes | Velocity Energy & Home Solutions, Inc. | AC Electric |  | Accepted | 2025-06-13 | 2025-07-11 | 2026-07-11 | Solar Panels |  |  |  |  | 15 |  | 27
NJADRE1559899751 | Administratively Determined Incentive Program | LAWNSIDE | 8045 | 14.025 | Residential | Behind the Meter | Yes | Power Energy Solutions, LLC | PSE&G |  | Accepted | 2025-06-13 | 2025-07-14 | 2026-07-14 | Solar Panels |  |  |  |  | 18 |  | 22
NJADRE1559899751 | Administratively Determined Incentive Program | LAWNSIDE | 8045 | 14.025 | Residential | Behind the Meter | Yes | Power Energy Solutions, LLC | PSE&G |  | Accepted | 2025-06-13 | 2025-07-14 | 2026-07-14 | Inverters |  |  |  |  | 1
NJADRE1559899751 | Administratively Determined Incentive Program | LAWNSIDE | 8045 | 14.025 | Residential | Behind the Meter | Yes | Power Energy Solutions, LLC | PSE&G |  | Accepted | 2025-06-13 | 2025-07-14 | 2026-07-14 | Solar Panels |  |  |  |  | 15 |  | 22
NJADRE1559899761 | Administratively Determined Incentive Program | ANDOVER | 7821 | 9.84 | Residential | Behind the Meter | Yes | Trinity Solar, LLC | JCP&L |  | Accepted | 2025-06-13 | 2025-07-11 | 2026-07-11 | Solar Panels |  |  |  |  | 10 |  | 30
NJADRE1559899761 | Administratively Determined Incentive Program | ANDOVER | 7821 | 9.84 | Residential | Behind the Meter | Yes | Trinity Solar, LLC | JCP&L |  | Accepted | 2025-06-13 | 2025-07-11 | 2026-07-11 | Inverters |  |  |  |  | 1
NJADRE1559899761 | Administratively Determined Incentive Program | ANDOVER | 7821 | 9.84 | Residential | Behind the Meter | Yes | Trinity Solar, LLC | JCP&L |  | Accepted | 2025-06-13 | 2025-07-11 | 2026-07-11 | Solar Panels |  |  |  |  | 14 |  | 29
NJADRE1559899768 | Administratively Determined Incentive Program | WESTFIELD TOWN | 7090 | 6.56 | Residential | Behind the Meter | No | Sunrun Installation Services, Inc. | PSE&G |  | Accepted | 2025-06-13 | 2025-07-14 | 2026-07-14 | Solar Panels |  |  |  |  | 8 |  | 35
NJADRE1559899768 | Administratively Determined Incentive Program | WESTFIELD TOWN | 7090 | 6.56 | Residential | Behind the Meter | No | Sunrun Installation Services, Inc. | PSE&G |  | Accepted | 2025-06-13 | 2025-07-14 | 2026-07-14 | Inverters |  |  |  |  | 1
NJADRE1559899768 | Administratively Determined Incentive Program | WESTFIELD TOWN | 7090 | 6.56 | Residential | Behind the Meter | No | Sunrun Installation Services, Inc. | PSE&G |  | Accepted | 2025-06-13 | 2025-07-14 | 2026-07-14 | Solar Panels |  |  |  |  | 8 |  | 35
NJADRE1559899768 | Administratively Determined Incentive Program | WESTFIELD TOWN | 7090 | 6.56 | Residential | Behind the Meter | No | Sunrun Installation Services, Inc. | PSE&G |  | Accepted | 2025-06-13 | 2025-07-14 | 2026-07-14 | Electric Storage Battery |  |  |  |  | 1
NJADRE1559899769 | Administratively Determined Incentive Program | HAMMONTON | 8037 | 12.9 | Residential | Behind the Meter | Yes | EMT Renewables, LLC | AC Electric |  | Accepted | 2025-06-13 | 2025-07-11 | 2026-07-11 | Solar Panels |  |  |  |  | 17 |  | 32
NJADRE1559899769 | Administratively Determined Incentive Program | HAMMONTON | 8037 | 12.9 | Residential | Behind the Meter | Yes | EMT Renewables, LLC | AC Electric |  | Accepted | 2025-06-13 | 2025-07-11 | 2026-07-11 | Inverters |  |  |  |  | 30
NJADRE1559899769 | Administratively Determined Incentive Program | HAMMONTON | 8037 | 12.9 | Residential | Behind the Meter | Yes | EMT Renewables, LLC | AC Electric |  | Accepted | 2025-06-13 | 2025-07-11 | 2026-07-11 | Solar Panels |  |  |  |  | 13 |  | 32
NJADRE1559899774 | Administratively Determined Incentive Program | WILLIAMSTOWN | 8094 | 4.73 | Residential | Behind the Meter | Yes | Velocity Energy & Home Solutions, Inc. | AC Electric |  | Accepted | 2025-06-13 | 2025-07-15 | 2026-07-15 | Solar Panels |  |  |  |  | 11 |  | 25
NJADRE1559899774 | Administratively Determined Incentive Program | WILLIAMSTOWN | 8094 | 4.73 | Residential | Behind the Meter | Yes | Velocity Energy & Home Solutions, Inc. | AC Electric |  | Accepted | 2025-06-13 | 2025-07-15 | 2026-07-15 | Inverters |  |  |  |  | 11
NJADRE1559899782 | Administratively Determined Incentive Program | MAPLE SHADE | 8052 | 14.79 | Residential | Behind the Meter | Yes | SunnyMac, LLC | PSE&G |  | Accepted | 2025-06-13 | 2025-07-14 | 2026-07-14 | Inverters |  |  |  |  | 1
NJADRE1559899782 | Administratively Determined Incentive Program | MAPLE SHADE | 8052 | 14.79 | Residential | Behind the Meter | Yes | SunnyMac, LLC | PSE&G |  | Accepted | 2025-06-13 | 2025-07-14 | 2026-07-14 | Solar Panels |  |  |  |  | 15 |  | 33
NJADRE1559899782 | Administratively Determined Incentive Program | MAPLE SHADE | 8052 | 14.79 | Residential | Behind the Meter | Yes | SunnyMac, LLC | PSE&G |  | Accepted | 2025-06-13 | 2025-07-14 | 2026-07-14 | Solar Panels |  |  |  |  | 10 |  | 33
NJADRE1559899782 | Administratively Determined Incentive Program | MAPLE SHADE | 8052 | 14.79 | Residential | Behind the Meter | Yes | SunnyMac, LLC | PSE&G |  | Accepted | 2025-06-13 | 2025-07-14 | 2026-07-14 | Solar Panels |  |  |  |  | 4 |  | 21
NJADRE1559899782 | Administratively Determined Incentive Program | MAPLE SHADE | 8052 | 14.79 | Residential | Behind the Meter | Yes | SunnyMac, LLC | PSE&G |  | Accepted | 2025-06-13 | 2025-07-14 | 2026-07-14 | Solar Panels |  |  |  |  | 5 |  | 21
NJADRE1559899784 | Administratively Determined Incentive Program | SEWELL | 8080 | 5.59 | Residential | Behind the Meter | Yes | EMT Renewables, LLC | AC Electric |  | Accepted | 2025-06-13 | 2025-07-16 | 2026-07-16 | Inverters |  |  |  |  | 13
NJADRE1559899784 | Administratively Determined Incentive Program | SEWELL | 8080 | 5.59 | Residential | Behind the Meter | Yes | EMT Renewables, LLC | AC Electric |  | Accepted | 2025-06-13 | 2025-07-16 | 2026-07-16 | Solar Panels |  |  |  |  | 13 |  | 25
NJADRE1559899790 | Administratively Determined Incentive Program | HAZLET | 7730 | 155.65 | School Public K-12 | Behind the Meter | Yes | HESP Construction, LLC | JCP&L |  | Accepted | 2025-06-13 | 2025-07-14 | 2026-07-14 | Solar Panels |  |  |  |  | 283 |  | 5
NJADRE1559899790 | Administratively Determined Incentive Program | HAZLET | 7730 | 155.65 | School Public K-12 | Behind the Meter | Yes | HESP Construction, LLC | JCP&L |  | Accepted | 2025-06-13 | 2025-07-14 | 2026-07-14 | Inverters |  |  |  |  | 2
NJADRE1559899790 | Administratively Determined Incentive Program | HAZLET | 7730 | 155.65 | School Public K-12 | Behind the Meter | Yes | HESP Construction, LLC | JCP&L |  | Accepted | 2025-06-13 | 2025-07-14 | 2026-07-14 | Inverters |  |  |  |  | 1
NJADRE1559899798 | Administratively Determined Incentive Program | FRENCHTOWN | 8825 | 13.05 | Residential | Behind the Meter | No | Maier Solar Engineering dba Solar Me | JCP&L |  | Accepted | 2025-06-13 | 2025-07-14 | 2026-07-14 | Solar Panels |  |  |  |  | 18 |  | 20
NJADRE1559899798 | Administratively Determined Incentive Program | FRENCHTOWN | 8825 | 13.05 | Residential | Behind the Meter | No | Maier Solar Engineering dba Solar Me | JCP&L |  | Accepted | 2025-06-13 | 2025-07-14 | 2026-07-14 | Solar Panels |  |  |  |  | 12 |  | 20
NJADRE1559899798 | Administratively Determined Incentive Program | FRENCHTOWN | 8825 | 13.05 | Residential | Behind the Meter | No | Maier Solar Engineering dba Solar Me | JCP&L |  | Accepted | 2025-06-13 | 2025-07-14 | 2026-07-14 | Inverters |  |  |  |  | 30
NJADRE1559899799 | Administratively Determined Incentive Program | PENNS GROVE | 8069 | 16.34 | Residential | Behind the Meter | Yes | EMT Renewables, LLC | AC Electric |  | Accepted | 2025-06-13 | 2025-07-11 | 2026-07-11 | Inverters | Enphase | IQ8HC | 380 |  | 38
NJADRE1559899799 | Administratively Determined Incentive Program | PENNS GROVE | 8069 | 16.34 | Residential | Behind the Meter | Yes | EMT Renewables, LLC | AC Electric |  | Accepted | 2025-06-13 | 2025-07-11 | 2026-07-11 | Solar Panels |  |  |  |  | 19 |  | 31
NJADRE1559899799 | Administratively Determined Incentive Program | PENNS GROVE | 8069 | 16.34 | Residential | Behind the Meter | Yes | EMT Renewables, LLC | AC Electric |  | Accepted | 2025-06-13 | 2025-07-11 | 2026-07-11 | Solar Panels |  |  |  |  | 19 |  | 31
NJADRE1559899808 | Administratively Determined Incentive Program | HAZLET | 7730 | 138.6 | School Public K-12 | Behind the Meter | Yes | HESP Construction, LLC | JCP&L |  | Accepted | 2025-06-13 | 2025-07-14 | 2026-07-14 | Inverters |  |  |  |  | 5
NJADRE1559899808 | Administratively Determined Incentive Program | HAZLET | 7730 | 138.6 | School Public K-12 | Behind the Meter | Yes | HESP Construction, LLC | JCP&L |  | Accepted | 2025-06-13 | 2025-07-14 | 2026-07-14 | Solar Panels |  |  |  |  | 252 |  | 5
NJADRE1559899815 | Administratively Determined Incentive Program | BROWNS MILLS | 8015 | 8.17 | Residential | Behind the Meter | Yes | EMT Renewables, LLC | JCP&L |  | Accepted | 2025-06-13 | 2025-07-11 | 2026-07-11 | Inverters | Enphase | IQ8HC | 380 |  | 19
NJADRE1559899815 | Administratively Determined Incentive Program | BROWNS MILLS | 8015 | 8.17 | Residential | Behind the Meter | Yes | EMT Renewables, LLC | JCP&L |  | Accepted | 2025-06-13 | 2025-07-11 | 2026-07-11 | Solar Panels |  |  |  |  | 6 |  | 21
NJADRE1559899815 | Administratively Determined Incentive Program | BROWNS MILLS | 8015 | 8.17 | Residential | Behind the Meter | Yes | EMT Renewables, LLC | JCP&L |  | Accepted | 2025-06-13 | 2025-07-11 | 2026-07-11 | Solar Panels |  |  |  |  | 13 |  | 21
NJADRE1559899816 | Administratively Determined Incentive Program | EGG HARBOR TOWNSHIP | 8234 | 6.97 | Residential | Behind the Meter | Yes | Trinity Solar, LLC | AC Electric |  | Accepted | 2025-06-13 | 2025-07-11 | 2026-07-11 | Inverters |  |  |  |  | 1
NJADRE1559899816 | Administratively Determined Incentive Program | EGG HARBOR TOWNSHIP | 8234 | 6.97 | Residential | Behind the Meter | Yes | Trinity Solar, LLC | AC Electric |  | Accepted | 2025-06-13 | 2025-07-11 | 2026-07-11 | Solar Panels |  | Q.PEAK DUO BLK ML-G10.C+ 410 |  |  | 17 |  | 23
NJADRE1559899818 | Administratively Determined Incentive Program | LODI | 7644 | 10.75 | Residential | Behind the Meter | Yes | Brilliant Installations, Inc. | PSE&G |  | Accepted | 2025-06-16 | 2025-07-14 | 2026-07-14 | Inverters |  |  |  |  | 1
NJADRE1559899818 | Administratively Determined Incentive Program | LODI | 7644 | 10.75 | Residential | Behind the Meter | Yes | Brilliant Installations, Inc. | PSE&G |  | Accepted | 2025-06-16 | 2025-07-14 | 2026-07-14 | Solar Panels |  |  |  |  | 3 |  | 18
NJADRE1559899818 | Administratively Determined Incentive Program | LODI | 7644 | 10.75 | Residential | Behind the Meter | Yes | Brilliant Installations, Inc. | PSE&G |  | Accepted | 2025-06-16 | 2025-07-14 | 2026-07-14 | Solar Panels |  |  |  |  | 20 |  | 32
NJADRE1559899818 | Administratively Determined Incentive Program | LODI | 7644 | 10.75 | Residential | Behind the Meter | Yes | Brilliant Installations, Inc. | PSE&G |  | Accepted | 2025-06-16 | 2025-07-14 | 2026-07-14 | Solar Panels |  |  |  |  | 2 |  | 32
NJADRE1559899826 | Administratively Determined Incentive Program | Hazlet | 7730 | 158.95 | School Public K-12 | Behind the Meter | Yes | HESP Construction, LLC | JCP&L |  | Accepted | 2025-06-13 | 2025-07-15 | 2026-07-15 | Solar Panels |  |  |  |  | 289 |  | 5
NJADRE1559899826 | Administratively Determined Incentive Program | Hazlet | 7730 | 158.95 | School Public K-12 | Behind the Meter | Yes | HESP Construction, LLC | JCP&L |  | Accepted | 2025-06-13 | 2025-07-15 | 2026-07-15 | Inverters |  |  |  |  | 5
NJADRE1559899835 | Administratively Determined Incentive Program | HAZLET | 7730 | 143.55 | School Public K-12 | Behind the Meter | Yes | HESP Construction, LLC | JCP&L |  | Accepted | 2025-06-13 | 2025-07-15 | 2026-07-15 | Inverters |  |  |  |  | 1
NJADRE1559899835 | Administratively Determined Incentive Program | HAZLET | 7730 | 143.55 | School Public K-12 | Behind the Meter | Yes | HESP Construction, LLC | JCP&L |  | Accepted | 2025-06-13 | 2025-07-15 | 2026-07-15 | Inverters |  |  |  |  | 2
NJADRE1559899835 | Administratively Determined Incentive Program | HAZLET | 7730 | 143.55 | School Public K-12 | Behind the Meter | Yes | HESP Construction, LLC | JCP&L |  | Accepted | 2025-06-13 | 2025-07-15 | 2026-07-15 | Solar Panels |  |  |  |  | 261 |  | 5
NJADRE1559899838 | Administratively Determined Incentive Program | BLACKWOOD | 8012 | 12.9 | Residential | Behind the Meter | Yes | EMT Renewables, LLC | AC Electric |  | Accepted | 2025-06-13 | 2025-07-11 | 2026-07-11 | Solar Panels |  |  |  |  | 18 |  | 23
NJADRE1559899838 | Administratively Determined Incentive Program | BLACKWOOD | 8012 | 12.9 | Residential | Behind the Meter | Yes | EMT Renewables, LLC | AC Electric |  | Accepted | 2025-06-13 | 2025-07-11 | 2026-07-11 | Inverters |  |  |  |  | 30
NJADRE1559899838 | Administratively Determined Incentive Program | BLACKWOOD | 8012 | 12.9 | Residential | Behind the Meter | Yes | EMT Renewables, LLC | AC Electric |  | Accepted | 2025-06-13 | 2025-07-11 | 2026-07-11 | Solar Panels |  |  |  |  | 12 |  | 23
NJADRE1559899840 | Administratively Determined Incentive Program | MOORESTOWN | 8057 | 11.34 | Residential | Behind the Meter | No | Public Service Solar, LLC | PSE&G |  | Accepted | 2025-06-13 | 2025-07-14 | 2026-07-14 | Solar Panels |  |  |  |  | 6 |  | 10
NJADRE1559899840 | Administratively Determined Incentive Program | MOORESTOWN | 8057 | 11.34 | Residential | Behind the Meter | No | Public Service Solar, LLC | PSE&G |  | Accepted | 2025-06-13 | 2025-07-14 | 2026-07-14 | Inverters |  |  |  |  | 27
NJADRE1559899840 | Administratively Determined Incentive Program | MOORESTOWN | 8057 | 11.34 | Residential | Behind the Meter | No | Public Service Solar, LLC | PSE&G |  | Accepted | 2025-06-13 | 2025-07-14 | 2026-07-14 | Solar Panels |  |  |  |  | 21 |  | 33
NJADRE1559899849 | Administratively Determined Incentive Program | Willingboro | 8046 | 18.7 | Residential | Behind the Meter | Yes | Power Energy Solutions, LLC | PSE&G |  | Accepted | 2025-06-13 | 2025-07-14 | 2026-07-14 | Solar Panels |  |  |  |  | 8 |  | 20
NJADRE1559899849 | Administratively Determined Incentive Program | Willingboro | 8046 | 18.7 | Residential | Behind the Meter | Yes | Power Energy Solutions, LLC | PSE&G |  | Accepted | 2025-06-13 | 2025-07-14 | 2026-07-14 | Solar Panels |  |  |  |  | 14 |  | 31
NJADRE1559899849 | Administratively Determined Incentive Program | Willingboro | 8046 | 18.7 | Residential | Behind the Meter | Yes | Power Energy Solutions, LLC | PSE&G |  | Accepted | 2025-06-13 | 2025-07-14 | 2026-07-14 | Solar Panels |  |  |  |  | 14 |  | 31
NJADRE1559899849 | Administratively Determined Incentive Program | Willingboro | 8046 | 18.7 | Residential | Behind the Meter | Yes | Power Energy Solutions, LLC | PSE&G |  | Accepted | 2025-06-13 | 2025-07-14 | 2026-07-14 | Inverters |  |  |  |  | 1
NJADRE1559899849 | Administratively Determined Incentive Program | Willingboro | 8046 | 18.7 | Residential | Behind the Meter | Yes | Power Energy Solutions, LLC | PSE&G |  | Accepted | 2025-06-13 | 2025-07-14 | 2026-07-14 | Solar Panels |  |  |  |  | 8 |  | 20
NJADRE1559899850 | Administratively Determined Incentive Program | HAZLET | 7730 | 182.05 | School Public K-12 | Behind the Meter | Yes | HESP Construction, LLC | JCP&L |  | Accepted | 2025-06-13 | 2025-07-14 | 2026-07-14 | Solar Panels |  |  |  |  | 331 |  | 5
NJADRE1559899850 | Administratively Determined Incentive Program | HAZLET | 7730 | 182.05 | School Public K-12 | Behind the Meter | Yes | HESP Construction, LLC | JCP&L |  | Accepted | 2025-06-13 | 2025-07-14 | 2026-07-14 | Inverters |  |  |  |  | 6
NJADRE1559900133 | Administratively Determined Incentive Program | LINDENWOLD | 8021 | 10.875 | Residential | Behind the Meter | Yes | SunnyMac, LLC | AC Electric |  | Accepted | 2025-06-13 | 2025-07-11 | 2026-07-11 | Solar Panels |  |  |  |  | 12 |  | 31
NJADRE1559900133 | Administratively Determined Incentive Program | LINDENWOLD | 8021 | 10.875 | Residential | Behind the Meter | Yes | SunnyMac, LLC | AC Electric |  | Accepted | 2025-06-13 | 2025-07-11 | 2026-07-11 | Solar Panels |  |  |  |  | 9 |  | 31
NJADRE1559900133 | Administratively Determined Incentive Program | LINDENWOLD | 8021 | 10.875 | Residential | Behind the Meter | Yes | SunnyMac, LLC | AC Electric |  | Accepted | 2025-06-13 | 2025-07-11 | 2026-07-11 | Inverters |  |  |  |  | 1
NJADRE1559900133 | Administratively Determined Incentive Program | LINDENWOLD | 8021 | 10.875 | Residential | Behind the Meter | Yes | SunnyMac, LLC | AC Electric |  | Accepted | 2025-06-13 | 2025-07-11 | 2026-07-11 | Solar Panels |  |  |  |  | 4 |  | 31
NJADRE1559900277 | Administratively Determined Incentive Program | WILLIAMSTOWN | 8094 | 7.79 | Residential | Behind the Meter | Yes | Define Solar, LLC | AC Electric |  | Accepted | 2025-06-13 | 2025-07-11 | 2026-07-11 | Solar Panels |  |  |  |  | 19 |  | 22
NJADRE1559900277 | Administratively Determined Incentive Program | WILLIAMSTOWN | 8094 | 7.79 | Residential | Behind the Meter | Yes | Define Solar, LLC | AC Electric |  | Accepted | 2025-06-13 | 2025-07-11 | 2026-07-11 | Inverters |  |  |  |  | 19
NJADRE1559900277 | Administratively Determined Incentive Program | WILLIAMSTOWN | 8094 | 7.79 | Residential | Behind the Meter | Yes | Define Solar, LLC | AC Electric |  | Accepted | 2025-06-13 | 2025-07-11 | 2026-07-11 | Meters | Enphase | X-IQ-AM1-240-5-HDK |  |  | 1 |  |  |  | Yes | Outdoor
NJADRE1559900283 | Administratively Determined Incentive Program | ROSELLE | 7203 | 10.32 | Residential | Behind the Meter | No | Green Power Energy, LLC | PSE&G |  | Accepted | 2025-06-13 | 2025-07-14 | 2026-07-14 | Inverters |  |  |  |  | 24
NJADRE1559900283 | Administratively Determined Incentive Program | ROSELLE | 7203 | 10.32 | Residential | Behind the Meter | No | Green Power Energy, LLC | PSE&G |  | Accepted | 2025-06-13 | 2025-07-14 | 2026-07-14 | Solar Panels |  |  |  |  | 16 |  | 40
NJADRE1559900283 | Administratively Determined Incentive Program | ROSELLE | 7203 | 10.32 | Residential | Behind the Meter | No | Green Power Energy, LLC | PSE&G |  | Accepted | 2025-06-13 | 2025-07-14 | 2026-07-14 | Solar Panels |  |  |  |  | 8 |  | 40
NJADRE1559900291 | Administratively Determined Incentive Program | BURLNGTON TWP | 8016 | 4.46 | Residential | Behind the Meter | Yes | Sunrun Installation Services, Inc. | PSE&G |  | Accepted | 2025-06-13 | 2025-07-14 | 2026-07-14 | Solar Panels |  |  |  |  | 11 |  | 25
NJADRE1559900291 | Administratively Determined Incentive Program | BURLNGTON TWP | 8016 | 4.46 | Residential | Behind the Meter | Yes | Sunrun Installation Services, Inc. | PSE&G |  | Accepted | 2025-06-13 | 2025-07-14 | 2026-07-14 | Inverters |  |  |  |  | 1
NJADRE1559900298 | Administratively Determined Incentive Program | UNION | 7083 | 3.24 | Residential | Behind the Meter | Yes | Sunrun Installation Services, Inc. | PSE&G |  | Accepted | 2025-06-13 | 2025-07-14 | 2026-07-14 | Solar Panels |  |  |  |  | 2 |  | 9
NJADRE1559900298 | Administratively Determined Incentive Program | UNION | 7083 | 3.24 | Residential | Behind the Meter | Yes | Sunrun Installation Services, Inc. | PSE&G |  | Accepted | 2025-06-13 | 2025-07-14 | 2026-07-14 | Inverters |  |  |  |  | 1
NJADRE1559900298 | Administratively Determined Incentive Program | UNION | 7083 | 3.24 | Residential | Behind the Meter | Yes | Sunrun Installation Services, Inc. | PSE&G |  | Accepted | 2025-06-13 | 2025-07-14 | 2026-07-14 | Solar Panels |  |  |  |  | 6 |  | 29
NJADRE1559900309 | Administratively Determined Incentive Program | BRIDGETON | 8302 | 12.04 | Residential | Behind the Meter | Yes | EMT Renewables, LLC | AC Electric |  | Accepted | 2025-06-13 | 2025-07-14 | 2026-07-14 | Inverters |  |  |  |  | 28
NJADRE1559900309 | Administratively Determined Incentive Program | BRIDGETON | 8302 | 12.04 | Residential | Behind the Meter | Yes | EMT Renewables, LLC | AC Electric |  | Accepted | 2025-06-13 | 2025-07-14 | 2026-07-14 | Solar Panels |  |  |  |  | 28 |  | 21
NJADRE1559900637 | Administratively Determined Incentive Program | ELIZABETH | 7202 | 4.92 | Residential | Behind the Meter | Yes | Big Wave Roofing and Solar, LLC | PSE&G |  | Accepted | 2025-06-13 | 2025-07-14 | 2026-07-14 | Solar Panels |  |  |  |  | 7 |  | 25
NJADRE1559900637 | Administratively Determined Incentive Program | ELIZABETH | 7202 | 4.92 | Residential | Behind the Meter | Yes | Big Wave Roofing and Solar, LLC | PSE&G |  | Accepted | 2025-06-13 | 2025-07-14 | 2026-07-14 | Inverters |  |  |  |  | 12
NJADRE1559900637 | Administratively Determined Incentive Program | ELIZABETH | 7202 | 4.92 | Residential | Behind the Meter | Yes | Big Wave Roofing and Solar, LLC | PSE&G |  | Accepted | 2025-06-13 | 2025-07-14 | 2026-07-14 | Solar Panels |  |  |  |  | 5 |  | 25
NJADRE1559900646 | Administratively Determined Incentive Program | Burlington | 8016 | 9.46 | Residential | Behind the Meter | Yes | EMT Renewables, LLC | PSE&G |  | Accepted | 2025-06-13 | 2025-07-15 | 2026-07-15 | Inverters |  |  |  |  | 22
NJADRE1559900646 | Administratively Determined Incentive Program | Burlington | 8016 | 9.46 | Residential | Behind the Meter | Yes | EMT Renewables, LLC | PSE&G |  | Accepted | 2025-06-13 | 2025-07-15 | 2026-07-15 | Solar Panels |  |  |  |  | 12 |  | 30
NJADRE1559900646 | Administratively Determined Incentive Program | Burlington | 8016 | 9.46 | Residential | Behind the Meter | Yes | EMT Renewables, LLC | PSE&G |  | Accepted | 2025-06-13 | 2025-07-15 | 2026-07-15 | Solar Panels |  |  |  |  | 10 |  | 29
NJADRE1559900655 | Administratively Determined Incentive Program | RUNNEMEDE | 8078 | 9.46 | Residential | Behind the Meter | No | Sun Up Zero Down, LLC | PSE&G |  | Accepted | 2025-09-02 | 2025-09-24 | 2026-09-24 | Inverters |  |  |  |  | 22
NJADRE1559900655 | Administratively Determined Incentive Program | RUNNEMEDE | 8078 | 9.46 | Residential | Behind the Meter | No | Sun Up Zero Down, LLC | PSE&G |  | Accepted | 2025-09-02 | 2025-09-24 | 2026-09-24 | Solar Panels | SEG | SEG-430-BTD-BG |  | 0.43 | 22 | 225 | 45 |  | Fixed | Roof
NJADRE1559900655 | Administratively Determined Incentive Program | RUNNEMEDE | 8078 | 9.46 | Residential | Behind the Meter | No | Sun Up Zero Down, LLC | PSE&G |  | Accepted | 2025-09-02 | 2025-09-24 | 2026-09-24 | Meters |  |  |  |  | 1
NJADRE1559900685 | Administratively Determined Incentive Program | MARLBORO | 7746 | 10.53 | Residential | Behind the Meter | Yes | Sunrun Installation Services, Inc. | JCP&L |  | Accepted | 2025-06-13 | 2025-07-14 | 2026-07-14 | Solar Panels |  |  |  |  | 14 |  | 24
NJADRE1559900685 | Administratively Determined Incentive Program | MARLBORO | 7746 | 10.53 | Residential | Behind the Meter | Yes | Sunrun Installation Services, Inc. | JCP&L |  | Accepted | 2025-06-13 | 2025-07-14 | 2026-07-14 | Inverters |  |  |  |  | 1
NJADRE1559900685 | Administratively Determined Incentive Program | MARLBORO | 7746 | 10.53 | Residential | Behind the Meter | Yes | Sunrun Installation Services, Inc. | JCP&L |  | Accepted | 2025-06-13 | 2025-07-14 | 2026-07-14 | Solar Panels |  |  |  |  | 12 |  | 25
NJADRE1559900687 | Administratively Determined Incentive Program | SICKLERVILLE | 8081 | 13.76 | Residential | Behind the Meter | No | Green Power Energy, LLC | AC Electric |  | Accepted | 2025-06-13 | 2025-07-14 | 2026-07-14 | Solar Panels |  |  |  |  | 29 |  | 27
NJADRE1559900687 | Administratively Determined Incentive Program | SICKLERVILLE | 8081 | 13.76 | Residential | Behind the Meter | No | Green Power Energy, LLC | AC Electric |  | Accepted | 2025-06-13 | 2025-07-14 | 2026-07-14 | Solar Panels |  |  |  |  | 3 |  | 14
NJADRE1559900687 | Administratively Determined Incentive Program | SICKLERVILLE | 8081 | 13.76 | Residential | Behind the Meter | No | Green Power Energy, LLC | AC Electric |  | Accepted | 2025-06-13 | 2025-07-14 | 2026-07-14 | Inverters |  |  |  |  | 32
NJADRE1559900691 | Administratively Determined Incentive Program | MONROE TOWNSHIP | 8831 | 14.62 | Residential | Behind the Meter | No | Green Power Energy, LLC | JCP&L |  | Accepted | 2025-06-13 | 2025-07-14 | 2026-07-14 | Solar Panels |  |  |  |  | 4 |  | 45
NJADRE1559900691 | Administratively Determined Incentive Program | MONROE TOWNSHIP | 8831 | 14.62 | Residential | Behind the Meter | No | Green Power Energy, LLC | JCP&L |  | Accepted | 2025-06-13 | 2025-07-14 | 2026-07-14 | Solar Panels |  |  |  |  | 2 |  | 34
NJADRE1559900691 | Administratively Determined Incentive Program | MONROE TOWNSHIP | 8831 | 14.62 | Residential | Behind the Meter | No | Green Power Energy, LLC | JCP&L |  | Accepted | 2025-06-13 | 2025-07-14 | 2026-07-14 | Solar Panels |  |  |  |  | 6 |  | 34
NJADRE1559900691 | Administratively Determined Incentive Program | MONROE TOWNSHIP | 8831 | 14.62 | Residential | Behind the Meter | No | Green Power Energy, LLC | JCP&L |  | Accepted | 2025-06-13 | 2025-07-14 | 2026-07-14 | Inverters |  |  |  |  | 34
NJADRE1559900691 | Administratively Determined Incentive Program | MONROE TOWNSHIP | 8831 | 14.62 | Residential | Behind the Meter | No | Green Power Energy, LLC | JCP&L |  | Accepted | 2025-06-13 | 2025-07-14 | 2026-07-14 | Solar Panels |  |  |  |  | 6 |  | 34
NJADRE1559900691 | Administratively Determined Incentive Program | MONROE TOWNSHIP | 8831 | 14.62 | Residential | Behind the Meter | No | Green Power Energy, LLC | JCP&L |  | Accepted | 2025-06-13 | 2025-07-14 | 2026-07-14 | Solar Panels |  |  |  |  | 4 |  | 45
NJADRE1559900691 | Administratively Determined Incentive Program | MONROE TOWNSHIP | 8831 | 14.62 | Residential | Behind the Meter | No | Green Power Energy, LLC | JCP&L |  | Accepted | 2025-06-13 | 2025-07-14 | 2026-07-14 | Solar Panels |  |  |  |  | 8 |  | 45
NJADRE1559900691 | Administratively Determined Incentive Program | MONROE TOWNSHIP | 8831 | 14.62 | Residential | Behind the Meter | No | Green Power Energy, LLC | JCP&L |  | Accepted | 2025-06-13 | 2025-07-14 | 2026-07-14 | Solar Panels |  |  |  |  | 4 |  | 34
NJADRE1559900692 | Administratively Determined Incentive Program | TINTON FALLS | 7753 | 21.06 | Residential | Behind the Meter | Yes | Freedom Forever New Jersey, LLC | JCP&L |  | Accepted | 2025-06-13 | 2025-07-14 | 2026-07-14 | Solar Panels |  |  |  |  | 8 |  | 24
NJADRE1559900692 | Administratively Determined Incentive Program | TINTON FALLS | 7753 | 21.06 | Residential | Behind the Meter | Yes | Freedom Forever New Jersey, LLC | JCP&L |  | Accepted | 2025-06-13 | 2025-07-14 | 2026-07-14 | Inverters |  |  |  |  | 2
NJADRE1559900692 | Administratively Determined Incentive Program | TINTON FALLS | 7753 | 21.06 | Residential | Behind the Meter | Yes | Freedom Forever New Jersey, LLC | JCP&L |  | Accepted | 2025-06-13 | 2025-07-14 | 2026-07-14 | Solar Panels |  |  |  |  | 44 |  | 5
NJADRE1559900705 | Administratively Determined Incentive Program | Bloomfield | 7003 | 8.61 | Residential | Behind the Meter | Yes | Trinity Solar, LLC | PSE&G |  | Accepted | 2025-06-13 | 2025-07-15 | 2026-07-15 | Inverters |  |  |  |  | 1
NJADRE1559900705 | Administratively Determined Incentive Program | Bloomfield | 7003 | 8.61 | Residential | Behind the Meter | Yes | Trinity Solar, LLC | PSE&G |  | Accepted | 2025-06-13 | 2025-07-15 | 2026-07-15 | Solar Panels |  |  |  |  | 21 |  | 21
NJADRE1559900716 | Administratively Determined Incentive Program | Toms River | 8755 | 4.92 | Residential | Behind the Meter | Yes | Trinity Solar, LLC | JCP&L |  | Accepted | 2025-06-13 | 2025-07-11 | 2026-07-11 | Inverters |  |  |  |  | 1
NJADRE1559900716 | Administratively Determined Incentive Program | Toms River | 8755 | 4.92 | Residential | Behind the Meter | Yes | Trinity Solar, LLC | JCP&L |  | Accepted | 2025-06-13 | 2025-07-11 | 2026-07-11 | Solar Panels |  |  |  |  | 12 |  | 34
NJADRE1559900717 | Administratively Determined Incentive Program | UNION | 7083 | 3.24 | Residential | Behind the Meter | Yes | Sunrun Installation Services, Inc. | PSE&G |  | Accepted | 2025-06-13 | 2025-07-14 | 2026-07-14 | Inverters |  |  |  |  | 1
NJADRE1559900717 | Administratively Determined Incentive Program | UNION | 7083 | 3.24 | Residential | Behind the Meter | Yes | Sunrun Installation Services, Inc. | PSE&G |  | Accepted | 2025-06-13 | 2025-07-14 | 2026-07-14 | Solar Panels |  |  |  |  | 2 |  | 27
NJADRE1559900717 | Administratively Determined Incentive Program | UNION | 7083 | 3.24 | Residential | Behind the Meter | Yes | Sunrun Installation Services, Inc. | PSE&G |  | Accepted | 2025-06-13 | 2025-07-14 | 2026-07-14 | Solar Panels |  |  |  |  | 6 |  | 27
NJADRE1559900728 | Administratively Determined Incentive Program | EDISON | 8820 | 5.74 | Residential | Behind the Meter | Yes | Pro Custom Solar DBA Momentum Solar | PSE&G |  | Accepted | 2025-06-13 | 2025-07-11 | 2026-07-11 | Solar Panels |  |  |  |  | 6 |  | 26
NJADRE1559900728 | Administratively Determined Incentive Program | EDISON | 8820 | 5.74 | Residential | Behind the Meter | Yes | Pro Custom Solar DBA Momentum Solar | PSE&G |  | Accepted | 2025-06-13 | 2025-07-11 | 2026-07-11 | Inverters |  |  |  |  | 14
NJADRE1559900728 | Administratively Determined Incentive Program | EDISON | 8820 | 5.74 | Residential | Behind the Meter | Yes | Pro Custom Solar DBA Momentum Solar | PSE&G |  | Accepted | 2025-06-13 | 2025-07-11 | 2026-07-11 | Solar Panels |  |  |  |  | 5 |  | 26
NJADRE1559900728 | Administratively Determined Incentive Program | EDISON | 8820 | 5.74 | Residential | Behind the Meter | Yes | Pro Custom Solar DBA Momentum Solar | PSE&G |  | Accepted | 2025-06-13 | 2025-07-11 | 2026-07-11 | Solar Panels |  |  |  |  | 3 |  | 26
NJADRE1559900740 | Administratively Determined Incentive Program | EAST BRUNSWICK | 8816 | 11.04 | Residential | Behind the Meter | No | NJ Solar Power, LLC | PSE&G |  | Accepted | 2025-06-13 | 2025-07-14 | 2026-07-14 | Solar Panels |  |  |  |  | 12 |  | 37
NJADRE1559900740 | Administratively Determined Incentive Program | EAST BRUNSWICK | 8816 | 11.04 | Residential | Behind the Meter | No | NJ Solar Power, LLC | PSE&G |  | Accepted | 2025-06-13 | 2025-07-14 | 2026-07-14 | Solar Panels |  |  |  |  | 3 |  | 37
NJADRE1559900740 | Administratively Determined Incentive Program | EAST BRUNSWICK | 8816 | 11.04 | Residential | Behind the Meter | No | NJ Solar Power, LLC | PSE&G |  | Accepted | 2025-06-13 | 2025-07-14 | 2026-07-14 | Solar Panels |  |  |  |  | 9 |  | 37
NJADRE1559900740 | Administratively Determined Incentive Program | EAST BRUNSWICK | 8816 | 11.04 | Residential | Behind the Meter | No | NJ Solar Power, LLC | PSE&G |  | Accepted | 2025-06-13 | 2025-07-14 | 2026-07-14 | Inverters |  |  |  |  | 24
NJADRE1559900752 | Administratively Determined Incentive Program | Hammonton | 8037 | 8.17 | Residential | Behind the Meter | Yes | EMT Renewables, LLC | AC Electric |  | Accepted | 2025-06-13 | 2025-07-15 | 2026-07-15 | Solar Panels |  |  |  |  | 13 |  | 26
NJADRE1559900752 | Administratively Determined Incentive Program | Hammonton | 8037 | 8.17 | Residential | Behind the Meter | Yes | EMT Renewables, LLC | AC Electric |  | Accepted | 2025-06-13 | 2025-07-15 | 2026-07-15 | Solar Panels |  |  |  |  | 6 |  | 24
NJADRE1559900752 | Administratively Determined Incentive Program | Hammonton | 8037 | 8.17 | Residential | Behind the Meter | Yes | EMT Renewables, LLC | AC Electric |  | Accepted | 2025-06-13 | 2025-07-15 | 2026-07-15 | Inverters |  |  |  |  | 19
NJADRE1559900770 | Administratively Determined Incentive Program | Hammonton | 8037 | 9.46 | Residential | Behind the Meter | Yes | EMT Renewables, LLC | AC Electric |  | Accepted | 2025-06-13 | 2025-07-15 | 2026-07-15 | Inverters |  |  |  |  | 22
NJADRE1559900770 | Administratively Determined Incentive Program | Hammonton | 8037 | 9.46 | Residential | Behind the Meter | Yes | EMT Renewables, LLC | AC Electric |  | Accepted | 2025-06-13 | 2025-07-15 | 2026-07-15 | Solar Panels |  |  |  |  | 8 |  | 32
NJADRE1559900770 | Administratively Determined Incentive Program | Hammonton | 8037 | 9.46 | Residential | Behind the Meter | Yes | EMT Renewables, LLC | AC Electric |  | Accepted | 2025-06-13 | 2025-07-15 | 2026-07-15 | Solar Panels |  |  |  |  | 14 |  | 36
NJADRE1559900784 | Administratively Determined Incentive Program | VINELAND | 8360 | 5.74 | Residential | Behind the Meter | No | Trinity Solar, LLC | AC Electric |  | Accepted | 2025-06-13 | 2025-07-14 | 2026-07-14 | Inverters |  |  |  |  | 1
NJADRE1559900784 | Administratively Determined Incentive Program | VINELAND | 8360 | 5.74 | Residential | Behind the Meter | No | Trinity Solar, LLC | AC Electric |  | Accepted | 2025-06-13 | 2025-07-14 | 2026-07-14 | Solar Panels |  |  |  |  | 4 |  | 21
NJADRE1559900784 | Administratively Determined Incentive Program | VINELAND | 8360 | 5.74 | Residential | Behind the Meter | No | Trinity Solar, LLC | AC Electric |  | Accepted | 2025-06-13 | 2025-07-14 | 2026-07-14 | Solar Panels |  |  |  |  | 10 |  | 16
NJADRE1559900786 | Administratively Determined Incentive Program | Kendall Park | 8824 | 9.89 | Residential | Behind the Meter | Yes | EMT Renewables, LLC | PSE&G |  | Accepted | 2025-06-13 | 2025-07-15 | 2026-07-15 | Solar Panels |  |  |  |  | 11 |  | 17
NJADRE1559900786 | Administratively Determined Incentive Program | Kendall Park | 8824 | 9.89 | Residential | Behind the Meter | Yes | EMT Renewables, LLC | PSE&G |  | Accepted | 2025-06-13 | 2025-07-15 | 2026-07-15 | Inverters |  |  |  |  | 23
NJADRE1559900786 | Administratively Determined Incentive Program | Kendall Park | 8824 | 9.89 | Residential | Behind the Meter | Yes | EMT Renewables, LLC | PSE&G |  | Accepted | 2025-06-13 | 2025-07-15 | 2026-07-15 | Solar Panels |  |  |  |  | 12 |  | 17
NJADRE1559900789 | Administratively Determined Incentive Program | Paterson | 7513 | 9.02 | Residential | Behind the Meter | Yes | Trinity Solar, LLC | PSE&G |  | Accepted | 2025-06-13 | 2025-07-14 | 2026-07-14 | Inverters |  |  |  |  | 1
NJADRE1559900789 | Administratively Determined Incentive Program | Paterson | 7513 | 9.02 | Residential | Behind the Meter | Yes | Trinity Solar, LLC | PSE&G |  | Accepted | 2025-06-13 | 2025-07-14 | 2026-07-14 | Solar Panels |  |  |  |  | 22 |  | 46
NJADRE1559900797 | Administratively Determined Incentive Program | Pennsville | 8070 | 6.88 | Residential | Behind the Meter | Yes | EMT Renewables, LLC | AC Electric |  | Accepted | 2025-06-13 | 2025-07-15 | 2026-07-15 | Solar Panels |  |  |  |  | 6 |  | 36
NJADRE1559900797 | Administratively Determined Incentive Program | Pennsville | 8070 | 6.88 | Residential | Behind the Meter | Yes | EMT Renewables, LLC | AC Electric |  | Accepted | 2025-06-13 | 2025-07-15 | 2026-07-15 | Inverters |  |  |  |  | 16
NJADRE1559900797 | Administratively Determined Incentive Program | Pennsville | 8070 | 6.88 | Residential | Behind the Meter | Yes | EMT Renewables, LLC | AC Electric |  | Accepted | 2025-06-13 | 2025-07-15 | 2026-07-15 | Solar Panels |  |  |  |  | 10 |  | 14
NJADRE1559900801 | Administratively Determined Incentive Program | PAULSBORO | 8066 | 4.25 | Residential | Behind the Meter | Yes | Power Energy Solutions, LLC | AC Electric |  | Accepted | 2025-06-13 | 2025-07-14 | 2026-07-14 | Inverters |  |  |  |  | 1
NJADRE1559900801 | Administratively Determined Incentive Program | PAULSBORO | 8066 | 4.25 | Residential | Behind the Meter | Yes | Power Energy Solutions, LLC | AC Electric |  | Accepted | 2025-06-13 | 2025-07-14 | 2026-07-14 | Solar Panels |  |  |  |  | 10 |  | 44
NJADRE1559900803 | Administratively Determined Incentive Program | OLD BRIDGE | 8857 | 9.43 | Residential | Behind the Meter | Yes | Trinity Solar, LLC | JCP&L |  | Accepted | 2025-06-13 | 2025-07-14 | 2026-07-14 | Inverters |  |  |  |  | 1
NJADRE1559900803 | Administratively Determined Incentive Program | OLD BRIDGE | 8857 | 9.43 | Residential | Behind the Meter | Yes | Trinity Solar, LLC | JCP&L |  | Accepted | 2025-06-13 | 2025-07-14 | 2026-07-14 | Solar Panels |  |  |  |  | 11 |  | 10
NJADRE1559900803 | Administratively Determined Incentive Program | OLD BRIDGE | 8857 | 9.43 | Residential | Behind the Meter | Yes | Trinity Solar, LLC | JCP&L |  | Accepted | 2025-06-13 | 2025-07-14 | 2026-07-14 | Solar Panels |  |  |  |  | 9 |  | 10
NJADRE1559900803 | Administratively Determined Incentive Program | OLD BRIDGE | 8857 | 9.43 | Residential | Behind the Meter | Yes | Trinity Solar, LLC | JCP&L |  | Accepted | 2025-06-13 | 2025-07-14 | 2026-07-14 | Solar Panels |  |  |  |  | 3 |  | 21
NJADRE1559900815 | Administratively Determined Incentive Program | NEWARK | 7106 | 9.43 | Residential | Behind the Meter | Yes | Big Wave Roofing and Solar, LLC | PSE&G |  | Accepted | 2025-06-13 | 2025-07-14 | 2026-07-14 | Solar Panels |  |  |  |  | 4 |  | 37
NJADRE1559900815 | Administratively Determined Incentive Program | NEWARK | 7106 | 9.43 | Residential | Behind the Meter | Yes | Big Wave Roofing and Solar, LLC | PSE&G |  | Accepted | 2025-06-13 | 2025-07-14 | 2026-07-14 | Solar Panels |  |  |  |  | 9 |  | 37
NJADRE1559900815 | Administratively Determined Incentive Program | NEWARK | 7106 | 9.43 | Residential | Behind the Meter | Yes | Big Wave Roofing and Solar, LLC | PSE&G |  | Accepted | 2025-06-13 | 2025-07-14 | 2026-07-14 | Solar Panels |  |  |  |  | 10 |  | 37
NJADRE1559900815 | Administratively Determined Incentive Program | NEWARK | 7106 | 9.43 | Residential | Behind the Meter | Yes | Big Wave Roofing and Solar, LLC | PSE&G |  | Accepted | 2025-06-13 | 2025-07-14 | 2026-07-14 | Inverters |  |  |  |  | 23
NJADRE1559900819 | Administratively Determined Incentive Program | MARMORA | 8223 | 3.645 | Residential | Behind the Meter | Yes | Sunrun Installation Services, Inc. | AC Electric |  | Accepted | 2025-06-13 | 2025-07-14 | 2026-07-14 | Solar Panels |  |  |  |  | 4 |  | 45
NJADRE1559900819 | Administratively Determined Incentive Program | MARMORA | 8223 | 3.645 | Residential | Behind the Meter | Yes | Sunrun Installation Services, Inc. | AC Electric |  | Accepted | 2025-06-13 | 2025-07-14 | 2026-07-14 | Inverters |  |  |  |  | 1
NJADRE1559900819 | Administratively Determined Incentive Program | MARMORA | 8223 | 3.645 | Residential | Behind the Meter | Yes | Sunrun Installation Services, Inc. | AC Electric |  | Accepted | 2025-06-13 | 2025-07-14 | 2026-07-14 | Solar Panels |  |  |  |  | 5 |  | 45
NJADRE1559900839 | Administratively Determined Incentive Program | METUCHEN | 8840 | 8.1 | Residential | Behind the Meter | Yes | Freedom Forever New Jersey, LLC | PSE&G |  | Accepted | 2025-06-13 | 2025-07-14 | 2026-07-14 | Inverters |  |  |  |  | 1
NJADRE1559900839 | Administratively Determined Incentive Program | METUCHEN | 8840 | 8.1 | Residential | Behind the Meter | Yes | Freedom Forever New Jersey, LLC | PSE&G |  | Accepted | 2025-06-13 | 2025-07-14 | 2026-07-14 | Solar Panels |  |  |  |  | 15 |  | 30
NJADRE1559900839 | Administratively Determined Incentive Program | METUCHEN | 8840 | 8.1 | Residential | Behind the Meter | Yes | Freedom Forever New Jersey, LLC | PSE&G |  | Accepted | 2025-06-13 | 2025-07-14 | 2026-07-14 | Solar Panels |  |  |  |  | 5 |  | 30
NJADRE1559900840 | Administratively Determined Incentive Program | VILLAS | 8251 | 10.53 | Residential | Behind the Meter | Yes | Sunrun Installation Services, Inc. | AC Electric |  | Accepted | 2025-06-13 | 2025-07-14 | 2026-07-14 | Solar Panels |  |  |  |  | 22 |  | 24
NJADRE1559900840 | Administratively Determined Incentive Program | VILLAS | 8251 | 10.53 | Residential | Behind the Meter | Yes | Sunrun Installation Services, Inc. | AC Electric |  | Accepted | 2025-06-13 | 2025-07-14 | 2026-07-14 | Inverters |  |  |  |  | 1
NJADRE1559900840 | Administratively Determined Incentive Program | VILLAS | 8251 | 10.53 | Residential | Behind the Meter | Yes | Sunrun Installation Services, Inc. | AC Electric |  | Accepted | 2025-06-13 | 2025-07-14 | 2026-07-14 | Solar Panels |  |  |  |  | 4 |  | 21
NJADRE1559900840 | Administratively Determined Incentive Program | VILLAS | 8251 | 10.53 | Residential | Behind the Meter | Yes | Sunrun Installation Services, Inc. | AC Electric |  | Accepted | 2025-06-13 | 2025-07-14 | 2026-07-14 | Meters | SolarEdge Technologies | SE7600H-USMN | N/A |  | 1 |  |  |  | Yes | Outdoor
NJADRE1559900842 | Administratively Determined Incentive Program | Lacey Township | 8731 | 9.89 | Residential | Behind the Meter | Yes | EMT Renewables, LLC | JCP&L |  | Accepted | 2025-06-13 | 2025-07-15 | 2026-07-15 | Inverters |  |  |  |  | 23
NJADRE1559900842 | Administratively Determined Incentive Program | Lacey Township | 8731 | 9.89 | Residential | Behind the Meter | Yes | EMT Renewables, LLC | JCP&L |  | Accepted | 2025-06-13 | 2025-07-15 | 2026-07-15 | Solar Panels |  |  |  |  | 17 |  | 18
NJADRE1559900842 | Administratively Determined Incentive Program | Lacey Township | 8731 | 9.89 | Residential | Behind the Meter | Yes | EMT Renewables, LLC | JCP&L |  | Accepted | 2025-06-13 | 2025-07-15 | 2026-07-15 | Solar Panels |  |  |  |  | 6 |  | 18
NJADRE1559900846 | Administratively Determined Incentive Program | FRANKLINVILLE | 8322 | 10.44 | Residential | Behind the Meter | No | Solar Energy World | AC Electric |  | Accepted | 2025-06-13 | 2025-07-14 | 2026-07-14 | Solar Panels |  |  |  |  | 3 |  | 45
NJADRE1559900846 | Administratively Determined Incentive Program | FRANKLINVILLE | 8322 | 10.44 | Residential | Behind the Meter | No | Solar Energy World | AC Electric |  | Accepted | 2025-06-13 | 2025-07-14 | 2026-07-14 | Solar Panels |  |  |  |  | 11 |  | 44
NJADRE1559900846 | Administratively Determined Incentive Program | FRANKLINVILLE | 8322 | 10.44 | Residential | Behind the Meter | No | Solar Energy World | AC Electric |  | Accepted | 2025-06-13 | 2025-07-14 | 2026-07-14 | Inverters |  |  |  |  | 24
NJADRE1559900846 | Administratively Determined Incentive Program | FRANKLINVILLE | 8322 | 10.44 | Residential | Behind the Meter | No | Solar Energy World | AC Electric |  | Accepted | 2025-06-13 | 2025-07-14 | 2026-07-14 | Solar Panels |  |  |  |  | 10 |  | 35
NJADRE1559900853 | Administratively Determined Incentive Program | LITTLE EGG HARBOR TOWNSHIP | 8087 | 7.31 | Residential | Behind the Meter | Yes | EMT Renewables, LLC | AC Electric |  | Accepted | 2025-06-13 | 2025-07-14 | 2026-07-14 | Solar Panels |  |  |  |  | 7 |  | 28
NJADRE1559900853 | Administratively Determined Incentive Program | LITTLE EGG HARBOR TOWNSHIP | 8087 | 7.31 | Residential | Behind the Meter | Yes | EMT Renewables, LLC | AC Electric |  | Accepted | 2025-06-13 | 2025-07-14 | 2026-07-14 | Inverters |  |  |  |  | 17
NJADRE1559900853 | Administratively Determined Incentive Program | LITTLE EGG HARBOR TOWNSHIP | 8087 | 7.31 | Residential | Behind the Meter | Yes | EMT Renewables, LLC | AC Electric |  | Accepted | 2025-06-13 | 2025-07-14 | 2026-07-14 | Solar Panels |  |  |  |  | 4 |  | 28
NJADRE1559900853 | Administratively Determined Incentive Program | LITTLE EGG HARBOR TOWNSHIP | 8087 | 7.31 | Residential | Behind the Meter | Yes | EMT Renewables, LLC | AC Electric |  | Accepted | 2025-06-13 | 2025-07-14 | 2026-07-14 | Solar Panels |  |  |  |  | 6 |  | 28
NJADRE1559900854 | Administratively Determined Incentive Program | BELLEVILLE | 7109 | 9.135 | Residential | Behind the Meter | Yes | SunnyMac, LLC | PSE&G |  | Accepted | 2025-06-13 | 2025-07-14 | 2026-07-14 | Solar Panels |  |  |  |  | 4 |  | 7
NJADRE1559900854 | Administratively Determined Incentive Program | BELLEVILLE | 7109 | 9.135 | Residential | Behind the Meter | Yes | SunnyMac, LLC | PSE&G |  | Accepted | 2025-06-13 | 2025-07-14 | 2026-07-14 | Solar Panels |  |  |  |  | 9 |  | 34
NJADRE1559900854 | Administratively Determined Incentive Program | BELLEVILLE | 7109 | 9.135 | Residential | Behind the Meter | Yes | SunnyMac, LLC | PSE&G |  | Accepted | 2025-06-13 | 2025-07-14 | 2026-07-14 | Solar Panels |  |  |  |  | 8 |  | 34
NJADRE1559900854 | Administratively Determined Incentive Program | BELLEVILLE | 7109 | 9.135 | Residential | Behind the Meter | Yes | SunnyMac, LLC | PSE&G |  | Accepted | 2025-06-13 | 2025-07-14 | 2026-07-14 | Inverters |  |  |  |  | 1
NJADRE1559900954 | Administratively Determined Incentive Program | EDISON TWP | 8820 | 19.27 | Residential | Behind the Meter | Yes | Sunrun Installation Services, Inc. | PSE&G |  | Accepted | 2025-06-13 | 2025-07-14 | 2026-07-14 | Inverters |  |  |  |  | 1
NJADRE1559900954 | Administratively Determined Incentive Program | EDISON TWP | 8820 | 19.27 | Residential | Behind the Meter | Yes | Sunrun Installation Services, Inc. | PSE&G |  | Accepted | 2025-06-13 | 2025-07-14 | 2026-07-14 | Solar Panels | ELIN ENERGY | ELNSM54M-HC-410 |  | 0.41 | 28 |  | 14
NJADRE1559900954 | Administratively Determined Incentive Program | EDISON TWP | 8820 | 19.27 | Residential | Behind the Meter | Yes | Sunrun Installation Services, Inc. | PSE&G |  | Accepted | 2025-06-13 | 2025-07-14 | 2026-07-14 | Inverters |  |  |  |  | 1
NJADRE1559900954 | Administratively Determined Incentive Program | EDISON TWP | 8820 | 19.27 | Residential | Behind the Meter | Yes | Sunrun Installation Services, Inc. | PSE&G |  | Accepted | 2025-06-13 | 2025-07-14 | 2026-07-14 | Solar Panels | ELIN ENERGY | ELNSM54M-HC-410 |  | 0.41 | 15 |  | 25
NJADRE1559900954 | Administratively Determined Incentive Program | EDISON TWP | 8820 | 19.27 | Residential | Behind the Meter | Yes | Sunrun Installation Services, Inc. | PSE&G |  | Accepted | 2025-06-13 | 2025-07-14 | 2026-07-14 | Solar Panels | ELIN ENERGY | ELNSM54M-HC-410 |  | 0.41 | 4 |  | 27
NJADRE1559900954 | Administratively Determined Incentive Program | EDISON TWP | 8820 | 19.27 | Residential | Behind the Meter | Yes | Sunrun Installation Services, Inc. | PSE&G |  | Accepted | 2025-06-13 | 2025-07-14 | 2026-07-14 | Meters | SOLAREDGE TECHNOLOGIES | SE10000H-USMN |  |  | 1 |  |  |  | Yes | Outdoor
NJADRE1559900954 | Administratively Determined Incentive Program | EDISON TWP | 8820 | 19.27 | Residential | Behind the Meter | Yes | Sunrun Installation Services, Inc. | PSE&G |  | Accepted | 2025-06-13 | 2025-07-14 | 2026-07-14 | Meters | SOLAREDGE TECHNOLOGIES | SE3800H-USMN |  |  | 1 |  |  |  | Yes | Outdoor
NJADRE1559901804 | Administratively Determined Incentive Program | POINT PLEASANT | 8742 | 4.05 | Residential | Behind the Meter | Yes | Sunrun Installation Services, Inc. | JCP&L |  | Accepted | 2025-06-13 | 2025-07-14 | 2026-07-14 | Solar Panels |  |  |  |  | 2 |  | 19
NJADRE1559901804 | Administratively Determined Incentive Program | POINT PLEASANT | 8742 | 4.05 | Residential | Behind the Meter | Yes | Sunrun Installation Services, Inc. | JCP&L |  | Accepted | 2025-06-13 | 2025-07-14 | 2026-07-14 | Solar Panels |  |  |  |  | 2 |  | 24
NJADRE1559901804 | Administratively Determined Incentive Program | POINT PLEASANT | 8742 | 4.05 | Residential | Behind the Meter | Yes | Sunrun Installation Services, Inc. | JCP&L |  | Accepted | 2025-06-13 | 2025-07-14 | 2026-07-14 | Inverters |  |  |  |  | 1
NJADRE1559901804 | Administratively Determined Incentive Program | POINT PLEASANT | 8742 | 4.05 | Residential | Behind the Meter | Yes | Sunrun Installation Services, Inc. | JCP&L |  | Accepted | 2025-06-13 | 2025-07-14 | 2026-07-14 | Solar Panels |  |  |  |  | 6 |  | 18
NJADRE1559901805 | Administratively Determined Incentive Program | Burlington | 8016 | 4.86 | Residential | Behind the Meter | Yes | Sunrun Installation Services, Inc. | PSE&G |  | Accepted | 2025-06-30 | 2025-07-23 | 2026-07-23 | Solar Panels |  |  |  |  | 2 |  | 20
NJADRE1559901805 | Administratively Determined Incentive Program | Burlington | 8016 | 4.86 | Residential | Behind the Meter | Yes | Sunrun Installation Services, Inc. | PSE&G |  | Accepted | 2025-06-30 | 2025-07-23 | 2026-07-23 | Inverters | SOLAREDGE TECHNOLOGIES |  |  |  | 1
NJADRE1559901805 | Administratively Determined Incentive Program | Burlington | 8016 | 4.86 | Residential | Behind the Meter | Yes | Sunrun Installation Services, Inc. | PSE&G |  | Accepted | 2025-06-30 | 2025-07-23 | 2026-07-23 | Solar Panels |  |  |  |  | 10 |  | 25
NJADRE1559901815 | Administratively Determined Incentive Program | CEDAR BROOK | 8018 | 5.16 | Residential | Behind the Meter | Yes | EMT Renewables, LLC | AC Electric |  | Accepted | 2025-06-13 | 2025-07-14 | 2026-07-14 | Solar Panels |  |  |  |  | 12 |  | 23
NJADRE1559901815 | Administratively Determined Incentive Program | CEDAR BROOK | 8018 | 5.16 | Residential | Behind the Meter | Yes | EMT Renewables, LLC | AC Electric |  | Accepted | 2025-06-13 | 2025-07-14 | 2026-07-14 | Inverters |  |  |  |  | 12
NJADRE1559901825 | Administratively Determined Incentive Program | CAPE MAY COURT HOUSE | 8210 | 5.33 | Residential | Behind the Meter | Yes | Trinity Solar, LLC | AC Electric |  | Accepted | 2025-06-13 | 2025-07-14 | 2026-07-14 | Inverters |  |  |  |  | 1
NJADRE1559901825 | Administratively Determined Incentive Program | CAPE MAY COURT HOUSE | 8210 | 5.33 | Residential | Behind the Meter | Yes | Trinity Solar, LLC | AC Electric |  | Accepted | 2025-06-13 | 2025-07-14 | 2026-07-14 | Solar Panels |  |  |  |  | 13 |  | 24
NJADRE1559901826 | Administratively Determined Incentive Program | DAYTON | 8810 | 6.89 | Residential | Behind the Meter | Yes | Freedom Forever New Jersey, LLC | PSE&G |  | Accepted | 2025-06-13 | 2025-07-14 | 2026-07-14 | Solar Panels |  |  |  |  | 4 |  | 22
NJADRE1559901826 | Administratively Determined Incentive Program | DAYTON | 8810 | 6.89 | Residential | Behind the Meter | Yes | Freedom Forever New Jersey, LLC | PSE&G |  | Accepted | 2025-06-13 | 2025-07-14 | 2026-07-14 | Solar Panels |  |  |  |  | 13 |  | 24
NJADRE1559901826 | Administratively Determined Incentive Program | DAYTON | 8810 | 6.89 | Residential | Behind the Meter | Yes | Freedom Forever New Jersey, LLC | PSE&G |  | Accepted | 2025-06-13 | 2025-07-14 | 2026-07-14 | Inverters |  |  |  |  | 1
NJADRE1559901830 | Administratively Determined Incentive Program | SICKLERVILLE | 8081 | 5.59 | Residential | Behind the Meter | Yes | EMT Renewables, LLC | AC Electric |  | Accepted | 2025-06-13 | 2025-07-14 | 2026-07-14 | Solar Panels |  |  |  |  | 8 |  | 23
NJADRE1559901830 | Administratively Determined Incentive Program | SICKLERVILLE | 8081 | 5.59 | Residential | Behind the Meter | Yes | EMT Renewables, LLC | AC Electric |  | Accepted | 2025-06-13 | 2025-07-14 | 2026-07-14 | Inverters |  |  |  |  | 13
NJADRE1559901830 | Administratively Determined Incentive Program | SICKLERVILLE | 8081 | 5.59 | Residential | Behind the Meter | Yes | EMT Renewables, LLC | AC Electric |  | Accepted | 2025-06-13 | 2025-07-14 | 2026-07-14 | Solar Panels |  |  |  |  | 5 |  | 23
NJADRE1559901836 | Administratively Determined Incentive Program | WEST CALDWELL | 7006 | 7.7 | Residential | Behind the Meter | Yes | Sunrun Installation Services, Inc. | PSE&G |  | Accepted | 2025-06-13 | 2025-07-14 | 2026-07-14 | Solar Panels |  |  |  |  | 4 |  | 21
NJADRE1559901836 | Administratively Determined Incentive Program | WEST CALDWELL | 7006 | 7.7 | Residential | Behind the Meter | Yes | Sunrun Installation Services, Inc. | PSE&G |  | Accepted | 2025-06-13 | 2025-07-14 | 2026-07-14 | Solar Panels |  |  |  |  | 6 |  | 22
NJADRE1559901836 | Administratively Determined Incentive Program | WEST CALDWELL | 7006 | 7.7 | Residential | Behind the Meter | Yes | Sunrun Installation Services, Inc. | PSE&G |  | Accepted | 2025-06-13 | 2025-07-14 | 2026-07-14 | Inverters |  |  |  |  | 1
NJADRE1559901836 | Administratively Determined Incentive Program | WEST CALDWELL | 7006 | 7.7 | Residential | Behind the Meter | Yes | Sunrun Installation Services, Inc. | PSE&G |  | Accepted | 2025-06-13 | 2025-07-14 | 2026-07-14 | Solar Panels |  |  |  |  | 9 |  | 23
NJADRE1559901850 | Administratively Determined Incentive Program | CAPE MAY COURT HOUSE | 8210 | 6.88 | Residential | Behind the Meter | Yes | EMT Renewables, LLC | AC Electric |  | Accepted | 2025-06-13 | 2025-07-14 | 2026-07-14 | Solar Panels |  |  |  |  | 7 |  | 13
NJADRE1559901850 | Administratively Determined Incentive Program | CAPE MAY COURT HOUSE | 8210 | 6.88 | Residential | Behind the Meter | Yes | EMT Renewables, LLC | AC Electric |  | Accepted | 2025-06-13 | 2025-07-14 | 2026-07-14 | Inverters |  |  |  |  | 16
NJADRE1559901850 | Administratively Determined Incentive Program | CAPE MAY COURT HOUSE | 8210 | 6.88 | Residential | Behind the Meter | Yes | EMT Renewables, LLC | AC Electric |  | Accepted | 2025-06-13 | 2025-07-14 | 2026-07-14 | Solar Panels |  |  |  |  | 9 |  | 13
NJADRE1559901851 | Administratively Determined Incentive Program | Irvington | 7111 | 16.4 | Residential | Behind the Meter | Yes | Sunrun Installation Services, Inc. | PSE&G |  | Accepted | 2025-06-25 | 2025-07-21 | 2026-07-21 | Electric Storage Battery |  | EXPANSION PACK 1807000-XX-Y |  |  | 1
NJADRE1559901851 | Administratively Determined Incentive Program | Irvington | 7111 | 16.4 | Residential | Behind the Meter | Yes | Sunrun Installation Services, Inc. | PSE&G |  | Accepted | 2025-06-25 | 2025-07-21 | 2026-07-21 | Solar Panels |  | Q.PEAK DUO BLK ML-G10+ 410 DCA |  |  | 11 |  | 4
NJADRE1559901851 | Administratively Determined Incentive Program | Irvington | 7111 | 16.4 | Residential | Behind the Meter | Yes | Sunrun Installation Services, Inc. | PSE&G |  | Accepted | 2025-06-25 | 2025-07-21 | 2026-07-21 | Solar Panels |  | Q.PEAK DUO BLK ML-G10+ 410 DCA |  |  | 9 |  | 36
NJADRE1559901851 | Administratively Determined Incentive Program | Irvington | 7111 | 16.4 | Residential | Behind the Meter | Yes | Sunrun Installation Services, Inc. | PSE&G |  | Accepted | 2025-06-25 | 2025-07-21 | 2026-07-21 | Solar Panels |  | Q.PEAK DUO BLK ML-G10+ 410 DCA |  |  | 10 |  | 26
NJADRE1559901851 | Administratively Determined Incentive Program | Irvington | 7111 | 16.4 | Residential | Behind the Meter | Yes | Sunrun Installation Services, Inc. | PSE&G |  | Accepted | 2025-06-25 | 2025-07-21 | 2026-07-21 | Solar Panels |  | Q.PEAK DUO BLK ML-G10+ 410 DCA |  |  | 10 |  | 26
NJADRE1559901851 | Administratively Determined Incentive Program | Irvington | 7111 | 16.4 | Residential | Behind the Meter | Yes | Sunrun Installation Services, Inc. | PSE&G |  | Accepted | 2025-06-25 | 2025-07-21 | 2026-07-21 | Electric Storage Battery |  |  |  |  | 1
NJADRE1559901851 | Administratively Determined Incentive Program | Irvington | 7111 | 16.4 | Residential | Behind the Meter | Yes | Sunrun Installation Services, Inc. | PSE&G |  | Accepted | 2025-06-25 | 2025-07-21 | 2026-07-21 | Inverters |  |  |  |  | 1
NJADRE1559901851 | Administratively Determined Incentive Program | Irvington | 7111 | 16.4 | Residential | Behind the Meter | Yes | Sunrun Installation Services, Inc. | PSE&G |  | Accepted | 2025-06-25 | 2025-07-21 | 2026-07-21 | Meters | Tesla | POWERWALL 3 1707000-XX-Y |  |  | 1 |  |  |  | Yes | Outdoor
NJADRE1559901867 | Administratively Determined Incentive Program | GALLOWAY | 8205 | 4.86 | Residential | Behind the Meter | Yes | Sunrun Installation Services, Inc. | AC Electric |  | Accepted | 2025-06-13 | 2025-07-14 | 2026-07-14 | Solar Panels |  |  |  |  | 12 |  | 25
NJADRE1559901867 | Administratively Determined Incentive Program | GALLOWAY | 8205 | 4.86 | Residential | Behind the Meter | Yes | Sunrun Installation Services, Inc. | AC Electric |  | Accepted | 2025-06-13 | 2025-07-14 | 2026-07-14 | Inverters |  |  |  |  | 1
NJADRE1559901906 | Administratively Determined Incentive Program | TRENTON | 8619 | 11.18 | Residential | Behind the Meter | Yes | Integrity Solar & Home Solutions, LLC | PSE&G |  | Accepted | 2025-06-13 | 2025-07-14 | 2026-07-14 | Inverters |  |  |  |  | 26
NJADRE1559901906 | Administratively Determined Incentive Program | TRENTON | 8619 | 11.18 | Residential | Behind the Meter | Yes | Integrity Solar & Home Solutions, LLC | PSE&G |  | Accepted | 2025-06-13 | 2025-07-14 | 2026-07-14 | Solar Panels |  |  |  |  | 8 |  | 25
NJADRE1559901906 | Administratively Determined Incentive Program | TRENTON | 8619 | 11.18 | Residential | Behind the Meter | Yes | Integrity Solar & Home Solutions, LLC | PSE&G |  | Accepted | 2025-06-13 | 2025-07-14 | 2026-07-14 | Solar Panels |  |  |  |  | 18 |  | 25
NJADRE1559901915 | Administratively Determined Incentive Program | CLIFTON | 7013 | 14.35 | Residential | Behind the Meter | Yes | Sunrun Installation Services, Inc. | PSE&G |  | Accepted | 2025-06-13 | 2025-07-14 | 2026-07-14 | Electric Storage Battery |  |  |  |  | 2
NJADRE1559901915 | Administratively Determined Incentive Program | CLIFTON | 7013 | 14.35 | Residential | Behind the Meter | Yes | Sunrun Installation Services, Inc. | PSE&G |  | Accepted | 2025-06-13 | 2025-07-14 | 2026-07-14 | Solar Panels |  |  |  |  | 22 |  | 5
NJADRE1559901915 | Administratively Determined Incentive Program | CLIFTON | 7013 | 14.35 | Residential | Behind the Meter | Yes | Sunrun Installation Services, Inc. | PSE&G |  | Accepted | 2025-06-13 | 2025-07-14 | 2026-07-14 | Inverters |  |  | 11500 |  | 2 |  |  |  |  | Outdoor
NJADRE1559901915 | Administratively Determined Incentive Program | CLIFTON | 7013 | 14.35 | Residential | Behind the Meter | Yes | Sunrun Installation Services, Inc. | PSE&G |  | Accepted | 2025-06-13 | 2025-07-14 | 2026-07-14 | Solar Panels |  |  |  |  | 13 |  | 23
NJADRE1559901915 | Administratively Determined Incentive Program | CLIFTON | 7013 | 14.35 | Residential | Behind the Meter | Yes | Sunrun Installation Services, Inc. | PSE&G |  | Accepted | 2025-06-13 | 2025-07-14 | 2026-07-14 | Meters | Tesla | Powerwall 3 1707000-xx-y |  |  | 1 |  |  |  | Yes | Outdoor
NJADRE1559901936 | Administratively Determined Incentive Program | OLD BRIDGE | 8831 | 9.72 | Residential | Behind the Meter | Yes | Freedom Forever New Jersey, LLC | JCP&L |  | Accepted | 2025-06-13 | 2025-07-14 | 2026-07-14 | Solar Panels |  |  |  |  | 14 |  | 31
NJADRE1559901936 | Administratively Determined Incentive Program | OLD BRIDGE | 8831 | 9.72 | Residential | Behind the Meter | Yes | Freedom Forever New Jersey, LLC | JCP&L |  | Accepted | 2025-06-13 | 2025-07-14 | 2026-07-14 | Inverters |  |  |  |  | 1
NJADRE1559901936 | Administratively Determined Incentive Program | OLD BRIDGE | 8831 | 9.72 | Residential | Behind the Meter | Yes | Freedom Forever New Jersey, LLC | JCP&L |  | Accepted | 2025-06-13 | 2025-07-14 | 2026-07-14 | Solar Panels |  |  |  |  | 7 |  | 38
NJADRE1559901936 | Administratively Determined Incentive Program | OLD BRIDGE | 8831 | 9.72 | Residential | Behind the Meter | Yes | Freedom Forever New Jersey, LLC | JCP&L |  | Accepted | 2025-06-13 | 2025-07-14 | 2026-07-14 | Solar Panels |  |  |  |  | 3 |  | 38
NJADRE1559901944 | Administratively Determined Incentive Program | TOMS RIVER | 8757 | 4.92 | Residential | Behind the Meter | Yes | Pro Custom Solar dba Momentum Solar | JCP&L |  | Accepted | 2025-06-13 | 2025-07-14 | 2026-07-14 | Inverters |  |  |  |  | 12
NJADRE1559901944 | Administratively Determined Incentive Program | TOMS RIVER | 8757 | 4.92 | Residential | Behind the Meter | Yes | Pro Custom Solar dba Momentum Solar | JCP&L |  | Accepted | 2025-06-13 | 2025-07-14 | 2026-07-14 | Solar Panels |  |  |  |  | 12 |  | 17
NJADRE1559901984 | Administratively Determined Incentive Program | JERSEY CITY | 7305 | 9.46 | Residential | Behind the Meter | No | Pro Custom Solar dba Momentum Solar | PSE&G |  | Accepted | 2025-06-24 | 2025-07-21 | 2026-07-21 | Inverters |  |  |  |  | 22
NJADRE1559901984 | Administratively Determined Incentive Program | JERSEY CITY | 7305 | 9.46 | Residential | Behind the Meter | No | Pro Custom Solar dba Momentum Solar | PSE&G |  | Accepted | 2025-06-24 | 2025-07-21 | 2026-07-21 | Solar Panels | HANWHA | Q.TRON BLK M-G2+430 |  | 0.43 | 12 | 57 | 3 |  | Fixed | Roof
NJADRE1559901984 | Administratively Determined Incentive Program | JERSEY CITY | 7305 | 9.46 | Residential | Behind the Meter | No | Pro Custom Solar dba Momentum Solar | PSE&G |  | Accepted | 2025-06-24 | 2025-07-21 | 2026-07-21 | Solar Panels | HANWHA | Q.TRON BLK M-G2+430 |  | 0.43 | 10 | 57 | 1 |  | Fixed | Roof
NJADRE1559902671 | Administratively Determined Incentive Program | Cape May Court House | 8210 | 4.92 | Residential | Behind the Meter | Yes | Trinity Solar, LLC | AC Electric |  | Accepted | 2025-06-13 | 2025-07-14 | 2026-07-14 | Solar Panels |  |  |  |  | 12 |  | 24
NJADRE1559902671 | Administratively Determined Incentive Program | Cape May Court House | 8210 | 4.92 | Residential | Behind the Meter | Yes | Trinity Solar, LLC | AC Electric |  | Accepted | 2025-06-13 | 2025-07-14 | 2026-07-14 | Inverters |  |  |  |  | 1
NJADRE1559913836 | Administratively Determined Incentive Program | GARFIELD | 7026 | 8.5 | Residential | Behind the Meter | Yes | Power Energy Solutions, LLC | PSE&G |  | Accepted | 2025-06-15 | 2025-07-14 | 2026-07-14 | Inverters | SolarEdge | SE5700H-US | 6 |  | 1 |  |  | 0.97 |  | Outdoor
NJADRE1559913836 | Administratively Determined Incentive Program | GARFIELD | 7026 | 8.5 | Residential | Behind the Meter | Yes | Power Energy Solutions, LLC | PSE&G |  | Accepted | 2025-06-15 | 2025-07-14 | 2026-07-14 | Solar Panels | Trina Solar | TSM-425NE09RC.05 |  | 0.425 | 20 | 214 | 1 |  | Fixed | Roof
NJADRE1559913848 | Administratively Determined Incentive Program | PENNSAUKEN | 8110 | 6.8 | Residential | Behind the Meter | Yes | Power Energy Solutions, LLC | PSE&G |  | Accepted | 2025-06-15 | 2025-07-14 | 2026-07-14 | Inverters | SolarEdge | SE3800H-US | 4 |  | 1 |  |  | 0.97 |  | Outdoor
NJADRE1559913848 | Administratively Determined Incentive Program | PENNSAUKEN | 8110 | 6.8 | Residential | Behind the Meter | Yes | Power Energy Solutions, LLC | PSE&G |  | Accepted | 2025-06-15 | 2025-07-14 | 2026-07-14 | Solar Panels | Trina Solar | TSM-425NE09RC.05 |  | 0.425 | 16 | 128 | 47 |  | Fixed | Roof
NJADRE1559913963 | Administratively Determined Incentive Program | OLD BRIDGE | 8857 | 6.56 | Residential | Behind the Meter | No | PV4U, LLC | JCP&L |  | Accepted | 2025-06-15 | 2025-07-14 | 2026-07-14 | Inverters | ENPHASE | IQ8Plus | 290 |  | 16 |  |  | 0.98 |  | Outside
NJADRE1559913963 | Administratively Determined Incentive Program | OLD BRIDGE | 8857 | 6.56 | Residential | Behind the Meter | No | PV4U, LLC | JCP&L |  | Accepted | 2025-06-15 | 2025-07-14 | 2026-07-14 | Solar Panels | Hanwha | qcells 410 |  | 0.41 | 16 | 211 | 22 |  | Fixed | Roof
NJADRE1559914244 | Administratively Determined Incentive Program | PENNSAUKEN | 8110 | 8.08 | Residential | Behind the Meter | Yes | Whitman Construction, LLC | PSE&G |  | Accepted | 2025-06-16 | 2025-07-14 | 2026-07-14 | Solar Panels | JINKO SOLAR | JKM425N-54HL4-B |  | 0.425 | 8 | 125 | 20 |  | Fixed | Roof
NJADRE1559914244 | Administratively Determined Incentive Program | PENNSAUKEN | 8110 | 8.08 | Residential | Behind the Meter | Yes | Whitman Construction, LLC | PSE&G |  | Accepted | 2025-06-16 | 2025-07-14 | 2026-07-14 | Inverters | ENPHASE | IQ8PLUS-72-M-US | 290 |  | 19 |  |  | 0.975 |  | Outdoor
NJADRE1559914244 | Administratively Determined Incentive Program | PENNSAUKEN | 8110 | 8.08 | Residential | Behind the Meter | Yes | Whitman Construction, LLC | PSE&G |  | Accepted | 2025-06-16 | 2025-07-14 | 2026-07-14 | Solar Panels | JINKO SOLAR | JKM425N-54HL4-B |  | 0.425 | 11 | 125 | 22 |  | Fixed | Roof
NJADRE1559914248 | Administratively Determined Incentive Program | NORTH HALEDON BORO | 7508 | 12.56 | Residential | Behind the Meter | Yes | Sunrun Installation Services, Inc. | PSE&G |  | Accepted | 2025-06-16 | 2025-07-14 | 2026-07-14 | Inverters | SolarEdge Technologies | SE10000H-USMN | 10000 |  | 1 |  |  | 0.99 |  | Outdoor | Next to meter
NJADRE1559914248 | Administratively Determined Incentive Program | NORTH HALEDON BORO | 7508 | 12.56 | Residential | Behind the Meter | Yes | Sunrun Installation Services, Inc. | PSE&G |  | Accepted | 2025-06-16 | 2025-07-14 | 2026-07-14 | Solar Panels | JA Solar | JAM54S31-405/MR |  | 0.405 | 20 | 210 | 36 |  | Fixed | Roof
NJADRE1559914248 | Administratively Determined Incentive Program | NORTH HALEDON BORO | 7508 | 12.56 | Residential | Behind the Meter | Yes | Sunrun Installation Services, Inc. | PSE&G |  | Accepted | 2025-06-16 | 2025-07-14 | 2026-07-14 | Solar Panels | JA Solar | JAM54S31-405/MR |  | 0.405 | 8 | 119 | 36 |  | Fixed | Roof
NJADRE1559914248 | Administratively Determined Incentive Program | NORTH HALEDON BORO | 7508 | 12.56 | Residential | Behind the Meter | Yes | Sunrun Installation Services, Inc. | PSE&G |  | Accepted | 2025-06-16 | 2025-07-14 | 2026-07-14 | Solar Panels | JA Solar | JAM54S31-405/MR |  | 0.405 | 3 | 119 | 36 |  | Fixed | Roof
NJADRE1559914252 | Administratively Determined Incentive Program | TRENTON | 8620 | 5.53 | Residential | Behind the Meter | No | Whitman Construction, LLC | PSE&G |  | Accepted | 2025-06-16 | 2025-07-14 | 2026-07-14 | Solar Panels | JINKO SOLAR | JKM425N-54HL4-B |  | 0.425 | 13 | 134 | 29 |  | Fixed | Roof
NJADRE1559914252 | Administratively Determined Incentive Program | TRENTON | 8620 | 5.53 | Residential | Behind the Meter | No | Whitman Construction, LLC | PSE&G |  | Accepted | 2025-06-16 | 2025-07-14 | 2026-07-14 | Inverters | ENPHASE | IQ8PLUS-72-2-US | 290 |  | 13 |  |  | 0.975 |  | Outdoor
NJADRE1559914282 | Administratively Determined Incentive Program | HIGHLANDS | 7732 | 6.6 | Residential | Behind the Meter | No | Green House Solar | JCP&L |  | Accepted | 2025-06-16 | 2025-07-15 | 2026-07-15 | Electric Storage Battery | ENPHASE | IQ5P |  |  | 1 |  |  |  | Lithium Ion |  | IN BASEMENT
NJADRE1559914282 | Administratively Determined Incentive Program | HIGHLANDS | 7732 | 6.6 | Residential | Behind the Meter | No | Green House Solar | JCP&L |  | Accepted | 2025-06-16 | 2025-07-15 | 2026-07-15 | Solar Panels | SILFAB | 440 QD |  | 0.44 | 10 | 201 | 23 |  | Fixed | Roof
NJADRE1559914282 | Administratively Determined Incentive Program | HIGHLANDS | 7732 | 6.6 | Residential | Behind the Meter | No | Green House Solar | JCP&L |  | Accepted | 2025-06-16 | 2025-07-15 | 2026-07-15 | Solar Panels | SILFAB | 440 QD |  | 0.44 | 5 | 291 | 23 |  | Fixed | Roof
NJADRE1559914282 | Administratively Determined Incentive Program | HIGHLANDS | 7732 | 6.6 | Residential | Behind the Meter | No | Green House Solar | JCP&L |  | Accepted | 2025-06-16 | 2025-07-15 | 2026-07-15 | Inverters | ENPHASE | IQ8MC-72-M-US | 320 |  | 15 |  |  | 0.97 |  | Outdoor | ON RACKING
NJADRE1559914286 | Administratively Determined Incentive Program | VINELAND | 8360 | 10.25 | Residential | Behind the Meter | Yes | Trinity Solar, LLC | AC Electric |  | Accepted | 2025-06-16 | 2025-07-14 | 2026-07-14 | Inverters | Solar Edge | USE7600H-US | 7600 |  | 1 |  |  | 0.97 |  | Outside
NJADRE1559914286 | Administratively Determined Incentive Program | VINELAND | 8360 | 10.25 | Residential | Behind the Meter | Yes | Trinity Solar, LLC | AC Electric |  | Accepted | 2025-06-16 | 2025-07-14 | 2026-07-14 | Solar Panels | Hanwha | Q.PEAK DUO BLK ML-G10+ 410 |  | 0.41 | 7 | 203 | 22 |  | Fixed | Roof
NJADRE1559914286 | Administratively Determined Incentive Program | VINELAND | 8360 | 10.25 | Residential | Behind the Meter | Yes | Trinity Solar, LLC | AC Electric |  | Accepted | 2025-06-16 | 2025-07-14 | 2026-07-14 | Solar Panels | Hanwha | Q.PEAK DUO BLK ML-G10+ 410 |  | 0.41 | 12 | 113 | 22 |  | Fixed | Roof
NJADRE1559914286 | Administratively Determined Incentive Program | VINELAND | 8360 | 10.25 | Residential | Behind the Meter | Yes | Trinity Solar, LLC | AC Electric |  | Accepted | 2025-06-16 | 2025-07-14 | 2026-07-14 | Solar Panels | Hanwha | Q.PEAK DUO BLK ML-G10+ 410 |  | 0.41 | 6 | 113 | 22 |  | Fixed | Roof
NJADRE1559914291 | Administratively Determined Incentive Program | BAYVILLE | 8721 | 9.78 | Residential | Behind the Meter | Yes | Whitman Construction, LLC | JCP&L |  | Accepted | 2025-06-16 | 2025-07-14 | 2026-07-14 | Solar Panels | JINKO SOLAR | JKM425N-54HL4-B |  | 0.425 | 3 | 3 | 28 |  | Fixed | Roof
NJADRE1559914291 | Administratively Determined Incentive Program | BAYVILLE | 8721 | 9.78 | Residential | Behind the Meter | Yes | Whitman Construction, LLC | JCP&L |  | Accepted | 2025-06-16 | 2025-07-14 | 2026-07-14 | Solar Panels | JINKO SOLAR | JKM425N-54HL4-B |  | 0.425 | 6 | 3 | 28 |  | Fixed | Roof
NJADRE1559914291 | Administratively Determined Incentive Program | BAYVILLE | 8721 | 9.78 | Residential | Behind the Meter | Yes | Whitman Construction, LLC | JCP&L |  | Accepted | 2025-06-16 | 2025-07-14 | 2026-07-14 | Inverters | ENPHASE | IQ8PLUS-72-M-US | 290 |  | 23 |  |  | 0.975 |  | Outdoor
NJADRE1559914291 | Administratively Determined Incentive Program | BAYVILLE | 8721 | 9.78 | Residential | Behind the Meter | Yes | Whitman Construction, LLC | JCP&L |  | Accepted | 2025-06-16 | 2025-07-14 | 2026-07-14 | Solar Panels | JINKO SOLAR | JKM425N-54HL4-B |  | 0.425 | 14 | 183 | 28 |  | Fixed | Roof
NJADRE1559914292 | Administratively Determined Incentive Program | WILLINGBORO | 8046 | 8.265 | Residential | Behind the Meter | No | SunnyMac, LLC | PSE&G |  | Accepted | 2025-06-16 | 2025-07-14 | 2026-07-14 | Solar Panels | HANWHA | QTRON BLK M-G2+435 |  | 0.435 | 14 | 234 | 26 |  | Fixed | Roof
NJADRE1559914292 | Administratively Determined Incentive Program | WILLINGBORO | 8046 | 8.265 | Residential | Behind the Meter | No | SunnyMac, LLC | PSE&G |  | Accepted | 2025-06-16 | 2025-07-14 | 2026-07-14 | Solar Panels | HANWHA | QTRON BLK M-G2+435 |  | 0.435 | 5 | 239 | 19 |  | Fixed | Roof
NJADRE1559914292 | Administratively Determined Incentive Program | WILLINGBORO | 8046 | 8.265 | Residential | Behind the Meter | No | SunnyMac, LLC | PSE&G |  | Accepted | 2025-06-16 | 2025-07-14 | 2026-07-14 | Inverters | SOLAREDGE | SE5700H-US | 5760 |  | 1 |  |  | 0.99 |  | Outdoor | next to meter
NJADRE1559914292 | Administratively Determined Incentive Program | WILLINGBORO | 8046 | 8.265 | Residential | Behind the Meter | No | SunnyMac, LLC | PSE&G |  | Accepted | 2025-06-16 | 2025-07-14 | 2026-07-14 | Meters | SOLAREDGE | SE-RGMTR-1D-240C-C |  |  | 1 |  |  |  | Yes | Outdoor
NJADRE1559914294 | Administratively Determined Incentive Program | BOGOTA | 7603 | 9.03 | Residential | Behind the Meter | No | Infinity Solar Systems, LLC | PSE&G |  | Accepted | 2025-06-16 | 2025-07-15 | 2026-07-15 | Solar Panels | SEG Solar | SEG-430-BTD-BG |  | 0.43 | 5 | 278 | 45 |  | Fixed | Roof
NJADRE1559914294 | Administratively Determined Incentive Program | BOGOTA | 7603 | 9.03 | Residential | Behind the Meter | No | Infinity Solar Systems, LLC | PSE&G |  | Accepted | 2025-06-16 | 2025-07-15 | 2026-07-15 | Solar Panels | SEG Solar | SEG-430-BTD-BG |  | 0.43 | 8 | 187 | 25 |  | Fixed | Roof
NJADRE1559914294 | Administratively Determined Incentive Program | BOGOTA | 7603 | 9.03 | Residential | Behind the Meter | No | Infinity Solar Systems, LLC | PSE&G |  | Accepted | 2025-06-16 | 2025-07-15 | 2026-07-15 | Inverters | Enphase | IQ8MC-72-M-US | 320 |  | 21 |  |  | 0.97 |  | Outdoor
NJADRE1559914294 | Administratively Determined Incentive Program | BOGOTA | 7603 | 9.03 | Residential | Behind the Meter | No | Infinity Solar Systems, LLC | PSE&G |  | Accepted | 2025-06-16 | 2025-07-15 | 2026-07-15 | Solar Panels | SEG Solar | SEG-430-BTD-BG |  | 0.43 | 8 | 7 | 25 |  | Fixed | Roof
NJADRE1559914296 | Administratively Determined Incentive Program | JACKSON | 8527 | 15.3 | Residential | Behind the Meter | Yes | Powerlutions, LLC | JCP&L |  | Accepted | 2025-06-16 | 2025-07-14 | 2026-07-14 | Inverters | Enphase | IQ8HC-72-M-DOM-US | 380 |  | 34 |  |  | 0.98 |  | Outdoor
NJADRE1559914296 | Administratively Determined Incentive Program | JACKSON | 8527 | 15.3 | Residential | Behind the Meter | Yes | Powerlutions, LLC | JCP&L |  | Accepted | 2025-06-16 | 2025-07-14 | 2026-07-14 | Solar Panels | CANADIAN | CS6.1-54TM-450H |  | 0.45 | 22 | 135 | 35 |  | Fixed | Roof
NJADRE1559914296 | Administratively Determined Incentive Program | JACKSON | 8527 | 15.3 | Residential | Behind the Meter | Yes | Powerlutions, LLC | JCP&L |  | Accepted | 2025-06-16 | 2025-07-14 | 2026-07-14 | Solar Panels | CANADIAN | CS6.1-54TM-450H |  | 0.45 | 12 | 135 | 45 |  | Fixed | Roof
NJADRE1559914309 | Administratively Determined Incentive Program | KEANSBURG | 7734 | 5.95 | Residential | Behind the Meter | Yes | Big Wave Roofing and Solar, LLC | JCP&L |  | Accepted | 2025-06-16 | 2025-07-14 | 2026-07-14 | Solar Panels | Jinko | JKM425N-54HL4-B |  | 0.425 | 10 | 208 | 26 |  | Fixed | Roof
NJADRE1559914309 | Administratively Determined Incentive Program | KEANSBURG | 7734 | 5.95 | Residential | Behind the Meter | Yes | Big Wave Roofing and Solar, LLC | JCP&L |  | Accepted | 2025-06-16 | 2025-07-14 | 2026-07-14 | Solar Panels | Jinko | JKM425N-54HL4-B |  | 0.425 | 4 | 28 | 26 |  | Fixed | Roof
NJADRE1559914309 | Administratively Determined Incentive Program | KEANSBURG | 7734 | 5.95 | Residential | Behind the Meter | Yes | Big Wave Roofing and Solar, LLC | JCP&L |  | Accepted | 2025-06-16 | 2025-07-14 | 2026-07-14 | Inverters | Enphase | IQ8HC-72-M-DOM-US | 380 |  | 14 |  |  | 0.98 |  | Outside
NJADRE1559914310 | Administratively Determined Incentive Program | CAMDEN | 8105 | 3.48 | Residential | Behind the Meter | Yes | SunnyMac, LLC | PSE&G |  | Accepted | 2025-06-16 | 2025-07-14 | 2026-07-14 | Solar Panels | HANWHA | Q.TRON BLK M-G2+ |  | 0.435 | 8 | 30 | 1 |  | Fixed | Roof
NJADRE1559914310 | Administratively Determined Incentive Program | CAMDEN | 8105 | 3.48 | Residential | Behind the Meter | Yes | SunnyMac, LLC | PSE&G |  | Accepted | 2025-06-16 | 2025-07-14 | 2026-07-14 | Inverters | SOLAREDGE | SE3800H-US | 3800 |  | 1 |  |  | 0.99 |  | Indoor | next to meter
NJADRE1559914310 | Administratively Determined Incentive Program | CAMDEN | 8105 | 3.48 | Residential | Behind the Meter | Yes | SunnyMac, LLC | PSE&G |  | Accepted | 2025-06-16 | 2025-07-14 | 2026-07-14 | Meters | SOLAREDGE | SE-RGMTR-1D-240C-C |  |  | 1 |  |  |  | Yes | Indoor
NJADRE1559914317 | Administratively Determined Incentive Program | NORTH BRUNSWICK | 8902 | 8.74 | Residential | Behind the Meter | No | Infinity Solar Systems, LLC | PSE&G |  | Accepted | 2025-06-16 | 2025-07-14 | 2026-07-14 | Solar Panels | REC Solar | REC 460AA PURE-RX |  | 0.46 | 17 | 172 | 19 |  | Fixed | Roof
NJADRE1559914317 | Administratively Determined Incentive Program | NORTH BRUNSWICK | 8902 | 8.74 | Residential | Behind the Meter | No | Infinity Solar Systems, LLC | PSE&G |  | Accepted | 2025-06-16 | 2025-07-14 | 2026-07-14 | Inverters | Enphase | IQ8X-80-M-US | 380 |  | 19 |  |  | 0.97 |  | Outdoor
NJADRE1559914317 | Administratively Determined Incentive Program | NORTH BRUNSWICK | 8902 | 8.74 | Residential | Behind the Meter | No | Infinity Solar Systems, LLC | PSE&G |  | Accepted | 2025-06-16 | 2025-07-14 | 2026-07-14 | Solar Panels | REC Solar | REC 460AA PURE-RX |  | 0.46 | 2 | 82 | 18 |  | Fixed | Roof
NJADRE1559914336 | Administratively Determined Incentive Program | TOMS RIVER | 8757 | 6.97 | Residential | Behind the Meter | Yes | Trinity Solar, LLC | JCP&L |  | Accepted | 2025-06-16 | 2025-07-14 | 2026-07-14 | Solar Panels | HANWHA 410 (Q.PEAK DUO BLK ML-G10+410) | HANWHA 410 (Q.PEAK DUO BLK ML-G10+410) |  | 0.41 | 17 | 231 | 19 |  | Fixed | Roof
NJADRE1559914336 | Administratively Determined Incentive Program | TOMS RIVER | 8757 | 6.97 | Residential | Behind the Meter | Yes | Trinity Solar, LLC | JCP&L |  | Accepted | 2025-06-16 | 2025-07-14 | 2026-07-14 | Inverters | SOLAREDGE | SE5700H-US | 5700 |  | 1 |  |  | 0.97 |  | Outside
NJADRE1559914337 | Administratively Determined Incentive Program | BRIDGEWATER | 8807 | 12.04 | Residential | Behind the Meter | No | Green Power Energy, LLC | PSE&G |  | Accepted | 2025-06-16 | 2025-07-14 | 2026-07-14 | Solar Panels | SEG Solar | SEG-430-BTD-BG |  | 0.43 | 12 | 175 | 27 |  | Fixed | Roof
NJADRE1559914337 | Administratively Determined Incentive Program | BRIDGEWATER | 8807 | 12.04 | Residential | Behind the Meter | No | Green Power Energy, LLC | PSE&G |  | Accepted | 2025-06-16 | 2025-07-14 | 2026-07-14 | Solar Panels | SEG Solar | SEG-430-BTD-BG |  | 0.43 | 10 | 355 | 27 |  | Fixed | Roof
NJADRE1559914337 | Administratively Determined Incentive Program | BRIDGEWATER | 8807 | 12.04 | Residential | Behind the Meter | No | Green Power Energy, LLC | PSE&G |  | Accepted | 2025-06-16 | 2025-07-14 | 2026-07-14 | Inverters | Enphase Energy | IQ8MC-72-M-US [240V] | 320 |  | 28 |  |  | 0.98 |  | Outside | Roof
NJADRE1559914337 | Administratively Determined Incentive Program | BRIDGEWATER | 8807 | 12.04 | Residential | Behind the Meter | No | Green Power Energy, LLC | PSE&G |  | Accepted | 2025-06-16 | 2025-07-14 | 2026-07-14 | Solar Panels | SEG Solar | SEG-430-BTD-BG |  | 0.43 | 2 | 85 | 27 |  | Fixed | Roof
NJADRE1559914337 | Administratively Determined Incentive Program | BRIDGEWATER | 8807 | 12.04 | Residential | Behind the Meter | No | Green Power Energy, LLC | PSE&G |  | Accepted | 2025-06-16 | 2025-07-14 | 2026-07-14 | Solar Panels | SEG Solar | SEG-430-BTD-BG |  | 0.43 | 4 | 265 | 27 |  | Fixed | Roof
NJADRE1559914349 | Administratively Determined Incentive Program | SICKLERVILLE | 8081 | 9.43 | Residential | Behind the Meter | Yes | Trinity Solar, LLC | AC Electric |  | Accepted | 2025-06-16 | 2025-07-14 | 2026-07-14 | Solar Panels | HANWHA | (Q.PEAK DUO BLK ML-G10+ 410) |  | 0.41 | 8 | 73 | 30 |  | Fixed | Roof
NJADRE1559914349 | Administratively Determined Incentive Program | SICKLERVILLE | 8081 | 9.43 | Residential | Behind the Meter | Yes | Trinity Solar, LLC | AC Electric |  | Accepted | 2025-06-16 | 2025-07-14 | 2026-07-14 | Inverters | Solar Edge | USE7600H-USMNBL75 | 7600 |  | 1 |  |  | 0.97 |  | Outdoor
NJADRE1559914349 | Administratively Determined Incentive Program | SICKLERVILLE | 8081 | 9.43 | Residential | Behind the Meter | Yes | Trinity Solar, LLC | AC Electric |  | Accepted | 2025-06-16 | 2025-07-14 | 2026-07-14 | Solar Panels | HANWHA | (Q.PEAK DUO BLK ML-G10+ 410) |  | 0.41 | 2 | 163 | 30 |  | Fixed | Roof
NJADRE1559914349 | Administratively Determined Incentive Program | SICKLERVILLE | 8081 | 9.43 | Residential | Behind the Meter | Yes | Trinity Solar, LLC | AC Electric |  | Accepted | 2025-06-16 | 2025-07-14 | 2026-07-14 | Solar Panels | HANWHA | (Q.PEAK DUO BLK ML-G10+ 410) |  | 0.41 | 10 | 253 | 30 |  | Fixed | Roof
NJADRE1559914349 | Administratively Determined Incentive Program | SICKLERVILLE | 8081 | 9.43 | Residential | Behind the Meter | Yes | Trinity Solar, LLC | AC Electric |  | Accepted | 2025-06-16 | 2025-07-14 | 2026-07-14 | Solar Panels | HANWHA | (Q.PEAK DUO BLK ML-G10+ 410) |  | 0.41 | 3 | 163 | 43 |  | Fixed | Roof
NJADRE1559914354 | Administratively Determined Incentive Program | ERIAL | 8081 | 15.66 | Residential | Behind the Meter | No | SunnyMac, LLC | AC Electric |  | Accepted | 2025-06-16 | 2025-07-15 | 2026-07-15 | Solar Panels | HANWHA | QTRON BLK M-G2+ |  | 0.435 | 4 | 337 | 19 |  | Fixed | Roof
NJADRE1559914354 | Administratively Determined Incentive Program | ERIAL | 8081 | 15.66 | Residential | Behind the Meter | No | SunnyMac, LLC | AC Electric |  | Accepted | 2025-06-16 | 2025-07-15 | 2026-07-15 | Solar Panels | HANWHA | QTRON BLK M-G2+ |  | 0.435 | 18 | 248 | 18 |  | Fixed | Roof
NJADRE1559914354 | Administratively Determined Incentive Program | ERIAL | 8081 | 15.66 | Residential | Behind the Meter | No | SunnyMac, LLC | AC Electric |  | Accepted | 2025-06-16 | 2025-07-15 | 2026-07-15 | Solar Panels | HANWHA | QTRON BLK M-G2+ |  | 0.435 | 9 | 68 | 18 |  | Fixed | Roof
NJADRE1559914354 | Administratively Determined Incentive Program | ERIAL | 8081 | 15.66 | Residential | Behind the Meter | No | SunnyMac, LLC | AC Electric |  | Accepted | 2025-06-16 | 2025-07-15 | 2026-07-15 | Inverters | SOLAREDGE | SE11400H-US | 11400 |  | 1 |  |  | 0.99 |  | Outdoor | next to meter
NJADRE1559914354 | Administratively Determined Incentive Program | ERIAL | 8081 | 15.66 | Residential | Behind the Meter | No | SunnyMac, LLC | AC Electric |  | Accepted | 2025-06-16 | 2025-07-15 | 2026-07-15 | Solar Panels | HANWHA | QTRON BLK M-G2+ |  | 0.435 | 5 | 157 | 19 |  | Fixed | Roof
NJADRE1559914379 | Administratively Determined Incentive Program | BAYVILLE | 8721 | 11.05 | Residential | Behind the Meter | Yes | Whitman Construction, LLC | JCP&L |  | Accepted | 2025-06-16 | 2025-07-14 | 2026-07-14 | Solar Panels | JINKO SOLAR | JKM425N-54HL4-B |  | 0.425 | 13 | 273 | 34 |  | Fixed | Roof
NJADRE1559914379 | Administratively Determined Incentive Program | BAYVILLE | 8721 | 11.05 | Residential | Behind the Meter | Yes | Whitman Construction, LLC | JCP&L |  | Accepted | 2025-06-16 | 2025-07-14 | 2026-07-14 | Solar Panels | JINKO SOLAR | JKM425N-54HL4-B |  | 0.425 | 13 | 93 | 34 |  | Fixed | Roof
NJADRE1559914379 | Administratively Determined Incentive Program | BAYVILLE | 8721 | 11.05 | Residential | Behind the Meter | Yes | Whitman Construction, LLC | JCP&L |  | Accepted | 2025-06-16 | 2025-07-14 | 2026-07-14 | Inverters | ENPHASE | IQ8HC-72-M-DOM-US | 380 |  | 26 |  |  | 0.973 |  | Outdoor
NJADRE1559914386 | Administratively Determined Incentive Program | ASBURY | 8802 | 24.51 | Residential | Behind the Meter | No | Green Power Energy, LLC | JCP&L |  | Accepted | 2025-06-16 | 2025-07-14 | 2026-07-14 | Inverters | Enphase Energy | X2-IQ-AM1-240-4 | 320 |  | 57 |  |  | 0.98 |  | Outside | Roof
NJADRE1559914386 | Administratively Determined Incentive Program | ASBURY | 8802 | 24.51 | Residential | Behind the Meter | No | Green Power Energy, LLC | JCP&L |  | Accepted | 2025-06-16 | 2025-07-14 | 2026-07-14 | Solar Panels | SEG Solar | SEG-430-BTD-BG |  | 0.43 | 17 | 337 | 15 |  | Fixed | Roof
NJADRE1559914386 | Administratively Determined Incentive Program | ASBURY | 8802 | 24.51 | Residential | Behind the Meter | No | Green Power Energy, LLC | JCP&L |  | Accepted | 2025-06-16 | 2025-07-14 | 2026-07-14 | Solar Panels | SEG Solar | SEG-430-BTD-BG |  | 0.43 | 40 | 157 | 15 |  | Fixed | Roof
NJADRE1559914390 | Administratively Determined Incentive Program | GLOUCESTER CITY | 8030 | 5.655 | Residential | Behind the Meter | Yes | SunnyMac, LLC | PSE&G |  | Accepted | 2025-06-16 | 2025-07-14 | 2026-07-14 | Solar Panels | HANWHA | QTRON BLK M-G2+ |  | 0.435 | 13 | 93 | 37 |  | Fixed | Roof
NJADRE1559914390 | Administratively Determined Incentive Program | GLOUCESTER CITY | 8030 | 5.655 | Residential | Behind the Meter | Yes | SunnyMac, LLC | PSE&G |  | Accepted | 2025-06-16 | 2025-07-14 | 2026-07-14 | Inverters | SOLAREDGE HOME HUB | SE3800H-US | 3800 |  | 1 |  |  | 0.99 |  | Outdoor | next to meter
NJADRE1559914392 | Administratively Determined Incentive Program | LAWNSIDE | 8045 | 17.63 | Residential | Behind the Meter | Yes | Pro Custom Solar dba Momentum Solar | PSE&G |  | Accepted | 2025-06-16 | 2025-07-21 | 2026-07-21 | Solar Panels | HANWHA | Q.TRON BLK M-G2+430 |  | 0.43 | 7 | 326 | 13 |  | Fixed | Roof
NJADRE1559914392 | Administratively Determined Incentive Program | LAWNSIDE | 8045 | 17.63 | Residential | Behind the Meter | Yes | Pro Custom Solar dba Momentum Solar | PSE&G |  | Accepted | 2025-06-16 | 2025-07-21 | 2026-07-21 | Inverters | ENPHASE | IQ8HC-72-M-DOM-US | 380 |  | 41 |  |  | 0.97 |  | Outdoor
NJADRE1559914392 | Administratively Determined Incentive Program | LAWNSIDE | 8045 | 17.63 | Residential | Behind the Meter | Yes | Pro Custom Solar dba Momentum Solar | PSE&G |  | Accepted | 2025-06-16 | 2025-07-21 | 2026-07-21 | Solar Panels | HANWHA | Q.TRON BLK M-G2+430 |  | 0.43 | 14 | 249 | 14 |  | Fixed | Roof
NJADRE1559914392 | Administratively Determined Incentive Program | LAWNSIDE | 8045 | 17.63 | Residential | Behind the Meter | Yes | Pro Custom Solar dba Momentum Solar | PSE&G |  | Accepted | 2025-06-16 | 2025-07-21 | 2026-07-21 | Solar Panels | HANWHA | Q.TRON BLK M-G2+430 |  | 0.43 | 20 | 323 | 13 |  | Fixed | Roof
NJADRE1559914400 | Administratively Determined Incentive Program | WOODBRIDGE | 7095 | 7.7 | Residential | Behind the Meter | Yes | Sunrun Installation Services, Inc. | PSE&G |  | Accepted | 2025-06-16 | 2025-07-14 | 2026-07-14 | Inverters | SolarEdge Technologies | SE5700H-USMN | 5760 |  | 1 |  |  | 0.99 |  | Outdoor | Next to meter
NJADRE1559914400 | Administratively Determined Incentive Program | WOODBRIDGE | 7095 | 7.7 | Residential | Behind the Meter | Yes | Sunrun Installation Services, Inc. | PSE&G |  | Accepted | 2025-06-16 | 2025-07-14 | 2026-07-14 | Solar Panels | JA Solar | JAM54S31-405/MR |  | 0.405 | 9 | 170 | 22 |  | Fixed | Roof
NJADRE1559914400 | Administratively Determined Incentive Program | WOODBRIDGE | 7095 | 7.7 | Residential | Behind the Meter | Yes | Sunrun Installation Services, Inc. | PSE&G |  | Accepted | 2025-06-16 | 2025-07-14 | 2026-07-14 | Solar Panels | JA Solar | JAM54S31-405/MR |  | 0.405 | 10 | 170 | 22 |  | Fixed | Roof
NJADRE1559914411 | Administratively Determined Incentive Program | DENVILLE | 7834 | 14.18 | Residential | Behind the Meter | Yes | Sunrun Installation Services, Inc. | JCP&L |  | Accepted | 2025-06-16 | 2025-07-14 | 2026-07-14 | Solar Panels | JA SOLAR | JAM54S31-405/MR |  | 0.405 | 35 | 317 | 18 |  | Fixed | Roof
NJADRE1559914411 | Administratively Determined Incentive Program | DENVILLE | 7834 | 14.18 | Residential | Behind the Meter | Yes | Sunrun Installation Services, Inc. | JCP&L |  | Accepted | 2025-06-16 | 2025-07-14 | 2026-07-14 | Inverters | SOLAREDGE TECHNOLOGIES | SE10000H-USMN | 10000 |  | 1 |  |  | 0.99 |  | Outdoor
NJADRE1559914421 | Administratively Determined Incentive Program | HILLSIDE | 7205 | 6.15 | Residential | Behind the Meter | Yes | Sunrun Installation Services, Inc. | PSE&G |  | Accepted | 2025-06-16 | 2025-07-14 | 2026-07-14 | Solar Panels | Hanwha Q-Cells | Q.PEAK DUO BLK ML-G10+ 410 DCA (MD06G100A-017) |  | 0.41 | 3 | 270 | 14 |  | Fixed | Roof
NJADRE1559914421 | Administratively Determined Incentive Program | HILLSIDE | 7205 | 6.15 | Residential | Behind the Meter | Yes | Sunrun Installation Services, Inc. | PSE&G |  | Accepted | 2025-06-16 | 2025-07-14 | 2026-07-14 | Electric Storage Battery | TESLA | Powerwall 3 1707000-xx-y |  |  | 1 |  |  |  | Lithium Ion |  | OUTSIDE
NJADRE1559914421 | Administratively Determined Incentive Program | HILLSIDE | 7205 | 6.15 | Residential | Behind the Meter | Yes | Sunrun Installation Services, Inc. | PSE&G |  | Accepted | 2025-06-16 | 2025-07-14 | 2026-07-14 | Solar Panels | Hanwha Q-Cells | Q.PEAK DUO BLK ML-G10+ 410 DCA (MD06G100A-017) |  | 0.41 | 12 | 270 | 34 |  | Fixed | Roof
NJADRE1559914421 | Administratively Determined Incentive Program | HILLSIDE | 7205 | 6.15 | Residential | Behind the Meter | Yes | Sunrun Installation Services, Inc. | PSE&G |  | Accepted | 2025-06-16 | 2025-07-14 | 2026-07-14 | Inverters | TESLA | Powerwall 3 1707000-xx-y | 11500 |  | 1 |  |  | 0.97 |  | Outdoor | Next to meter
NJADRE1559914459 | Administratively Determined Incentive Program | POINT PLEASANT | 8742 | 13.18 | Residential | Behind the Meter | Yes | Whitman Construction, LLC | JCP&L |  | Accepted | 2025-06-16 | 2025-07-14 | 2026-07-14 | Solar Panels | JINKO SOLAR | JKM425N-54HL4-B |  | 0.425 | 15 | 295 | 23 |  | Fixed | Roof
NJADRE1559914459 | Administratively Determined Incentive Program | POINT PLEASANT | 8742 | 13.18 | Residential | Behind the Meter | Yes | Whitman Construction, LLC | JCP&L |  | Accepted | 2025-06-16 | 2025-07-14 | 2026-07-14 | Solar Panels | JINKO SOLAR | JKM425N-54HL4-B |  | 0.425 | 16 | 115 | 23 |  | Fixed | Roof
NJADRE1559914459 | Administratively Determined Incentive Program | POINT PLEASANT | 8742 | 13.18 | Residential | Behind the Meter | Yes | Whitman Construction, LLC | JCP&L |  | Accepted | 2025-06-16 | 2025-07-14 | 2026-07-14 | Inverters | ENPHASE | IQ8HC-72-M-DOM-US | 380 |  | 31 |  |  | 0.973 |  | Outdoor
NJADRE1559914462 | Administratively Determined Incentive Program | MEDFORD | 8055 | 18.27 | Residential | Behind the Meter | Yes | SunnyMac, LLC | PSE&G |  | Accepted | 2025-06-16 | 2025-07-14 | 2026-07-14 | Solar Panels | HANWHA | QTRON BLK M-G2+ |  | 0.435 | 15 | 109 | 23 |  | Fixed | Roof
NJADRE1559914462 | Administratively Determined Incentive Program | MEDFORD | 8055 | 18.27 | Residential | Behind the Meter | Yes | SunnyMac, LLC | PSE&G |  | Accepted | 2025-06-16 | 2025-07-14 | 2026-07-14 | Solar Panels | HANWHA | QTRON BLK M-G2+ |  | 0.435 | 3 | 289 | 23 |  | Fixed | Roof
NJADRE1559914462 | Administratively Determined Incentive Program | MEDFORD | 8055 | 18.27 | Residential | Behind the Meter | Yes | SunnyMac, LLC | PSE&G |  | Accepted | 2025-06-16 | 2025-07-14 | 2026-07-14 | Solar Panels | HANWHA | QTRON BLK M-G2+ |  | 0.435 | 3 | 109 | 23 |  | Fixed | Roof
NJADRE1559914462 | Administratively Determined Incentive Program | MEDFORD | 8055 | 18.27 | Residential | Behind the Meter | Yes | SunnyMac, LLC | PSE&G |  | Accepted | 2025-06-16 | 2025-07-14 | 2026-07-14 | Solar Panels | HANWHA | QTRON BLK M-G2+ |  | 0.435 | 6 | 109 | 23 |  | Fixed | Roof
NJADRE1559914462 | Administratively Determined Incentive Program | MEDFORD | 8055 | 18.27 | Residential | Behind the Meter | Yes | SunnyMac, LLC | PSE&G |  | Accepted | 2025-06-16 | 2025-07-14 | 2026-07-14 | Solar Panels | HANWHA | QTRON BLK M-G2+ |  | 0.435 | 2 | 289 | 23 |  | Fixed | Roof
NJADRE1559914462 | Administratively Determined Incentive Program | MEDFORD | 8055 | 18.27 | Residential | Behind the Meter | Yes | SunnyMac, LLC | PSE&G |  | Accepted | 2025-06-16 | 2025-07-14 | 2026-07-14 | Inverters | SOLAREDGE | SE10000H-US | 10000 |  | 1 |  |  | 0.99 |  | Outdoor | next to meter
NJADRE1559914462 | Administratively Determined Incentive Program | MEDFORD | 8055 | 18.27 | Residential | Behind the Meter | Yes | SunnyMac, LLC | PSE&G |  | Accepted | 2025-06-16 | 2025-07-14 | 2026-07-14 | Inverters | SOLAREDGE | SE5700H-US | 5760 |  | 1 |  |  | 0.99 |  | Outdoor | next to meter
NJADRE1559914462 | Administratively Determined Incentive Program | MEDFORD | 8055 | 18.27 | Residential | Behind the Meter | Yes | SunnyMac, LLC | PSE&G |  | Accepted | 2025-06-16 | 2025-07-14 | 2026-07-14 | Solar Panels | HANWHA | QTRON BLK M-G2+ |  | 0.435 | 13 | 289 | 23 |  | Fixed | Roof
NJADRE1559914466 | Administratively Determined Incentive Program | HILLSBOROUGH | 8844 | 8.1 | Residential | Behind the Meter | Yes | Freedom Forever New Jersey, LLC | PSE&G |  | Accepted | 2025-06-16 | 2025-07-14 | 2026-07-14 | Solar Panels | JA Solar | JAM54S31-405/MR |  | 0.405 | 20 | 162 | 26 |  | Fixed | Roof
NJADRE1559914466 | Administratively Determined Incentive Program | HILLSBOROUGH | 8844 | 8.1 | Residential | Behind the Meter | Yes | Freedom Forever New Jersey, LLC | PSE&G |  | Accepted | 2025-06-16 | 2025-07-14 | 2026-07-14 | Inverters | Solar Edge | SE7600H-US | 7600 |  | 1 |  |  | 0.99 |  | Outside
NJADRE1559914483 | Administratively Determined Incentive Program | PEMBERTON TOWNSHIP | 8015 | 11.18 | Residential | Behind the Meter | Yes | Velocity Energy & Home Solutions, Inc. | JCP&L |  | Accepted | 2025-06-16 | 2025-07-15 | 2026-07-15 | Solar Panels | SEG | 430w |  | 0.43 | 8 | 208 | 20 |  | Fixed | Roof
NJADRE1559914483 | Administratively Determined Incentive Program | PEMBERTON TOWNSHIP | 8015 | 11.18 | Residential | Behind the Meter | Yes | Velocity Energy & Home Solutions, Inc. | JCP&L |  | Accepted | 2025-06-16 | 2025-07-15 | 2026-07-15 | Solar Panels | SEG | 430W |  | 0.43 | 5 | 0 | 0 |  | Fixed | Roof
NJADRE1559914483 | Administratively Determined Incentive Program | PEMBERTON TOWNSHIP | 8015 | 11.18 | Residential | Behind the Meter | Yes | Velocity Energy & Home Solutions, Inc. | JCP&L |  | Accepted | 2025-06-16 | 2025-07-15 | 2026-07-15 | Solar Panels | SEG | 430W |  | 0.43 | 13 | 28 | 45 |  | Fixed | Roof
NJADRE1559914483 | Administratively Determined Incentive Program | PEMBERTON TOWNSHIP | 8015 | 11.18 | Residential | Behind the Meter | Yes | Velocity Energy & Home Solutions, Inc. | JCP&L |  | Accepted | 2025-06-16 | 2025-07-15 | 2026-07-15 | Inverters | 430 | seg | 380 |  | 26 |  |  | 0.99 |  | Outside | behind panels
NJADRE1559914492 | Administratively Determined Incentive Program | HEWITT | 7421 | 10.25 | Residential | Behind the Meter | Yes | Sunrun Installation Services, Inc. | Orange Rockland Electric |  | Accepted | 2025-06-16 | 2025-07-14 | 2026-07-14 | Solar Panels | Hanwha Q Cells | Q.PEAK DUO BLK ML-G10+ 410 DCA |  | 0.41 | 8 | 215 | 27 |  | Fixed | Roof
NJADRE1559914492 | Administratively Determined Incentive Program | HEWITT | 7421 | 10.25 | Residential | Behind the Meter | Yes | Sunrun Installation Services, Inc. | Orange Rockland Electric |  | Accepted | 2025-06-16 | 2025-07-14 | 2026-07-14 | Solar Panels | Hanwha Q Cells | Q.PEAK DUO BLK ML-G10+ 410 DCA |  | 0.41 | 6 | 35 | 27 |  | Fixed | Roof
NJADRE1559914492 | Administratively Determined Incentive Program | HEWITT | 7421 | 10.25 | Residential | Behind the Meter | Yes | Sunrun Installation Services, Inc. | Orange Rockland Electric |  | Accepted | 2025-06-16 | 2025-07-14 | 2026-07-14 | Inverters | SolarEdge Technologies | SE7600H-USMN | 7600 |  | 1 |  |  | 0.99 |  | Outdoor
NJADRE1559914492 | Administratively Determined Incentive Program | HEWITT | 7421 | 10.25 | Residential | Behind the Meter | Yes | Sunrun Installation Services, Inc. | Orange Rockland Electric |  | Accepted | 2025-06-16 | 2025-07-14 | 2026-07-14 | Solar Panels | Hanwha Q Cells | Q.PEAK DUO BLK ML-G10+ 410 DCA |  | 0.41 | 11 | 215 | 27 |  | Fixed | Roof
NJADRE1559914501 | Administratively Determined Incentive Program | HAZLET | 7730 | 8.27 | Residential | Behind the Meter | No | SunnyMac, LLC | JCP&L |  | Accepted | 2025-06-16 | 2025-07-14 | 2026-07-14 | Inverters | SOLAREDGE HOME HUB | SE5700H-US | 5760 |  | 1 |  |  | 0.99 |  | Outdoor | next to meter
NJADRE1559914501 | Administratively Determined Incentive Program | HAZLET | 7730 | 8.27 | Residential | Behind the Meter | No | SunnyMac, LLC | JCP&L |  | Accepted | 2025-06-16 | 2025-07-14 | 2026-07-14 | Solar Panels | HANWHA | Q.TRON BLK M-G2+ |  | 0.435 | 11 | 83 | 19 |  | Fixed | Roof
NJADRE1559914501 | Administratively Determined Incentive Program | HAZLET | 7730 | 8.27 | Residential | Behind the Meter | No | SunnyMac, LLC | JCP&L |  | Accepted | 2025-06-16 | 2025-07-14 | 2026-07-14 | Solar Panels | HANWHA | Q.TRON BLK M-G2+ |  | 0.435 | 8 | 263 | 19 |  | Fixed | Roof
NJADRE1559914502 | Administratively Determined Incentive Program | ELIZABETH | 7202 | 6.45 | Residential | Behind the Meter | Yes | Brilliant Installations, Inc. | PSE&G |  | Accepted | 2025-06-16 | 2025-07-14 | 2026-07-14 | Solar Panels | JINKO SOLAR | JKM430N-54HL4-B |  | 0.43 | 13 | 95 | 38 |  | Fixed | Roof
NJADRE1559914502 | Administratively Determined Incentive Program | ELIZABETH | 7202 | 6.45 | Residential | Behind the Meter | Yes | Brilliant Installations, Inc. | PSE&G |  | Accepted | 2025-06-16 | 2025-07-14 | 2026-07-14 | Inverters | SOLAREDGE | USE5700H-USMNBL75 | 5700 |  | 1 |  |  | 0.97 |  | Outdoor
NJADRE1559914502 | Administratively Determined Incentive Program | ELIZABETH | 7202 | 6.45 | Residential | Behind the Meter | Yes | Brilliant Installations, Inc. | PSE&G |  | Accepted | 2025-06-16 | 2025-07-14 | 2026-07-14 | Solar Panels | JINKO SOLAR | JKM430N-54HL4-B |  | 0.43 | 2 | 185 | 14 |  | Fixed | Roof
NJADRE1559914514 | Administratively Determined Incentive Program | MANTUA TOWNSHIP | 8051 | 9.46 | Residential | Behind the Meter | Yes | Velocity Energy & Home Solutions, Inc. | AC Electric |  | Accepted | 2025-06-16 | 2025-07-15 | 2026-07-15 | Solar Panels | seg | 430w |  | 0.43 | 4 | 214 | 30 |  | Fixed | Roof
NJADRE1559914514 | Administratively Determined Incentive Program | MANTUA TOWNSHIP | 8051 | 9.46 | Residential | Behind the Meter | Yes | Velocity Energy & Home Solutions, Inc. | AC Electric |  | Accepted | 2025-06-16 | 2025-07-15 | 2026-07-15 | Inverters | enphase | iq8hc | 380 |  | 22 |  |  | 0.99 |  | Outside | behind panels
NJADRE1559914514 | Administratively Determined Incentive Program | MANTUA TOWNSHIP | 8051 | 9.46 | Residential | Behind the Meter | Yes | Velocity Energy & Home Solutions, Inc. | AC Electric |  | Accepted | 2025-06-16 | 2025-07-15 | 2026-07-15 | Solar Panels | seg | 430w |  | 0.43 | 6 | 214 | 30 |  | Fixed | Roof
NJADRE1559914514 | Administratively Determined Incentive Program | MANTUA TOWNSHIP | 8051 | 9.46 | Residential | Behind the Meter | Yes | Velocity Energy & Home Solutions, Inc. | AC Electric |  | Accepted | 2025-06-16 | 2025-07-15 | 2026-07-15 | Solar Panels | seg | 430w |  | 0.43 | 12 | 34 | 30 |  | Fixed | Roof
NJADRE1559914517 | Administratively Determined Incentive Program | ENGLEWOOD | 7631 | 10.44 | Residential | Behind the Meter | Yes | Venture Home Solar, LLC | PSE&G |  | Accepted | 2025-06-16 | 2025-07-15 | 2026-07-15 | Solar Panels | Hanwha | Q.TRON BLK M-G2+ 435 |  | 0.435 | 16 | 195 | 40 |  | Fixed | Roof
NJADRE1559914517 | Administratively Determined Incentive Program | ENGLEWOOD | 7631 | 10.44 | Residential | Behind the Meter | Yes | Venture Home Solar, LLC | PSE&G |  | Accepted | 2025-06-16 | 2025-07-15 | 2026-07-15 | Solar Panels | Hanwha | Q.TRON BLK M-G2+ 435 |  | 0.435 | 2 | 285 | 15 |  | Fixed | Roof
NJADRE1559914517 | Administratively Determined Incentive Program | ENGLEWOOD | 7631 | 10.44 | Residential | Behind the Meter | Yes | Venture Home Solar, LLC | PSE&G |  | Accepted | 2025-06-16 | 2025-07-15 | 2026-07-15 | Solar Panels | Hanwha | Q.TRON BLK M-G2+ 435 |  | 0.435 | 2 | 15 | 12 |  | Fixed | Roof
NJADRE1559914517 | Administratively Determined Incentive Program | ENGLEWOOD | 7631 | 10.44 | Residential | Behind the Meter | Yes | Venture Home Solar, LLC | PSE&G |  | Accepted | 2025-06-16 | 2025-07-15 | 2026-07-15 | Inverters | Enphase Energy Inc. | IQ8HC-72-M-DOM-US (240V) | 384 |  | 24 |  |  | 0.98958 |  | Outside
NJADRE1559914517 | Administratively Determined Incentive Program | ENGLEWOOD | 7631 | 10.44 | Residential | Behind the Meter | Yes | Venture Home Solar, LLC | PSE&G |  | Accepted | 2025-06-16 | 2025-07-15 | 2026-07-15 | Solar Panels | Hanwha | Q.TRON BLK M-G2+ 435 |  | 0.435 | 2 | 105 | 15 |  | Fixed | Roof
NJADRE1559914517 | Administratively Determined Incentive Program | ENGLEWOOD | 7631 | 10.44 | Residential | Behind the Meter | Yes | Venture Home Solar, LLC | PSE&G |  | Accepted | 2025-06-16 | 2025-07-15 | 2026-07-15 | Solar Panels | Hanwha | Q.TRON BLK M-G2+ 435 |  | 0.435 | 2 | 105 | 30 |  | Fixed | Roof
NJADRE1559914527 | Administratively Determined Incentive Program | BELLMAWR BORO | 8031 | 14.99 | Residential | Behind the Meter | Yes | Sunrun Installation Services, Inc. | PSE&G |  | Accepted | 2025-06-16 | 2025-07-14 | 2026-07-14 | Solar Panels | JA Solar | JAM54S31-405/MR |  | 0.405 | 3 | 221 | 22 |  | Fixed | Roof
NJADRE1559914527 | Administratively Determined Incentive Program | BELLMAWR BORO | 8031 | 14.99 | Residential | Behind the Meter | Yes | Sunrun Installation Services, Inc. | PSE&G |  | Accepted | 2025-06-16 | 2025-07-14 | 2026-07-14 | Solar Panels | JA Solar | JAM54S31-405/MR |  | 0.405 | 14 | 221 | 24 |  | Fixed | Roof
NJADRE1559914527 | Administratively Determined Incentive Program | BELLMAWR BORO | 8031 | 14.99 | Residential | Behind the Meter | Yes | Sunrun Installation Services, Inc. | PSE&G |  | Accepted | 2025-06-16 | 2025-07-14 | 2026-07-14 | Solar Panels | JA Solar | JAM54S31-405/MR |  | 0.405 | 14 | 41 | 24 |  | Fixed | Roof
NJADRE1559914527 | Administratively Determined Incentive Program | BELLMAWR BORO | 8031 | 14.99 | Residential | Behind the Meter | Yes | Sunrun Installation Services, Inc. | PSE&G |  | Accepted | 2025-06-16 | 2025-07-14 | 2026-07-14 | Solar Panels | JA Solar | JAM54S31-405/MR |  | 0.405 | 4 | 311 | 23 |  | Fixed | Roof
NJADRE1559914527 | Administratively Determined Incentive Program | BELLMAWR BORO | 8031 | 14.99 | Residential | Behind the Meter | Yes | Sunrun Installation Services, Inc. | PSE&G |  | Accepted | 2025-06-16 | 2025-07-14 | 2026-07-14 | Inverters | SolarEdge Technologies | SE10000H-USMN | 10000 |  | 1 |  |  | 0.99 |  | Outdoor | Next to meter
NJADRE1559914527 | Administratively Determined Incentive Program | BELLMAWR BORO | 8031 | 14.99 | Residential | Behind the Meter | Yes | Sunrun Installation Services, Inc. | PSE&G |  | Accepted | 2025-06-16 | 2025-07-14 | 2026-07-14 | Solar Panels | JA Solar | JAM54S31-405/MR |  | 0.405 | 2 | 131 | 23 |  | Fixed | Roof
NJADRE1559914539 | Administratively Determined Incentive Program | MOUNT HOLLY | 8060 | 9.46 | Residential | Behind the Meter | Yes | Integrity Solar & Home Solutions, LLC | PSE&G |  | Accepted | 2025-06-16 | 2025-07-14 | 2026-07-14 | Inverters | ENPHASE | IQ8HC | 380 |  | 22 |  |  | 0.98 |  | Other | UNDER EACH PANEL
NJADRE1559914539 | Administratively Determined Incentive Program | MOUNT HOLLY | 8060 | 9.46 | Residential | Behind the Meter | Yes | Integrity Solar & Home Solutions, LLC | PSE&G |  | Accepted | 2025-06-16 | 2025-07-14 | 2026-07-14 | Solar Panels | JINKO | JKM430N-54HL4-B |  | 0.43 | 10 | 303 | 24 |  | Fixed | Roof
NJADRE1559914539 | Administratively Determined Incentive Program | MOUNT HOLLY | 8060 | 9.46 | Residential | Behind the Meter | Yes | Integrity Solar & Home Solutions, LLC | PSE&G |  | Accepted | 2025-06-16 | 2025-07-14 | 2026-07-14 | Solar Panels | JINKO | JKM430N-54HL4-B |  | 0.43 | 12 | 123 | 24 |  | Fixed | Roof
NJADRE1559914545 | Administratively Determined Incentive Program | ROSELLE | 7203 | 8.6 | Residential | Behind the Meter | No | Team Sunshine Construction, LLC | PSE&G |  | Accepted | 2025-06-16 | 2025-07-14 | 2026-07-14 | Meters | ENPHASE | 12345 |  |  | 1 |  |  |  | Yes | Outdoor
NJADRE1559914545 | Administratively Determined Incentive Program | ROSELLE | 7203 | 8.6 | Residential | Behind the Meter | No | Team Sunshine Construction, LLC | PSE&G |  | Accepted | 2025-06-16 | 2025-07-14 | 2026-07-14 | Inverters | ENPHASE | IQ8MC-72-M-US | 320 |  | 20 |  |  | 0.98 |  | Outdoor
NJADRE1559914545 | Administratively Determined Incentive Program | ROSELLE | 7203 | 8.6 | Residential | Behind the Meter | No | Team Sunshine Construction, LLC | PSE&G |  | Accepted | 2025-06-16 | 2025-07-14 | 2026-07-14 | Solar Panels | JINKO SOLAR | JKM430N-54HL4-B |  | 0.43 | 20 | 170 | 34 |  | Fixed | Roof
NJADRE1559914546 | Administratively Determined Incentive Program | PENNSAUKEN | 8109 | 11.48 | Residential | Behind the Meter | Yes | Fusion Solar Energy, LLC | PSE&G |  | Accepted | 2025-06-16 | 2025-07-14 | 2026-07-14 | Solar Panels | JINKO SOLAR | JKM425N-54HL4-B |  | 0.425 | 16 | 324.16 | 26 |  | Fixed | Roof
NJADRE1559914546 | Administratively Determined Incentive Program | PENNSAUKEN | 8109 | 11.48 | Residential | Behind the Meter | Yes | Fusion Solar Energy, LLC | PSE&G |  | Accepted | 2025-06-16 | 2025-07-14 | 2026-07-14 | Solar Panels | JINKO SOLAR | JKM425N-54HL4-B |  | 0.425 | 11 | 144.16 | 26 |  | Fixed | Roof
NJADRE1559914546 | Administratively Determined Incentive Program | PENNSAUKEN | 8109 | 11.48 | Residential | Behind the Meter | Yes | Fusion Solar Energy, LLC | PSE&G |  | Accepted | 2025-06-16 | 2025-07-14 | 2026-07-14 | Inverters | ENPHASE | IQ8HC-72-M-DOM-US | 380 |  | 27 |  |  | 0.97 |  | Outside | Roof
NJADRE1559914548 | Administratively Determined Incentive Program | SOUTH PLAINFIELD BORO | 7080 | 7.7 | Residential | Behind the Meter | Yes | Sunrun Installation Services, Inc. | PSE&G |  | Accepted | 2025-06-16 | 2025-07-14 | 2026-07-14 | Solar Panels | JA SOLAR | JAM54S31-405/MR |  | 0.405 | 12 | 359 | 23 |  | Fixed | Roof
NJADRE1559914548 | Administratively Determined Incentive Program | SOUTH PLAINFIELD BORO | 7080 | 7.7 | Residential | Behind the Meter | Yes | Sunrun Installation Services, Inc. | PSE&G |  | Accepted | 2025-06-16 | 2025-07-14 | 2026-07-14 | Solar Panels | JA SOLAR | JAM54S31-405/MR |  | 0.405 | 7 | 179 | 23 |  | Fixed | Roof
NJADRE1559914548 | Administratively Determined Incentive Program | SOUTH PLAINFIELD BORO | 7080 | 7.7 | Residential | Behind the Meter | Yes | Sunrun Installation Services, Inc. | PSE&G |  | Accepted | 2025-06-16 | 2025-07-14 | 2026-07-14 | Inverters | SOLAREDGE TECHNOLOGIES | SE5700H-USMN | 5760 |  | 1 |  |  | 0.99 |  | Outdoor
NJADRE1559914554 | Administratively Determined Incentive Program | BURLINGTON CITY | 8016 | 8.17 | Residential | Behind the Meter | Yes | Integrity Solar & Home Solutions, LLC | PSE&G |  | Accepted | 2025-06-16 | 2025-07-14 | 2026-07-14 | Solar Panels | JINKO | JKM430N-54HL4-B |  | 0.43 | 4 | 151 | 20 |  | Fixed | Roof
NJADRE1559914554 | Administratively Determined Incentive Program | BURLINGTON CITY | 8016 | 8.17 | Residential | Behind the Meter | Yes | Integrity Solar & Home Solutions, LLC | PSE&G |  | Accepted | 2025-06-16 | 2025-07-14 | 2026-07-14 | Inverters | ENPHASE | IQ8HC | 380 |  | 19 |  |  | 0.98 |  | Other | UNDER EACH PANEL
NJADRE1559914554 | Administratively Determined Incentive Program | BURLINGTON CITY | 8016 | 8.17 | Residential | Behind the Meter | Yes | Integrity Solar & Home Solutions, LLC | PSE&G |  | Accepted | 2025-06-16 | 2025-07-14 | 2026-07-14 | Solar Panels | JINKO | JKM430N-54HL4-B |  | 0.43 | 8 | 151 | 18 |  | Fixed | Roof
NJADRE1559914554 | Administratively Determined Incentive Program | BURLINGTON CITY | 8016 | 8.17 | Residential | Behind the Meter | Yes | Integrity Solar & Home Solutions, LLC | PSE&G |  | Accepted | 2025-06-16 | 2025-07-14 | 2026-07-14 | Solar Panels | JINKO | JKM430N-54HL4-B |  | 0.43 | 7 | 331 | 18 |  | Fixed | Roof
NJADRE1559914560 | Administratively Determined Incentive Program | MORRIS PLAINS | 7950 | 9.03 | Residential | Behind the Meter | No | Green Power Energy, LLC | JCP&L |  | Accepted | 2025-06-16 | 2025-07-14 | 2026-07-14 | Inverters | Enphase Energy | IQ8MC-72-M-US [240V] | 320 |  | 21 |  |  | 0.98 |  | Outside | Roof
NJADRE1559914560 | Administratively Determined Incentive Program | MORRIS PLAINS | 7950 | 9.03 | Residential | Behind the Meter | No | Green Power Energy, LLC | JCP&L |  | Accepted | 2025-06-16 | 2025-07-14 | 2026-07-14 | Solar Panels | SEG Solar | SEG-430-BTD-BG |  | 0.43 | 21 | 192 | 5 |  | Fixed | Roof
NJADRE1559914572 | Administratively Determined Incentive Program | LITTLE EGG HARBOR TWP | 8087 | 11.48 | Residential | Behind the Meter | Yes | Trinity Solar, LLC | AC Electric |  | Accepted | 2025-06-16 | 2025-07-14 | 2026-07-14 | Inverters | SOLAREDGE | SE10000H-US | 10000 |  | 1 |  |  | 0.97 |  | Outside
NJADRE1559914572 | Administratively Determined Incentive Program | LITTLE EGG HARBOR TWP | 8087 | 11.48 | Residential | Behind the Meter | Yes | Trinity Solar, LLC | AC Electric |  | Accepted | 2025-06-16 | 2025-07-14 | 2026-07-14 | Solar Panels | HANWHA 410 (Q.PEAK DUO BLK ML-G10+410) | HANWHA 410 (Q.PEAK DUO BLK ML-G10+410) |  | 0.41 | 12 | 10 | 23 |  | Fixed | Roof
NJADRE1559914572 | Administratively Determined Incentive Program | LITTLE EGG HARBOR TWP | 8087 | 11.48 | Residential | Behind the Meter | Yes | Trinity Solar, LLC | AC Electric |  | Accepted | 2025-06-16 | 2025-07-14 | 2026-07-14 | Solar Panels | HANWHA 410 (Q.PEAK DUO BLK ML-G10+410) | HANWHA 410 (Q.PEAK DUO BLK ML-G10+410) |  | 0.41 | 16 | 190 | 23 |  | Fixed | Roof
NJADRE1559914683 | Administratively Determined Incentive Program | CINNAMINSON | 8077 | 9.89 | Residential | Behind the Meter | Yes | Velocity Energy & Home Solutions, Inc. | PSE&G |  | Accepted | 2025-06-16 | 2025-07-15 | 2026-07-15 | Inverters | enphase | iq8hc | 430 |  | 23 |  |  | 0.99 |  | Outside | behind panels
NJADRE1559914683 | Administratively Determined Incentive Program | CINNAMINSON | 8077 | 9.89 | Residential | Behind the Meter | Yes | Velocity Energy & Home Solutions, Inc. | PSE&G |  | Accepted | 2025-06-16 | 2025-07-15 | 2026-07-15 | Solar Panels | seg | 430w |  | 0.43 | 21 | 230 | 25 |  | Fixed | Roof
NJADRE1559914683 | Administratively Determined Incentive Program | CINNAMINSON | 8077 | 9.89 | Residential | Behind the Meter | Yes | Velocity Energy & Home Solutions, Inc. | PSE&G |  | Accepted | 2025-06-16 | 2025-07-15 | 2026-07-15 | Solar Panels | seg | 430w |  | 0.43 | 2 | 50 | 25 |  | Fixed | Roof
NJADRE1559914684 | Administratively Determined Incentive Program | AUDUBON | 8106 | 4.35 | Residential | Behind the Meter | No | Impact Solar, LLC | PSE&G |  | Accepted | 2025-06-16 | 2025-07-14 | 2026-07-14 | Solar Panels | Hanwha QCELLS | Q.TRON BLK M-G2+ 435 |  | 0.435 | 10 | 230 | 41 |  | Fixed | Roof
NJADRE1559914684 | Administratively Determined Incentive Program | AUDUBON | 8106 | 4.35 | Residential | Behind the Meter | No | Impact Solar, LLC | PSE&G |  | Accepted | 2025-06-16 | 2025-07-14 | 2026-07-14 | Meters | Enphase | IQ Envoy |  |  | 1 |  |  |  | Yes | Indoor
NJADRE1559914684 | Administratively Determined Incentive Program | AUDUBON | 8106 | 4.35 | Residential | Behind the Meter | No | Impact Solar, LLC | PSE&G |  | Accepted | 2025-06-16 | 2025-07-14 | 2026-07-14 | Inverters | Enphase | IQ8MC-72-M-US | 320 |  | 10 |  |  | 0.97 |  | Outdoor | under panels
NJADRE1559914756 | Administratively Determined Incentive Program | ISELIN | 8830 | 12.96 | Residential | Behind the Meter | Yes | Sunrun Installation Services, Inc. | PSE&G |  | Accepted | 2025-06-16 | 2025-07-14 | 2026-07-14 | Inverters | SolarEdge Technologies | SE10000H-USMN | 10000 |  | 1 |  |  | 0.99 |  | Outdoor | Next to meter
NJADRE1559914756 | Administratively Determined Incentive Program | ISELIN | 8830 | 12.96 | Residential | Behind the Meter | Yes | Sunrun Installation Services, Inc. | PSE&G |  | Accepted | 2025-06-16 | 2025-07-14 | 2026-07-14 | Solar Panels | JA Solar | JAM54S31-405/MR |  | 0.405 | 13 | 35 | 22 |  | Fixed | Roof
NJADRE1559914756 | Administratively Determined Incentive Program | ISELIN | 8830 | 12.96 | Residential | Behind the Meter | Yes | Sunrun Installation Services, Inc. | PSE&G |  | Accepted | 2025-06-16 | 2025-07-14 | 2026-07-14 | Solar Panels | JA Solar | JAM54S31-405/MR |  | 0.405 | 19 | 215 | 25 |  | Fixed | Roof
NJADRE1559914768 | Administratively Determined Incentive Program | WEST LONG BRANCH | 7764 | 12.15 | Residential | Behind the Meter | No | Solar Energy World | JCP&L |  | Accepted | 2025-06-16 | 2025-07-15 | 2026-07-15 | Inverters | Enphase | IQ8HC-72-M-DOM-US | 240 |  | 30 |  |  | 0.97 |  | Outside
NJADRE1559914768 | Administratively Determined Incentive Program | WEST LONG BRANCH | 7764 | 12.15 | Residential | Behind the Meter | No | Solar Energy World | JCP&L |  | Accepted | 2025-06-16 | 2025-07-15 | 2026-07-15 | Solar Panels | Longi | LR5-54HPB-405M |  | 0.405 | 21 | 128 | 21 |  | Fixed | Roof
NJADRE1559914768 | Administratively Determined Incentive Program | WEST LONG BRANCH | 7764 | 12.15 | Residential | Behind the Meter | No | Solar Energy World | JCP&L |  | Accepted | 2025-06-16 | 2025-07-15 | 2026-07-15 | Solar Panels | Longi | LR5-54HPB-405M |  | 0.405 | 3 | 218 | 31 |  | Fixed | Roof
NJADRE1559914768 | Administratively Determined Incentive Program | WEST LONG BRANCH | 7764 | 12.15 | Residential | Behind the Meter | No | Solar Energy World | JCP&L |  | Accepted | 2025-06-16 | 2025-07-15 | 2026-07-15 | Solar Panels | Longi | LR5-54HPB-405M |  | 0.405 | 6 | 38 | 30 |  | Fixed | Roof
NJADRE1559914880 | Administratively Determined Incentive Program | BAYVILLE | 8721 | 10.44 | Residential | Behind the Meter | Yes | GenSun Roofing and Solar, LLC | JCP&L |  | Accepted | 2025-06-16 | 2025-07-14 | 2026-07-14 | Inverters | ENPHASE | IQ8HC-72-M-DOM-US | 9120 |  | 24 |  |  | 0.99 |  | Outdoor
NJADRE1559914880 | Administratively Determined Incentive Program | BAYVILLE | 8721 | 10.44 | Residential | Behind the Meter | Yes | GenSun Roofing and Solar, LLC | JCP&L |  | Accepted | 2025-06-16 | 2025-07-14 | 2026-07-14 | Solar Panels | Q CELLS | Q.TRON BLK M-G2+ 435W |  | 0.435 | 21 | 161 | 32 |  | Fixed | Roof
NJADRE1559914880 | Administratively Determined Incentive Program | BAYVILLE | 8721 | 10.44 | Residential | Behind the Meter | Yes | GenSun Roofing and Solar, LLC | JCP&L |  | Accepted | 2025-06-16 | 2025-07-14 | 2026-07-14 | Solar Panels | Q CELLS | Q.TRON BLK M-G2+ 435W |  | 0.435 | 3 | 161 | 32 |  | Fixed | Roof
NJADRE1559914972 | Administratively Determined Incentive Program | NEWARK | 7104 | 5.95 | Residential | Behind the Meter | Yes | Power Energy Solutions, LLC | PSE&G |  | Accepted | 2025-06-16 | 2025-07-14 | 2026-07-14 | Inverters | Enphase | IQ8+-72-2-US | 290 |  | 14 |  |  | 0.97 |  | Outdoor
NJADRE1559914972 | Administratively Determined Incentive Program | NEWARK | 7104 | 5.95 | Residential | Behind the Meter | Yes | Power Energy Solutions, LLC | PSE&G |  | Accepted | 2025-06-16 | 2025-07-14 | 2026-07-14 | Solar Panels | Trina Solar | TSM-425NE09RC.05 |  | 0.425 | 14 | 284 | 2 |  | Fixed | Roof
NJADRE1559914973 | Administratively Determined Incentive Program | VINELAND | 8360 | 4.73 | Residential | Behind the Meter | Yes | Velocity Energy & Home Solutions, Inc. | Vineland Muni Electric |  | Accepted | 2025-06-16 | 2025-07-14 | 2026-07-14 | Solar Panels | seg | 430w |  | 0.43 | 11 | 184 | 20 |  | Fixed | Roof
NJADRE1559914973 | Administratively Determined Incentive Program | VINELAND | 8360 | 4.73 | Residential | Behind the Meter | Yes | Velocity Energy & Home Solutions, Inc. | Vineland Muni Electric |  | Accepted | 2025-06-16 | 2025-07-14 | 2026-07-14 | Inverters | enphase | iq8plus | 290 |  | 11 |  |  | 0.99 |  | Outside | behind panels
NJADRE1559914975 | Administratively Determined Incentive Program | ISELIN | 8830 | 6.525 | Residential | Behind the Meter | Yes | Venture Home Solar, LLC | PSE&G |  | Accepted | 2025-06-16 | 2025-07-18 | 2026-07-18 | Inverters | Enphase Energy Inc. | IQ8HC-72-M-DOM-US (240V) | 384 |  | 15 |  |  | 0.98958 |  | Outside
NJADRE1559914975 | Administratively Determined Incentive Program | ISELIN | 8830 | 6.525 | Residential | Behind the Meter | Yes | Venture Home Solar, LLC | PSE&G |  | Accepted | 2025-06-16 | 2025-07-18 | 2026-07-18 | Solar Panels | Hanwha | Q.TRON BLK M-G2+ 435 |  | 0.435 | 10 | 176 | 11 |  | Fixed | Roof
NJADRE1559914975 | Administratively Determined Incentive Program | ISELIN | 8830 | 6.525 | Residential | Behind the Meter | Yes | Venture Home Solar, LLC | PSE&G |  | Accepted | 2025-06-16 | 2025-07-18 | 2026-07-18 | Solar Panels | Hanwha | Q.TRON BLK M-G2+ 435 |  | 0.435 | 3 | 356 | 10 |  | Fixed | Roof
NJADRE1559914975 | Administratively Determined Incentive Program | ISELIN | 8830 | 6.525 | Residential | Behind the Meter | Yes | Venture Home Solar, LLC | PSE&G |  | Accepted | 2025-06-16 | 2025-07-18 | 2026-07-18 | Solar Panels | Hanwha | Q.TRON BLK M-G2+ 435 |  | 0.435 | 2 | 176 | 25 |  | Fixed | Roof
NJADRE1559914979 | Administratively Determined Incentive Program | EAST BRUNSWICK | 8816 | 8.55 | Residential | Behind the Meter | No | Impact Solar, LLC | PSE&G |  | Accepted | 2025-06-16 | 2025-07-14 | 2026-07-14 | Solar Panels | Canadian Solar | CS6.1-54TM-450 |  | 0.45 | 4 | 145 | 26 |  | Fixed | Roof
NJADRE1559914979 | Administratively Determined Incentive Program | EAST BRUNSWICK | 8816 | 8.55 | Residential | Behind the Meter | No | Impact Solar, LLC | PSE&G |  | Accepted | 2025-06-16 | 2025-07-14 | 2026-07-14 | Solar Panels | Canadian Solar | CS6.1-54TM-450 |  | 0.45 | 8 | 235 | 34 |  | Fixed | Roof
NJADRE1559914979 | Administratively Determined Incentive Program | EAST BRUNSWICK | 8816 | 8.55 | Residential | Behind the Meter | No | Impact Solar, LLC | PSE&G |  | Accepted | 2025-06-16 | 2025-07-14 | 2026-07-14 | Meters | Enphase | IQ Envoy |  |  | 1 |  |  |  | Yes | Indoor
NJADRE1559914979 | Administratively Determined Incentive Program | EAST BRUNSWICK | 8816 | 8.55 | Residential | Behind the Meter | No | Impact Solar, LLC | PSE&G |  | Accepted | 2025-06-16 | 2025-07-14 | 2026-07-14 | Solar Panels | Canadian Solar | CS6.1-54TM-450 |  | 0.45 | 7 | 145 | 44 |  | Fixed | Roof
NJADRE1559914979 | Administratively Determined Incentive Program | EAST BRUNSWICK | 8816 | 8.55 | Residential | Behind the Meter | No | Impact Solar, LLC | PSE&G |  | Accepted | 2025-06-16 | 2025-07-14 | 2026-07-14 | Inverters | Enphase | IQ8MC-72-M-US | 320 |  | 19 |  |  | 0.97 |  | Outdoor | under panels
NJADRE1559914980 | Administratively Determined Incentive Program | EAST BRUNSWICK | 8816 | 27.95 | Residential | Behind the Meter | Yes | EMT Renewables, LLC | PSE&G |  | Accepted | 2025-06-16 | 2025-07-22 | 2026-07-22 | Solar Panels | seg | SEG-430-BTD-BG |  | 0.43 | 17 | 289 | 40 |  | Fixed | Roof
NJADRE1559914980 | Administratively Determined Incentive Program | EAST BRUNSWICK | 8816 | 27.95 | Residential | Behind the Meter | Yes | EMT Renewables, LLC | PSE&G |  | Accepted | 2025-06-16 | 2025-07-22 | 2026-07-22 | Solar Panels | SEG | SEG-430-BTD-BG |  | 0.43 | 6 | 128 | 33 |  | Fixed | Roof
NJADRE1559914980 | Administratively Determined Incentive Program | EAST BRUNSWICK | 8816 | 27.95 | Residential | Behind the Meter | Yes | EMT Renewables, LLC | PSE&G |  | Accepted | 2025-06-16 | 2025-07-22 | 2026-07-22 | Solar Panels | SEG | SEG-430-BTD-BG |  | 0.43 | 20 | 308 | 31 |  | Fixed | Roof
NJADRE1559914980 | Administratively Determined Incentive Program | EAST BRUNSWICK | 8816 | 27.95 | Residential | Behind the Meter | Yes | EMT Renewables, LLC | PSE&G |  | Accepted | 2025-06-16 | 2025-07-22 | 2026-07-22 | Solar Panels | SEG | SEG-430-BTD-BG |  | 0.43 | 8 | 309 | 32 |  | Fixed | Roof
NJADRE1559914980 | Administratively Determined Incentive Program | EAST BRUNSWICK | 8816 | 27.95 | Residential | Behind the Meter | Yes | EMT Renewables, LLC | PSE&G |  | Accepted | 2025-06-16 | 2025-07-22 | 2026-07-22 | Inverters | ENPHASE | IQ8+ | 290 |  | 65 |  |  | 0.98 |  | Other | UNDER EACH PANEL
NJADRE1559914980 | Administratively Determined Incentive Program | EAST BRUNSWICK | 8816 | 27.95 | Residential | Behind the Meter | Yes | EMT Renewables, LLC | PSE&G |  | Accepted | 2025-06-16 | 2025-07-22 | 2026-07-22 | Solar Panels | SEG | SEG-430-BTD-BG |  | 0.43 | 5 | 109 | 33 |  | Fixed | Roof
NJADRE1559914980 | Administratively Determined Incentive Program | EAST BRUNSWICK | 8816 | 27.95 | Residential | Behind the Meter | Yes | EMT Renewables, LLC | PSE&G |  | Accepted | 2025-06-16 | 2025-07-22 | 2026-07-22 | Solar Panels | SEG | SEG-430-BTD-BG |  | 0.43 | 9 | 308 | 32 |  | Fixed | Roof
NJADRE1559914986 | Administratively Determined Incentive Program | BRIDGETON | 8302 | 14.35 | Residential | Behind the Meter | Yes | Trinity Solar, LLC | AC Electric |  | Accepted | 2025-06-25 | 2025-07-21 | 2026-07-21 | Inverters | SOLAREDGE | SE11400H-US | 11400 |  | 1 |  |  | 0.97 |  | Outside
NJADRE1559914986 | Administratively Determined Incentive Program | BRIDGETON | 8302 | 14.35 | Residential | Behind the Meter | Yes | Trinity Solar, LLC | AC Electric |  | Accepted | 2025-06-25 | 2025-07-21 | 2026-07-21 | Solar Panels | HANWHA 410 (Q.PEAK DUO BLK ML-G10+410) | HANWHA 410 (Q.PEAK DUO BLK ML-G10+410) |  | 0.41 | 32 | 169 | 21 |  | Fixed | Roof
NJADRE1559914986 | Administratively Determined Incentive Program | BRIDGETON | 8302 | 14.35 | Residential | Behind the Meter | Yes | Trinity Solar, LLC | AC Electric |  | Accepted | 2025-06-25 | 2025-07-21 | 2026-07-21 | Solar Panels | HANWHA 410 (Q.PEAK DUO BLK ML-G10+410) | HANWHA 410 (Q.PEAK DUO BLK ML-G10+410) |  | 0.41 | 3 | 349 | 21 |  | Fixed | Roof
NJADRE1559915000 | Administratively Determined Incentive Program | GLOUCESTER CITY | 8030 | 13.6 | Residential | Behind the Meter | Yes | Whitman Construction, LLC | PSE&G |  | Accepted | 2025-06-16 | 2025-07-14 | 2026-07-14 | Solar Panels | JINKO SOLAR | JKM425N-54HL4-B |  | 0.425 | 3 | 115 | 5 |  | Fixed | Roof
NJADRE1559915000 | Administratively Determined Incentive Program | GLOUCESTER CITY | 8030 | 13.6 | Residential | Behind the Meter | Yes | Whitman Construction, LLC | PSE&G |  | Accepted | 2025-06-16 | 2025-07-14 | 2026-07-14 | Inverters | ENPHASE | IQ8HC-72-M-DOM-US | 380 |  | 32 |  |  | 0.973 |  | Outdoor
NJADRE1559915000 | Administratively Determined Incentive Program | GLOUCESTER CITY | 8030 | 13.6 | Residential | Behind the Meter | Yes | Whitman Construction, LLC | PSE&G |  | Accepted | 2025-06-16 | 2025-07-14 | 2026-07-14 | Solar Panels | JINKO SOLAR | JKM425N-54HL4-B |  | 0.425 | 12 | 295 | 23 |  | Fixed | Roof
NJADRE1559915000 | Administratively Determined Incentive Program | GLOUCESTER CITY | 8030 | 13.6 | Residential | Behind the Meter | Yes | Whitman Construction, LLC | PSE&G |  | Accepted | 2025-06-16 | 2025-07-14 | 2026-07-14 | Solar Panels | JINKO SOLAR | JKM425N-54HL4-B |  | 0.425 | 17 | 115 | 23 |  | Fixed | Roof
NJADRE1559915001 | Administratively Determined Incentive Program | CAMDEN | 8104 | 4.35 | Residential | Behind the Meter | Yes | Venture Home Solar, LLC | PSE&G |  | Accepted | 2025-06-16 | 2025-07-18 | 2026-07-18 | Inverters | Tesla Solar | 1538000-XX-Y | 330 |  | 1 |  |  | 0.9697 |  | Outside
NJADRE1559915001 | Administratively Determined Incentive Program | CAMDEN | 8104 | 4.35 | Residential | Behind the Meter | Yes | Venture Home Solar, LLC | PSE&G |  | Accepted | 2025-06-16 | 2025-07-18 | 2026-07-18 | Solar Panels | Hanwha | Q.TRON BLK M-G2+ 435 |  | 0.435 | 10 | 79 | 20 |  | Fixed | Roof
NJADRE1559915020 | Administratively Determined Incentive Program | JERSEY CITY | 7305 | 4.92 | Residential | Behind the Meter | Yes | Trinity Solar, LLC | PSE&G |  | Accepted | 2025-06-16 | 2025-07-14 | 2026-07-14 | Inverters | Solar Edge | USE3800H-US | 3800 |  | 1 |  |  | 0.97 |  | Outside
NJADRE1559915020 | Administratively Determined Incentive Program | JERSEY CITY | 7305 | 4.92 | Residential | Behind the Meter | Yes | Trinity Solar, LLC | PSE&G |  | Accepted | 2025-06-16 | 2025-07-14 | 2026-07-14 | Solar Panels | Hanwha | Q.PEAK DUO BLK ML-G10+ 410 |  | 0.41 | 12 | 135 | 46 |  | Fixed | Roof
NJADRE1559915026 | Administratively Determined Incentive Program | TOMS RIVER | 8755 | 21.39 | Residential | Behind the Meter | Yes | Kamtech Solar Solutions | JCP&L |  | Accepted | 2025-06-16 | 2025-07-14 | 2026-07-14 | Solar Panels | CANADIAN SOLAR | CS6. 1-64TM-455 |  | 0.455 | 4 | 193 | 28 |  | Fixed | Roof
NJADRE1559915026 | Administratively Determined Incentive Program | TOMS RIVER | 8755 | 21.39 | Residential | Behind the Meter | Yes | Kamtech Solar Solutions | JCP&L |  | Accepted | 2025-06-16 | 2025-07-14 | 2026-07-14 | Solar Panels | CANADIAN SOLAR | CS6. 1-64TM-455 |  | 0.455 | 5 | 283 | 28 |  | Fixed | Roof
NJADRE1559915026 | Administratively Determined Incentive Program | TOMS RIVER | 8755 | 21.39 | Residential | Behind the Meter | Yes | Kamtech Solar Solutions | JCP&L |  | Accepted | 2025-06-16 | 2025-07-14 | 2026-07-14 | Solar Panels | CANADIAN SOLAR | CS6. 1-64TM-455 |  | 0.455 | 1 | 193 | 28 |  | Fixed | Roof
NJADRE1559915026 | Administratively Determined Incentive Program | TOMS RIVER | 8755 | 21.39 | Residential | Behind the Meter | Yes | Kamtech Solar Solutions | JCP&L |  | Accepted | 2025-06-16 | 2025-07-14 | 2026-07-14 | Solar Panels | CANADIAN SOLAR | CS6. 1-64TM-455 |  | 0.455 | 7 | 283 | 28 |  | Fixed | Roof
NJADRE1559915026 | Administratively Determined Incentive Program | TOMS RIVER | 8755 | 21.39 | Residential | Behind the Meter | Yes | Kamtech Solar Solutions | JCP&L |  | Accepted | 2025-06-16 | 2025-07-14 | 2026-07-14 | Inverters | ENPHASE | IQ8X-80-M-US | 380 |  | 47 |  |  | 0.973 |  | Outdoor | ROOFTOP
NJADRE1559915026 | Administratively Determined Incentive Program | TOMS RIVER | 8755 | 21.39 | Residential | Behind the Meter | Yes | Kamtech Solar Solutions | JCP&L |  | Accepted | 2025-06-16 | 2025-07-14 | 2026-07-14 | Solar Panels | CANADIAN SOLAR | CS6. 1-64TM-455 |  | 0.455 | 7 | 13 | 28 |  | Fixed | Roof
NJADRE1559915026 | Administratively Determined Incentive Program | TOMS RIVER | 8755 | 21.39 | Residential | Behind the Meter | Yes | Kamtech Solar Solutions | JCP&L |  | Accepted | 2025-06-16 | 2025-07-14 | 2026-07-14 | Solar Panels | CANADIAN SOLAR | CS6. 1-64TM-455 |  | 0.455 | 12 | 103 | 28 |  | Fixed | Roof
NJADRE1559915026 | Administratively Determined Incentive Program | TOMS RIVER | 8755 | 21.39 | Residential | Behind the Meter | Yes | Kamtech Solar Solutions | JCP&L |  | Accepted | 2025-06-16 | 2025-07-14 | 2026-07-14 | Solar Panels | CANADIAN SOLAR | CS6. 1-64TM-455 |  | 0.455 | 10 | 103 | 28 |  | Fixed | Roof
NJADRE1559915026 | Administratively Determined Incentive Program | TOMS RIVER | 8755 | 21.39 | Residential | Behind the Meter | Yes | Kamtech Solar Solutions | JCP&L |  | Accepted | 2025-06-16 | 2025-07-14 | 2026-07-14 | Solar Panels | CANADIAN SOLAR | CS6. 1-64TM-455 |  | 0.455 | 1 | 193 | 25 |  | Fixed | Roof
NJADRE1559915033 | Administratively Determined Incentive Program | BERGENFIELD | 7621 | 6.96 | Residential | Behind the Meter | Yes | Venture Home Solar, LLC | PSE&G |  | Accepted | 2025-06-16 | 2025-07-18 | 2026-07-18 | Inverters | Enphase Energy Inc. | IQ8HC-72-M-DOM-US (240V) | 384 |  | 16 |  |  | 0.98958 |  | Outside
NJADRE1559915033 | Administratively Determined Incentive Program | BERGENFIELD | 7621 | 6.96 | Residential | Behind the Meter | Yes | Venture Home Solar, LLC | PSE&G |  | Accepted | 2025-06-16 | 2025-07-18 | 2026-07-18 | Solar Panels | Hanwha | Q.TRON BLK M-G2+ 435 |  | 0.435 | 5 | 106 | 36 |  | Fixed | Roof
NJADRE1559915033 | Administratively Determined Incentive Program | BERGENFIELD | 7621 | 6.96 | Residential | Behind the Meter | Yes | Venture Home Solar, LLC | PSE&G |  | Accepted | 2025-06-16 | 2025-07-18 | 2026-07-18 | Solar Panels | Hanwha | Q.TRON BLK M-G2+ 435 |  | 0.435 | 9 | 106 | 9 |  | Fixed | Roof
NJADRE1559915033 | Administratively Determined Incentive Program | BERGENFIELD | 7621 | 6.96 | Residential | Behind the Meter | Yes | Venture Home Solar, LLC | PSE&G |  | Accepted | 2025-06-16 | 2025-07-18 | 2026-07-18 | Solar Panels | Hanwha | Q.TRON BLK M-G2+ 435 |  | 0.435 | 2 | 286 | 36 |  | Fixed | Roof
NJADRE1559915049 | Administratively Determined Incentive Program | BERLIN | 8009 | 9.135 | Residential | Behind the Meter | No | Impact Solar, LLC | AC Electric |  | Accepted | 2025-06-21 | 2025-07-18 | 2026-07-18 | Solar Panels | Hanwha QCELLS | Q.TRON BLK M-G2+ 435 |  | 0.435 | 6 | 224 | 34 |  | Fixed | Roof
NJADRE1559915049 | Administratively Determined Incentive Program | BERLIN | 8009 | 9.135 | Residential | Behind the Meter | No | Impact Solar, LLC | AC Electric |  | Accepted | 2025-06-21 | 2025-07-18 | 2026-07-18 | Meters | Enphase | IQ Envoy |  |  | 1 |  |  |  | Yes | Indoor
NJADRE1559915049 | Administratively Determined Incentive Program | BERLIN | 8009 | 9.135 | Residential | Behind the Meter | No | Impact Solar, LLC | AC Electric |  | Accepted | 2025-06-21 | 2025-07-18 | 2026-07-18 | Inverters | Enphase | IQ8MC-72-M-US | 320 |  | 21 |  |  | 0.97 |  | Outdoor | under panels
NJADRE1559915049 | Administratively Determined Incentive Program | BERLIN | 8009 | 9.135 | Residential | Behind the Meter | No | Impact Solar, LLC | AC Electric |  | Accepted | 2025-06-21 | 2025-07-18 | 2026-07-18 | Solar Panels | Hanwha QCELLS | Q.TRON BLK M-G2+ 435 |  | 0.435 | 4 | 224 | 34 |  | Fixed | Roof
NJADRE1559915049 | Administratively Determined Incentive Program | BERLIN | 8009 | 9.135 | Residential | Behind the Meter | No | Impact Solar, LLC | AC Electric |  | Accepted | 2025-06-21 | 2025-07-18 | 2026-07-18 | Solar Panels | Hanwha QCELLS | Q.TRON BLK M-G2+ 435 |  | 0.435 | 8 | 134 | 45 |  | Fixed | Roof
NJADRE1559915049 | Administratively Determined Incentive Program | BERLIN | 8009 | 9.135 | Residential | Behind the Meter | No | Impact Solar, LLC | AC Electric |  | Accepted | 2025-06-21 | 2025-07-18 | 2026-07-18 | Solar Panels | Hanwha QCELLS | Q.TRON BLK M-G2+ 435 |  | 0.435 | 3 | 224 | 34 |  | Fixed | Roof
NJADRE1559915061 | Administratively Determined Incentive Program | JERSEY CITY | 7305 | 3.285 | Residential | Behind the Meter | Yes | Pro Custom Solar dba Momentum Solar | PSE&G |  | Accepted | 2025-06-16 | 2025-07-14 | 2026-07-14 | Inverters | ENPHASE | IQ8HC-72-M-DOM-US | 380 |  | 9 |  |  | 0.97 |  | Outdoor
NJADRE1559915061 | Administratively Determined Incentive Program | JERSEY CITY | 7305 | 3.285 | Residential | Behind the Meter | Yes | Pro Custom Solar dba Momentum Solar | PSE&G |  | Accepted | 2025-06-16 | 2025-07-14 | 2026-07-14 | Solar Panels | HANWHA | Q.PEAK DUO BLK ML-G10+365 |  | 0.365 | 9 | 57 | 7 |  | Fixed | Roof
NJADRE1559915071 | Administratively Determined Incentive Program | Howell | 7731 | 4.51 | Residential | Behind the Meter | Yes | Trinity Solar, LLC | JCP&L |  | Accepted | 2025-06-16 | 2025-07-15 | 2026-07-15 | Solar Panels | Hanwha | Q.PEAK DUO BLK ML-G10+ 410 |  | 0.41 | 11 | 226 | 20 |  | Fixed | Roof
NJADRE1559915071 | Administratively Determined Incentive Program | Howell | 7731 | 4.51 | Residential | Behind the Meter | Yes | Trinity Solar, LLC | JCP&L |  | Accepted | 2025-06-16 | 2025-07-15 | 2026-07-15 | Inverters | Solar Edge | USE3800H-US | 3800 |  | 1 |  |  | 0.97 |  | Outside
NJADRE1559915084 | Administratively Determined Incentive Program | NEWARK | 7104 | 1.7 | Residential | Behind the Meter | Yes | Power Energy Solutions, LLC | PSE&G |  | Accepted | 2025-06-16 | 2025-07-14 | 2026-07-14 | Solar Panels | Trina Solar | TSM-425NE09RC.05 |  | 0.425 | 4 | 284 | 2 |  | Fixed | Roof
NJADRE1559915084 | Administratively Determined Incentive Program | NEWARK | 7104 | 1.7 | Residential | Behind the Meter | Yes | Power Energy Solutions, LLC | PSE&G |  | Accepted | 2025-06-16 | 2025-07-14 | 2026-07-14 | Inverters | Enphase | IQ8+-72-2-US | 290 |  | 4 |  |  | 0.97 |  | Outdoor
NJADRE1559915089 | Administratively Determined Incentive Program | PERTH AMBOY | 8861 | 12.56 | Residential | Behind the Meter | Yes | Freedom Forever New Jersey, LLC | PSE&G |  | Accepted | 2025-06-16 | 2025-07-14 | 2026-07-14 | Inverters | Solar Edge | SE11400H-US | 11400 |  | 1 |  |  | 0.99 |  | Outside
NJADRE1559915089 | Administratively Determined Incentive Program | PERTH AMBOY | 8861 | 12.56 | Residential | Behind the Meter | Yes | Freedom Forever New Jersey, LLC | PSE&G |  | Accepted | 2025-06-16 | 2025-07-14 | 2026-07-14 | Solar Panels | JA Solar | JAM54S31-405/MR |  | 0.405 | 24 | 176 | 34 |  | Fixed | Roof
NJADRE1559915089 | Administratively Determined Incentive Program | PERTH AMBOY | 8861 | 12.56 | Residential | Behind the Meter | Yes | Freedom Forever New Jersey, LLC | PSE&G |  | Accepted | 2025-06-16 | 2025-07-14 | 2026-07-14 | Solar Panels | JA Solar | JAM54S31-405/MR |  | 0.405 | 7 | 356 | 35 |  | Fixed | Roof
NJADRE1559915116 | Administratively Determined Incentive Program | LITTLE EGG HARBOR | 8087 | 19.92 | Residential | Behind the Meter | Yes | SunPurity, LLC | AC Electric |  | Accepted | 2025-06-28 | 2025-07-22 | 2026-07-22 | Solar Panels | Hanwha Q cells | Q.PEAK DUO BLK-ML-G10+ 415W |  | 0.415 | 14 | 157 | 27 |  | Fixed | Roof
NJADRE1559915116 | Administratively Determined Incentive Program | LITTLE EGG HARBOR | 8087 | 19.92 | Residential | Behind the Meter | Yes | SunPurity, LLC | AC Electric |  | Accepted | 2025-06-28 | 2025-07-22 | 2026-07-22 | Solar Panels | Hanwha Q cells | Q.PEAK DUO BLK-ML-G10+ 415W |  | 0.415 | 10 | 337 | 27 |  | Fixed | Roof
NJADRE1559915116 | Administratively Determined Incentive Program | LITTLE EGG HARBOR | 8087 | 19.92 | Residential | Behind the Meter | Yes | SunPurity, LLC | AC Electric |  | Accepted | 2025-06-28 | 2025-07-22 | 2026-07-22 | Solar Panels | Hanwha Q cells | Q.PEAK DUO BLK-ML-G10+ 415W |  | 0.415 | 4 | 337 | 27 |  | Fixed | Roof
NJADRE1559915116 | Administratively Determined Incentive Program | LITTLE EGG HARBOR | 8087 | 19.92 | Residential | Behind the Meter | Yes | SunPurity, LLC | AC Electric |  | Accepted | 2025-06-28 | 2025-07-22 | 2026-07-22 | Solar Panels | Hanwha Q cells | Q.PEAK DUO BLK-ML-G10+ 415W |  | 0.415 | 2 | 67 | 27 |  | Fixed | Roof
NJADRE1559915116 | Administratively Determined Incentive Program | LITTLE EGG HARBOR | 8087 | 19.92 | Residential | Behind the Meter | Yes | SunPurity, LLC | AC Electric |  | Accepted | 2025-06-28 | 2025-07-22 | 2026-07-22 | Inverters | SolarEdge | SE7600H-US | 15200 |  | 2 |  |  | 0.99 |  | Outdoor
NJADRE1559915116 | Administratively Determined Incentive Program | LITTLE EGG HARBOR | 8087 | 19.92 | Residential | Behind the Meter | Yes | SunPurity, LLC | AC Electric |  | Accepted | 2025-06-28 | 2025-07-22 | 2026-07-22 | Solar Panels | Hanwha Q cells | Q.PEAK DUO BLK-ML-G10+ 415W |  | 0.415 | 9 | 247 | 27 |  | Fixed | Roof
NJADRE1559915116 | Administratively Determined Incentive Program | LITTLE EGG HARBOR | 8087 | 19.92 | Residential | Behind the Meter | Yes | SunPurity, LLC | AC Electric |  | Accepted | 2025-06-28 | 2025-07-22 | 2026-07-22 | Solar Panels | Hanwha Q cells | Q.PEAK DUO BLK-ML-G10+ 415W |  | 0.415 | 9 | 157 | 7 |  | Fixed | Roof
NJADRE1559915125 | Administratively Determined Incentive Program | FREEHOLD | 7728 | 7.7 | Residential | Behind the Meter | Yes | Sunrun Installation Services, Inc. | JCP&L |  | Accepted | 2025-06-16 | 2025-07-14 | 2026-07-14 | Inverters | SOLAREDGE TECHNOLOGIES | SE5700H-USMN | 5760 |  | 1 |  |  | 0.99 |  | Outdoor
NJADRE1559915125 | Administratively Determined Incentive Program | FREEHOLD | 7728 | 7.7 | Residential | Behind the Meter | Yes | Sunrun Installation Services, Inc. | JCP&L |  | Accepted | 2025-06-16 | 2025-07-14 | 2026-07-14 | Solar Panels | JA SOLAR | JAM54S31-405/MR |  | 0.405 | 5 | 93 | 20 |  | Fixed | Roof
NJADRE1559915125 | Administratively Determined Incentive Program | FREEHOLD | 7728 | 7.7 | Residential | Behind the Meter | Yes | Sunrun Installation Services, Inc. | JCP&L |  | Accepted | 2025-06-16 | 2025-07-14 | 2026-07-14 | Solar Panels | JA SOLAR | JAM54S31-405/MR |  | 0.405 | 5 | 183 | 20 |  | Fixed | Roof
NJADRE1559915125 | Administratively Determined Incentive Program | FREEHOLD | 7728 | 7.7 | Residential | Behind the Meter | Yes | Sunrun Installation Services, Inc. | JCP&L |  | Accepted | 2025-06-16 | 2025-07-14 | 2026-07-14 | Solar Panels | JA SOLAR | JAM54S31-405/MR |  | 0.405 | 9 | 273 | 20 |  | Fixed | Roof
NJADRE1559915131 | Administratively Determined Incentive Program | NEWARK | 7104 | 4.25 | Residential | Behind the Meter | Yes | Power Energy Solutions, LLC | PSE&G |  | Accepted | 2025-06-16 | 2025-07-14 | 2026-07-14 | Solar Panels | Trina Solar | TSM-425NE09RC.05 |  | 0.425 | 5 | 22 | 42 |  | Fixed | Roof
NJADRE1559915131 | Administratively Determined Incentive Program | NEWARK | 7104 | 4.25 | Residential | Behind the Meter | Yes | Power Energy Solutions, LLC | PSE&G |  | Accepted | 2025-06-16 | 2025-07-14 | 2026-07-14 | Solar Panels | Trina Solar | TSM-425NE09RC.05 |  | 0.425 | 5 | 202 | 42 |  | Fixed | Roof
NJADRE1559915131 | Administratively Determined Incentive Program | NEWARK | 7104 | 4.25 | Residential | Behind the Meter | Yes | Power Energy Solutions, LLC | PSE&G |  | Accepted | 2025-06-16 | 2025-07-14 | 2026-07-14 | Inverters | SolarEdge | SE3800H-US | 4 |  | 1 |  |  | 0.97 |  | Outdoor
NJADRE1559915141 | Administratively Determined Incentive Program | NEWARK | 7108 | 4.1 | Residential | Behind the Meter | Yes | Pro Custom Solar dba Momentum Solar | PSE&G |  | Accepted | 2025-06-16 | 2025-07-14 | 2026-07-14 | Solar Panels | HANWHA | Q.PEAK DUO BLK ML-G10+410 |  | 0.41 | 6 | 194 | 25 |  | Fixed | Roof
NJADRE1559915141 | Administratively Determined Incentive Program | NEWARK | 7108 | 4.1 | Residential | Behind the Meter | Yes | Pro Custom Solar dba Momentum Solar | PSE&G |  | Accepted | 2025-06-16 | 2025-07-14 | 2026-07-14 | Inverters | ENPHASE | IQ8HC-72-M-DOM-US | 380 |  | 10 |  |  | 0.97 |  | Outdoor
NJADRE1559915141 | Administratively Determined Incentive Program | NEWARK | 7108 | 4.1 | Residential | Behind the Meter | Yes | Pro Custom Solar dba Momentum Solar | PSE&G |  | Accepted | 2025-06-16 | 2025-07-14 | 2026-07-14 | Solar Panels | HANWHA | Q.PEAK DUO BLK ML-G10+410 |  | 0.41 | 4 | 104 | 25 |  | Fixed | Roof
NJADRE1559915144 | Administratively Determined Incentive Program | VINELAND | 8360 | 5.265 | Residential | Behind the Meter | Yes | Sunrun Installation Services, Inc. | Vineland Muni Electric |  | Accepted | 2025-06-16 | 2025-07-14 | 2026-07-14 | Inverters | SolarEdge Technologies | SE3800H-USMN | 3800 |  | 1 |  |  | 0.99 |  | Outdoor | Next to meter
NJADRE1559915144 | Administratively Determined Incentive Program | VINELAND | 8360 | 5.265 | Residential | Behind the Meter | Yes | Sunrun Installation Services, Inc. | Vineland Muni Electric |  | Accepted | 2025-06-16 | 2025-07-14 | 2026-07-14 | Solar Panels | JA Solar | JAM54S31-405/MR |  | 0.405 | 13 | 93 | 33 |  | Fixed | Roof
NJADRE1559915149 | Administratively Determined Incentive Program | Clayton | 8312 | 15.48 | Residential | Behind the Meter | No | Impact Solar, LLC | AC Electric |  | Accepted | 2025-07-09 | 2025-07-30 | 2026-07-30 | Inverters | Enphase | IQ8MC-72-M-US | 320 |  | 36 |  |  | 0.97 |  | Outdoor | under panels
NJADRE1559915149 | Administratively Determined Incentive Program | Clayton | 8312 | 15.48 | Residential | Behind the Meter | No | Impact Solar, LLC | AC Electric |  | Accepted | 2025-07-09 | 2025-07-30 | 2026-07-30 | Solar Panels | SEG Solar | SEG-430-BTD-BG |  | 0.43 | 4 | 169 | 19 |  | Fixed | Roof
NJADRE1559915149 | Administratively Determined Incentive Program | Clayton | 8312 | 15.48 | Residential | Behind the Meter | No | Impact Solar, LLC | AC Electric |  | Accepted | 2025-07-09 | 2025-07-30 | 2026-07-30 | Solar Panels | SEG Solar | SEG-430-BTD-BG |  | 0.43 | 32 | 259 | 19 |  | Fixed | Roof
NJADRE1559915149 | Administratively Determined Incentive Program | Clayton | 8312 | 15.48 | Residential | Behind the Meter | No | Impact Solar, LLC | AC Electric |  | Accepted | 2025-07-09 | 2025-07-30 | 2026-07-30 | Meters | Enphase | IQ Envoy |  |  | 1 |  |  |  | Yes | Outdoor
NJADRE1559915151 | Administratively Determined Incentive Program | LAKEWOOD | 8701 | 16.38 | Residential | Behind the Meter | Yes | Kamtech Solar Solutions | JCP&L |  | Accepted | 2025-06-16 | 2025-07-14 | 2026-07-14 | Inverters | ENPHASE | IQ8X-80-M-US | 380 |  | 36 |  |  | 0.973 |  | Outdoor | ROOFTOP
NJADRE1559915151 | Administratively Determined Incentive Program | LAKEWOOD | 8701 | 16.38 | Residential | Behind the Meter | Yes | Kamtech Solar Solutions | JCP&L |  | Accepted | 2025-06-16 | 2025-07-14 | 2026-07-14 | Solar Panels | CANADIAN SOLAR | CS6. 1-64TM-455 |  | 0.455 | 36 | 222 | 32 |  | Fixed | Roof
NJADRE1559915160 | Administratively Determined Incentive Program | METUCHEN | 8840 | 9.32 | Residential | Behind the Meter | Yes | Freedom Forever New Jersey, LLC | PSE&G |  | Accepted | 2025-06-16 | 2025-07-14 | 2026-07-14 | Inverters | Solar Edge | SE7600H-US | 7600 |  | 1 |  |  | 0.99 |  | Outside
NJADRE1559915160 | Administratively Determined Incentive Program | METUCHEN | 8840 | 9.32 | Residential | Behind the Meter | Yes | Freedom Forever New Jersey, LLC | PSE&G |  | Accepted | 2025-06-16 | 2025-07-14 | 2026-07-14 | Solar Panels | JA Solar | JAM54S31-405/MR |  | 0.405 | 9 | 275 | 30 |  | Fixed | Roof
NJADRE1559915160 | Administratively Determined Incentive Program | METUCHEN | 8840 | 9.32 | Residential | Behind the Meter | Yes | Freedom Forever New Jersey, LLC | PSE&G |  | Accepted | 2025-06-16 | 2025-07-14 | 2026-07-14 | Solar Panels | JA Solar | JAM54S31-405/MR |  | 0.405 | 13 | 95 | 30 |  | Fixed | Roof
NJADRE1559915160 | Administratively Determined Incentive Program | METUCHEN | 8840 | 9.32 | Residential | Behind the Meter | Yes | Freedom Forever New Jersey, LLC | PSE&G |  | Accepted | 2025-06-16 | 2025-07-14 | 2026-07-14 | Solar Panels | JA Solar | JAM54S31-405/MR |  | 0.405 | 1 | 275 | 30 |  | Fixed | Roof
NJADRE1559915163 | Administratively Determined Incentive Program | FREEHOLD | 7728 | 11.89 | Residential | Behind the Meter | Yes | Trinity Solar, LLC | JCP&L |  | Accepted | 2025-06-16 | 2025-07-14 | 2026-07-14 | Solar Panels | HANWHA 410 (Q.PEAK DUO BLK ML-G10+410) | HANWHA 410 (Q.PEAK DUO BLK ML-G10+410) |  | 0.41 | 2 | 175 | 20 |  | Fixed | Roof
NJADRE1559915163 | Administratively Determined Incentive Program | FREEHOLD | 7728 | 11.89 | Residential | Behind the Meter | Yes | Trinity Solar, LLC | JCP&L |  | Accepted | 2025-06-16 | 2025-07-14 | 2026-07-14 | Inverters | SOLAREDGE | SE10000H-US | 10000 |  | 1 |  |  | 0.97 |  | Outside
NJADRE1559915163 | Administratively Determined Incentive Program | FREEHOLD | 7728 | 11.89 | Residential | Behind the Meter | Yes | Trinity Solar, LLC | JCP&L |  | Accepted | 2025-06-16 | 2025-07-14 | 2026-07-14 | Solar Panels | HANWHA 410 (Q.PEAK DUO BLK ML-G10+410) | HANWHA 410 (Q.PEAK DUO BLK ML-G10+410) |  | 0.41 | 7 | 175 | 24 |  | Fixed | Roof
NJADRE1559915163 | Administratively Determined Incentive Program | FREEHOLD | 7728 | 11.89 | Residential | Behind the Meter | Yes | Trinity Solar, LLC | JCP&L |  | Accepted | 2025-06-16 | 2025-07-14 | 2026-07-14 | Solar Panels | HANWHA 410 (Q.PEAK DUO BLK ML-G10+410) | HANWHA 410 (Q.PEAK DUO BLK ML-G10+410) |  | 0.41 | 20 | 175 | 22 |  | Fixed | Roof
NJADRE1559915180 | Administratively Determined Incentive Program | PENNSVILLE | 8070 | 13.6 | Residential | Behind the Meter | Yes | Power Energy Solutions, LLC | AC Electric |  | Accepted | 2025-06-16 | 2025-07-14 | 2026-07-14 | Solar Panels | Trina Solar | TSM-425NE09RC.05 |  | 0.425 | 1 | 44 | 6 |  | Fixed | Roof
NJADRE1559915180 | Administratively Determined Incentive Program | PENNSVILLE | 8070 | 13.6 | Residential | Behind the Meter | Yes | Power Energy Solutions, LLC | AC Electric |  | Accepted | 2025-06-16 | 2025-07-14 | 2026-07-14 | Inverters | SolarEdge | SE7600H-US | 8 |  | 1 |  |  | 0.97 |  | Outdoor
NJADRE1559915180 | Administratively Determined Incentive Program | PENNSVILLE | 8070 | 13.6 | Residential | Behind the Meter | Yes | Power Energy Solutions, LLC | AC Electric |  | Accepted | 2025-06-16 | 2025-07-14 | 2026-07-14 | Solar Panels | Trina Solar | TSM-425NE09RC.05 |  | 0.425 | 14 | 44 | 11 |  | Fixed | Roof
NJADRE1559915180 | Administratively Determined Incentive Program | PENNSVILLE | 8070 | 13.6 | Residential | Behind the Meter | Yes | Power Energy Solutions, LLC | AC Electric |  | Accepted | 2025-06-16 | 2025-07-14 | 2026-07-14 | Solar Panels | Trina Solar | TSM-425NE09RC.05 |  | 0.425 | 17 | 224 | 33 |  | Fixed | Roof
NJADRE1559915189 | Administratively Determined Incentive Program | MULLICA HILL | 8062 | 13.05 | Residential | Behind the Meter | No | Impact Solar, LLC | AC Electric |  | Accepted | 2025-06-16 | 2025-07-14 | 2026-07-14 | Inverters | Enphase | IQ8MC-72-M-US | 320 |  | 30 |  |  | 0.97 |  | Outdoor | under panels
NJADRE1559915189 | Administratively Determined Incentive Program | MULLICA HILL | 8062 | 13.05 | Residential | Behind the Meter | No | Impact Solar, LLC | AC Electric |  | Accepted | 2025-06-16 | 2025-07-14 | 2026-07-14 | Solar Panels | Hanwha QCELLS | Q.TRON BLK M-G2+ 435 |  | 0.435 | 14 | 126 | 19 |  | Fixed | Roof
NJADRE1559915189 | Administratively Determined Incentive Program | MULLICA HILL | 8062 | 13.05 | Residential | Behind the Meter | No | Impact Solar, LLC | AC Electric |  | Accepted | 2025-06-16 | 2025-07-14 | 2026-07-14 | Meters | Enphase | IQ Envoy |  |  | 1 |  |  |  | Yes | Indoor
NJADRE1559915189 | Administratively Determined Incentive Program | MULLICA HILL | 8062 | 13.05 | Residential | Behind the Meter | No | Impact Solar, LLC | AC Electric |  | Accepted | 2025-06-16 | 2025-07-14 | 2026-07-14 | Solar Panels | Hanwha QCELLS | Q.TRON BLK M-G2+ 435 |  | 0.435 | 10 | 306 | 19 |  | Fixed | Roof
NJADRE1559915189 | Administratively Determined Incentive Program | MULLICA HILL | 8062 | 13.05 | Residential | Behind the Meter | No | Impact Solar, LLC | AC Electric |  | Accepted | 2025-06-16 | 2025-07-14 | 2026-07-14 | Solar Panels | Hanwha QCELLS | Q.TRON BLK M-G2+ 435 |  | 0.435 | 6 | 126 | 19 |  | Fixed | Roof
NJADRE1559915194 | Administratively Determined Incentive Program | PLEASANTVILLE | 8232 | 9.43 | Residential | Behind the Meter | Yes | Trinity Solar, LLC | AC Electric |  | Accepted | 2025-06-16 | 2025-07-14 | 2026-07-14 | Solar Panels | Hanwha | Q.PEAK DUO BLK ML-G10+ 410 |  | 0.41 | 11 | 206 | 23 |  | Fixed | Roof
NJADRE1559915194 | Administratively Determined Incentive Program | PLEASANTVILLE | 8232 | 9.43 | Residential | Behind the Meter | Yes | Trinity Solar, LLC | AC Electric |  | Accepted | 2025-06-16 | 2025-07-14 | 2026-07-14 | Inverters | Solar Edge | USE7600H-US | 7600 |  | 1 |  |  | 0.97 |  | Outside
NJADRE1559915194 | Administratively Determined Incentive Program | PLEASANTVILLE | 8232 | 9.43 | Residential | Behind the Meter | Yes | Trinity Solar, LLC | AC Electric |  | Accepted | 2025-06-16 | 2025-07-14 | 2026-07-14 | Solar Panels | Hanwha | Q.PEAK DUO BLK ML-G10+ 410 |  | 0.41 | 12 | 26 | 23 |  | Fixed | Roof
NJADRE1559915292 | Administratively Determined Incentive Program | LAKEWOOD | 8701 | 17.02 | Residential | Behind the Meter | Yes | Kamtech Solar Solutions | JCP&L |  | Accepted | 2025-06-16 | 2025-07-14 | 2026-07-14 | Solar Panels | REC | REC 460 AA PURE -RX |  | 0.46 | 25 | 164 | 32 |  | Fixed | Roof
NJADRE1559915292 | Administratively Determined Incentive Program | LAKEWOOD | 8701 | 17.02 | Residential | Behind the Meter | Yes | Kamtech Solar Solutions | JCP&L |  | Accepted | 2025-06-16 | 2025-07-14 | 2026-07-14 | Inverters | ENPHASE | IQ8X-80-M-US | 380 |  | 37 |  |  | 0.973 |  | Outdoor | ROOFTOP
NJADRE1559915292 | Administratively Determined Incentive Program | LAKEWOOD | 8701 | 17.02 | Residential | Behind the Meter | Yes | Kamtech Solar Solutions | JCP&L |  | Accepted | 2025-06-16 | 2025-07-14 | 2026-07-14 | Solar Panels | REC | REC 460 AA PURE -RX |  | 0.46 | 4 | 254 | 32 |  | Fixed | Roof
NJADRE1559915292 | Administratively Determined Incentive Program | LAKEWOOD | 8701 | 17.02 | Residential | Behind the Meter | Yes | Kamtech Solar Solutions | JCP&L |  | Accepted | 2025-06-16 | 2025-07-14 | 2026-07-14 | Solar Panels | REC | REC 460 AA PURE -RX |  | 0.46 | 8 | 344 | 32 |  | Fixed | Roof
NJADRE1559915486 | Administratively Determined Incentive Program | SOMERDALE | 8083 | 20.5 | Residential | Behind the Meter | Yes | Big Wave Roofing and Solar, LLC | PSE&G |  | Accepted | 2025-06-16 | 2025-07-14 | 2026-07-14 | Inverters | Enphase | IQ8HC-72-M-DOM-US | 380 |  | 50 |  |  | 0.98 |  | Outside
NJADRE1559915486 | Administratively Determined Incentive Program | SOMERDALE | 8083 | 20.5 | Residential | Behind the Meter | Yes | Big Wave Roofing and Solar, LLC | PSE&G |  | Accepted | 2025-06-16 | 2025-07-14 | 2026-07-14 | Solar Panels | Mission | MSE410HT0B |  | 0.41 | 13 | 44 | 20 |  | Fixed | Roof
NJADRE1559915486 | Administratively Determined Incentive Program | SOMERDALE | 8083 | 20.5 | Residential | Behind the Meter | Yes | Big Wave Roofing and Solar, LLC | PSE&G |  | Accepted | 2025-06-16 | 2025-07-14 | 2026-07-14 | Solar Panels | Mission | MSE410HT0B |  | 0.41 | 8 | 224 | 10 |  | Fixed | Roof
NJADRE1559915486 | Administratively Determined Incentive Program | SOMERDALE | 8083 | 20.5 | Residential | Behind the Meter | Yes | Big Wave Roofing and Solar, LLC | PSE&G |  | Accepted | 2025-06-16 | 2025-07-14 | 2026-07-14 | Solar Panels | Mission | MSE410HT0B |  | 0.41 | 10 | 224 | 20 |  | Fixed | Roof
NJADRE1559915486 | Administratively Determined Incentive Program | SOMERDALE | 8083 | 20.5 | Residential | Behind the Meter | Yes | Big Wave Roofing and Solar, LLC | PSE&G |  | Accepted | 2025-06-16 | 2025-07-14 | 2026-07-14 | Solar Panels | Mission | MSE410HT0B |  | 0.41 | 2 | -2134 | 20 |  | Fixed | Roof
NJADRE1559915486 | Administratively Determined Incentive Program | SOMERDALE | 8083 | 20.5 | Residential | Behind the Meter | Yes | Big Wave Roofing and Solar, LLC | PSE&G |  | Accepted | 2025-06-16 | 2025-07-14 | 2026-07-14 | Solar Panels | Mission | MSE410HT0B |  | 0.41 | 13 | 224 | 20 |  | Fixed | Roof
NJADRE1559915486 | Administratively Determined Incentive Program | SOMERDALE | 8083 | 20.5 | Residential | Behind the Meter | Yes | Big Wave Roofing and Solar, LLC | PSE&G |  | Accepted | 2025-06-16 | 2025-07-14 | 2026-07-14 | Solar Panels | Mission | MSE410HT0B |  | 0.41 | 4 | 44 | 20 |  | Fixed | Roof
NJADRE1559915491 | Administratively Determined Incentive Program | ISELIN | 8830 | 8.1 | Residential | Behind the Meter | Yes | Freedom Forever New Jersey, LLC | PSE&G |  | Accepted | 2025-06-16 | 2025-07-14 | 2026-07-14 | Solar Panels | JA Solar | JAM54S31-405/MR |  | 0.405 | 15 | 225 | 29 |  | Fixed | Roof
NJADRE1559915491 | Administratively Determined Incentive Program | ISELIN | 8830 | 8.1 | Residential | Behind the Meter | Yes | Freedom Forever New Jersey, LLC | PSE&G |  | Accepted | 2025-06-16 | 2025-07-14 | 2026-07-14 | Inverters | Solar Edge | SE5700H-US | 5760 |  | 1 |  |  | 0.99 |  | Outside
NJADRE1559915491 | Administratively Determined Incentive Program | ISELIN | 8830 | 8.1 | Residential | Behind the Meter | Yes | Freedom Forever New Jersey, LLC | PSE&G |  | Accepted | 2025-06-16 | 2025-07-14 | 2026-07-14 | Solar Panels | JA Solar | JAM54S31-405/MR |  | 0.405 | 5 | 135 | 44 |  | Fixed | Roof
NJADRE1559915497 | Administratively Determined Incentive Program | EAST ORANGE | 7017 | 4.46 | Residential | Behind the Meter | Yes | Sunrun Installation Services, Inc. | PSE&G |  | Accepted | 2025-06-16 | 2025-07-14 | 2026-07-14 | Solar Panels | JA SOLAR | JAM54S31-405/MR |  | 0.405 | 11 | 211 | 45 |  | Fixed | Roof
NJADRE1559915497 | Administratively Determined Incentive Program | EAST ORANGE | 7017 | 4.46 | Residential | Behind the Meter | Yes | Sunrun Installation Services, Inc. | PSE&G |  | Accepted | 2025-06-16 | 2025-07-14 | 2026-07-14 | Inverters | SOLAREDGE TECHNOLOGIES | SE3800H-USMN | 3800 |  | 1 |  |  | 0.99 |  | Outdoor
NJADRE1559915504 | Administratively Determined Incentive Program | PENNS GROVE | 8069 | 9.43 | Residential | Behind the Meter | Yes | Trinity Solar, LLC | AC Electric |  | Accepted | 2025-06-16 | 2025-07-14 | 2026-07-14 | Solar Panels | Hanwha | Q.PEAK DUO BLK ML-G10+ 410 |  | 0.41 | 3 | 117 | 9 |  | Fixed | Roof
NJADRE1559915504 | Administratively Determined Incentive Program | PENNS GROVE | 8069 | 9.43 | Residential | Behind the Meter | Yes | Trinity Solar, LLC | AC Electric |  | Accepted | 2025-06-16 | 2025-07-14 | 2026-07-14 | Solar Panels | Hanwha | Q.PEAK DUO BLK ML-G10+ 410 |  | 0.41 | 6 | 297 | 26 |  | Fixed | Roof
NJADRE1559915504 | Administratively Determined Incentive Program | PENNS GROVE | 8069 | 9.43 | Residential | Behind the Meter | Yes | Trinity Solar, LLC | AC Electric |  | Accepted | 2025-06-16 | 2025-07-14 | 2026-07-14 | Solar Panels | Hanwha | Q.PEAK DUO BLK ML-G10+ 410 |  | 0.41 | 2 | 117 | 10 |  | Fixed | Roof
NJADRE1559915504 | Administratively Determined Incentive Program | PENNS GROVE | 8069 | 9.43 | Residential | Behind the Meter | Yes | Trinity Solar, LLC | AC Electric |  | Accepted | 2025-06-16 | 2025-07-14 | 2026-07-14 | Inverters | Solar Edge | USE5700H-US | 7600 |  | 1 |  |  | 0.97 |  | Outdoor
NJADRE1559915504 | Administratively Determined Incentive Program | PENNS GROVE | 8069 | 9.43 | Residential | Behind the Meter | Yes | Trinity Solar, LLC | AC Electric |  | Accepted | 2025-06-16 | 2025-07-14 | 2026-07-14 | Solar Panels | Hanwha | Q.PEAK DUO BLK ML-G10+ 410 |  | 0.41 | 10 | 207 | 33 |  | Fixed | Roof
NJADRE1559915504 | Administratively Determined Incentive Program | PENNS GROVE | 8069 | 9.43 | Residential | Behind the Meter | Yes | Trinity Solar, LLC | AC Electric |  | Accepted | 2025-06-16 | 2025-07-14 | 2026-07-14 | Solar Panels | Hanwha | Q.PEAK DUO BLK ML-G10+ 410 |  | 0.41 | 2 | 117 | 33 |  | Fixed | Roof
NJADRE1559915505 | Administratively Determined Incentive Program | NATIONAL PARK | 8063 | 8.7 | Residential | Behind the Meter | No | Impact Solar, LLC | PSE&G |  | Accepted | 2025-06-16 | 2025-07-14 | 2026-07-14 | Solar Panels | Hanwha QCELLS | Q.TRON BLK M-G2+ 435 |  | 0.435 | 20 | 203 | 19 |  | Fixed | Roof
NJADRE1559915505 | Administratively Determined Incentive Program | NATIONAL PARK | 8063 | 8.7 | Residential | Behind the Meter | No | Impact Solar, LLC | PSE&G |  | Accepted | 2025-06-16 | 2025-07-14 | 2026-07-14 | Meters | Enphase | IQ Envoy |  |  | 1 |  |  |  | Yes | Outdoor
NJADRE1559915505 | Administratively Determined Incentive Program | NATIONAL PARK | 8063 | 8.7 | Residential | Behind the Meter | No | Impact Solar, LLC | PSE&G |  | Accepted | 2025-06-16 | 2025-07-14 | 2026-07-14 | Inverters | Enphase | IQ8MC-72-M-US | 320 |  | 20 |  |  | 0.97 |  | Outdoor | under panels
NJADRE1559915510 | Administratively Determined Incentive Program | TOMS RIVER | 8753 | 7.79 | Residential | Behind the Meter | Yes | Sunrun Installation Services, Inc. | JCP&L |  | Accepted | 2025-06-16 | 2025-07-14 | 2026-07-14 | Solar Panels | Hanwha Q-Cells | Q.PEAK DUO BLK ML-G10+ 410 DCA (MD06G100A-017) |  | 0.41 | 3 | 110 | 19 |  | Fixed | Roof
NJADRE1559915510 | Administratively Determined Incentive Program | TOMS RIVER | 8753 | 7.79 | Residential | Behind the Meter | Yes | Sunrun Installation Services, Inc. | JCP&L |  | Accepted | 2025-06-16 | 2025-07-14 | 2026-07-14 | Inverters | TESLA | Powerwall 3 1707000-xx-y | 11500 |  | 1 |  |  | 0.97 |  | Outdoor | Next to meter
NJADRE1559915510 | Administratively Determined Incentive Program | TOMS RIVER | 8753 | 7.79 | Residential | Behind the Meter | Yes | Sunrun Installation Services, Inc. | JCP&L |  | Accepted | 2025-06-16 | 2025-07-14 | 2026-07-14 | Solar Panels | Hanwha Q-Cells | Q.PEAK DUO BLK ML-G10+ 410 DCA (MD06G100A-017) |  | 0.41 | 16 | 200 | 22 |  | Fixed | Roof
NJADRE1559915510 | Administratively Determined Incentive Program | TOMS RIVER | 8753 | 7.79 | Residential | Behind the Meter | Yes | Sunrun Installation Services, Inc. | JCP&L |  | Accepted | 2025-06-16 | 2025-07-14 | 2026-07-14 | Electric Storage Battery | TESLA | Powerwall 3 1707000-xx-y |  |  | 1 |  |  |  | Lithium Ion |  | OUTSIDE
NJADRE1559915516 | Administratively Determined Incentive Program | Lake Hiawatha | 7034 | 9.84 | Residential | Behind the Meter | Yes | Pro Custom Solar dba Momentum Solar | JCP&L |  | Accepted | 2025-06-16 | 2025-07-15 | 2026-07-15 | Inverters | ENPHASE | IQ8HC-72-M-DOM-US | 380 |  | 24 |  |  | 0.97 |  | Outdoor
NJADRE1559915516 | Administratively Determined Incentive Program | Lake Hiawatha | 7034 | 9.84 | Residential | Behind the Meter | Yes | Pro Custom Solar dba Momentum Solar | JCP&L |  | Accepted | 2025-06-16 | 2025-07-15 | 2026-07-15 | Solar Panels | HANWHA | Q.PEAK DUO BLK ML-G10+410 |  | 0.41 | 13 | 88 | 21 |  | Fixed | Roof
NJADRE1559915516 | Administratively Determined Incentive Program | Lake Hiawatha | 7034 | 9.84 | Residential | Behind the Meter | Yes | Pro Custom Solar dba Momentum Solar | JCP&L |  | Accepted | 2025-06-16 | 2025-07-15 | 2026-07-15 | Solar Panels | HANWHA | Q.PEAK DUO BLK ML-G10+410 |  | 0.41 | 11 | 268 | 21 |  | Fixed | Roof
NJADRE1559915671 | Administratively Determined Incentive Program | MANTUA | 8051 | 11.48 | Residential | Behind the Meter | Yes | Trinity Solar, LLC | AC Electric |  | Accepted | 2025-06-16 | 2025-07-14 | 2026-07-14 | Inverters | Solar Edge | USE10000H-USMNBL75 | 10000 |  | 1 |  |  | 0.97 |  | Outdoor
NJADRE1559915671 | Administratively Determined Incentive Program | MANTUA | 8051 | 11.48 | Residential | Behind the Meter | Yes | Trinity Solar, LLC | AC Electric |  | Accepted | 2025-06-16 | 2025-07-14 | 2026-07-14 | Solar Panels | HANWHA | (Q.PEAK DUO BLK ML-G10+ 410) |  | 0.41 | 28 | 229 | 23 |  | Fixed | Roof
NJADRE1559916180 | Administratively Determined Incentive Program | Millville | 8332 | 7.6 | Residential | Behind the Meter | Yes | Suntuity Solar, LLC | AC Electric |  | Accepted | 2025-06-16 | 2025-07-15 | 2026-07-15 | Solar Panels | Canadian Solar | CS6R-400MS-HL |  | 0.4 | 8 | 284 | 27 |  | Fixed | Roof
NJADRE1559916180 | Administratively Determined Incentive Program | Millville | 8332 | 7.6 | Residential | Behind the Meter | Yes | Suntuity Solar, LLC | AC Electric |  | Accepted | 2025-06-16 | 2025-07-15 | 2026-07-15 | Solar Panels | Canadian Solar | CS6R-400MS-HL |  | 0.4 | 3 | 284 | 14 |  | Fixed | Roof
NJADRE1559916180 | Administratively Determined Incentive Program | Millville | 8332 | 7.6 | Residential | Behind the Meter | Yes | Suntuity Solar, LLC | AC Electric |  | Accepted | 2025-06-16 | 2025-07-15 | 2026-07-15 | Inverters | Enphase Energy Inc | IQ8PLUS-72-2-US | 240 |  | 19 |  |  | 0.99 |  | Outdoor
NJADRE1559916180 | Administratively Determined Incentive Program | Millville | 8332 | 7.6 | Residential | Behind the Meter | Yes | Suntuity Solar, LLC | AC Electric |  | Accepted | 2025-06-16 | 2025-07-15 | 2026-07-15 | Meters | Enphase Energy Inc | X2-IQ-AM1-240-4 |  |  | 1 |  |  |  | Yes | Outdoor
NJADRE1559916180 | Administratively Determined Incentive Program | Millville | 8332 | 7.6 | Residential | Behind the Meter | Yes | Suntuity Solar, LLC | AC Electric |  | Accepted | 2025-06-16 | 2025-07-15 | 2026-07-15 | Solar Panels | Canadian Solar | CS6R-400MS-HL |  | 0.4 | 8 | 104 | 27 |  | Fixed | Roof
NJADRE1559916181 | Administratively Determined Incentive Program | Cherry Hill | 8002 | 21.84 | Residential | Behind the Meter | Yes | Kamtech Solar Solutions | PSE&G |  | Accepted | 2025-06-16 | 2025-07-15 | 2026-07-15 | Solar Panels | CANADIAN SOLAR | CS6. 1-64TM-455 |  | 0.455 | 5 | 355 | 18 |  | Fixed | Roof
NJADRE1559916181 | Administratively Determined Incentive Program | Cherry Hill | 8002 | 21.84 | Residential | Behind the Meter | Yes | Kamtech Solar Solutions | PSE&G |  | Accepted | 2025-06-16 | 2025-07-15 | 2026-07-15 | Inverters | ENPHASE | IQ8X-80-M-US | 380 |  | 48 |  |  | 0.973 |  | Outdoor | ROOFTOP
NJADRE1559916181 | Administratively Determined Incentive Program | Cherry Hill | 8002 | 21.84 | Residential | Behind the Meter | Yes | Kamtech Solar Solutions | PSE&G |  | Accepted | 2025-06-16 | 2025-07-15 | 2026-07-15 | Solar Panels | CANADIAN SOLAR | CS6. 1-64TM-455 |  | 0.455 | 6 | 175 | 18 |  | Fixed | Roof
NJADRE1559916181 | Administratively Determined Incentive Program | Cherry Hill | 8002 | 21.84 | Residential | Behind the Meter | Yes | Kamtech Solar Solutions | PSE&G |  | Accepted | 2025-06-16 | 2025-07-15 | 2026-07-15 | Solar Panels | CANADIAN SOLAR | CS6. 1-64TM-455 |  | 0.455 | 7 | 265 | 18 |  | Fixed | Roof
NJADRE1559916181 | Administratively Determined Incentive Program | Cherry Hill | 8002 | 21.84 | Residential | Behind the Meter | Yes | Kamtech Solar Solutions | PSE&G |  | Accepted | 2025-06-16 | 2025-07-15 | 2026-07-15 | Solar Panels | CANADIAN SOLAR | CS6. 1-64TM-455 |  | 0.455 | 12 | 175 | 18 |  | Fixed | Roof
NJADRE1559916181 | Administratively Determined Incentive Program | Cherry Hill | 8002 | 21.84 | Residential | Behind the Meter | Yes | Kamtech Solar Solutions | PSE&G |  | Accepted | 2025-06-16 | 2025-07-15 | 2026-07-15 | Solar Panels | CANADIAN SOLAR | CS6. 1-64TM-455 |  | 0.455 | 11 | 85 | 18 |  | Fixed | Roof
NJADRE1559916181 | Administratively Determined Incentive Program | Cherry Hill | 8002 | 21.84 | Residential | Behind the Meter | Yes | Kamtech Solar Solutions | PSE&G |  | Accepted | 2025-06-16 | 2025-07-15 | 2026-07-15 | Solar Panels | CANADIAN SOLAR | CS6. 1-64TM-455 |  | 0.455 | 7 | 355 | 18 |  | Fixed | Roof
NJADRE1559917400 | Administratively Determined Incentive Program | McKee City | 8234 | 8 | Residential | Behind the Meter | No | Suntuity Solar, LLC | AC Electric |  | Accepted | 2025-06-16 | 2025-07-15 | 2026-07-15 | Inverters | Enphase Energy Inc | IQ8PLUS-72-2-US | 240 |  | 20 |  |  | 0.99 |  | Outdoor
NJADRE1559917400 | Administratively Determined Incentive Program | McKee City | 8234 | 8 | Residential | Behind the Meter | No | Suntuity Solar, LLC | AC Electric |  | Accepted | 2025-06-16 | 2025-07-15 | 2026-07-15 | Solar Panels | Hyperion Solar | HY-DH108P8 400W(B) |  | 0.4 | 20 | 200 | 40 |  | Fixed | Roof
NJADRE1559917400 | Administratively Determined Incentive Program | McKee City | 8234 | 8 | Residential | Behind the Meter | No | Suntuity Solar, LLC | AC Electric |  | Accepted | 2025-06-16 | 2025-07-15 | 2026-07-15 | Meters | Enphase Energy Inc | X-IQ-AM1-240-4C |  |  | 1 |  |  |  | Yes | Outdoor
NJADRE1559917403 | Administratively Determined Incentive Program | New Brunswick | 8901 | 6.56 | Residential | Behind the Meter | Yes | Pro Custom Solar dba Momentum Solar | PSE&G |  | Accepted | 2025-06-16 | 2025-07-15 | 2026-07-15 | Solar Panels | HANWHA | Q.PEAK DUO BLK ML-G10+410 |  | 0.41 | 4 | 40 | 14 |  | Fixed | Roof
NJADRE1559917403 | Administratively Determined Incentive Program | New Brunswick | 8901 | 6.56 | Residential | Behind the Meter | Yes | Pro Custom Solar dba Momentum Solar | PSE&G |  | Accepted | 2025-06-16 | 2025-07-15 | 2026-07-15 | Inverters | ENPHASE | IQ8HC-72-M-DOM-US | 380 |  | 16 |  |  | 0.97 |  | Outdoor
NJADRE1559917403 | Administratively Determined Incentive Program | New Brunswick | 8901 | 6.56 | Residential | Behind the Meter | Yes | Pro Custom Solar dba Momentum Solar | PSE&G |  | Accepted | 2025-06-16 | 2025-07-15 | 2026-07-15 | Solar Panels | HANWHA | Q.PEAK DUO BLK ML-G10+410 |  | 0.41 | 12 | 220 | 36 |  | Fixed | Roof
NJADRE1559917417 | Administratively Determined Incentive Program | Little Egg Harbor Twp | 8087 | 6.97 | Residential | Behind the Meter | Yes | Trinity Solar, LLC | AC Electric |  | Accepted | 2025-06-16 | 2025-07-15 | 2026-07-15 | Solar Panels | HANWHA | (Q.PEAK DUO BLK ML-G10+ 410) |  | 0.41 | 7 | 261 | 28 |  | Fixed | Roof
NJADRE1559917417 | Administratively Determined Incentive Program | Little Egg Harbor Twp | 8087 | 6.97 | Residential | Behind the Meter | Yes | Trinity Solar, LLC | AC Electric |  | Accepted | 2025-06-16 | 2025-07-15 | 2026-07-15 | Inverters | Solar Edge | USE5700H-USMNBL75 | 5760 |  | 1 |  |  | 0.97 |  | Outdoor
NJADRE1559917417 | Administratively Determined Incentive Program | Little Egg Harbor Twp | 8087 | 6.97 | Residential | Behind the Meter | Yes | Trinity Solar, LLC | AC Electric |  | Accepted | 2025-06-16 | 2025-07-15 | 2026-07-15 | Solar Panels | HANWHA | (Q.PEAK DUO BLK ML-G10+ 410) |  | 0.41 | 10 | 81 | 28 |  | Fixed | Roof
NJADRE1559917426 | Administratively Determined Incentive Program | Bayonne | 7002 | 2.46 | Residential | Behind the Meter | Yes | Pro Custom Solar dba Momentum Solar | PSE&G |  | Accepted | 2025-06-16 | 2025-07-15 | 2026-07-15 | Inverters | ENPHASE | IQ8HC-72-M-DOM-US | 380 |  | 6 |  |  | 0.97 |  | Outdoor
NJADRE1559917426 | Administratively Determined Incentive Program | Bayonne | 7002 | 2.46 | Residential | Behind the Meter | Yes | Pro Custom Solar dba Momentum Solar | PSE&G |  | Accepted | 2025-06-16 | 2025-07-15 | 2026-07-15 | Solar Panels | HANWHA | Q.PEAK DUO BLK ML-G10+410 |  | 0.41 | 6 | 111 | 4 |  | Fixed | Roof
NJADRE1559917433 | Administratively Determined Incentive Program | HAMILTON | 8619 | 3.01 | Residential | Behind the Meter | No | Pro Custom Solar dba Momentum Solar | PSE&G |  | Accepted | 2025-06-16 | 2025-07-16 | 2026-07-16 | Inverters | ENPHASE | IQ8PLUS-72-2-US | 380 |  | 7 |  |  | 0.97 |  | Outdoor
NJADRE1559917433 | Administratively Determined Incentive Program | HAMILTON | 8619 | 3.01 | Residential | Behind the Meter | No | Pro Custom Solar dba Momentum Solar | PSE&G |  | Accepted | 2025-06-16 | 2025-07-16 | 2026-07-16 | Solar Panels | HANWHA | Q.TRON BLK M-G2+430 |  | 0.43 | 2 | 266 | 34 |  | Fixed | Roof
NJADRE1559917433 | Administratively Determined Incentive Program | HAMILTON | 8619 | 3.01 | Residential | Behind the Meter | No | Pro Custom Solar dba Momentum Solar | PSE&G |  | Accepted | 2025-06-16 | 2025-07-16 | 2026-07-16 | Solar Panels | HANWHA | Q.TRON BLK M-G2+430 |  | 0.43 | 5 | 86 | 34 |  | Fixed | Roof
NJADRE1559918031 | Administratively Determined Incentive Program | WILLIAMSTOWN | 8094 | 5.32 | Residential | Behind the Meter | No |  | AC Electric |  | Accepted | 2025-06-16 | 2025-07-16 | 2026-07-16 | Solar Panels | Trina | TSM-280DD05A.05(II) |  | 0.28 | 19 | 180 | 18 |  | Fixed | Roof
NJADRE1559918031 | Administratively Determined Incentive Program | WILLIAMSTOWN | 8094 | 5.32 | Residential | Behind the Meter | No |  | AC Electric |  | Accepted | 2025-06-16 | 2025-07-16 | 2026-07-16 | Inverters | Enphase | M215-60-2LL-S2x-IG-ZC-NA | 215 |  | 19 |  |  | 0.95 |  | Outdoor
NJADRE1559918053 | Administratively Determined Incentive Program | PLAINFIELD | 7063 | 6.02 | Residential | Behind the Meter | Yes | Fusion Solar Energy, LLC | PSE&G |  | Accepted | 2025-06-16 | 2025-07-15 | 2026-07-15 | Solar Panels | HYUNDAI SOLAR | HiN-T430NF(BK) |  | 0.43 | 11 | 221 | 41 |  | Fixed | Roof
NJADRE1559918053 | Administratively Determined Incentive Program | PLAINFIELD | 7063 | 6.02 | Residential | Behind the Meter | Yes | Fusion Solar Energy, LLC | PSE&G |  | Accepted | 2025-06-16 | 2025-07-15 | 2026-07-15 | Solar Panels | HYUNDAI SOLAR | HiN-T430NF(BK) |  | 0.43 | 3 | 41 | 17 |  | Fixed | Roof
NJADRE1559918053 | Administratively Determined Incentive Program | PLAINFIELD | 7063 | 6.02 | Residential | Behind the Meter | Yes | Fusion Solar Energy, LLC | PSE&G |  | Accepted | 2025-06-16 | 2025-07-15 | 2026-07-15 | Inverters | ENPHASE | IQ8HC-72-M-DOM-US | 380 |  | 14 |  |  | 0.97 |  | Outside | Roof
NJADRE1559918076 | Administratively Determined Incentive Program | EGG HARBOR TOWNSHIP | 8234 | 10.32 | Residential | Behind the Meter | Yes | Sun Up Zero Down, LLC | AC Electric |  | Accepted | 2025-06-16 | 2025-07-15 | 2026-07-15 | Inverters | Enphase | IQ8PLUS-72-2-US | 290 |  | 24 |  |  | 0.976 |  | Outdoor
NJADRE1559918076 | Administratively Determined Incentive Program | EGG HARBOR TOWNSHIP | 8234 | 10.32 | Residential | Behind the Meter | Yes | Sun Up Zero Down, LLC | AC Electric |  | Accepted | 2025-06-16 | 2025-07-15 | 2026-07-15 | Meters | Enphase | TBD |  |  | 1 |  |  |  | Yes | Outdoor
NJADRE1559918076 | Administratively Determined Incentive Program | EGG HARBOR TOWNSHIP | 8234 | 10.32 | Residential | Behind the Meter | Yes | Sun Up Zero Down, LLC | AC Electric |  | Accepted | 2025-06-16 | 2025-07-15 | 2026-07-15 | Solar Panels | SEG | SEG-430-BTD-BG |  | 0.43 | 24 | 150 | 30 |  | Fixed | Roof
NJADRE1559918750 | Administratively Determined Incentive Program | Hightstown | 8520 | 19.36 | Residential | Behind the Meter | No | Exact Solar | JCP&L |  | Accepted | 2025-06-17 | 2025-08-06 | 2026-08-06 | Solar Panels | VSUN | VSUN440N-108BMH |  | 0.44 | 16 | 172.9 | 27 |  | Fixed | Roof
NJADRE1559918750 | Administratively Determined Incentive Program | Hightstown | 8520 | 19.36 | Residential | Behind the Meter | No | Exact Solar | JCP&L |  | Accepted | 2025-06-17 | 2025-08-06 | 2026-08-06 | Inverters | Enphase | IQ8MC-72-M-US | 320 |  | 44 |  |  | 0.974 |  | Outside | Under the panels
NJADRE1559918750 | Administratively Determined Incentive Program | Hightstown | 8520 | 19.36 | Residential | Behind the Meter | No | Exact Solar | JCP&L |  | Accepted | 2025-06-17 | 2025-08-06 | 2026-08-06 | Solar Panels | VSUN | VSUN440N-108BMH |  | 0.44 | 22 | 173 | 23 |  | Fixed | Roof
NJADRE1559918750 | Administratively Determined Incentive Program | Hightstown | 8520 | 19.36 | Residential | Behind the Meter | No | Exact Solar | JCP&L |  | Accepted | 2025-06-17 | 2025-08-06 | 2026-08-06 | Solar Panels | VSUN | VSUN440N-108BMH |  | 0.44 | 6 | 353.4 | 22 |  | Fixed | Roof
NJADRE1559919931 | Administratively Determined Incentive Program | ATCO | 8004 | 10.125 | Residential | Behind the Meter | Yes | Sunrun Installation Services, Inc. | AC Electric |  | Accepted | 2025-06-17 | 2025-07-15 | 2026-07-15 | Inverters | SolarEdge Technologies | SE7600H-USMN | 7600 |  | 1 |  |  | 0.99 |  | Outdoor | Next to meter
NJADRE1559919931 | Administratively Determined Incentive Program | ATCO | 8004 | 10.125 | Residential | Behind the Meter | Yes | Sunrun Installation Services, Inc. | AC Electric |  | Accepted | 2025-06-17 | 2025-07-15 | 2026-07-15 | Solar Panels | JA Solar | JAM54S31-405/MR |  | 0.405 | 9 | 186 | 21 |  | Fixed | Roof
NJADRE1559919931 | Administratively Determined Incentive Program | ATCO | 8004 | 10.125 | Residential | Behind the Meter | Yes | Sunrun Installation Services, Inc. | AC Electric |  | Accepted | 2025-06-17 | 2025-07-15 | 2026-07-15 | Solar Panels | JA Solar | JAM54S31-405/MR |  | 0.405 | 10 | 185 | 21 |  | Fixed | Roof
NJADRE1559919931 | Administratively Determined Incentive Program | ATCO | 8004 | 10.125 | Residential | Behind the Meter | Yes | Sunrun Installation Services, Inc. | AC Electric |  | Accepted | 2025-06-17 | 2025-07-15 | 2026-07-15 | Solar Panels | JA Solar | JAM54S31-405/MR |  | 0.405 | 6 | 6 | 21 |  | Fixed | Roof
NJADRE1559919940 | Administratively Determined Incentive Program | GLASSBORO | 8028 | 8.075 | Residential | Behind the Meter | Yes | Whitman Construction, LLC | AC Electric |  | Accepted | 2025-06-17 | 2025-07-15 | 2026-07-15 | Inverters | ENPHASE | IQ8HC-72-M-DOM-US | 380 |  | 19 |  |  | 0.973 |  | Outdoor
NJADRE1559919940 | Administratively Determined Incentive Program | GLASSBORO | 8028 | 8.075 | Residential | Behind the Meter | Yes | Whitman Construction, LLC | AC Electric |  | Accepted | 2025-06-17 | 2025-07-15 | 2026-07-15 | Solar Panels | JINKO SOLAR | JKM425N-54HL4-B |  | 0.425 | 19 | 247 | 20 |  | Fixed | Roof
NJADRE1559919945 | Administratively Determined Incentive Program | CAMDEN | 8104 | 5.95 | Residential | Behind the Meter | Yes | Power Energy Solutions, LLC | PSE&G |  | Accepted | 2025-06-17 | 2025-07-15 | 2026-07-15 | Inverters | SolarEdge | SE3800H-US | 4 |  | 1 |  |  | 0.97 |  | Outdoor
NJADRE1559919945 | Administratively Determined Incentive Program | CAMDEN | 8104 | 5.95 | Residential | Behind the Meter | Yes | Power Energy Solutions, LLC | PSE&G |  | Accepted | 2025-06-17 | 2025-07-15 | 2026-07-15 | Solar Panels | Trina Solar | TSM-425NE09RC.05 |  | 0.425 | 14 | 155 | 1 |  | Fixed | Roof
NJADRE1559920095 | Administratively Determined Incentive Program | UNION TWP | 7083 | 6.89 | Residential | Behind the Meter | Yes | Sunrun Installation Services, Inc. | PSE&G |  | Accepted | 2025-06-17 | 2025-07-15 | 2026-07-15 | Solar Panels | JA Solar | JAM54S31-405/MR |  | 0.405 | 7 | 126 | 43 |  | Fixed | Roof
NJADRE1559920095 | Administratively Determined Incentive Program | UNION TWP | 7083 | 6.89 | Residential | Behind the Meter | Yes | Sunrun Installation Services, Inc. | PSE&G |  | Accepted | 2025-06-17 | 2025-07-15 | 2026-07-15 | Inverters | SolarEdge Technologies | SE5700H-USMN | 5760 |  | 1 |  |  | 0.99 |  | Outdoor | Next to meter
NJADRE1559920095 | Administratively Determined Incentive Program | UNION TWP | 7083 | 6.89 | Residential | Behind the Meter | Yes | Sunrun Installation Services, Inc. | PSE&G |  | Accepted | 2025-06-17 | 2025-07-15 | 2026-07-15 | Solar Panels | JA Solar | JAM54S31-405/MR |  | 0.405 | 10 | 306 | 26 |  | Fixed | Roof
NJADRE1559920097 | Administratively Determined Incentive Program | FREEHOLD | 7728 | 11.31 | Residential | Behind the Meter | No | SunnyMac, LLC | JCP&L |  | Accepted | 2025-06-17 | 2025-07-15 | 2026-07-15 | Solar Panels | HANWHA | QTRON BLK M-G2+ |  | 0.435 | 18 | 6 | 9 |  | Fixed | Roof
NJADRE1559920097 | Administratively Determined Incentive Program | FREEHOLD | 7728 | 11.31 | Residential | Behind the Meter | No | SunnyMac, LLC | JCP&L |  | Accepted | 2025-06-17 | 2025-07-15 | 2026-07-15 | Solar Panels | HANWHA | QTRON BLK M-G2+ |  | 0.435 | 8 | 6 | 22 |  | Fixed | Roof
NJADRE1559920097 | Administratively Determined Incentive Program | FREEHOLD | 7728 | 11.31 | Residential | Behind the Meter | No | SunnyMac, LLC | JCP&L |  | Accepted | 2025-06-17 | 2025-07-15 | 2026-07-15 | Inverters | SOLAREDGE | SE7600H-US | 7600 |  | 1 |  |  | 0.99 |  | Outdoor | next to meter
NJADRE1559920111 | Administratively Determined Incentive Program | MYSTIC ISLANDS | 8087 | 5.67 | Residential | Behind the Meter | Yes | Sunrun Installation Services, Inc. | AC Electric |  | Accepted | 2025-06-17 | 2025-07-15 | 2026-07-15 | Solar Panels | JA SOLAR | JAM54S31-405/MR |  | 0.405 | 2 | 155 | 22 |  | Fixed | Roof
NJADRE1559920111 | Administratively Determined Incentive Program | MYSTIC ISLANDS | 8087 | 5.67 | Residential | Behind the Meter | Yes | Sunrun Installation Services, Inc. | AC Electric |  | Accepted | 2025-06-17 | 2025-07-15 | 2026-07-15 | Solar Panels | JA SOLAR | JAM54S31-405/MR |  | 0.405 | 12 | 335 | 23 |  | Fixed | Roof
NJADRE1559920111 | Administratively Determined Incentive Program | MYSTIC ISLANDS | 8087 | 5.67 | Residential | Behind the Meter | Yes | Sunrun Installation Services, Inc. | AC Electric |  | Accepted | 2025-06-17 | 2025-07-15 | 2026-07-15 | Inverters | SOLAREDGE TECHNOLOGIES | SE5700H-USMN | 5760 |  | 1 |  |  | 0.99 |  | Outdoor
NJADRE1559920120 | Administratively Determined Incentive Program | WOODCLIFF LAKE | 7677 | 9.2 | Residential | Behind the Meter | No | Infinity Solar Systems, LLC | PSE&G |  | Accepted | 2025-06-17 | 2025-07-15 | 2026-07-15 | Solar Panels | REC Solar | REC 460AA PURE-RX |  | 0.46 | 6 | 278 | 23 |  | Fixed | Roof
NJADRE1559920120 | Administratively Determined Incentive Program | WOODCLIFF LAKE | 7677 | 9.2 | Residential | Behind the Meter | No | Infinity Solar Systems, LLC | PSE&G |  | Accepted | 2025-06-17 | 2025-07-15 | 2026-07-15 | Solar Panels | REC Solar | REC 460AA PURE-RX |  | 0.46 | 8 | 278 | 23 |  | Fixed | Roof
NJADRE1559920120 | Administratively Determined Incentive Program | WOODCLIFF LAKE | 7677 | 9.2 | Residential | Behind the Meter | No | Infinity Solar Systems, LLC | PSE&G |  | Accepted | 2025-06-17 | 2025-07-15 | 2026-07-15 | Inverters | Enphase | IQ8X-80-M-US | 380 |  | 20 |  |  | 0.97 |  | Outdoor
NJADRE1559920120 | Administratively Determined Incentive Program | WOODCLIFF LAKE | 7677 | 9.2 | Residential | Behind the Meter | No | Infinity Solar Systems, LLC | PSE&G |  | Accepted | 2025-06-17 | 2025-07-15 | 2026-07-15 | Solar Panels | REC Solar | REC 460AA PURE-RX |  | 0.46 | 6 | 188 | 23 |  | Fixed | Roof
NJADRE1559920131 | Administratively Determined Incentive Program | HILLSIDE | 7205 | 10.25 | Residential | Behind the Meter | Yes | Big Wave Roofing and Solar, LLC | PSE&G |  | Accepted | 2025-06-17 | 2025-07-15 | 2026-07-15 | Solar Panels | Mission | MSE410HT0B |  | 0.41 | 7 | 93 | 32 |  | Fixed | Roof
NJADRE1559920131 | Administratively Determined Incentive Program | HILLSIDE | 7205 | 10.25 | Residential | Behind the Meter | Yes | Big Wave Roofing and Solar, LLC | PSE&G |  | Accepted | 2025-06-17 | 2025-07-15 | 2026-07-15 | Inverters | Enphase | IQ8HC-72-M-DOM-US | 380 |  | 25 |  |  | 0.97 |  | Outside
NJADRE1559920131 | Administratively Determined Incentive Program | HILLSIDE | 7205 | 10.25 | Residential | Behind the Meter | Yes | Big Wave Roofing and Solar, LLC | PSE&G |  | Accepted | 2025-06-17 | 2025-07-15 | 2026-07-15 | Solar Panels | Mission | MSE410HT0B |  | 0.41 | 18 | 183 | 32 |  | Fixed | Roof
NJADRE1559920132 | Administratively Determined Incentive Program | CAPE MAY COURT HOUSE | 8210 | 12.9 | Residential | Behind the Meter | No | RCL Enterprises, Inc. | AC Electric |  | Accepted | 2025-06-17 | 2025-07-15 | 2026-07-15 | Inverters | Enphase | IQ8+ | 290 |  | 30 |  |  | 0.97 |  | Outside
NJADRE1559920132 | Administratively Determined Incentive Program | CAPE MAY COURT HOUSE | 8210 | 12.9 | Residential | Behind the Meter | No | RCL Enterprises, Inc. | AC Electric |  | Accepted | 2025-06-17 | 2025-07-15 | 2026-07-15 | Solar Panels | SEG Solar | SEG-430-BTD-BG |  | 0.43 | 5 | 150 | 20 |  | Fixed | Roof
NJADRE1559920132 | Administratively Determined Incentive Program | CAPE MAY COURT HOUSE | 8210 | 12.9 | Residential | Behind the Meter | No | RCL Enterprises, Inc. | AC Electric |  | Accepted | 2025-06-17 | 2025-07-15 | 2026-07-15 | Solar Panels | SEG Solar | SEG-430-BTD-BG |  | 0.43 | 3 | 240 | 47 |  | Fixed | Roof
NJADRE1559920132 | Administratively Determined Incentive Program | CAPE MAY COURT HOUSE | 8210 | 12.9 | Residential | Behind the Meter | No | RCL Enterprises, Inc. | AC Electric |  | Accepted | 2025-06-17 | 2025-07-15 | 2026-07-15 | Solar Panels | SEG Solar | SEG-430-BTD-BG |  | 0.43 | 22 | 150 | 34 |  | Fixed | Roof
NJADRE1559920134 | Administratively Determined Incentive Program | NEPTUNE | 7753 | 13.53 | Residential | Behind the Meter | Yes | Reliable Solar and Roofing, LLC | JCP&L |  | Accepted | 2025-06-17 | 2025-07-15 | 2026-07-15 | Inverters | Enphase | IQ8 plus | 290 |  | 33 |  |  | 0.97 |  | Outside
NJADRE1559920134 | Administratively Determined Incentive Program | NEPTUNE | 7753 | 13.53 | Residential | Behind the Meter | Yes | Reliable Solar and Roofing, LLC | JCP&L |  | Accepted | 2025-06-17 | 2025-07-15 | 2026-07-15 | Solar Panels | mission | MSE140HTOB410 |  | 0.41 | 4 | 221 | 18 |  | Fixed | Roof
NJADRE1559920134 | Administratively Determined Incentive Program | NEPTUNE | 7753 | 13.53 | Residential | Behind the Meter | Yes | Reliable Solar and Roofing, LLC | JCP&L |  | Accepted | 2025-06-17 | 2025-07-15 | 2026-07-15 | Solar Panels | mission | MSE140HTOB410 |  | 0.41 | 2 | 131 | 18 |  | Fixed | Roof
NJADRE1559920134 | Administratively Determined Incentive Program | NEPTUNE | 7753 | 13.53 | Residential | Behind the Meter | Yes | Reliable Solar and Roofing, LLC | JCP&L |  | Accepted | 2025-06-17 | 2025-07-15 | 2026-07-15 | Solar Panels | mission | MSE140HTOB410 |  | 0.41 | 8 | 131 | 18 |  | Fixed | Roof
NJADRE1559920134 | Administratively Determined Incentive Program | NEPTUNE | 7753 | 13.53 | Residential | Behind the Meter | Yes | Reliable Solar and Roofing, LLC | JCP&L |  | Accepted | 2025-06-17 | 2025-07-15 | 2026-07-15 | Solar Panels | mission | MSE140HTOB410 |  | 0.41 | 10 | 311 | 18 |  | Fixed | Roof
NJADRE1559920134 | Administratively Determined Incentive Program | NEPTUNE | 7753 | 13.53 | Residential | Behind the Meter | Yes | Reliable Solar and Roofing, LLC | JCP&L |  | Accepted | 2025-06-17 | 2025-07-15 | 2026-07-15 | Solar Panels | mission | MSE140HTOB410 |  | 0.41 | 3 | 40 | 18 |  | Fixed | Roof
NJADRE1559920134 | Administratively Determined Incentive Program | NEPTUNE | 7753 | 13.53 | Residential | Behind the Meter | Yes | Reliable Solar and Roofing, LLC | JCP&L |  | Accepted | 2025-06-17 | 2025-07-15 | 2026-07-15 | Solar Panels | mission | MSE140HTOB410 |  | 0.41 | 2 | 131 | 18 |  | Fixed | Roof
NJADRE1559920134 | Administratively Determined Incentive Program | NEPTUNE | 7753 | 13.53 | Residential | Behind the Meter | Yes | Reliable Solar and Roofing, LLC | JCP&L |  | Accepted | 2025-06-17 | 2025-07-15 | 2026-07-15 | Solar Panels | mission | MSE140HTOB410 |  | 0.41 | 4 | 311 | 17 |  | Fixed | Roof
NJADRE1559920135 | Administratively Determined Incentive Program | CLEMENTON | 8021 | 11.05 | Residential | Behind the Meter | Yes | Power Energy Solutions, LLC | PSE&G |  | Accepted | 2025-06-17 | 2025-07-15 | 2026-07-15 | Solar Panels | Trina Solar | TSM-425NE09RC.05 |  | 0.425 | 9 | 227 | 23 |  | Fixed | Roof
NJADRE1559920135 | Administratively Determined Incentive Program | CLEMENTON | 8021 | 11.05 | Residential | Behind the Meter | Yes | Power Energy Solutions, LLC | PSE&G |  | Accepted | 2025-06-17 | 2025-07-15 | 2026-07-15 | Solar Panels | Trina Solar | TSM-425NE09RC.05 |  | 0.425 | 3 | 227 | 19 |  | Fixed | Roof
NJADRE1559920135 | Administratively Determined Incentive Program | CLEMENTON | 8021 | 11.05 | Residential | Behind the Meter | Yes | Power Energy Solutions, LLC | PSE&G |  | Accepted | 2025-06-17 | 2025-07-15 | 2026-07-15 | Solar Panels | Trina Solar | TSM-425NE09RC.05 |  | 0.425 | 7 | 47 | 23 |  | Fixed | Roof
NJADRE1559920135 | Administratively Determined Incentive Program | CLEMENTON | 8021 | 11.05 | Residential | Behind the Meter | Yes | Power Energy Solutions, LLC | PSE&G |  | Accepted | 2025-06-17 | 2025-07-15 | 2026-07-15 | Solar Panels | Trina Solar | TSM-425NE09RC.05 |  | 0.425 | 7 | 226 | 21 |  | Double Axis | Roof
NJADRE1559920135 | Administratively Determined Incentive Program | CLEMENTON | 8021 | 11.05 | Residential | Behind the Meter | Yes | Power Energy Solutions, LLC | PSE&G |  | Accepted | 2025-06-17 | 2025-07-15 | 2026-07-15 | Inverters | SolarEdge | SE5700H-US | 6 |  | 1 |  |  | 0.97 |  | Outdoor
NJADRE1559920144 | Administratively Determined Incentive Program | UNION | 7083 | 7.7 | Residential | Behind the Meter | Yes | Sunrun Installation Services, Inc. | PSE&G |  | Accepted | 2025-06-17 | 2025-07-15 | 2026-07-15 | Solar Panels | JA Solar | JAM54S31-405/MR |  | 0.405 | 9 | 117 | 35 |  | Fixed | Roof
NJADRE1559920144 | Administratively Determined Incentive Program | UNION | 7083 | 7.7 | Residential | Behind the Meter | Yes | Sunrun Installation Services, Inc. | PSE&G |  | Accepted | 2025-06-17 | 2025-07-15 | 2026-07-15 | Inverters | SolarEdge Technologies | SE5700H-USMN | 5760 |  | 1 |  |  | 0.99 |  | Outdoor | Next to meter
NJADRE1559920144 | Administratively Determined Incentive Program | UNION | 7083 | 7.7 | Residential | Behind the Meter | Yes | Sunrun Installation Services, Inc. | PSE&G |  | Accepted | 2025-06-17 | 2025-07-15 | 2026-07-15 | Solar Panels | JA Solar | JAM54S31-405/MR |  | 0.405 | 6 | 297 | 35 |  | Fixed | Roof
NJADRE1559920144 | Administratively Determined Incentive Program | UNION | 7083 | 7.7 | Residential | Behind the Meter | Yes | Sunrun Installation Services, Inc. | PSE&G |  | Accepted | 2025-06-17 | 2025-07-15 | 2026-07-15 | Solar Panels | JA Solar | JAM54S31-405/MR |  | 0.405 | 4 | 117 | 19 |  | Fixed | Roof
NJADRE1559920160 | Administratively Determined Incentive Program | BAYONNE | 7002 | 5.33 | Residential | Behind the Meter | Yes | Pro Custom Solar dba Momentum Solar | PSE&G |  | Accepted | 2025-06-17 | 2025-07-15 | 2026-07-15 | Solar Panels | HANWHA | Q.PEAK DUO BLK ML-G10+410 |  | 0.41 | 13 | 111 | 4 |  | Fixed | Roof
NJADRE1559920160 | Administratively Determined Incentive Program | BAYONNE | 7002 | 5.33 | Residential | Behind the Meter | Yes | Pro Custom Solar dba Momentum Solar | PSE&G |  | Accepted | 2025-06-17 | 2025-07-15 | 2026-07-15 | Inverters | ENPHASE | IQ8HC-72-M-DOM-US | 380 |  | 13 |  |  | 0.97 |  | Outdoor
NJADRE1559920174 | Administratively Determined Incentive Program | BUDD LAKE | 7828 | 11.48 | Residential | Behind the Meter | Yes | Trinity Solar, LLC | JCP&L |  | Accepted | 2025-06-17 | 2025-07-15 | 2026-07-15 | Solar Panels | HANWHA 410 (Q.PEAK DUO BLK ML-G10+410) | HANWHA 410 (Q.PEAK DUO BLK ML-G10+410) |  | 0.41 | 7 | 90 | 14 |  | Fixed | Roof
NJADRE1559920174 | Administratively Determined Incentive Program | BUDD LAKE | 7828 | 11.48 | Residential | Behind the Meter | Yes | Trinity Solar, LLC | JCP&L |  | Accepted | 2025-06-17 | 2025-07-15 | 2026-07-15 | Solar Panels | HANWHA 410 (Q.PEAK DUO BLK ML-G10+410) | HANWHA 410 (Q.PEAK DUO BLK ML-G10+410) |  | 0.41 | 8 | 90 | 14 |  | Fixed | Roof
NJADRE1559920174 | Administratively Determined Incentive Program | BUDD LAKE | 7828 | 11.48 | Residential | Behind the Meter | Yes | Trinity Solar, LLC | JCP&L |  | Accepted | 2025-06-17 | 2025-07-15 | 2026-07-15 | Solar Panels | HANWHA 410 (Q.PEAK DUO BLK ML-G10+410) | HANWHA 410 (Q.PEAK DUO BLK ML-G10+410) |  | 0.41 | 6 | 180 | 30 |  | Fixed | Roof
NJADRE1559920174 | Administratively Determined Incentive Program | BUDD LAKE | 7828 | 11.48 | Residential | Behind the Meter | Yes | Trinity Solar, LLC | JCP&L |  | Accepted | 2025-06-17 | 2025-07-15 | 2026-07-15 | Inverters | SOLAREDGE | SE10000H-US | 10000 |  | 1 |  |  | 0.97 |  | Outside
NJADRE1559920174 | Administratively Determined Incentive Program | BUDD LAKE | 7828 | 11.48 | Residential | Behind the Meter | Yes | Trinity Solar, LLC | JCP&L |  | Accepted | 2025-06-17 | 2025-07-15 | 2026-07-15 | Solar Panels | HANWHA 410 (Q.PEAK DUO BLK ML-G10+410) | HANWHA 410 (Q.PEAK DUO BLK ML-G10+410) |  | 0.41 | 4 | 270 | 30 |  | Fixed | Roof
NJADRE1559920174 | Administratively Determined Incentive Program | BUDD LAKE | 7828 | 11.48 | Residential | Behind the Meter | Yes | Trinity Solar, LLC | JCP&L |  | Accepted | 2025-06-17 | 2025-07-15 | 2026-07-15 | Solar Panels | HANWHA 410 (Q.PEAK DUO BLK ML-G10+410) | HANWHA 410 (Q.PEAK DUO BLK ML-G10+410) |  | 0.41 | 3 | 90 | 30 |  | Fixed | Roof
NJADRE1559920176 | Administratively Determined Incentive Program | PERTH AMBOY | 8861 | 6.96 | Residential | Behind the Meter | No | Skyline Solar, LLC | PSE&G |  | Accepted | 2025-06-17 | 2025-07-16 | 2026-07-16 | Solar Panels | Hanwha | Q. Tron BLK M-G2+ |  | 0.435 | 8 | 21 | 20 |  | Fixed | Roof
NJADRE1559920176 | Administratively Determined Incentive Program | PERTH AMBOY | 8861 | 6.96 | Residential | Behind the Meter | No | Skyline Solar, LLC | PSE&G |  | Accepted | 2025-06-17 | 2025-07-16 | 2026-07-16 | Inverters | Enphase | IQ8PLUS-72-2-US | 290 |  | 16 |  |  | 0.977 |  | Outside
NJADRE1559920176 | Administratively Determined Incentive Program | PERTH AMBOY | 8861 | 6.96 | Residential | Behind the Meter | No | Skyline Solar, LLC | PSE&G |  | Accepted | 2025-06-17 | 2025-07-16 | 2026-07-16 | Solar Panels | Hanwha | Q. Tron BLK M-G2+ |  | 0.435 | 8 | 201 | 20 |  | Fixed | Roof
NJADRE1559920176 | Administratively Determined Incentive Program | PERTH AMBOY | 8861 | 6.96 | Residential | Behind the Meter | No | Skyline Solar, LLC | PSE&G |  | Accepted | 2025-06-17 | 2025-07-16 | 2026-07-16 | Meters | Enphase | X-IQ-AM1-240-5C-HDK |  |  | 1 |  |  |  | Yes | Outdoor
NJADRE1559920184 | Administratively Determined Incentive Program | SICKLERVILLE | 8081 | 11.05 | Residential | Behind the Meter | Yes | Power Energy Solutions, LLC | AC Electric |  | Accepted | 2025-06-17 | 2025-07-15 | 2026-07-15 | Solar Panels | Trina Solar | TSM-425NE09RC.05 |  | 0.425 | 15 | 15 | 20 |  | Fixed | Roof
NJADRE1559920184 | Administratively Determined Incentive Program | SICKLERVILLE | 8081 | 11.05 | Residential | Behind the Meter | Yes | Power Energy Solutions, LLC | AC Electric |  | Accepted | 2025-06-17 | 2025-07-15 | 2026-07-15 | Solar Panels | Trina Solar | TSM-425NE09RC.05 |  | 0.425 | 11 | 195 | 20 |  | Fixed | Roof
NJADRE1559920184 | Administratively Determined Incentive Program | SICKLERVILLE | 8081 | 11.05 | Residential | Behind the Meter | Yes | Power Energy Solutions, LLC | AC Electric |  | Accepted | 2025-06-17 | 2025-07-15 | 2026-07-15 | Inverters | SolarEdge | SE5700H-US | 6 |  | 1 |  |  | 0.97 |  | Outdoor
NJADRE1559920185 | Administratively Determined Incentive Program | EGG HARBOR TOWNSHIP | 8234 | 11.05 | Residential | Behind the Meter | Yes | PlugPV, LLC | AC Electric |  | Accepted | 2025-06-17 | 2025-07-23 | 2026-07-23 | Solar Panels | JINKO SOLAR | JKM425N-54-HL4-B |  | 0.425 | 6 | 242 | 36 |  | Fixed | Roof
NJADRE1559920185 | Administratively Determined Incentive Program | EGG HARBOR TOWNSHIP | 8234 | 11.05 | Residential | Behind the Meter | Yes | PlugPV, LLC | AC Electric |  | Accepted | 2025-06-17 | 2025-07-23 | 2026-07-23 | Inverters | Enphase | IQ8PLUS-72-M-US | 290 |  | 26 |  |  | 0.98 |  | Outside
NJADRE1559920185 | Administratively Determined Incentive Program | EGG HARBOR TOWNSHIP | 8234 | 11.05 | Residential | Behind the Meter | Yes | PlugPV, LLC | AC Electric |  | Accepted | 2025-06-17 | 2025-07-23 | 2026-07-23 | Solar Panels | JINKO SOLAR | JKM425N-54-HL4-B |  | 0.425 | 10 | 152 | 42 |  | Fixed | Roof
NJADRE1559920185 | Administratively Determined Incentive Program | EGG HARBOR TOWNSHIP | 8234 | 11.05 | Residential | Behind the Meter | Yes | PlugPV, LLC | AC Electric |  | Accepted | 2025-06-17 | 2025-07-23 | 2026-07-23 | Solar Panels | JINKO SOLAR | JKM425N-54-HL4-B |  | 0.425 | 3 | 242 | 42 |  | Fixed | Roof
NJADRE1559920185 | Administratively Determined Incentive Program | EGG HARBOR TOWNSHIP | 8234 | 11.05 | Residential | Behind the Meter | Yes | PlugPV, LLC | AC Electric |  | Accepted | 2025-06-17 | 2025-07-23 | 2026-07-23 | Solar Panels | JINKO SOLAR | JKM425N-54-HL4-B |  | 0.425 | 2 | 152 | 42 |  | Fixed | Roof
NJADRE1559920185 | Administratively Determined Incentive Program | EGG HARBOR TOWNSHIP | 8234 | 11.05 | Residential | Behind the Meter | Yes | PlugPV, LLC | AC Electric |  | Accepted | 2025-06-17 | 2025-07-23 | 2026-07-23 | Solar Panels | JINKO SOLAR | JKM425N-54-HL4-B |  | 0.425 | 5 | 152 | 42 |  | Fixed | Roof
NJADRE1559920191 | Administratively Determined Incentive Program | BRIGANTINE | 8203 | 17.6 | Residential | Behind the Meter | No | Advanced Renewable Solutions, LLC | AC Electric |  | Accepted | 2025-06-17 | 2025-07-15 | 2026-07-15 | Solar Panels | Certainteed | CTM10400HC11 |  | 0.4 | 16 | 87 | 35 |  | Fixed | Roof
NJADRE1559920191 | Administratively Determined Incentive Program | BRIGANTINE | 8203 | 17.6 | Residential | Behind the Meter | No | Advanced Renewable Solutions, LLC | AC Electric |  | Accepted | 2025-06-17 | 2025-07-15 | 2026-07-15 | Solar Panels | Certainteed | CTM10400HC11 |  | 0.4 | 12 | 177 | 35 |  | Fixed | Roof
NJADRE1559920191 | Administratively Determined Incentive Program | BRIGANTINE | 8203 | 17.6 | Residential | Behind the Meter | No | Advanced Renewable Solutions, LLC | AC Electric |  | Accepted | 2025-06-17 | 2025-07-15 | 2026-07-15 | Inverters | Enphase | IQ8+ | 290 |  | 44 |  |  | 0.976 |  | Outside
NJADRE1559920191 | Administratively Determined Incentive Program | BRIGANTINE | 8203 | 17.6 | Residential | Behind the Meter | No | Advanced Renewable Solutions, LLC | AC Electric |  | Accepted | 2025-06-17 | 2025-07-15 | 2026-07-15 | Solar Panels | Certainteed | CTM10400HC11 |  | 0.4 | 16 | 267 | 34 |  | Fixed | Roof
NJADRE1559920195 | Administratively Determined Incentive Program | PEMBERTON | 8068 | 6.56 | Residential | Behind the Meter | Yes | Trinity Solar, LLC | JCP&L |  | Accepted | 2025-06-17 | 2025-07-15 | 2026-07-15 | Inverters | Solar Edge | USE5700H-US | 5760 |  | 1 |  |  | 0.97 |  | Outside
NJADRE1559920195 | Administratively Determined Incentive Program | PEMBERTON | 8068 | 6.56 | Residential | Behind the Meter | Yes | Trinity Solar, LLC | JCP&L |  | Accepted | 2025-06-17 | 2025-07-15 | 2026-07-15 | Solar Panels | Hanwha | Q.PEAK DUO BLK ML-G10+ 410 |  | 0.41 | 16 | 132 | 21 |  | Fixed | Roof
NJADRE1559920196 | Administratively Determined Incentive Program | FLANDERS | 7836 | 8.1 | Residential | Behind the Meter | Yes | Sunrun Installation Services, Inc. | JCP&L |  | Accepted | 2025-06-17 | 2025-07-15 | 2026-07-15 | Inverters | SOLAREDGE TECHNOLOGIES | SE5700H-USMN | 5760 |  | 1 |  |  | 0.99 |  | Outdoor
NJADRE1559920196 | Administratively Determined Incentive Program | FLANDERS | 7836 | 8.1 | Residential | Behind the Meter | Yes | Sunrun Installation Services, Inc. | JCP&L |  | Accepted | 2025-06-17 | 2025-07-15 | 2026-07-15 | Solar Panels | JA SOLAR | JAM54S31-405/MR |  | 0.405 | 12 | 1 | 20 |  | Fixed | Roof
NJADRE1559920196 | Administratively Determined Incentive Program | FLANDERS | 7836 | 8.1 | Residential | Behind the Meter | Yes | Sunrun Installation Services, Inc. | JCP&L |  | Accepted | 2025-06-17 | 2025-07-15 | 2026-07-15 | Electric Storage Battery | SOLAREDGE TECHNOLOGIES | BAT-10K1P |  |  | 1 |  |  |  | Lithium Ion |  | OUTSIDE
NJADRE1559920196 | Administratively Determined Incentive Program | FLANDERS | 7836 | 8.1 | Residential | Behind the Meter | Yes | Sunrun Installation Services, Inc. | JCP&L |  | Accepted | 2025-06-17 | 2025-07-15 | 2026-07-15 | Solar Panels | JA SOLAR | JAM54S31-405/MR |  | 0.405 | 8 | 181 | 20 |  | Fixed | Roof
NJADRE1559920214 | Administratively Determined Incentive Program | MEDFORD | 8055 | 34.2 | Residential | Behind the Meter | No | Paradise Solar and Electrical, LLC | AC Electric |  | Accepted | 2025-07-16 | 2025-08-07 | 2026-08-07 | Inverters | Enphase | IQ8+ | 290 |  | 76 |  |  | 0.976 |  | Outside | under modules
NJADRE1559920214 | Administratively Determined Incentive Program | MEDFORD | 8055 | 34.2 | Residential | Behind the Meter | No | Paradise Solar and Electrical, LLC | AC Electric |  | Accepted | 2025-07-16 | 2025-08-07 | 2026-08-07 | Solar Panels | CanadianSolar | CS6.154TM-450H |  | 0.45 | 13 | 202 | 26 |  | Fixed | Roof
NJADRE1559920214 | Administratively Determined Incentive Program | MEDFORD | 8055 | 34.2 | Residential | Behind the Meter | No | Paradise Solar and Electrical, LLC | AC Electric |  | Accepted | 2025-07-16 | 2025-08-07 | 2026-08-07 | Solar Panels | CanadianSolar | CS6.154TM-450H |  | 0.45 | 2 | 22 | 26 |  | Fixed | Roof
NJADRE1559920214 | Administratively Determined Incentive Program | MEDFORD | 8055 | 34.2 | Residential | Behind the Meter | No | Paradise Solar and Electrical, LLC | AC Electric |  | Accepted | 2025-07-16 | 2025-08-07 | 2026-08-07 | Solar Panels | CanadianSolar | CS6.154TM-450H |  | 0.45 | 2 | 202 | 26 |  | Fixed | Roof
NJADRE1559920214 | Administratively Determined Incentive Program | MEDFORD | 8055 | 34.2 | Residential | Behind the Meter | No | Paradise Solar and Electrical, LLC | AC Electric |  | Accepted | 2025-07-16 | 2025-08-07 | 2026-08-07 | Solar Panels | CanadianSolar | CS6.154TM-450H |  | 0.45 | 21 | 112 | 26 |  | Fixed | Roof
NJADRE1559920214 | Administratively Determined Incentive Program | MEDFORD | 8055 | 34.2 | Residential | Behind the Meter | No | Paradise Solar and Electrical, LLC | AC Electric |  | Accepted | 2025-07-16 | 2025-08-07 | 2026-08-07 | Solar Panels | CanadianSolar | CS6.154TM-450H |  | 0.45 | 17 | 266 | 26 |  | Fixed | Roof
NJADRE1559920214 | Administratively Determined Incentive Program | MEDFORD | 8055 | 34.2 | Residential | Behind the Meter | No | Paradise Solar and Electrical, LLC | AC Electric |  | Accepted | 2025-07-16 | 2025-08-07 | 2026-08-07 | Solar Panels | CanadianSolar | CS6.154TM-450H |  | 0.45 | 4 | 202 | 26 |  | Fixed | Roof
NJADRE1559920214 | Administratively Determined Incentive Program | MEDFORD | 8055 | 34.2 | Residential | Behind the Meter | No | Paradise Solar and Electrical, LLC | AC Electric |  | Accepted | 2025-07-16 | 2025-08-07 | 2026-08-07 | Solar Panels | CanadianSolar | CS6.154TM-450H |  | 0.45 | 4 | 22 | 26 |  | Fixed | Roof
NJADRE1559920214 | Administratively Determined Incentive Program | MEDFORD | 8055 | 34.2 | Residential | Behind the Meter | No | Paradise Solar and Electrical, LLC | AC Electric |  | Accepted | 2025-07-16 | 2025-08-07 | 2026-08-07 | Solar Panels | CanadianSolar | CS6.154TM-450H |  | 0.45 | 13 | 86 | 26 |  | Fixed | Roof
NJADRE1559920218 | Administratively Determined Incentive Program | CEDARVILLE | 8311 | 12.9 | Residential | Behind the Meter | Yes | Velocity Energy & Home Solutions, Inc. | AC Electric |  | Accepted | 2025-06-17 | 2025-07-15 | 2026-07-15 | Inverters | enphase | iq8hc | 380 |  | 30 |  |  | 0.99 |  | Outside | behind panels
NJADRE1559920218 | Administratively Determined Incentive Program | CEDARVILLE | 8311 | 12.9 | Residential | Behind the Meter | Yes | Velocity Energy & Home Solutions, Inc. | AC Electric |  | Accepted | 2025-06-17 | 2025-07-15 | 2026-07-15 | Solar Panels | seg | 430w |  | 0.43 | 30 | 179 | 27 |  | Fixed | Roof
NJADRE1559920222 | Administratively Determined Incentive Program | BRIGANTINE | 8203 | 10.4 | Residential | Behind the Meter | No | Advanced Renewable Solutions, LLC | AC Electric |  | Accepted | 2025-06-17 | 2025-07-15 | 2026-07-15 | Solar Panels | Certainteed | CTM10400HC11 |  | 0.4 | 20 | 145 | 24 |  | Fixed | Roof
NJADRE1559920222 | Administratively Determined Incentive Program | BRIGANTINE | 8203 | 10.4 | Residential | Behind the Meter | No | Advanced Renewable Solutions, LLC | AC Electric |  | Accepted | 2025-06-17 | 2025-07-15 | 2026-07-15 | Inverters | Enphase | IQ8+ | 290 |  | 26 |  |  | 0.976 |  | Outside
NJADRE1559920222 | Administratively Determined Incentive Program | BRIGANTINE | 8203 | 10.4 | Residential | Behind the Meter | No | Advanced Renewable Solutions, LLC | AC Electric |  | Accepted | 2025-06-17 | 2025-07-15 | 2026-07-15 | Solar Panels | Certainteed | CTM10400HC11 |  | 0.4 | 6 | 325 | 24 |  | Fixed | Roof
NJADRE1559920229 | Administratively Determined Incentive Program | CHESILHURST | 8089 | 8.51 | Residential | Behind the Meter | Yes | Sunrun Installation Services, Inc. | AC Electric |  | Accepted | 2025-06-17 | 2025-07-15 | 2026-07-15 | Solar Panels | JA Solar | JAM54S31-405/MR |  | 0.405 | 8 | 15 | 18 |  | Fixed | Roof
NJADRE1559920229 | Administratively Determined Incentive Program | CHESILHURST | 8089 | 8.51 | Residential | Behind the Meter | Yes | Sunrun Installation Services, Inc. | AC Electric |  | Accepted | 2025-06-17 | 2025-07-15 | 2026-07-15 | Solar Panels | JA Solar | JAM54S31-405/MR |  | 0.405 | 13 | 195 | 18 |  | Fixed | Roof
NJADRE1559920229 | Administratively Determined Incentive Program | CHESILHURST | 8089 | 8.51 | Residential | Behind the Meter | Yes | Sunrun Installation Services, Inc. | AC Electric |  | Accepted | 2025-06-17 | 2025-07-15 | 2026-07-15 | Inverters | SolarEdge Technologies | SE5700H-USMN | 5760 |  | 1 |  |  | 0.99 |  | Outdoor | Next to meter
NJADRE1559920229 | Administratively Determined Incentive Program | CHESILHURST | 8089 | 8.51 | Residential | Behind the Meter | Yes | Sunrun Installation Services, Inc. | AC Electric |  | Accepted | 2025-06-17 | 2025-07-15 | 2026-07-15 | Electric Storage Battery | TESLA | Powerwall 3 1707000-xx-y |  |  | 1 |  |  |  | Lithium Ion |  | OUTSIDE
NJADRE1559920244 | Administratively Determined Incentive Program | LINDEN | 7036 | 5.33 | Residential | Behind the Meter | Yes | Big Wave Roofing and Solar, LLC | PSE&G |  | Accepted | 2025-06-17 | 2025-07-15 | 2026-07-15 | Solar Panels | MISSION SOLAR | MSE410HT0B |  | 0.41 | 11 | 219 | 22 |  | Fixed | Roof
NJADRE1559920244 | Administratively Determined Incentive Program | LINDEN | 7036 | 5.33 | Residential | Behind the Meter | Yes | Big Wave Roofing and Solar, LLC | PSE&G |  | Accepted | 2025-06-17 | 2025-07-15 | 2026-07-15 | Solar Panels | MISSION SOLAR | MSE410HT0B |  | 0.41 | 2 | 219 | 22 |  | Fixed | Roof
NJADRE1559920244 | Administratively Determined Incentive Program | LINDEN | 7036 | 5.33 | Residential | Behind the Meter | Yes | Big Wave Roofing and Solar, LLC | PSE&G |  | Accepted | 2025-06-17 | 2025-07-15 | 2026-07-15 | Inverters | Enphase | IQ8HC-72-M-DOM-US | 380 |  | 13 |  |  | 0.97 |  | Outdoor
NJADRE1559920266 | Administratively Determined Incentive Program | Williamstown | 8037 | 10.01 | Residential | Behind the Meter | No | SunnyMac, LLC | AC Electric |  | Accepted | 2025-06-17 | 2025-07-15 | 2026-07-15 | Solar Panels | HANWHA | QTRON BLK M-G2+ |  | 0.435 | 12 | 222 | 23 |  | Fixed | Roof
NJADRE1559920266 | Administratively Determined Incentive Program | Williamstown | 8037 | 10.01 | Residential | Behind the Meter | No | SunnyMac, LLC | AC Electric |  | Accepted | 2025-06-17 | 2025-07-15 | 2026-07-15 | Solar Panels | HANWHA | QTRON BLK M-G2+ |  | 0.435 | 11 | 42 | 23 |  | Fixed | Roof
NJADRE1559920266 | Administratively Determined Incentive Program | Williamstown | 8037 | 10.01 | Residential | Behind the Meter | No | SunnyMac, LLC | AC Electric |  | Accepted | 2025-06-17 | 2025-07-15 | 2026-07-15 | Inverters | SOLAREDGE HOME HUB | SE7600H-US | 7600 |  | 1 |  |  | 0.99 |  | Outdoor | next to meter
NJADRE1559920283 | Administratively Determined Incentive Program | ABSECON | 8201 | 4.92 | Residential | Behind the Meter | Yes | Trinity Solar, LLC | AC Electric |  | Accepted | 2025-06-19 | 2025-07-18 | 2026-07-18 | Solar Panels | Hanwha | Q.PEAK DUO BLK ML-G10+ 410 |  | 0.41 | 2 | 103 | 17 |  | Fixed | Roof
NJADRE1559920283 | Administratively Determined Incentive Program | ABSECON | 8201 | 4.92 | Residential | Behind the Meter | Yes | Trinity Solar, LLC | AC Electric |  | Accepted | 2025-06-19 | 2025-07-18 | 2026-07-18 | Inverters | Solar Edge | SE3800H-US | 3800 |  | 1 |  |  | 0.97 |  | Outside
NJADRE1559920283 | Administratively Determined Incentive Program | ABSECON | 8201 | 4.92 | Residential | Behind the Meter | Yes | Trinity Solar, LLC | AC Electric |  | Accepted | 2025-06-19 | 2025-07-18 | 2026-07-18 | Solar Panels | Hanwha | Q.PEAK DUO BLK ML-G10+ 410 |  | 0.41 | 10 | 13 | 17 |  | Fixed | Roof
NJADRE1559920287 | Administratively Determined Incentive Program | FRANKLIN | 7416 | 22.14 | Residential | Behind the Meter | Yes | Trinity Solar, LLC | JCP&L |  | Accepted | 2025-06-17 | 2025-07-15 | 2026-07-15 | Inverters | SOLAREDGE | SE11400H-US | 11400 |  | 1 |  |  | 0.97 |  | Outside
NJADRE1559920287 | Administratively Determined Incentive Program | FRANKLIN | 7416 | 22.14 | Residential | Behind the Meter | Yes | Trinity Solar, LLC | JCP&L |  | Accepted | 2025-06-17 | 2025-07-15 | 2026-07-15 | Solar Panels | HANWHA 410 (Q.PEAK DUO BLK ML-G10+410) | HANWHA 410 (Q.PEAK DUO BLK ML-G10+410) |  | 0.41 | 4 | 196 | 21 |  | Fixed | Roof
NJADRE1559920287 | Administratively Determined Incentive Program | FRANKLIN | 7416 | 22.14 | Residential | Behind the Meter | Yes | Trinity Solar, LLC | JCP&L |  | Accepted | 2025-06-17 | 2025-07-15 | 2026-07-15 | Inverters | SOLAREDGE | SE5700H-US | 5700 |  | 1 |  |  | 0.97 |  | Outside
NJADRE1559920287 | Administratively Determined Incentive Program | FRANKLIN | 7416 | 22.14 | Residential | Behind the Meter | Yes | Trinity Solar, LLC | JCP&L |  | Accepted | 2025-06-17 | 2025-07-15 | 2026-07-15 | Solar Panels | HANWHA 410 (Q.PEAK DUO BLK ML-G10+410) | HANWHA 410 (Q.PEAK DUO BLK ML-G10+410) |  | 0.41 | 28 | 106 | 21 |  | Fixed | Roof
NJADRE1559920287 | Administratively Determined Incentive Program | FRANKLIN | 7416 | 22.14 | Residential | Behind the Meter | Yes | Trinity Solar, LLC | JCP&L |  | Accepted | 2025-06-17 | 2025-07-15 | 2026-07-15 | Solar Panels | HANWHA 410 (Q.PEAK DUO BLK ML-G10+410) | HANWHA 410 (Q.PEAK DUO BLK ML-G10+410) |  | 0.41 | 22 | 286 | 21 |  | Fixed | Roof
NJADRE1559920290 | Administratively Determined Incentive Program | EGG HARBOR TOWNSHIP | 8234 | 11.18 | Residential | Behind the Meter | Yes | EMT Renewables, LLC | AC Electric |  | Accepted | 2025-06-17 | 2025-07-15 | 2026-07-15 | Solar Panels | SEG SOLAR | SEG 430 |  | 0.43 | 12 | 291 | 25 |  | Fixed | Roof
NJADRE1559920290 | Administratively Determined Incentive Program | EGG HARBOR TOWNSHIP | 8234 | 11.18 | Residential | Behind the Meter | Yes | EMT Renewables, LLC | AC Electric |  | Accepted | 2025-06-17 | 2025-07-15 | 2026-07-15 | Solar Panels | SEG SOLAR | SEG 430 |  | 0.43 | 14 | 111 | 25 |  | Fixed | Roof
NJADRE1559920290 | Administratively Determined Incentive Program | EGG HARBOR TOWNSHIP | 8234 | 11.18 | Residential | Behind the Meter | Yes | EMT Renewables, LLC | AC Electric |  | Accepted | 2025-06-17 | 2025-07-15 | 2026-07-15 | Inverters | IQ8HC | IQ8+ | 290 |  | 26 |  |  | 0.98 |  | Other | UNDER EACH PANEL
NJADRE1559920301 | Administratively Determined Incentive Program | ATCO | 8004 | 13.77 | Residential | Behind the Meter | Yes | Sunrun Installation Services, Inc. | AC Electric |  | Accepted | 2025-06-17 | 2025-07-15 | 2026-07-15 | Solar Panels | JA Solar | JAM54S31-405/MR |  | 0.405 | 8 | 186 | 24 |  | Fixed | Roof
NJADRE1559920301 | Administratively Determined Incentive Program | ATCO | 8004 | 13.77 | Residential | Behind the Meter | Yes | Sunrun Installation Services, Inc. | AC Electric |  | Accepted | 2025-06-17 | 2025-07-15 | 2026-07-15 | Solar Panels | JA Solar | JAM54S31-405/MR |  | 0.405 | 3 | 6 | 24 |  | Fixed | Roof
NJADRE1559920301 | Administratively Determined Incentive Program | ATCO | 8004 | 13.77 | Residential | Behind the Meter | Yes | Sunrun Installation Services, Inc. | AC Electric |  | Accepted | 2025-06-17 | 2025-07-15 | 2026-07-15 | Solar Panels | JA Solar | JAM54S31-405/MR |  | 0.405 | 2 | 186 | 24 |  | Fixed | Roof
NJADRE1559920301 | Administratively Determined Incentive Program | ATCO | 8004 | 13.77 | Residential | Behind the Meter | Yes | Sunrun Installation Services, Inc. | AC Electric |  | Accepted | 2025-06-17 | 2025-07-15 | 2026-07-15 | Inverters | SolarEdge Technologies | SE10000H-USMN | 10000 |  | 1 |  |  | 0.99 |  | Outdoor | Next to meter
NJADRE1559920301 | Administratively Determined Incentive Program | ATCO | 8004 | 13.77 | Residential | Behind the Meter | Yes | Sunrun Installation Services, Inc. | AC Electric |  | Accepted | 2025-06-17 | 2025-07-15 | 2026-07-15 | Solar Panels | JA Solar | JAM54S31-405/MR |  | 0.405 | 10 | 6 | 24 |  | Fixed | Roof
NJADRE1559920301 | Administratively Determined Incentive Program | ATCO | 8004 | 13.77 | Residential | Behind the Meter | Yes | Sunrun Installation Services, Inc. | AC Electric |  | Accepted | 2025-06-17 | 2025-07-15 | 2026-07-15 | Solar Panels | JA Solar | JAM54S31-405/MR |  | 0.405 | 8 | 96 | 24 |  | Fixed | Roof
NJADRE1559920301 | Administratively Determined Incentive Program | ATCO | 8004 | 13.77 | Residential | Behind the Meter | Yes | Sunrun Installation Services, Inc. | AC Electric |  | Accepted | 2025-06-17 | 2025-07-15 | 2026-07-15 | Solar Panels | JA Solar | JAM54S31-405/MR |  | 0.405 | 3 | 276 | 24 |  | Fixed | Roof
NJADRE1559920308 | Administratively Determined Incentive Program | ELMER | 8318 | 9.89 | Residential | Behind the Meter | Yes | EMT Renewables, LLC | AC Electric |  | Accepted | 2025-06-17 | 2025-07-15 | 2026-07-15 | Solar Panels | SEG | SEG-430-BTD-BG |  | 0.43 | 23 | 200 | 23 |  | Fixed | Roof
NJADRE1559920308 | Administratively Determined Incentive Program | ELMER | 8318 | 9.89 | Residential | Behind the Meter | Yes | EMT Renewables, LLC | AC Electric |  | Accepted | 2025-06-17 | 2025-07-15 | 2026-07-15 | Inverters | ENPHASE | iq8hc | 349 |  | 23 |  |  | 0.98 |  | Other | UNDER EACH PANEL
NJADRE1559920310 | Administratively Determined Incentive Program | BRIDGETON | 8302 | 11.31 | Residential | Behind the Meter | Yes | SunnyMac, LLC | AC Electric |  | Accepted | 2025-06-17 | 2025-07-15 | 2026-07-15 | Solar Panels | HANWHA | QTRON BLK M-G2+ |  | 0.435 | 4 | 254 | 18 |  | Fixed | Roof
NJADRE1559920310 | Administratively Determined Incentive Program | BRIDGETON | 8302 | 11.31 | Residential | Behind the Meter | Yes | SunnyMac, LLC | AC Electric |  | Accepted | 2025-06-17 | 2025-07-15 | 2026-07-15 | Inverters | SOLAREDGE | SE7600H-US | 7600 |  | 1 |  |  | 0.99 |  | Outdoor | next to meter
NJADRE1559920310 | Administratively Determined Incentive Program | BRIDGETON | 8302 | 11.31 | Residential | Behind the Meter | Yes | SunnyMac, LLC | AC Electric |  | Accepted | 2025-06-17 | 2025-07-15 | 2026-07-15 | Solar Panels | HANWHA | QTRON BLK M-G2+ |  | 0.435 | 22 | 166 | 36 |  | Fixed | Roof
NJADRE1559920310 | Administratively Determined Incentive Program | BRIDGETON | 8302 | 11.31 | Residential | Behind the Meter | Yes | SunnyMac, LLC | AC Electric |  | Accepted | 2025-06-17 | 2025-07-15 | 2026-07-15 | Meters | SOLAREDGE | SE-RGMTR-1D-240C-C |  |  | 1 |  |  |  | Yes | Outdoor
NJADRE1559920314 | Administratively Determined Incentive Program | VINELAND | 8360 | 12.47 | Residential | Behind the Meter | Yes | EMT Renewables, LLC | AC Electric |  | Accepted | 2025-06-17 | 2025-07-15 | 2026-07-15 | Inverters | IQ8HC | IQ8+ | 290 |  | 29 |  |  | 0.98 |  | Other | UNDER EACH PANEL
NJADRE1559920314 | Administratively Determined Incentive Program | VINELAND | 8360 | 12.47 | Residential | Behind the Meter | Yes | EMT Renewables, LLC | AC Electric |  | Accepted | 2025-06-17 | 2025-07-15 | 2026-07-15 | Solar Panels | SEG SOLAR | SEG 430 |  | 0.43 | 14 | 87 | 20 |  | Fixed | Roof
NJADRE1559920314 | Administratively Determined Incentive Program | VINELAND | 8360 | 12.47 | Residential | Behind the Meter | Yes | EMT Renewables, LLC | AC Electric |  | Accepted | 2025-06-17 | 2025-07-15 | 2026-07-15 | Solar Panels | SEG SOLAR | SEG 430 |  | 0.43 | 15 | 267 | 20 |  | Fixed | Roof
NJADRE1559920347 | Administratively Determined Incentive Program | RIO GRANDE | 8242 | 6.02 | Residential | Behind the Meter | Yes | EMT Renewables, LLC | AC Electric |  | Accepted | 2025-06-17 | 2025-07-16 | 2026-07-16 | Solar Panels | SEG SOLAR | SEG 430 |  | 0.43 | 14 | 298 | 20 |  | Fixed | Roof
NJADRE1559920347 | Administratively Determined Incentive Program | RIO GRANDE | 8242 | 6.02 | Residential | Behind the Meter | Yes | EMT Renewables, LLC | AC Electric |  | Accepted | 2025-06-17 | 2025-07-16 | 2026-07-16 | Inverters | IQ8HC | IQ8+ | 290 |  | 14 |  |  | 0.98 |  | Other | UNDER EACH PANEL
NJADRE1559920364 | Administratively Determined Incentive Program | ORANGE | 7050 | 12.15 | Residential | Behind the Meter | Yes | Sunrun Installation Services, Inc. | PSE&G |  | Accepted | 2025-06-17 | 2025-07-18 | 2026-07-18 | Solar Panels | JA SOLAR | JAM54S31-405/MR |  | 0.405 | 16 | 129 | 22 |  | Fixed | Roof
NJADRE1559920364 | Administratively Determined Incentive Program | ORANGE | 7050 | 12.15 | Residential | Behind the Meter | Yes | Sunrun Installation Services, Inc. | PSE&G |  | Accepted | 2025-06-17 | 2025-07-18 | 2026-07-18 | Solar Panels | JA SOLAR | JAM54S31-405/MR |  | 0.405 | 11 | 309 | 23 |  | Fixed | Roof
NJADRE1559920364 | Administratively Determined Incentive Program | ORANGE | 7050 | 12.15 | Residential | Behind the Meter | Yes | Sunrun Installation Services, Inc. | PSE&G |  | Accepted | 2025-06-17 | 2025-07-18 | 2026-07-18 | Solar Panels | JA SOLAR | JAM54S31-405/MR |  | 0.405 | 3 | 219 | 23 |  | Fixed | Roof
NJADRE1559920364 | Administratively Determined Incentive Program | ORANGE | 7050 | 12.15 | Residential | Behind the Meter | Yes | Sunrun Installation Services, Inc. | PSE&G |  | Accepted | 2025-06-17 | 2025-07-18 | 2026-07-18 | Inverters | SOLAREDGE TECHNOLOGIES | SE10000H-USMN | 10000 |  | 1 |  |  | 0.99 |  | Outdoor
NJADRE1559920368 | Administratively Determined Incentive Program | Irvington | 7111 | 4.1 | Residential | Behind the Meter | Yes | Big Wave Roofing and Solar, LLC | PSE&G |  | Accepted | 2025-06-17 | 2025-07-15 | 2026-07-15 | Solar Panels | Mission | MSE410HT0B |  | 0.41 | 8 | 316 | 30 |  | Fixed | Roof
NJADRE1559920368 | Administratively Determined Incentive Program | Irvington | 7111 | 4.1 | Residential | Behind the Meter | Yes | Big Wave Roofing and Solar, LLC | PSE&G |  | Accepted | 2025-06-17 | 2025-07-15 | 2026-07-15 | Solar Panels | Mission | MSE410HT0B |  | 0.41 | 2 | 136 | 30 |  | Fixed | Roof
NJADRE1559920368 | Administratively Determined Incentive Program | Irvington | 7111 | 4.1 | Residential | Behind the Meter | Yes | Big Wave Roofing and Solar, LLC | PSE&G |  | Accepted | 2025-06-17 | 2025-07-15 | 2026-07-15 | Inverters | Enphase | IQ8HC-72-M-DOM-US | 380 |  | 10 |  |  | 0.98 |  | Outside
NJADRE1559920374 | Administratively Determined Incentive Program | PITMAN | 8071 | 6.48 | Residential | Behind the Meter | Yes | Sunrun Installation Services, Inc. | AC Electric |  | Accepted | 2025-06-17 | 2025-07-15 | 2026-07-15 | Inverters | SolarEdge Technologies | SE5700H-USMN | 5760 |  | 1 |  |  | 0.99 |  | Outdoor
NJADRE1559920374 | Administratively Determined Incentive Program | PITMAN | 8071 | 6.48 | Residential | Behind the Meter | Yes | Sunrun Installation Services, Inc. | AC Electric |  | Accepted | 2025-06-17 | 2025-07-15 | 2026-07-15 | Solar Panels | JA Solar | JAM54S31-405/MR |  | 0.405 | 16 | 144 | 37 |  | Fixed | Roof
NJADRE1559920382 | Administratively Determined Incentive Program | Port Norris | 8349 | 4.73 | Residential | Behind the Meter | Yes | EMT Renewables, LLC | AC Electric |  | Accepted | 2025-06-17 | 2025-07-22 | 2026-07-22 | Inverters | IQ8HC | IQ8+ | 290 |  | 11 |  |  | 0.98 |  | Other | UNDER EACH PANEL
NJADRE1559920382 | Administratively Determined Incentive Program | Port Norris | 8349 | 4.73 | Residential | Behind the Meter | Yes | EMT Renewables, LLC | AC Electric |  | Accepted | 2025-06-17 | 2025-07-22 | 2026-07-22 | Solar Panels | SEG SOLAR | SEG 430 |  | 0.43 | 11 | 149 | 18 |  | Fixed | Roof
NJADRE1559920394 | Administratively Determined Incentive Program | Newark | 7112 | 5.16 | Residential | Behind the Meter | Yes | Velocity Energy & Home Solutions, Inc. | PSE&G |  | Accepted | 2025-06-17 | 2025-07-15 | 2026-07-15 | Solar Panels | seg | 430w |  | 0.43 | 12 | 216 | 10 |  | Fixed | Roof
NJADRE1559920394 | Administratively Determined Incentive Program | Newark | 7112 | 5.16 | Residential | Behind the Meter | Yes | Velocity Energy & Home Solutions, Inc. | PSE&G |  | Accepted | 2025-06-17 | 2025-07-15 | 2026-07-15 | Inverters | enphase | iq8plus | 290 |  | 12 |  |  | 0.99 |  | Outside | behind panels
NJADRE1559920399 | Administratively Determined Incentive Program | SPARTA | 7871 | 27.88 | Residential | Behind the Meter | No | Reliable Power Services, Inc. | JCP&L |  | Accepted | 2025-06-17 | 2025-07-15 | 2026-07-15 | Solar Panels | mission | MSE140HTOB410 |  | 0.41 | 25 | 143 | 38 |  | Fixed | Roof
NJADRE1559920399 | Administratively Determined Incentive Program | SPARTA | 7871 | 27.88 | Residential | Behind the Meter | No | Reliable Power Services, Inc. | JCP&L |  | Accepted | 2025-06-17 | 2025-07-15 | 2026-07-15 | Solar Panels | mission | MSE140HTOB410 |  | 0.41 | 16 | 233 | 38 |  | Fixed | Roof
NJADRE1559920399 | Administratively Determined Incentive Program | SPARTA | 7871 | 27.88 | Residential | Behind the Meter | No | Reliable Power Services, Inc. | JCP&L |  | Accepted | 2025-06-17 | 2025-07-15 | 2026-07-15 | Solar Panels | mission | MSE140HTOB410 |  | 0.41 | 3 | 53 | 38 |  | Fixed | Roof
NJADRE1559920399 | Administratively Determined Incentive Program | SPARTA | 7871 | 27.88 | Residential | Behind the Meter | No | Reliable Power Services, Inc. | JCP&L |  | Accepted | 2025-06-17 | 2025-07-15 | 2026-07-15 | Solar Panels | mission | MSE140HTOB410 |  | 0.41 | 17 | 143 | 38 |  | Fixed | Roof
NJADRE1559920399 | Administratively Determined Incentive Program | SPARTA | 7871 | 27.88 | Residential | Behind the Meter | No | Reliable Power Services, Inc. | JCP&L |  | Accepted | 2025-06-17 | 2025-07-15 | 2026-07-15 | Solar Panels | mission | MSE140HTOB410 |  | 0.41 | 1 | 233 | 38 |  | Fixed | Roof
NJADRE1559920399 | Administratively Determined Incentive Program | SPARTA | 7871 | 27.88 | Residential | Behind the Meter | No | Reliable Power Services, Inc. | JCP&L |  | Accepted | 2025-06-17 | 2025-07-15 | 2026-07-15 | Inverters | Enphase | IQ8 plus | 290 |  | 68 |  |  | 0.97 |  | Outdoor
NJADRE1559920399 | Administratively Determined Incentive Program | SPARTA | 7871 | 27.88 | Residential | Behind the Meter | No | Reliable Power Services, Inc. | JCP&L |  | Accepted | 2025-06-17 | 2025-07-15 | 2026-07-15 | Solar Panels | mission | MSE140HTOB410 |  | 0.41 | 3 | 53 | 38 |  | Fixed | Roof
NJADRE1559920399 | Administratively Determined Incentive Program | SPARTA | 7871 | 27.88 | Residential | Behind the Meter | No | Reliable Power Services, Inc. | JCP&L |  | Accepted | 2025-06-17 | 2025-07-15 | 2026-07-15 | Solar Panels | mission | MSE140HTOB410 |  | 0.41 | 3 | 233 | 38 |  | Fixed | Roof
NJADRE1559920403 | Administratively Determined Incentive Program | Asbury Park | 7712 | 7.74 | Residential | Behind the Meter | Yes | EMT Renewables, LLC | JCP&L |  | Accepted | 2025-06-17 | 2025-07-15 | 2026-07-15 | Solar Panels | SEG SOLAR | SEG 430 |  | 0.43 | 9 | 286 | 42 |  | Fixed | Roof
NJADRE1559920403 | Administratively Determined Incentive Program | Asbury Park | 7712 | 7.74 | Residential | Behind the Meter | Yes | EMT Renewables, LLC | JCP&L |  | Accepted | 2025-06-17 | 2025-07-15 | 2026-07-15 | Solar Panels | SEG SOLAR | SEG 430 |  | 0.43 | 6 | 106 | 41 |  | Fixed | Roof
NJADRE1559920403 | Administratively Determined Incentive Program | Asbury Park | 7712 | 7.74 | Residential | Behind the Meter | Yes | EMT Renewables, LLC | JCP&L |  | Accepted | 2025-06-17 | 2025-07-15 | 2026-07-15 | Solar Panels | SEG SOLAR | SEG 430 |  | 0.43 | 2 | 206 | 30 |  | Fixed | Roof
NJADRE1559920403 | Administratively Determined Incentive Program | Asbury Park | 7712 | 7.74 | Residential | Behind the Meter | Yes | EMT Renewables, LLC | JCP&L |  | Accepted | 2025-06-17 | 2025-07-15 | 2026-07-15 | Inverters | IQ8HC | IQ8+ | 290 |  | 18 |  |  | 0.98 |  | Other | UNDER EACH PANEL
NJADRE1559920403 | Administratively Determined Incentive Program | Asbury Park | 7712 | 7.74 | Residential | Behind the Meter | Yes | EMT Renewables, LLC | JCP&L |  | Accepted | 2025-06-17 | 2025-07-15 | 2026-07-15 | Solar Panels | SEG SOLAR | SEG 430 |  | 0.43 | 1 | 286 | 29 |  | Fixed | Roof
NJADRE1559920409 | Administratively Determined Incentive Program | TEANECK | 7666 | 6.48 | Residential | Behind the Meter | Yes | Sunrun Installation Services, Inc. | PSE&G |  | Accepted | 2025-06-17 | 2025-07-15 | 2026-07-15 | Inverters | SOLAREDGE TECHNOLOGIES | SE5700H-USMN | 5760 |  | 1 |  |  | 0.99 |  | Outside
NJADRE1559920409 | Administratively Determined Incentive Program | TEANECK | 7666 | 6.48 | Residential | Behind the Meter | Yes | Sunrun Installation Services, Inc. | PSE&G |  | Accepted | 2025-06-17 | 2025-07-15 | 2026-07-15 | Solar Panels | JA SOLAR | JAM54S31-405/MR |  | 0.405 | 10 | 203 | 45 |  | Fixed | Roof
NJADRE1559920409 | Administratively Determined Incentive Program | TEANECK | 7666 | 6.48 | Residential | Behind the Meter | Yes | Sunrun Installation Services, Inc. | PSE&G |  | Accepted | 2025-06-17 | 2025-07-15 | 2026-07-15 | Solar Panels | JA SOLAR | JAM54S31-405/MR |  | 0.405 | 6 | 23 | 45 |  | Fixed | Roof
NJADRE1559920417 | Administratively Determined Incentive Program | Hackettstown | 7840 | 10.53 | Residential | Behind the Meter | Yes | Sunrun Installation Services, Inc. | JCP&L |  | Accepted | 2025-06-17 | 2025-07-15 | 2026-07-15 | Inverters | SolarEdge Technologies | SE7600H-USMN | 7600 |  | 1 |  |  | 0.99 |  | Outdoor | Next to meter
NJADRE1559920417 | Administratively Determined Incentive Program | Hackettstown | 7840 | 10.53 | Residential | Behind the Meter | Yes | Sunrun Installation Services, Inc. | JCP&L |  | Accepted | 2025-06-17 | 2025-07-15 | 2026-07-15 | Solar Panels | JA Solar | JAM54S31-405/MR |  | 0.405 | 14 | 73 | 19 |  | Fixed | Roof
NJADRE1559920417 | Administratively Determined Incentive Program | Hackettstown | 7840 | 10.53 | Residential | Behind the Meter | Yes | Sunrun Installation Services, Inc. | JCP&L |  | Accepted | 2025-06-17 | 2025-07-15 | 2026-07-15 | Solar Panels | JA Solar | JAM54S31-405/MR |  | 0.405 | 12 | 253 | 19 |  | Fixed | Roof
NJADRE1559920418 | Administratively Determined Incentive Program | West Milford | 7480 | 19.04 | Residential | Behind the Meter | Yes | Sunrun Installation Services, Inc. | Orange Rockland Electric |  | Accepted | 2025-06-17 | 2025-07-15 | 2026-07-15 | Solar Panels | JA SOLAR | JAM54S31-405/MR |  | 0.405 | 12 | 99 | 16 |  | Fixed | Roof
NJADRE1559920418 | Administratively Determined Incentive Program | West Milford | 7480 | 19.04 | Residential | Behind the Meter | Yes | Sunrun Installation Services, Inc. | Orange Rockland Electric |  | Accepted | 2025-06-17 | 2025-07-15 | 2026-07-15 | Inverters | SOLAREDGE TECHNOLOGIES | SE5700H-USMN | 5760 |  | 1 |  |  | 0.99 |  | Outdoor
NJADRE1559920418 | Administratively Determined Incentive Program | West Milford | 7480 | 19.04 | Residential | Behind the Meter | Yes | Sunrun Installation Services, Inc. | Orange Rockland Electric |  | Accepted | 2025-06-17 | 2025-07-15 | 2026-07-15 | Inverters | SOLAREDGE TECHNOLOGIES | SE7600H-USMN | 7600 |  | 1 |  |  | 0.99 |  | Outdoor
NJADRE1559920418 | Administratively Determined Incentive Program | West Milford | 7480 | 19.04 | Residential | Behind the Meter | Yes | Sunrun Installation Services, Inc. | Orange Rockland Electric |  | Accepted | 2025-06-17 | 2025-07-15 | 2026-07-15 | Solar Panels | JA SOLAR | JAM54S31-405/MR |  | 0.405 | 31 | 279 | 16 |  | Fixed | Roof
NJADRE1559920418 | Administratively Determined Incentive Program | West Milford | 7480 | 19.04 | Residential | Behind the Meter | Yes | Sunrun Installation Services, Inc. | Orange Rockland Electric |  | Accepted | 2025-06-17 | 2025-07-15 | 2026-07-15 | Solar Panels | JA SOLAR | JAM54S31-405/MR |  | 0.405 | 4 | 279 | 16 |  | Fixed | Roof
NJADRE1559920421 | Administratively Determined Incentive Program | Newark | 7112 | 6.02 | Residential | Behind the Meter | Yes | Velocity Energy & Home Solutions, Inc. | PSE&G |  | Accepted | 2025-06-17 | 2025-07-15 | 2026-07-15 | Solar Panels | seg | 430w |  | 0.43 | 14 | 216 | 10 |  | Fixed | Roof
NJADRE1559920421 | Administratively Determined Incentive Program | Newark | 7112 | 6.02 | Residential | Behind the Meter | Yes | Velocity Energy & Home Solutions, Inc. | PSE&G |  | Accepted | 2025-06-17 | 2025-07-15 | 2026-07-15 | Inverters | enphase | iq8plus | 290 |  | 14 |  |  | 0.99 |  | Outside | bnehind panels
NJADRE1559920433 | Administratively Determined Incentive Program | KEYPORT | 7735 | 8.91 | Residential | Behind the Meter | Yes | Sunrun Installation Services, Inc. | JCP&L |  | Accepted | 2025-06-17 | 2025-07-15 | 2026-07-15 | Inverters | SolarEdge Technologies | SE3800H-USMN | 3800 |  | 2 |  |  | 0.99 |  | Outdoor
NJADRE1559920433 | Administratively Determined Incentive Program | KEYPORT | 7735 | 8.91 | Residential | Behind the Meter | Yes | Sunrun Installation Services, Inc. | JCP&L |  | Accepted | 2025-06-17 | 2025-07-15 | 2026-07-15 | Solar Panels | JA SOLAR | JAM54S31-405/MR |  | 0.405 | 22 | 221 | 22 |  | Fixed | Roof
NJADRE1559920444 | Administratively Determined Incentive Program | FORKED RIVER | 8731 | 9.46 | Residential | Behind the Meter | Yes | EMT Renewables, LLC | JCP&L |  | Accepted | 2025-06-17 | 2025-07-15 | 2026-07-15 | Solar Panels | SEG SOLAR | SEG 430 |  | 0.43 | 2 | 302 | 20 |  | Fixed | Roof
NJADRE1559920444 | Administratively Determined Incentive Program | FORKED RIVER | 8731 | 9.46 | Residential | Behind the Meter | Yes | EMT Renewables, LLC | JCP&L |  | Accepted | 2025-06-17 | 2025-07-15 | 2026-07-15 | Inverters | IQ8HC | IQ8+ | 290 |  | 22 |  |  | 0.98 |  | Other | UNDER EACH PANEL
NJADRE1559920444 | Administratively Determined Incentive Program | FORKED RIVER | 8731 | 9.46 | Residential | Behind the Meter | Yes | EMT Renewables, LLC | JCP&L |  | Accepted | 2025-06-17 | 2025-07-15 | 2026-07-15 | Solar Panels | SEG SOLAR | SEG 430 |  | 0.43 | 9 | 122 | 20 |  | Fixed | Roof
NJADRE1559920444 | Administratively Determined Incentive Program | FORKED RIVER | 8731 | 9.46 | Residential | Behind the Meter | Yes | EMT Renewables, LLC | JCP&L |  | Accepted | 2025-06-17 | 2025-07-15 | 2026-07-15 | Solar Panels | SEG SOLAR | SEG 430 |  | 0.43 | 7 | 302 | 20 |  | Fixed | Roof
NJADRE1559920444 | Administratively Determined Incentive Program | FORKED RIVER | 8731 | 9.46 | Residential | Behind the Meter | Yes | EMT Renewables, LLC | JCP&L |  | Accepted | 2025-06-17 | 2025-07-15 | 2026-07-15 | Solar Panels | SEG SOLAR | SEG 430 |  | 0.43 | 4 | 122 | 10 |  | Fixed | Roof
NJADRE1559920456 | Administratively Determined Incentive Program | MANAHAWKIN | 8050 | 13.65 | Residential | Behind the Meter | Yes | Sunrun Installation Services, Inc. | AC Electric |  | Accepted | 2025-06-17 | 2025-07-16 | 2026-07-16 | Inverters | SOLAREDGE TECHNOLOGIES | SE7600H-USMN | 7600 |  | 1 |  |  | 0.99 |  | Outdoor
NJADRE1559920456 | Administratively Determined Incentive Program | MANAHAWKIN | 8050 | 13.65 | Residential | Behind the Meter | Yes | Sunrun Installation Services, Inc. | AC Electric |  | Accepted | 2025-06-17 | 2025-07-16 | 2026-07-16 | Solar Panels | TRINA SOLAR | TSM-390DE09C.07 |  | 0.39 | 4 | 10 | 18 |  | Fixed | Roof
NJADRE1559920456 | Administratively Determined Incentive Program | MANAHAWKIN | 8050 | 13.65 | Residential | Behind the Meter | Yes | Sunrun Installation Services, Inc. | AC Electric |  | Accepted | 2025-06-17 | 2025-07-16 | 2026-07-16 | Electric Storage Battery | Tesla | POWERWALL 3 1707000-XX-Y |  |  | 1 |  |  |  | Lithium Ion |  | OUTSIDE
NJADRE1559920456 | Administratively Determined Incentive Program | MANAHAWKIN | 8050 | 13.65 | Residential | Behind the Meter | Yes | Sunrun Installation Services, Inc. | AC Electric |  | Accepted | 2025-06-17 | 2025-07-16 | 2026-07-16 | Inverters | SOLAREDGE TECHNOLOGIES | SE3800H-USMN | 3800 |  | 1 |  |  | 0.99 |  | Outdoor
NJADRE1559920456 | Administratively Determined Incentive Program | MANAHAWKIN | 8050 | 13.65 | Residential | Behind the Meter | Yes | Sunrun Installation Services, Inc. | AC Electric |  | Accepted | 2025-06-17 | 2025-07-16 | 2026-07-16 | Solar Panels | TRINA SOLAR | TSM-390DE09C.07 |  | 0.39 | 9 | 100 | 23 |  | Fixed | Roof
NJADRE1559920456 | Administratively Determined Incentive Program | MANAHAWKIN | 8050 | 13.65 | Residential | Behind the Meter | Yes | Sunrun Installation Services, Inc. | AC Electric |  | Accepted | 2025-06-17 | 2025-07-16 | 2026-07-16 | Solar Panels | TRINA SOLAR | TSM-390DE09C.07 |  | 0.39 | 18 | 280 | 23 |  | Fixed | Roof
NJADRE1559920456 | Administratively Determined Incentive Program | MANAHAWKIN | 8050 | 13.65 | Residential | Behind the Meter | Yes | Sunrun Installation Services, Inc. | AC Electric |  | Accepted | 2025-06-17 | 2025-07-16 | 2026-07-16 | Solar Panels | TRINA SOLAR | TSM-390DE09C.07 |  | 0.39 | 4 | 190 | 21 |  | Fixed | Roof
NJADRE1559920471 | Administratively Determined Incentive Program | Bridgeton | 8302 | 21.07 | Residential | Behind the Meter | Yes | EMT Renewables, LLC | AC Electric |  | Accepted | 2025-07-03 | 2025-07-25 | 2026-07-25 | Inverters | ENPHASE | IQ8+ | 290 |  | 49 |  |  | 0.98 |  | Other | UNDER EACH PANEL
NJADRE1559920471 | Administratively Determined Incentive Program | Bridgeton | 8302 | 21.07 | Residential | Behind the Meter | Yes | EMT Renewables, LLC | AC Electric |  | Accepted | 2025-07-03 | 2025-07-25 | 2026-07-25 | Solar Panels | SEG SOLAR | SEG 430 |  | 0.43 | 25 | 141 | 23 |  | Fixed | Roof
NJADRE1559920471 | Administratively Determined Incentive Program | Bridgeton | 8302 | 21.07 | Residential | Behind the Meter | Yes | EMT Renewables, LLC | AC Electric |  | Accepted | 2025-07-03 | 2025-07-25 | 2026-07-25 | Solar Panels | SEG SOLAR | SEG 430 |  | 0.43 | 24 | 321 | 23 |  | Fixed | Roof
NJADRE1559920970 | Administratively Determined Incentive Program | PISCATAWAY | 8854 | 7.7 | Residential | Behind the Meter | Yes | Sunrun Installation Services, Inc. | PSE&G |  | Accepted | 2025-06-17 | 2025-07-15 | 2026-07-15 | Inverters | SolarEdge Technologies | SE5700H-USMN | 5760 |  | 1 |  |  | 0.99 |  | Outdoor | Next to meter
NJADRE1559920970 | Administratively Determined Incentive Program | PISCATAWAY | 8854 | 7.7 | Residential | Behind the Meter | Yes | Sunrun Installation Services, Inc. | PSE&G |  | Accepted | 2025-06-17 | 2025-07-15 | 2026-07-15 | Solar Panels | JA Solar | JAM54S31-405/MR |  | 0.405 | 12 | 227 | 23 |  | Fixed | Roof
NJADRE1559920970 | Administratively Determined Incentive Program | PISCATAWAY | 8854 | 7.7 | Residential | Behind the Meter | Yes | Sunrun Installation Services, Inc. | PSE&G |  | Accepted | 2025-06-17 | 2025-07-15 | 2026-07-15 | Solar Panels | JA Solar | JAM54S31-405/MR |  | 0.405 | 7 | 227 | 20 |  | Fixed | Roof
NJADRE1559921538 | Administratively Determined Incentive Program | PITTSGROVE | 8318 | 7.38 | Residential | Behind the Meter | Yes | Big Wave Roofing and Solar, LLC | AC Electric |  | Accepted | 2025-06-17 | 2025-07-15 | 2026-07-15 | Inverters | Enphase | IQ8HC-72-M-DOM-US | 380 |  | 18 |  |  | 0.97 |  | Outdoor
NJADRE1559921538 | Administratively Determined Incentive Program | PITTSGROVE | 8318 | 7.38 | Residential | Behind the Meter | Yes | Big Wave Roofing and Solar, LLC | AC Electric |  | Accepted | 2025-06-17 | 2025-07-15 | 2026-07-15 | Solar Panels | MISSION SOLAR | MSE410HT0B |  | 0.41 | 18 | 176 | 18 |  | Fixed | Roof
NJADRE1559922025 | Administratively Determined Incentive Program | ERIAL | 8081 | 10.88 | Residential | Behind the Meter | No | SunnyMac, LLC | AC Electric |  | Accepted | 2025-06-17 | 2025-07-15 | 2026-07-15 | Solar Panels | HANWHA | QTRON BLK M-G2+ |  | 0.435 | 8 | 173 | 31 |  | Fixed | Roof
NJADRE1559922025 | Administratively Determined Incentive Program | ERIAL | 8081 | 10.88 | Residential | Behind the Meter | No | SunnyMac, LLC | AC Electric |  | Accepted | 2025-06-17 | 2025-07-15 | 2026-07-15 | Solar Panels | HANWHA | QTRON BLK M-G2+ |  | 0.435 | 12 | 353 | 31 |  | Fixed | Roof
NJADRE1559922025 | Administratively Determined Incentive Program | ERIAL | 8081 | 10.88 | Residential | Behind the Meter | No | SunnyMac, LLC | AC Electric |  | Accepted | 2025-06-17 | 2025-07-15 | 2026-07-15 | Inverters | SOLAREDGE HOME HUB | SE7600H-US | 7600 |  | 1 |  |  | 0.99 |  | Outdoor | next to meter
NJADRE1559922025 | Administratively Determined Incentive Program | ERIAL | 8081 | 10.88 | Residential | Behind the Meter | No | SunnyMac, LLC | AC Electric |  | Accepted | 2025-06-17 | 2025-07-15 | 2026-07-15 | Solar Panels | HANWHA | QTRON BLK M-G2+ |  | 0.435 | 5 | 173 | 31 |  | Fixed | Roof
NJADRE1559922533 | Administratively Determined Incentive Program | SEWAREN | 7077 | 11.34 | Residential | Behind the Meter | Yes | Sunrun Installation Services, Inc. | PSE&G |  | Accepted | 2025-06-17 | 2025-07-15 | 2026-07-15 | Solar Panels | JA SOLAR | JAM54S31-405/MR |  | 0.405 | 13 | 282 | 39 |  | Fixed | Roof
NJADRE1559922533 | Administratively Determined Incentive Program | SEWAREN | 7077 | 11.34 | Residential | Behind the Meter | Yes | Sunrun Installation Services, Inc. | PSE&G |  | Accepted | 2025-06-17 | 2025-07-15 | 2026-07-15 | Solar Panels | JA SOLAR | JAM54S31-405/MR |  | 0.405 | 15 | 102 | 39 |  | Fixed | Roof
NJADRE1559922533 | Administratively Determined Incentive Program | SEWAREN | 7077 | 11.34 | Residential | Behind the Meter | Yes | Sunrun Installation Services, Inc. | PSE&G |  | Accepted | 2025-06-17 | 2025-07-15 | 2026-07-15 | Inverters | SOLAREDGE TECHNOLOGIES | SE7600H-USMN | 7600 |  | 1 |  |  | 0.99 |  | Outdoor
NJADRE1559923204 | Administratively Determined Incentive Program | EATONTOWN | 7724 | 9.46 | Residential | Behind the Meter | No | Green Power Energy, LLC | JCP&L |  | Accepted | 2025-06-17 | 2025-07-15 | 2026-07-15 | Inverters | Enphase Energy | IQ8MC-72-M-US [240V] | 320 |  | 22 |  |  | 0.98 |  | Outside | Roof
NJADRE1559923204 | Administratively Determined Incentive Program | EATONTOWN | 7724 | 9.46 | Residential | Behind the Meter | No | Green Power Energy, LLC | JCP&L |  | Accepted | 2025-06-17 | 2025-07-15 | 2026-07-15 | Solar Panels | SEG Solar | SEG-430-BTD-BG |  | 0.43 | 6 | 256 | 34 |  | Fixed | Roof
NJADRE1559923204 | Administratively Determined Incentive Program | EATONTOWN | 7724 | 9.46 | Residential | Behind the Meter | No | Green Power Energy, LLC | JCP&L |  | Accepted | 2025-06-17 | 2025-07-15 | 2026-07-15 | Solar Panels | SEG Solar | SEG-430-BTD-BG |  | 0.43 | 3 | 256 | 34 |  | Fixed | Roof
NJADRE1559923204 | Administratively Determined Incentive Program | EATONTOWN | 7724 | 9.46 | Residential | Behind the Meter | No | Green Power Energy, LLC | JCP&L |  | Accepted | 2025-06-17 | 2025-07-15 | 2026-07-15 | Solar Panels | SEG Solar | SEG-430-BTD-BG |  | 0.43 | 8 | 76 | 34 |  | Fixed | Roof
NJADRE1559923204 | Administratively Determined Incentive Program | EATONTOWN | 7724 | 9.46 | Residential | Behind the Meter | No | Green Power Energy, LLC | JCP&L |  | Accepted | 2025-06-17 | 2025-07-15 | 2026-07-15 | Solar Panels | SEG Solar | SEG-430-BTD-BG |  | 0.43 | 5 | 76 | 34 |  | Fixed | Roof
NJADRE1559923510 | Administratively Determined Incentive Program | LITTLE EGG HARBOR | 8087 | 11.89 | Residential | Behind the Meter | Yes | Define Solar, LLC | AC Electric |  | Accepted | 2025-06-17 | 2025-07-23 | 2026-07-23 | Solar Panels | Znshine | ZXM7-SH108 410W |  | 0.41 | 11 | 246 | 20 |  | Fixed | Roof
NJADRE1559923510 | Administratively Determined Incentive Program | LITTLE EGG HARBOR | 8087 | 11.89 | Residential | Behind the Meter | Yes | Define Solar, LLC | AC Electric |  | Accepted | 2025-06-17 | 2025-07-23 | 2026-07-23 | Solar Panels | Znshine | ZXM7-SH108 410W |  | 0.41 | 15 | 246 | 20 |  | Fixed | Roof
NJADRE1559923510 | Administratively Determined Incentive Program | LITTLE EGG HARBOR | 8087 | 11.89 | Residential | Behind the Meter | Yes | Define Solar, LLC | AC Electric |  | Accepted | 2025-06-17 | 2025-07-23 | 2026-07-23 | Solar Panels | Znshine | ZXM7-SH108 410W |  | 0.41 | 3 | 66 | 20 |  | Fixed | Roof
NJADRE1559923510 | Administratively Determined Incentive Program | LITTLE EGG HARBOR | 8087 | 11.89 | Residential | Behind the Meter | Yes | Define Solar, LLC | AC Electric |  | Accepted | 2025-06-17 | 2025-07-23 | 2026-07-23 | Inverters | Enphase | IQ8PLUS-72-2-US | 290 |  | 15 |  |  | 0.976 |  | Outside | Under each pv panel
NJADRE1559923510 | Administratively Determined Incentive Program | LITTLE EGG HARBOR | 8087 | 11.89 | Residential | Behind the Meter | Yes | Define Solar, LLC | AC Electric |  | Accepted | 2025-06-17 | 2025-07-23 | 2026-07-23 | Inverters | Enphase | IQ8PLUS-72-2-US | 290 |  | 3 |  |  | 0.976 |  | Outside | Under each pv panel
NJADRE1559923510 | Administratively Determined Incentive Program | LITTLE EGG HARBOR | 8087 | 11.89 | Residential | Behind the Meter | Yes | Define Solar, LLC | AC Electric |  | Accepted | 2025-06-17 | 2025-07-23 | 2026-07-23 | Inverters | Enphase | IQ8PLUS-72-2-US | 290 |  | 11 |  |  | 0.976 |  | Outside | Under each pv panel
NJADRE1559923747 | Administratively Determined Incentive Program | CLIFTON | 7012 | 10.125 | Residential | Behind the Meter | Yes | Sunrun Installation Services, Inc. | PSE&G |  | Accepted | 2025-06-17 | 2025-07-16 | 2026-07-16 | Solar Panels | JA SOLAR | JAM54S31-405/MR |  | 0.405 | 8 | 222 | 23 |  | Fixed | Roof
NJADRE1559923747 | Administratively Determined Incentive Program | CLIFTON | 7012 | 10.125 | Residential | Behind the Meter | Yes | Sunrun Installation Services, Inc. | PSE&G |  | Accepted | 2025-06-17 | 2025-07-16 | 2026-07-16 | Solar Panels | JA SOLAR | JAM54S31-405/MR |  | 0.405 | 12 | 42 | 23 |  | Fixed | Roof
NJADRE1559923747 | Administratively Determined Incentive Program | CLIFTON | 7012 | 10.125 | Residential | Behind the Meter | Yes | Sunrun Installation Services, Inc. | PSE&G |  | Accepted | 2025-06-17 | 2025-07-16 | 2026-07-16 | Inverters | SOLAREDGE TECHNOLOGIES | SE7600H-USMN | 7600 |  | 1 |  |  | 0.99 |  | Outdoor
NJADRE1559923747 | Administratively Determined Incentive Program | CLIFTON | 7012 | 10.125 | Residential | Behind the Meter | Yes | Sunrun Installation Services, Inc. | PSE&G |  | Accepted | 2025-06-17 | 2025-07-16 | 2026-07-16 | Solar Panels | JA SOLAR | JAM54S31-405/MR |  | 0.405 | 5 | 132 | 23 |  | Fixed | Roof
NJADRE1559923747 | Administratively Determined Incentive Program | CLIFTON | 7012 | 10.125 | Residential | Behind the Meter | Yes | Sunrun Installation Services, Inc. | PSE&G |  | Accepted | 2025-06-17 | 2025-07-16 | 2026-07-16 | Meters | SOLAREDGE TECHNOLOGIES | SE7600H-USMN |  |  | 1 |  |  |  | Yes | Outdoor
NJADRE1559924555 | Administratively Determined Incentive Program | CAPE MAY | 8204 | 5.28 | Residential | Behind the Meter | No | AllSeason Solar | AC Electric |  | Accepted | 2025-06-17 | 2025-07-15 | 2026-07-15 | Inverters | Enphase | IQ8 Plus | 290 |  | 12 |  |  | 0.97 |  | Outside
NJADRE1559924555 | Administratively Determined Incentive Program | CAPE MAY | 8204 | 5.28 | Residential | Behind the Meter | No | AllSeason Solar | AC Electric |  | Accepted | 2025-06-17 | 2025-07-15 | 2026-07-15 | Solar Panels | Certainteed | CT440HC12-08 |  | 0.44 | 1 | 119 | 27 |  | Fixed | Roof
NJADRE1559924555 | Administratively Determined Incentive Program | CAPE MAY | 8204 | 5.28 | Residential | Behind the Meter | No | AllSeason Solar | AC Electric |  | Accepted | 2025-06-17 | 2025-07-15 | 2026-07-15 | Solar Panels | Certainteed | CT440HC12-08 |  | 0.44 | 5 | 209 | 25 |  | Fixed | Roof
NJADRE1559924555 | Administratively Determined Incentive Program | CAPE MAY | 8204 | 5.28 | Residential | Behind the Meter | No | AllSeason Solar | AC Electric |  | Accepted | 2025-06-17 | 2025-07-15 | 2026-07-15 | Solar Panels | Certainteed | CT440HC12-08 |  | 0.44 | 6 | 209 | 27 |  | Fixed | Roof
NJADRE1559924673 | Administratively Determined Incentive Program | WARETOWN | 8758 | 10.25 | Residential | Behind the Meter | Yes | Define Solar, LLC | JCP&L |  | Accepted | 2025-06-17 | 2025-07-15 | 2026-07-15 | Inverters | Enphase | IQ8PLUS-72-2-US | 290 |  | 25 |  |  | 0.976 |  | Outside | Under each pv panel
NJADRE1559924673 | Administratively Determined Incentive Program | WARETOWN | 8758 | 10.25 | Residential | Behind the Meter | Yes | Define Solar, LLC | JCP&L |  | Accepted | 2025-06-17 | 2025-07-15 | 2026-07-15 | Solar Panels | Znshine | ZXM7-SH108 410W |  | 0.41 | 25 | 243 | 35 |  | Fixed | Roof
NJADRE1559924792 | Administratively Determined Incentive Program | ANNANDALE | 8801 | 6.45 | Residential | Behind the Meter | No | Green Power Energy, LLC | JCP&L |  | Accepted | 2025-06-17 | 2025-07-15 | 2026-07-15 | Solar Panels | SEG Solar | SEG-430-BTD-BG |  | 0.43 | 14 | 126 | 30 |  | Fixed | Roof
NJADRE1559924792 | Administratively Determined Incentive Program | ANNANDALE | 8801 | 6.45 | Residential | Behind the Meter | No | Green Power Energy, LLC | JCP&L |  | Accepted | 2025-06-17 | 2025-07-15 | 2026-07-15 | Inverters | Enphase Energy | IQ8MC-72-M-US [240V] | 320 |  | 15 |  |  | 0.98 |  | Outside | Roof
NJADRE1559924792 | Administratively Determined Incentive Program | ANNANDALE | 8801 | 6.45 | Residential | Behind the Meter | No | Green Power Energy, LLC | JCP&L |  | Accepted | 2025-06-17 | 2025-07-15 | 2026-07-15 | Solar Panels | SEG Solar | SEG-430-BTD-BG |  | 0.43 | 1 | 216 | 45 |  | Fixed | Roof
NJADRE1559925122 | Administratively Determined Incentive Program | Cape May Court House | 8210 | 11.18 | Residential | Behind the Meter | Yes | Brilliant Installations, Inc. | AC Electric |  | Accepted | 2025-06-18 | 2025-07-16 | 2026-07-16 | Solar Panels | JINKO SOLAR | JKM430N-54HL4-B |  | 0.43 | 20 | 288 | 10 |  | Fixed | Roof
NJADRE1559925122 | Administratively Determined Incentive Program | Cape May Court House | 8210 | 11.18 | Residential | Behind the Meter | Yes | Brilliant Installations, Inc. | AC Electric |  | Accepted | 2025-06-18 | 2025-07-16 | 2026-07-16 | Inverters | JINKO SOLAR | USE7600H-USMNBL75 | 7600 |  | 1 |  |  | 0.97 |  | Outdoor
NJADRE1559925122 | Administratively Determined Incentive Program | Cape May Court House | 8210 | 11.18 | Residential | Behind the Meter | Yes | Brilliant Installations, Inc. | AC Electric |  | Accepted | 2025-06-18 | 2025-07-16 | 2026-07-16 | Solar Panels | JINKO SOLAR | JKM430N-54HL4-B |  | 0.43 | 6 | 108 | 13 |  | Fixed | Roof
NJADRE1559925207 | Administratively Determined Incentive Program | NORTHFIELD | 8225 | 11.89 | Residential | Behind the Meter | Yes | Define Solar, LLC | AC Electric |  | Accepted | 2025-06-17 | 2025-07-15 | 2026-07-15 | Solar Panels | Znshine | ZXM7-SH108 410W |  | 0.41 | 5 | 117 | 29 |  | Fixed | Roof
NJADRE1559925207 | Administratively Determined Incentive Program | NORTHFIELD | 8225 | 11.89 | Residential | Behind the Meter | Yes | Define Solar, LLC | AC Electric |  | Accepted | 2025-06-17 | 2025-07-15 | 2026-07-15 | Solar Panels | Znshine | ZXM7-SH108 410W |  | 0.41 | 5 | 117 | 10 |  | Fixed | Roof
NJADRE1559925207 | Administratively Determined Incentive Program | NORTHFIELD | 8225 | 11.89 | Residential | Behind the Meter | Yes | Define Solar, LLC | AC Electric |  | Accepted | 2025-06-17 | 2025-07-15 | 2026-07-15 | Inverters | Enphase | IQ8PLUS-72-2-US | 290 |  | 5 |  |  | 0.976 |  | Outside | Under each pv panel
NJADRE1559925207 | Administratively Determined Incentive Program | NORTHFIELD | 8225 | 11.89 | Residential | Behind the Meter | Yes | Define Solar, LLC | AC Electric |  | Accepted | 2025-06-17 | 2025-07-15 | 2026-07-15 | Inverters | Enphase | IQ8PLUS-72-2-US | 290 |  | 2 |  |  | 0.976 |  | Outside | Under each pv panel
NJADRE1559925207 | Administratively Determined Incentive Program | NORTHFIELD | 8225 | 11.89 | Residential | Behind the Meter | Yes | Define Solar, LLC | AC Electric |  | Accepted | 2025-06-17 | 2025-07-15 | 2026-07-15 | Solar Panels | Znshine | ZXM7-SH108 410W |  | 0.41 | 5 | 27 | 28 |  | Fixed | Roof
NJADRE1559925207 | Administratively Determined Incentive Program | NORTHFIELD | 8225 | 11.89 | Residential | Behind the Meter | Yes | Define Solar, LLC | AC Electric |  | Accepted | 2025-06-17 | 2025-07-15 | 2026-07-15 | Inverters | Enphase | IQ8PLUS-72-2-US | 290 |  | 12 |  |  | 0.976 |  | Outside | Under each pv panel
NJADRE1559925207 | Administratively Determined Incentive Program | NORTHFIELD | 8225 | 11.89 | Residential | Behind the Meter | Yes | Define Solar, LLC | AC Electric |  | Accepted | 2025-06-17 | 2025-07-15 | 2026-07-15 | Solar Panels | Znshine | ZXM7-SH108 410W |  | 0.41 | 2 | 207 | 28 |  | Fixed | Roof
NJADRE1559925207 | Administratively Determined Incentive Program | NORTHFIELD | 8225 | 11.89 | Residential | Behind the Meter | Yes | Define Solar, LLC | AC Electric |  | Accepted | 2025-06-17 | 2025-07-15 | 2026-07-15 | Solar Panels | Znshine | ZXM7-SH108 410W |  | 0.41 | 12 | 297 | 29 |  | Fixed | Roof
NJADRE1559925207 | Administratively Determined Incentive Program | NORTHFIELD | 8225 | 11.89 | Residential | Behind the Meter | Yes | Define Solar, LLC | AC Electric |  | Accepted | 2025-06-17 | 2025-07-15 | 2026-07-15 | Inverters | Enphase | IQ8PLUS-72-2-US | 290 |  | 5 |  |  | 0.976 |  | Outside | Under each pv panel
NJADRE1559925207 | Administratively Determined Incentive Program | NORTHFIELD | 8225 | 11.89 | Residential | Behind the Meter | Yes | Define Solar, LLC | AC Electric |  | Accepted | 2025-06-17 | 2025-07-15 | 2026-07-15 | Inverters | Enphase | IQ8PLUS-72-2-US | 290 |  | 5 |  |  | 0.976 |  | Outside | Under each pv panel
NJADRE1559926008 | Administratively Determined Incentive Program | HILLSIDE | 7205 | 3.28 | Residential | Behind the Meter | Yes | Trinity Solar, LLC | PSE&G |  | Accepted | 2025-06-17 | 2025-07-15 | 2026-07-15 | Solar Panels | Hanwha | Q.PEAK DUO BLK ML-G10+ 410 |  | 0.41 | 5 | 126 | 23 |  | Fixed | Roof
NJADRE1559926008 | Administratively Determined Incentive Program | HILLSIDE | 7205 | 3.28 | Residential | Behind the Meter | Yes | Trinity Solar, LLC | PSE&G |  | Accepted | 2025-06-17 | 2025-07-15 | 2026-07-15 | Inverters | Solar Edge | USE3800H-US | 3800 |  | 1 |  |  | 0.97 |  | Outside
NJADRE1559926008 | Administratively Determined Incentive Program | HILLSIDE | 7205 | 3.28 | Residential | Behind the Meter | Yes | Trinity Solar, LLC | PSE&G |  | Accepted | 2025-06-17 | 2025-07-15 | 2026-07-15 | Solar Panels | Hanwha | Q.PEAK DUO BLK ML-G10+ 410 |  | 0.41 | 3 | 306 | 23 |  | Fixed | Roof
NJADRE1559926359 | Administratively Determined Incentive Program | COLUMBUS | 8022 | 16.34 | Residential | Behind the Meter | No | Green Power Energy, LLC | PSE&G |  | Accepted | 2025-06-17 | 2025-07-15 | 2026-07-15 | Inverters | Enphase Energy | IQ8MC-72-M-US [240V] | 320 |  | 38 |  |  | 0.98 |  | Outside | Roof
NJADRE1559926359 | Administratively Determined Incentive Program | COLUMBUS | 8022 | 16.34 | Residential | Behind the Meter | No | Green Power Energy, LLC | PSE&G |  | Accepted | 2025-06-17 | 2025-07-15 | 2026-07-15 | Solar Panels | SEG Solar | SEG-430-BTD-BG |  | 0.43 | 6 | 222 | 30 |  | Fixed | Roof
NJADRE1559926359 | Administratively Determined Incentive Program | COLUMBUS | 8022 | 16.34 | Residential | Behind the Meter | No | Green Power Energy, LLC | PSE&G |  | Accepted | 2025-06-17 | 2025-07-15 | 2026-07-15 | Solar Panels | SEG Solar | SEG-430-BTD-BG |  | 0.43 | 6 | 42 | 30 |  | Fixed | Roof
NJADRE1559926359 | Administratively Determined Incentive Program | COLUMBUS | 8022 | 16.34 | Residential | Behind the Meter | No | Green Power Energy, LLC | PSE&G |  | Accepted | 2025-06-17 | 2025-07-15 | 2026-07-15 | Solar Panels | SEG Solar | SEG-430-BTD-BG |  | 0.43 | 19 | 132 | 30 |  | Fixed | Roof
NJADRE1559926359 | Administratively Determined Incentive Program | COLUMBUS | 8022 | 16.34 | Residential | Behind the Meter | No | Green Power Energy, LLC | PSE&G |  | Accepted | 2025-06-17 | 2025-07-15 | 2026-07-15 | Solar Panels | SEG Solar | SEG-430-BTD-BG |  | 0.43 | 7 | 132 | 30 |  | Fixed | Roof
NJADRE1559926711 | Administratively Determined Incentive Program | FORKED RIVER | 8731 | 5.33 | Residential | Behind the Meter | Yes | Define Solar, LLC | JCP&L |  | Accepted | 2025-06-17 | 2025-07-15 | 2026-07-15 | Solar Panels | Znshine | ZXM7-SH108 410W |  | 0.41 | 8 | 93 | 16 |  | Fixed | Roof
NJADRE1559926711 | Administratively Determined Incentive Program | FORKED RIVER | 8731 | 5.33 | Residential | Behind the Meter | Yes | Define Solar, LLC | JCP&L |  | Accepted | 2025-06-17 | 2025-07-15 | 2026-07-15 | Inverters | Enphase | IQ8PLUS-72-2-US | 290 |  | 3 |  |  | 0.976 |  | Outside | Under each pv panel
NJADRE1559926711 | Administratively Determined Incentive Program | FORKED RIVER | 8731 | 5.33 | Residential | Behind the Meter | Yes | Define Solar, LLC | JCP&L |  | Accepted | 2025-06-17 | 2025-07-15 | 2026-07-15 | Solar Panels | Znshine | ZXM7-SH108 410W |  | 0.41 | 3 | 3 | 16 |  | Fixed | Roof
NJADRE1559926711 | Administratively Determined Incentive Program | FORKED RIVER | 8731 | 5.33 | Residential | Behind the Meter | Yes | Define Solar, LLC | JCP&L |  | Accepted | 2025-06-17 | 2025-07-15 | 2026-07-15 | Solar Panels | Znshine | ZXM7-SH108 410W |  | 0.41 | 2 | 273 | 16 |  | Fixed | Roof
NJADRE1559926711 | Administratively Determined Incentive Program | FORKED RIVER | 8731 | 5.33 | Residential | Behind the Meter | Yes | Define Solar, LLC | JCP&L |  | Accepted | 2025-06-17 | 2025-07-15 | 2026-07-15 | Inverters | Enphase | IQ8PLUS-72-2-US | 290 |  | 8 |  |  | 0.976 |  | Outside | Under each pv panel
NJADRE1559926711 | Administratively Determined Incentive Program | FORKED RIVER | 8731 | 5.33 | Residential | Behind the Meter | Yes | Define Solar, LLC | JCP&L |  | Accepted | 2025-06-17 | 2025-07-15 | 2026-07-15 | Inverters | Enphase | IQ8PLUS-72-2-US | 290 |  | 2 |  |  | 0.976 |  | Outside | Under each pv panel
NJADRE1559926878 | Administratively Determined Incentive Program | SECAUCUS | 7094 | 10.12 | Residential | Behind the Meter | No | AllSeason Solar | PSE&G |  | Accepted | 2025-06-17 | 2025-07-15 | 2026-07-15 | Solar Panels | Certainteed | CT440HC12-08 |  | 0.44 | 11 | 308 | 38 |  | Fixed | Roof
NJADRE1559926878 | Administratively Determined Incentive Program | SECAUCUS | 7094 | 10.12 | Residential | Behind the Meter | No | AllSeason Solar | PSE&G |  | Accepted | 2025-06-17 | 2025-07-15 | 2026-07-15 | Solar Panels | Certainteed | CT440HC12-08 |  | 0.44 | 12 | 128 | 18 |  | Fixed | Roof
NJADRE1559926878 | Administratively Determined Incentive Program | SECAUCUS | 7094 | 10.12 | Residential | Behind the Meter | No | AllSeason Solar | PSE&G |  | Accepted | 2025-06-17 | 2025-07-15 | 2026-07-15 | Inverters | Enphase | IQ8 Plus | 290 |  | 23 |  |  | 0.97 |  | Outside
NJADRE1559928262 | Administratively Determined Incentive Program | Old Bridge | 8857 | 9.43 | Residential | Behind the Meter | Yes | Sunrun Installation Services, Inc. | JCP&L |  | Accepted | 2025-06-17 | 2025-07-15 | 2026-07-15 | Solar Panels | Hanwha Q-Cells | Q.PEAK DUO BLK ML-G10+ 410 DCA |  | 0.41 | 11 | 34 | 16 |  | Fixed | Roof
NJADRE1559928262 | Administratively Determined Incentive Program | Old Bridge | 8857 | 9.43 | Residential | Behind the Meter | Yes | Sunrun Installation Services, Inc. | JCP&L |  | Accepted | 2025-06-17 | 2025-07-15 | 2026-07-15 | Electric Storage Battery | Tesla | POWERWALL 3 1707000-XX-Y |  |  | 1 |  |  |  | Lithium Ion |  | OUTSIDE
NJADRE1559928262 | Administratively Determined Incentive Program | Old Bridge | 8857 | 9.43 | Residential | Behind the Meter | Yes | Sunrun Installation Services, Inc. | JCP&L |  | Accepted | 2025-06-17 | 2025-07-15 | 2026-07-15 | Inverters | Tesla | POWERWALL 3 1707000-XX-Y | 11500 |  | 1 |  |  | 0.97 |  | Outdoor
NJADRE1559928262 | Administratively Determined Incentive Program | Old Bridge | 8857 | 9.43 | Residential | Behind the Meter | Yes | Sunrun Installation Services, Inc. | JCP&L |  | Accepted | 2025-06-17 | 2025-07-15 | 2026-07-15 | Solar Panels | Hanwha Q-Cells | Q.PEAK DUO BLK ML-G10+ 410 DCA |  | 0.41 | 12 | 214 | 16 |  | Fixed | Roof
NJADRE1559928475 | Administratively Determined Incentive Program | Roselle | 7203 | 7.38 | Residential | Behind the Meter | Yes | Big Wave Roofing and Solar, LLC | PSE&G |  | Accepted | 2025-06-17 | 2025-07-15 | 2026-07-15 | Solar Panels | MISSION SOLAR | MSE410HT0B |  | 0.41 | 9 | 349 | 30 |  | Fixed | Roof
NJADRE1559928475 | Administratively Determined Incentive Program | Roselle | 7203 | 7.38 | Residential | Behind the Meter | Yes | Big Wave Roofing and Solar, LLC | PSE&G |  | Accepted | 2025-06-17 | 2025-07-15 | 2026-07-15 | Inverters | Enphase | IQ8HC-72-M-DOM-US | 380 |  | 18 |  |  | 0.97 |  | Outdoor
NJADRE1559928475 | Administratively Determined Incentive Program | Roselle | 7203 | 7.38 | Residential | Behind the Meter | Yes | Big Wave Roofing and Solar, LLC | PSE&G |  | Accepted | 2025-06-17 | 2025-07-15 | 2026-07-15 | Solar Panels | MISSION SOLAR | MSE410HT0B |  | 0.41 | 9 | 169 | 30 |  | Fixed | Roof
NJADRE1559928594 | Administratively Determined Incentive Program | River Edge | 7661 | 13.175 | Residential | Behind the Meter | Yes | Power Energy Solutions, LLC | PSE&G |  | Accepted | 2025-06-17 | 2025-07-15 | 2026-07-15 | Solar Panels | Trina Solar | TSM-425NE09RC.05 |  | 0.425 | 7 | 19 | 28 |  | Fixed | Roof
NJADRE1559928594 | Administratively Determined Incentive Program | River Edge | 7661 | 13.175 | Residential | Behind the Meter | Yes | Power Energy Solutions, LLC | PSE&G |  | Accepted | 2025-06-17 | 2025-07-15 | 2026-07-15 | Solar Panels | Trina Solar | TSM-425NE09RC.05 |  | 0.425 | 12 | 19 | 10 |  | Fixed | Roof
NJADRE1559928594 | Administratively Determined Incentive Program | River Edge | 7661 | 13.175 | Residential | Behind the Meter | Yes | Power Energy Solutions, LLC | PSE&G |  | Accepted | 2025-06-17 | 2025-07-15 | 2026-07-15 | Inverters | SolarEdge | SE7600H-US | 8 |  | 1 |  |  | 0.97 |  | Outdoor
NJADRE1559928594 | Administratively Determined Incentive Program | River Edge | 7661 | 13.175 | Residential | Behind the Meter | Yes | Power Energy Solutions, LLC | PSE&G |  | Accepted | 2025-06-17 | 2025-07-15 | 2026-07-15 | Solar Panels | Trina Solar | TSM-425NE09RC.05 |  | 0.425 | 8 | 199 | 28 |  | Fixed | Roof
NJADRE1559928594 | Administratively Determined Incentive Program | River Edge | 7661 | 13.175 | Residential | Behind the Meter | Yes | Power Energy Solutions, LLC | PSE&G |  | Accepted | 2025-06-17 | 2025-07-15 | 2026-07-15 | Solar Panels | Trina Solar | TSM-425NE09RC.05 |  | 0.425 | 3 | 109 | 12 |  | Fixed | Roof
NJADRE1559928594 | Administratively Determined Incentive Program | River Edge | 7661 | 13.175 | Residential | Behind the Meter | Yes | Power Energy Solutions, LLC | PSE&G |  | Accepted | 2025-06-17 | 2025-07-15 | 2026-07-15 | Solar Panels | Trina Solar | TSM-425NE09RC.05 |  | 0.425 | 1 | 289 | 12 |  | Fixed | Roof
NJADRE1559928952 | Administratively Determined Incentive Program | Vineland | 8360 | 12.96 | Residential | Behind the Meter | Yes | Define Solar, LLC | Vineland Muni Electric |  | Accepted | 2025-06-17 | 2025-07-17 | 2026-07-17 | Inverters | Enphase | IQ8PLUS-72-2-US | 290 |  | 32 |  |  | 0.976 |  | Outside | Under each pv panel
NJADRE1559928952 | Administratively Determined Incentive Program | Vineland | 8360 | 12.96 | Residential | Behind the Meter | Yes | Define Solar, LLC | Vineland Muni Electric |  | Accepted | 2025-06-17 | 2025-07-17 | 2026-07-17 | Solar Panels | Znshine | ZXM7-SH108 405W |  | 0.405 | 32 | 184 | 30 |  | Fixed | Roof
NJADRE1559929059 | Administratively Determined Incentive Program | PLEASANTVILLE | 8232 | 3.44 | Residential | Behind the Meter | Yes | K Hanrahan Enterprises, Inc. | AC Electric |  | Accepted | 2025-06-17 | 2025-07-16 | 2026-07-16 | Meters | ACLARA | I-210+C |  |  | 1 |  |  |  | Yes | Outdoor
NJADRE1559929059 | Administratively Determined Incentive Program | PLEASANTVILLE | 8232 | 3.44 | Residential | Behind the Meter | Yes | K Hanrahan Enterprises, Inc. | AC Electric |  | Accepted | 2025-06-17 | 2025-07-16 | 2026-07-16 | Solar Panels | JINKO | JKM430N-54HL4-B |  | 0.43 | 8 | 100 | 90 |  | Fixed | Roof
NJADRE1559929059 | Administratively Determined Incentive Program | PLEASANTVILLE | 8232 | 3.44 | Residential | Behind the Meter | Yes | K Hanrahan Enterprises, Inc. | AC Electric |  | Accepted | 2025-06-17 | 2025-07-16 | 2026-07-16 | Inverters | ENPHASE | IQ8PLUS-72-2-US | 290 |  | 8 |  |  | 0.99 |  | Outdoor
NJADRE1559929189 | Administratively Determined Incentive Program | Millville | 8332 | 10.44 | Residential | Behind the Meter | Yes | SunnyMac, LLC | AC Electric |  | Accepted | 2025-06-17 | 2025-07-15 | 2026-07-15 | Solar Panels | HANWHA | QTRON BLK M-G2+ |  | 0.435 | 13 | 252 | 33 |  | Fixed | Roof
NJADRE1559929189 | Administratively Determined Incentive Program | Millville | 8332 | 10.44 | Residential | Behind the Meter | Yes | SunnyMac, LLC | AC Electric |  | Accepted | 2025-06-17 | 2025-07-15 | 2026-07-15 | Solar Panels | HANWHA | QTRON BLK M-G2+ |  | 0.435 | 11 | 252 | 33 |  | Fixed | Roof
NJADRE1559929189 | Administratively Determined Incentive Program | Millville | 8332 | 10.44 | Residential | Behind the Meter | Yes | SunnyMac, LLC | AC Electric |  | Accepted | 2025-06-17 | 2025-07-15 | 2026-07-15 | Inverters | SOLAREDGE HOME HUB | SE7600H-US | 7600 |  | 1 |  |  | 0.99 |  | Outdoor | next to meter
NJADRE1559929189 | Administratively Determined Incentive Program | Millville | 8332 | 10.44 | Residential | Behind the Meter | Yes | SunnyMac, LLC | AC Electric |  | Accepted | 2025-06-17 | 2025-07-15 | 2026-07-15 | Meters | SOLAREDGE HOME HUB | SE-RGMTR-1D-240C-B |  |  | 1 |  |  |  | Yes | Outdoor
NJADRE1559929551 | Administratively Determined Incentive Program | Monroe Township | 8831 | 21.32 | Residential | Behind the Meter | Yes | Pro Custom Solar dba Momentum Solar | JCP&L |  | Accepted | 2025-06-17 | 2025-07-15 | 2026-07-15 | Solar Panels | HANWHA | Q.PEAK DUO BLK ML-G10+410 |  | 0.41 | 10 | 357 | 32 |  | Fixed | Roof
NJADRE1559929551 | Administratively Determined Incentive Program | Monroe Township | 8831 | 21.32 | Residential | Behind the Meter | Yes | Pro Custom Solar dba Momentum Solar | JCP&L |  | Accepted | 2025-06-17 | 2025-07-15 | 2026-07-15 | Solar Panels | HANWHA | Q.PEAK DUO BLK ML-G10+410 |  | 0.41 | 5 | 88 | 34 |  | Fixed | Roof
NJADRE1559929551 | Administratively Determined Incentive Program | Monroe Township | 8831 | 21.32 | Residential | Behind the Meter | Yes | Pro Custom Solar dba Momentum Solar | JCP&L |  | Accepted | 2025-06-17 | 2025-07-15 | 2026-07-15 | Solar Panels | HANWHA | Q.PEAK DUO BLK ML-G10+410 |  | 0.41 | 19 | 177 | 31 |  | Fixed | Roof
NJADRE1559929551 | Administratively Determined Incentive Program | Monroe Township | 8831 | 21.32 | Residential | Behind the Meter | Yes | Pro Custom Solar dba Momentum Solar | JCP&L |  | Accepted | 2025-06-17 | 2025-07-15 | 2026-07-15 | Solar Panels | HANWHA | Q.PEAK DUO BLK ML-G10+410 |  | 0.41 | 9 | 267 | 34 |  | Fixed | Roof
NJADRE1559929551 | Administratively Determined Incentive Program | Monroe Township | 8831 | 21.32 | Residential | Behind the Meter | Yes | Pro Custom Solar dba Momentum Solar | JCP&L |  | Accepted | 2025-06-17 | 2025-07-15 | 2026-07-15 | Solar Panels | HANWHA | Q.PEAK DUO BLK ML-G10+410 |  | 0.41 | 6 | 87 | 34 |  | Fixed | Roof
NJADRE1559929551 | Administratively Determined Incentive Program | Monroe Township | 8831 | 21.32 | Residential | Behind the Meter | Yes | Pro Custom Solar dba Momentum Solar | JCP&L |  | Accepted | 2025-06-17 | 2025-07-15 | 2026-07-15 | Solar Panels | HANWHA | Q.PEAK DUO BLK ML-G10+410 |  | 0.41 | 3 | 268 | 34 |  | Fixed | Roof
NJADRE1559929551 | Administratively Determined Incentive Program | Monroe Township | 8831 | 21.32 | Residential | Behind the Meter | Yes | Pro Custom Solar dba Momentum Solar | JCP&L |  | Accepted | 2025-06-17 | 2025-07-15 | 2026-07-15 | Inverters | ENPHASE | IQ8MC-72-M-DOM-US | 380 |  | 52 |  |  | 0.97 |  | Outdoor
NJADRE1559930047 | Administratively Determined Incentive Program | Woodbury | 8096 | 14.35 | Residential | Behind the Meter | Yes | Define Solar, LLC | PSE&G |  | Accepted | 2025-06-17 | 2025-07-15 | 2026-07-15 | Solar Panels | Znshine | ZXM7-SH108 410W |  | 0.41 | 17 | 79 | 20 |  | Fixed | Roof
NJADRE1559930047 | Administratively Determined Incentive Program | Woodbury | 8096 | 14.35 | Residential | Behind the Meter | Yes | Define Solar, LLC | PSE&G |  | Accepted | 2025-06-17 | 2025-07-15 | 2026-07-15 | Solar Panels | Znshine | ZXM7-SH108 410W |  | 0.41 | 18 | 259 | 20 |  | Fixed | Roof
NJADRE1559930047 | Administratively Determined Incentive Program | Woodbury | 8096 | 14.35 | Residential | Behind the Meter | Yes | Define Solar, LLC | PSE&G |  | Accepted | 2025-06-17 | 2025-07-15 | 2026-07-15 | Inverters | Enphase | IQ8PLUS-72-2-US | 290 |  | 17 |  |  | 0.976 |  | Outside | Under each pv panel
NJADRE1559930047 | Administratively Determined Incentive Program | Woodbury | 8096 | 14.35 | Residential | Behind the Meter | Yes | Define Solar, LLC | PSE&G |  | Accepted | 2025-06-17 | 2025-07-15 | 2026-07-15 | Inverters | Enphase | IQ8PLUS-72-2-US | 290 |  | 18 |  |  | 0.976 |  | Outside | Under each pv panel
NJADRE1559930048 | Administratively Determined Incentive Program | Lumberton Township | 8048 | 6.09 | Residential | Behind the Meter | Yes | SunnyMac, LLC | PSE&G |  | Accepted | 2025-06-17 | 2025-07-15 | 2026-07-15 | Solar Panels | HANWHA | QTRON BLK M-G2+ |  | 0.435 | 14 | 202 | 30 |  | Fixed | Roof
NJADRE1559930048 | Administratively Determined Incentive Program | Lumberton Township | 8048 | 6.09 | Residential | Behind the Meter | Yes | SunnyMac, LLC | PSE&G |  | Accepted | 2025-06-17 | 2025-07-15 | 2026-07-15 | Inverters | SOLAREDGE HOME HUB | SE5700H-US | 5760 |  | 1 |  |  | 0.99 |  | Outdoor | next to meter
NJADRE1559930065 | Administratively Determined Incentive Program | Newark | 7104 | 4.3 | Residential | Behind the Meter | Yes | PosiGen Developer, LLC | PSE&G |  | Accepted | 2025-06-17 | 2025-07-15 | 2026-07-15 | Inverters | SolarEdge | SE3800H-US | 3800 |  | 1 |  |  | 0.99 |  | Outside | within ten feet of meter
NJADRE1559930065 | Administratively Determined Incentive Program | Newark | 7104 | 4.3 | Residential | Behind the Meter | Yes | PosiGen Developer, LLC | PSE&G |  | Accepted | 2025-06-17 | 2025-07-15 | 2026-07-15 | Solar Panels | JINKO EAGLE G6R | JKM430N-54HL4-B |  | 0.43 | 10 | 201 | 45 |  | Fixed | Roof
NJADRE1559930066 | Administratively Determined Incentive Program | LAKEWOOD | 8701 | 14.94 | Residential | Behind the Meter | Yes | SunPurity, LLC | JCP&L |  | Accepted | 2025-06-18 | 2025-07-18 | 2026-07-18 | Inverters | SolarEdge | SE10000H-US | 10000 |  | 1 |  |  | 0.99 |  | Outdoor
NJADRE1559930066 | Administratively Determined Incentive Program | LAKEWOOD | 8701 | 14.94 | Residential | Behind the Meter | Yes | SunPurity, LLC | JCP&L |  | Accepted | 2025-06-18 | 2025-07-18 | 2026-07-18 | Solar Panels | Hanwha Q cells | Q.PEAK DUO BLK-ML-G10+ 415W |  | 0.415 | 17 | 97 | 27 |  | Fixed | Roof
NJADRE1559930066 | Administratively Determined Incentive Program | LAKEWOOD | 8701 | 14.94 | Residential | Behind the Meter | Yes | SunPurity, LLC | JCP&L |  | Accepted | 2025-06-18 | 2025-07-18 | 2026-07-18 | Solar Panels | Hanwha Q cells | Q.PEAK DUO BLK-ML-G10+ 415W |  | 0.415 | 19 | 277 | 27 |  | Fixed | Roof
NJADRE1559930068 | Administratively Determined Incentive Program | Clementon | 8021 | 21.47 | Residential | Behind the Meter | Yes | Define Solar, LLC | AC Electric |  | Accepted | 2025-06-17 | 2025-07-15 | 2026-07-15 | Solar Panels | Znshine | ZXM7-SH108 405 |  | 0.405 | 28 | 260 | 20 |  | Fixed | Roof
NJADRE1559930068 | Administratively Determined Incentive Program | Clementon | 8021 | 21.47 | Residential | Behind the Meter | Yes | Define Solar, LLC | AC Electric |  | Accepted | 2025-06-17 | 2025-07-15 | 2026-07-15 | Solar Panels | Znshine | ZXM7-SH108 405 |  | 0.405 | 4 | 169 | 18 |  | Fixed | Roof
NJADRE1559930068 | Administratively Determined Incentive Program | Clementon | 8021 | 21.47 | Residential | Behind the Meter | Yes | Define Solar, LLC | AC Electric |  | Accepted | 2025-06-17 | 2025-07-15 | 2026-07-15 | Solar Panels | Znshine | ZXM7-SH108 405 |  | 0.405 | 21 | 180 | 20 |  | Fixed | Roof
NJADRE1559930068 | Administratively Determined Incentive Program | Clementon | 8021 | 21.47 | Residential | Behind the Meter | Yes | Define Solar, LLC | AC Electric |  | Accepted | 2025-06-17 | 2025-07-15 | 2026-07-15 | Inverters | Enphase | IQ8PLUS-72-2-US | 290 |  | 28 |  |  | 0.976 |  | Outside | Under each pv panel
NJADRE1559930068 | Administratively Determined Incentive Program | Clementon | 8021 | 21.47 | Residential | Behind the Meter | Yes | Define Solar, LLC | AC Electric |  | Accepted | 2025-06-17 | 2025-07-15 | 2026-07-15 | Inverters | Enphase | IQ8PLUS-72-2-US | 290 |  | 4 |  |  | 0.976 |  | Outside | Under each pv panel
NJADRE1559930068 | Administratively Determined Incentive Program | Clementon | 8021 | 21.47 | Residential | Behind the Meter | Yes | Define Solar, LLC | AC Electric |  | Accepted | 2025-06-17 | 2025-07-15 | 2026-07-15 | Inverters | Enphase | IQ8PLUS-72-2-US | 290 |  | 21 |  |  | 0.976 |  | Outside | Under each pv panel
NJADRE1559930069 | Administratively Determined Incentive Program | BYRAM TOWNSHIP | 7821 | 9.89 | Residential | Behind the Meter | Yes | K Hanrahan Enterprises, Inc. | JCP&L |  | Accepted | 2025-06-18 | 2025-07-16 | 2026-07-16 | Solar Panels | JINKO | JKM430N-54HL4-B |  | 0.43 | 23 | 100 | 90 |  | Fixed | Roof
NJADRE1559930069 | Administratively Determined Incentive Program | BYRAM TOWNSHIP | 7821 | 9.89 | Residential | Behind the Meter | Yes | K Hanrahan Enterprises, Inc. | JCP&L |  | Accepted | 2025-06-18 | 2025-07-16 | 2026-07-16 | Meters | CENTRON | ITRON |  |  | 1 |  |  |  | Yes | Outdoor
NJADRE1559930069 | Administratively Determined Incentive Program | BYRAM TOWNSHIP | 7821 | 9.89 | Residential | Behind the Meter | Yes | K Hanrahan Enterprises, Inc. | JCP&L |  | Accepted | 2025-06-18 | 2025-07-16 | 2026-07-16 | Inverters | ENPHASE | IQ8PLUS-72-2-US | 290 |  | 23 |  |  | 0.99 |  | Outdoor
NJADRE1559930078 | Administratively Determined Incentive Program | Piscataway | 8854 | 9.72 | Residential | Behind the Meter | Yes | Define Solar, LLC | PSE&G |  | Accepted | 2025-06-17 | 2025-07-16 | 2026-07-16 | Solar Panels | Znshine | ZXM7-SH108 405 |  | 0.405 | 4 | 132 | 29 |  | Fixed | Roof
NJADRE1559930078 | Administratively Determined Incentive Program | Piscataway | 8854 | 9.72 | Residential | Behind the Meter | Yes | Define Solar, LLC | PSE&G |  | Accepted | 2025-06-17 | 2025-07-16 | 2026-07-16 | Solar Panels | Znshine | ZXM7-SH108 405 |  | 0.405 | 13 | 42 | 29 |  | Fixed | Roof
NJADRE1559930078 | Administratively Determined Incentive Program | Piscataway | 8854 | 9.72 | Residential | Behind the Meter | Yes | Define Solar, LLC | PSE&G |  | Accepted | 2025-06-17 | 2025-07-16 | 2026-07-16 | Inverters | Enphase | IQ8PLUS-72-2-US | 290 |  | 4 |  |  | 0.976 |  | Outside | Under each pv panel
NJADRE1559930078 | Administratively Determined Incentive Program | Piscataway | 8854 | 9.72 | Residential | Behind the Meter | Yes | Define Solar, LLC | PSE&G |  | Accepted | 2025-06-17 | 2025-07-16 | 2026-07-16 | Inverters | Enphase | IQ8PLUS-72-2-US | 290 |  | 13 |  |  | 0.976 |  | Outside | Under each pv panel
NJADRE1559930078 | Administratively Determined Incentive Program | Piscataway | 8854 | 9.72 | Residential | Behind the Meter | Yes | Define Solar, LLC | PSE&G |  | Accepted | 2025-06-17 | 2025-07-16 | 2026-07-16 | Inverters | Enphase | IQ8PLUS-72-2-US | 290 |  | 7 |  |  | 0.976 |  | Outside | Under each pv panel
NJADRE1559930078 | Administratively Determined Incentive Program | Piscataway | 8854 | 9.72 | Residential | Behind the Meter | Yes | Define Solar, LLC | PSE&G |  | Accepted | 2025-06-17 | 2025-07-16 | 2026-07-16 | Solar Panels | Znshine | ZXM7-SH108 405 |  | 0.405 | 7 | 222 | 29 |  | Fixed | Roof
NJADRE1559930097 | Administratively Determined Incentive Program | Egg Harbor City | 8215 | 16.15 | Residential | Behind the Meter | Yes | Power Energy Solutions, LLC | AC Electric |  | Accepted | 2025-06-17 | 2025-07-16 | 2026-07-16 | Inverters | SolarEdge | SE10000H-US | 10 |  | 1 |  |  | 0.97 |  | Outdoor
NJADRE1559930097 | Administratively Determined Incentive Program | Egg Harbor City | 8215 | 16.15 | Residential | Behind the Meter | Yes | Power Energy Solutions, LLC | AC Electric |  | Accepted | 2025-06-17 | 2025-07-16 | 2026-07-16 | Solar Panels | Trina Solar | TSM-425NE09RC.05 |  | 0.425 | 20 | 131 | 34 |  | Fixed | Roof
NJADRE1559930097 | Administratively Determined Incentive Program | Egg Harbor City | 8215 | 16.15 | Residential | Behind the Meter | Yes | Power Energy Solutions, LLC | AC Electric |  | Accepted | 2025-06-17 | 2025-07-16 | 2026-07-16 | Solar Panels | Trina Solar | TSM-425NE09RC.05 |  | 0.425 | 18 | 311 | 34 |  | Fixed | Roof
NJADRE1559930100 | Administratively Determined Incentive Program | Marmora | 8223 | 9.32 | Residential | Behind the Meter | Yes | Sunrun Installation Services, Inc. | AC Electric |  | Accepted | 2025-06-17 | 2025-07-15 | 2026-07-15 | Solar Panels | JA SOLAR | JAM54S31-405/MR |  | 0.405 | 9 | 48 | 27 |  | Fixed | Roof
NJADRE1559930100 | Administratively Determined Incentive Program | Marmora | 8223 | 9.32 | Residential | Behind the Meter | Yes | Sunrun Installation Services, Inc. | AC Electric |  | Accepted | 2025-06-17 | 2025-07-15 | 2026-07-15 | Solar Panels | JA SOLAR | JAM54S31-405/MR |  | 0.405 | 5 | 139 | 26 |  | Fixed | Roof
NJADRE1559930100 | Administratively Determined Incentive Program | Marmora | 8223 | 9.32 | Residential | Behind the Meter | Yes | Sunrun Installation Services, Inc. | AC Electric |  | Accepted | 2025-06-17 | 2025-07-15 | 2026-07-15 | Solar Panels | JA SOLAR | JAM54S31-405/MR |  | 0.405 | 4 | 228 | 15 |  | Fixed | Roof
NJADRE1559930100 | Administratively Determined Incentive Program | Marmora | 8223 | 9.32 | Residential | Behind the Meter | Yes | Sunrun Installation Services, Inc. | AC Electric |  | Accepted | 2025-06-17 | 2025-07-15 | 2026-07-15 | Solar Panels | JA SOLAR | JAM54S31-405/MR |  | 0.405 | 5 | 319 | 28 |  | Fixed | Roof
NJADRE1559930100 | Administratively Determined Incentive Program | Marmora | 8223 | 9.32 | Residential | Behind the Meter | Yes | Sunrun Installation Services, Inc. | AC Electric |  | Accepted | 2025-06-17 | 2025-07-15 | 2026-07-15 | Inverters | SOLAREDGE TECHNOLOGIES | SE10000H-USMN | 10000 |  | 1 |  |  | 0.99 |  | Outdoor
NJADRE1559930106 | Administratively Determined Incentive Program | Clifton | 7013 | 9.78 | Residential | Behind the Meter | Yes | Fusion Solar Energy, LLC | PSE&G |  | Accepted | 2025-06-17 | 2025-07-15 | 2026-07-15 | Solar Panels | TRINA SOLAR | TSM-425NE09RC.05 |  | 0.425 | 19 | 132 | 41 |  | Fixed | Roof
NJADRE1559930106 | Administratively Determined Incentive Program | Clifton | 7013 | 9.78 | Residential | Behind the Meter | Yes | Fusion Solar Energy, LLC | PSE&G |  | Accepted | 2025-06-17 | 2025-07-15 | 2026-07-15 | Inverters | ENPHASE | IQ8HC-72-M-DOM-US | 380 |  | 23 |  |  | 0.97 |  | Outside | Roof
NJADRE1559930106 | Administratively Determined Incentive Program | Clifton | 7013 | 9.78 | Residential | Behind the Meter | Yes | Fusion Solar Energy, LLC | PSE&G |  | Accepted | 2025-06-17 | 2025-07-15 | 2026-07-15 | Solar Panels | TRINA SOLAR | TSM-425NE09RC.05 |  | 0.425 | 4 | 312 | 42 |  | Fixed | Roof
NJADRE1559930114 | Administratively Determined Incentive Program | Old Bridge | 8857 | 6.48 | Residential | Behind the Meter | Yes | Freedom Forever New Jersey, LLC | JCP&L |  | Accepted | 2025-06-17 | 2025-07-15 | 2026-07-15 | Inverters | Solar Edge | SE5700H-US | 5760 |  | 1 |  |  | 0.99 |  | Outside
NJADRE1559930114 | Administratively Determined Incentive Program | Old Bridge | 8857 | 6.48 | Residential | Behind the Meter | Yes | Freedom Forever New Jersey, LLC | JCP&L |  | Accepted | 2025-06-17 | 2025-07-15 | 2026-07-15 | Solar Panels | JA Solar | JAM54S31-405/MR |  | 0.405 | 16 | 69 | 33 |  | Fixed | Roof
NJADRE1559930115 | Administratively Determined Incentive Program | LIVINGSTON | 7039 | 5.33 | Residential | Behind the Meter | Yes | Sunrun Installation Services, Inc. | PSE&G |  | Accepted | 2025-06-17 | 2025-07-15 | 2026-07-15 | Solar Panels | Q.PEAK DUO BLK ML-G10+ 410 | HANWHA Q-CELLS |  | 0.41 | 3 | 238 | 26 |  | Fixed | Roof
NJADRE1559930115 | Administratively Determined Incentive Program | LIVINGSTON | 7039 | 5.33 | Residential | Behind the Meter | Yes | Sunrun Installation Services, Inc. | PSE&G |  | Accepted | 2025-06-17 | 2025-07-15 | 2026-07-15 | Solar Panels | Q.PEAK DUO BLK ML-G10+ 410 | HANWHA Q-CELLS |  | 0.41 | 2 | 54 | 26 |  | Fixed | Roof
NJADRE1559930115 | Administratively Determined Incentive Program | LIVINGSTON | 7039 | 5.33 | Residential | Behind the Meter | Yes | Sunrun Installation Services, Inc. | PSE&G |  | Accepted | 2025-06-17 | 2025-07-15 | 2026-07-15 | Inverters | SOLAREDGE TECHNOLOGIES | SE3800H-USMN | 3800 |  | 1 |  |  | 0.99 |  | Outside
NJADRE1559930115 | Administratively Determined Incentive Program | LIVINGSTON | 7039 | 5.33 | Residential | Behind the Meter | Yes | Sunrun Installation Services, Inc. | PSE&G |  | Accepted | 2025-06-17 | 2025-07-15 | 2026-07-15 | Solar Panels | Q.PEAK DUO BLK ML-G10+ 410 | HANWHA Q-CELLS |  | 0.41 | 3 | 326 | 27 |  | Fixed | Roof
NJADRE1559930115 | Administratively Determined Incentive Program | LIVINGSTON | 7039 | 5.33 | Residential | Behind the Meter | Yes | Sunrun Installation Services, Inc. | PSE&G |  | Accepted | 2025-06-17 | 2025-07-15 | 2026-07-15 | Solar Panels | Q.PEAK DUO BLK ML-G10+ 410 | HANWHA Q-CELLS |  | 0.41 | 3 | 55 | 26 |  | Fixed | Roof
NJADRE1559930115 | Administratively Determined Incentive Program | LIVINGSTON | 7039 | 5.33 | Residential | Behind the Meter | Yes | Sunrun Installation Services, Inc. | PSE&G |  | Accepted | 2025-06-17 | 2025-07-15 | 2026-07-15 | Solar Panels | Q.PEAK DUO BLK ML-G10+ 410 | HANWHA Q-CELLS |  | 0.41 | 2 | 239 | 26 |  | Fixed | Roof
NJADRE1559930123 | Administratively Determined Incentive Program | IRVINGTON | 7111 | 9.02 | Residential | Behind the Meter | Yes | Sunrun Installation Services, Inc. | PSE&G |  | Accepted | 2025-06-17 | 2025-07-15 | 2026-07-15 | Solar Panels | Hanwha Q Cells | Q.PEAK DUO BLK ML-G10+ 410 |  | 0.41 | 3 | 126 | 23 |  | Fixed | Roof
NJADRE1559930123 | Administratively Determined Incentive Program | IRVINGTON | 7111 | 9.02 | Residential | Behind the Meter | Yes | Sunrun Installation Services, Inc. | PSE&G |  | Accepted | 2025-06-17 | 2025-07-15 | 2026-07-15 | Solar Panels | Hanwha Q Cells | Q.PEAK DUO BLK ML-G10+ 410 |  | 0.41 | 19 | 36 | 19 |  | Fixed | Roof
NJADRE1559930123 | Administratively Determined Incentive Program | IRVINGTON | 7111 | 9.02 | Residential | Behind the Meter | Yes | Sunrun Installation Services, Inc. | PSE&G |  | Accepted | 2025-06-17 | 2025-07-15 | 2026-07-15 | Electric Storage Battery | Tesla | POWERWALL 3 1707000-XX-Y |  |  | 1 |  |  |  | Lithium Ion |  | Outside
NJADRE1559930123 | Administratively Determined Incentive Program | IRVINGTON | 7111 | 9.02 | Residential | Behind the Meter | Yes | Sunrun Installation Services, Inc. | PSE&G |  | Accepted | 2025-06-17 | 2025-07-15 | 2026-07-15 | Electric Storage Battery | Tesla | EXPANSION 1807000-XX-Y |  |  | 1 |  |  |  | Lithium Ion |  | Outside
NJADRE1559930123 | Administratively Determined Incentive Program | IRVINGTON | 7111 | 9.02 | Residential | Behind the Meter | Yes | Sunrun Installation Services, Inc. | PSE&G |  | Accepted | 2025-06-17 | 2025-07-15 | 2026-07-15 | Inverters | Tesla | POWERWALL 3 1707000-XX-Y | 11500 |  | 1 |  |  | 0.97 |  | Outside
NJADRE1559930134 | Administratively Determined Incentive Program | Newark | 7112 | 4.3 | Residential | Behind the Meter | Yes | PosiGen Developer, LLC | PSE&G |  | Accepted | 2025-06-17 | 2025-07-16 | 2026-07-16 | Inverters | SolarEdge | SE3800H-US | 3800 |  | 1 |  |  | 0.99 |  | Outside | within ten feet of meter
NJADRE1559930134 | Administratively Determined Incentive Program | Newark | 7112 | 4.3 | Residential | Behind the Meter | Yes | PosiGen Developer, LLC | PSE&G |  | Accepted | 2025-06-17 | 2025-07-16 | 2026-07-16 | Solar Panels | JINKO EAGLE G6R | JKM430N-54HL4-B |  | 0.43 | 3 | 307 | 23 |  | Fixed | Roof
NJADRE1559930134 | Administratively Determined Incentive Program | Newark | 7112 | 4.3 | Residential | Behind the Meter | Yes | PosiGen Developer, LLC | PSE&G |  | Accepted | 2025-06-17 | 2025-07-16 | 2026-07-16 | Solar Panels | JINKO EAGLE G6R | JKM430N-54HL4-B |  | 0.43 | 7 | 128 | 23 |  | Fixed | Roof
NJADRE1559930138 | Administratively Determined Incentive Program | Paterson | 7501 | 5.33 | Residential | Behind the Meter | Yes | Sunrun Installation Services, Inc. | PSE&G |  | Accepted | 2025-06-17 | 2025-07-15 | 2026-07-15 | Solar Panels | HANWHA Q-CELLS | Q.PEAK DUO BLK ML-G10+ 410 |  | 0.41 | 10 | 104 | 32 |  | Fixed | Roof
NJADRE1559930138 | Administratively Determined Incentive Program | Paterson | 7501 | 5.33 | Residential | Behind the Meter | Yes | Sunrun Installation Services, Inc. | PSE&G |  | Accepted | 2025-06-17 | 2025-07-15 | 2026-07-15 | Inverters | Tesla | POWERWALL 3 1707000-XX-Y | 11500 |  | 1 |  |  | 0.97 |  | Outdoor
NJADRE1559930138 | Administratively Determined Incentive Program | Paterson | 7501 | 5.33 | Residential | Behind the Meter | Yes | Sunrun Installation Services, Inc. | PSE&G |  | Accepted | 2025-06-17 | 2025-07-15 | 2026-07-15 | Electric Storage Battery | Tesla | POWERWALL 3 1707000-XX-Y |  |  | 1 |  |  |  | Lithium Ion |  | OUTSIDE
NJADRE1559930138 | Administratively Determined Incentive Program | Paterson | 7501 | 5.33 | Residential | Behind the Meter | Yes | Sunrun Installation Services, Inc. | PSE&G |  | Accepted | 2025-06-17 | 2025-07-15 | 2026-07-15 | Solar Panels | HANWHA Q-CELLS | Q.PEAK DUO BLK ML-G10+ 410 |  | 0.41 | 3 | 105 | 9 |  | Fixed | Roof
NJADRE1559930141 | Administratively Determined Incentive Program | WILDWOOD | 8260 | 14.19 | Residential | Behind the Meter | No | RCL Enterprises, Inc. | AC Electric |  | Accepted | 2025-06-17 | 2025-07-15 | 2026-07-15 | Inverters | Enphase | IQ8HC-72-M-DOM-US | 380 |  | 33 |  |  | 0.97 |  | Outside
NJADRE1559930141 | Administratively Determined Incentive Program | WILDWOOD | 8260 | 14.19 | Residential | Behind the Meter | No | RCL Enterprises, Inc. | AC Electric |  | Accepted | 2025-06-17 | 2025-07-15 | 2026-07-15 | Solar Panels | SEG Solar | SEG-430-BTD-BG |  | 0.43 | 6 | 313 | 30 |  | Fixed | Roof
NJADRE1559930141 | Administratively Determined Incentive Program | WILDWOOD | 8260 | 14.19 | Residential | Behind the Meter | No | RCL Enterprises, Inc. | AC Electric |  | Accepted | 2025-06-17 | 2025-07-15 | 2026-07-15 | Solar Panels | SEG Solar | SEG-430-BTD-BG |  | 0.43 | 13 | 43 | 24 |  | Fixed | Roof
NJADRE1559930141 | Administratively Determined Incentive Program | WILDWOOD | 8260 | 14.19 | Residential | Behind the Meter | No | RCL Enterprises, Inc. | AC Electric |  | Accepted | 2025-06-17 | 2025-07-15 | 2026-07-15 | Solar Panels | SEG Solar | SEG-430-BTD-BG |  | 0.43 | 14 | 223 | 24 |  | Fixed | Roof
NJADRE1559930154 | Administratively Determined Incentive Program | HASBROUCK HEIGHTS | 7604 | 10.58 | Residential | Behind the Meter | No | Infinity Solar Systems, LLC | PSE&G |  | Accepted | 2025-06-17 | 2025-07-19 | 2026-07-19 | Solar Panels | REC Solar | REC 460AA PURE-RX |  | 0.46 | 13 | 218 | 29 |  | Fixed | Roof
NJADRE1559930154 | Administratively Determined Incentive Program | HASBROUCK HEIGHTS | 7604 | 10.58 | Residential | Behind the Meter | No | Infinity Solar Systems, LLC | PSE&G |  | Accepted | 2025-06-17 | 2025-07-19 | 2026-07-19 | Solar Panels | REC Solar | REC 460AA PURE-RX |  | 0.46 | 10 | 218 | 27 |  | Fixed | Roof
NJADRE1559930154 | Administratively Determined Incentive Program | HASBROUCK HEIGHTS | 7604 | 10.58 | Residential | Behind the Meter | No | Infinity Solar Systems, LLC | PSE&G |  | Accepted | 2025-06-17 | 2025-07-19 | 2026-07-19 | Inverters | Enphase | IQ8X-80-M-US | 380 |  | 23 |  |  | 0.97 |  | Outside
NJADRE1559930162 | Administratively Determined Incentive Program | UNION BEACH | 7735 | 8.505 | Residential | Behind the Meter | Yes | Sunrun Installation Services, Inc. | JCP&L |  | Accepted | 2025-06-17 | 2025-07-18 | 2026-07-18 | Inverters | SolarEdge Technologies | SE5700H-USMN | 5760 |  | 1 |  |  | 0.99 |  | Outdoor
NJADRE1559930162 | Administratively Determined Incentive Program | UNION BEACH | 7735 | 8.505 | Residential | Behind the Meter | Yes | Sunrun Installation Services, Inc. | JCP&L |  | Accepted | 2025-06-17 | 2025-07-18 | 2026-07-18 | Solar Panels | JA Solar | JAM54S31-405/MR |  | 0.405 | 6 | 224 | 24 |  | Fixed | Roof
NJADRE1559930162 | Administratively Determined Incentive Program | UNION BEACH | 7735 | 8.505 | Residential | Behind the Meter | Yes | Sunrun Installation Services, Inc. | JCP&L |  | Accepted | 2025-06-17 | 2025-07-18 | 2026-07-18 | Solar Panels | JA Solar | JAM54S31-405/MR |  | 0.405 | 15 | 44 | 24 |  | Fixed | Roof
NJADRE1559930182 | Administratively Determined Incentive Program | SEWELL | 8080 | 13.05 | Residential | Behind the Meter | No | SunnyMac, LLC | AC Electric |  | Accepted | 2025-06-17 | 2025-07-15 | 2026-07-15 | Solar Panels | HANWHA | QTRON BLK M-G2+ |  | 0.435 | 16 | 244 | 21 |  | Fixed | Roof
NJADRE1559930182 | Administratively Determined Incentive Program | SEWELL | 8080 | 13.05 | Residential | Behind the Meter | No | SunnyMac, LLC | AC Electric |  | Accepted | 2025-06-17 | 2025-07-15 | 2026-07-15 | Solar Panels | HANWHA | QTRON BLK M-G2+ |  | 0.435 | 4 | 244 | 19 |  | Fixed | Roof
NJADRE1559930182 | Administratively Determined Incentive Program | SEWELL | 8080 | 13.05 | Residential | Behind the Meter | No | SunnyMac, LLC | AC Electric |  | Accepted | 2025-06-17 | 2025-07-15 | 2026-07-15 | Inverters | SOLAREDGE HOME HUB | SE10000H-US | 10000 |  | 1 |  |  | 0.99 |  | Outdoor | next to meter
NJADRE1559930182 | Administratively Determined Incentive Program | SEWELL | 8080 | 13.05 | Residential | Behind the Meter | No | SunnyMac, LLC | AC Electric |  | Accepted | 2025-06-17 | 2025-07-15 | 2026-07-15 | Solar Panels | HANWHA | QTRON BLK M-G2+ |  | 0.435 | 10 | 64 | 21 |  | Fixed | Roof
NJADRE1559930182 | Administratively Determined Incentive Program | SEWELL | 8080 | 13.05 | Residential | Behind the Meter | No | SunnyMac, LLC | AC Electric |  | Accepted | 2025-06-17 | 2025-07-15 | 2026-07-15 | Meters | SOLAREDGE HOME HUB | SE-RGMTR-1D-240C-B |  |  | 1 |  |  |  | Yes | Outdoor
NJADRE1559930186 | Administratively Determined Incentive Program | Hillside | 7205 | 5.67 | Residential | Behind the Meter | Yes | Freedom Forever New Jersey, LLC | PSE&G |  | Accepted | 2025-06-17 | 2025-07-28 | 2026-07-28 | Solar Panels | JA Solar | JAM54S31-405/MR |  | 0.405 | 2 | 305 | 35 |  | Fixed | Roof
NJADRE1559930186 | Administratively Determined Incentive Program | Hillside | 7205 | 5.67 | Residential | Behind the Meter | Yes | Freedom Forever New Jersey, LLC | PSE&G |  | Accepted | 2025-06-17 | 2025-07-28 | 2026-07-28 | Inverters | Solar Edge | SE3800H-US | 3800 |  | 1 |  |  | 0.99 |  | Outside
NJADRE1559930186 | Administratively Determined Incentive Program | Hillside | 7205 | 5.67 | Residential | Behind the Meter | Yes | Freedom Forever New Jersey, LLC | PSE&G |  | Accepted | 2025-06-17 | 2025-07-28 | 2026-07-28 | Solar Panels | JA Solar | JAM54S31-405/MR |  | 0.405 | 6 | 125 | 10 |  | Fixed | Roof
NJADRE1559930186 | Administratively Determined Incentive Program | Hillside | 7205 | 5.67 | Residential | Behind the Meter | Yes | Freedom Forever New Jersey, LLC | PSE&G |  | Accepted | 2025-06-17 | 2025-07-28 | 2026-07-28 | Solar Panels | JA Solar | JAM54S31-405/MR |  | 0.405 | 6 | 305 | 10 |  | Fixed | Roof
NJADRE1559930189 | Administratively Determined Incentive Program | HADDONFIELD | 8033 | 8.6 | Residential | Behind the Meter | Yes | Integrity Solar & Home Solutions, LLC | PSE&G |  | Accepted | 2025-06-17 | 2025-07-15 | 2026-07-15 | Solar Panels | JINKO | JKM430N-54HL4-B |  | 0.43 | 2 | 173 | 15 |  | Fixed | Roof
NJADRE1559930189 | Administratively Determined Incentive Program | HADDONFIELD | 8033 | 8.6 | Residential | Behind the Meter | Yes | Integrity Solar & Home Solutions, LLC | PSE&G |  | Accepted | 2025-06-17 | 2025-07-15 | 2026-07-15 | Solar Panels | JINKO | JKM430N-54HL4-B |  | 0.43 | 2 | 173 | 28 |  | Fixed | Roof
NJADRE1559930189 | Administratively Determined Incentive Program | HADDONFIELD | 8033 | 8.6 | Residential | Behind the Meter | Yes | Integrity Solar & Home Solutions, LLC | PSE&G |  | Accepted | 2025-06-17 | 2025-07-15 | 2026-07-15 | Solar Panels | JINKO | JKM430N-54HL4-B |  | 0.43 | 9 | 173 | 30 |  | Fixed | Roof
NJADRE1559930189 | Administratively Determined Incentive Program | HADDONFIELD | 8033 | 8.6 | Residential | Behind the Meter | Yes | Integrity Solar & Home Solutions, LLC | PSE&G |  | Accepted | 2025-06-17 | 2025-07-15 | 2026-07-15 | Solar Panels | JINKO | JKM430N-54HL4-B |  | 0.43 | 3 | 173 | 22 |  | Fixed | Roof
NJADRE1559930189 | Administratively Determined Incentive Program | HADDONFIELD | 8033 | 8.6 | Residential | Behind the Meter | Yes | Integrity Solar & Home Solutions, LLC | PSE&G |  | Accepted | 2025-06-17 | 2025-07-15 | 2026-07-15 | Solar Panels | JINKO | JKM430N-54HL4-B |  | 0.43 | 4 | 263 | 24 |  | Fixed | Roof
NJADRE1559930189 | Administratively Determined Incentive Program | HADDONFIELD | 8033 | 8.6 | Residential | Behind the Meter | Yes | Integrity Solar & Home Solutions, LLC | PSE&G |  | Accepted | 2025-06-17 | 2025-07-15 | 2026-07-15 | Inverters | ENPHASE | IQ8HC | 380 |  | 20 |  |  | 0.98 |  | Other | UNDER EACH PANEL
NJADRE1559930685 | Administratively Determined Incentive Program | ELIZABETH | 7201 | 6.02 | Residential | Behind the Meter | Yes | PosiGen Developer, LLC | PSE&G |  | Accepted | 2025-06-17 | 2025-07-15 | 2026-07-15 | Solar Panels | JINKO EAGLE G6R | JKM430N-54HL4-B |  | 0.43 | 14 | 294 | 0 |  | Fixed | Roof
NJADRE1559930685 | Administratively Determined Incentive Program | ELIZABETH | 7201 | 6.02 | Residential | Behind the Meter | Yes | PosiGen Developer, LLC | PSE&G |  | Accepted | 2025-06-17 | 2025-07-15 | 2026-07-15 | Inverters | SolarEdge | SE5700H-US | 5700 |  | 1 |  |  | 0.99 |  | Outside | within ten feet of meter
NJADRE1559930693 | Administratively Determined Incentive Program | ELIZABETH | 7208 | 6.15 | Residential | Behind the Meter | Yes | Sunrun Installation Services, Inc. | PSE&G |  | Accepted | 2025-06-17 | 2025-07-17 | 2026-07-17 | Electric Storage Battery | Tesla | Powerwall 3 1707000-xx-y |  |  | 1 |  |  |  | Lithium Ion |  | OUTSIDE
NJADRE1559930693 | Administratively Determined Incentive Program | ELIZABETH | 7208 | 6.15 | Residential | Behind the Meter | Yes | Sunrun Installation Services, Inc. | PSE&G |  | Accepted | 2025-06-17 | 2025-07-17 | 2026-07-17 | Inverters | TESLA | Powerwall 3 1707000-xx-y | 11500 |  | 1 |  |  | 0.97 |  | Outdoor | Next to meter
NJADRE1559930693 | Administratively Determined Incentive Program | ELIZABETH | 7208 | 6.15 | Residential | Behind the Meter | Yes | Sunrun Installation Services, Inc. | PSE&G |  | Accepted | 2025-06-17 | 2025-07-17 | 2026-07-17 | Solar Panels | Hanwha Q-Cells | Q.PEAK DUO BLK ML-G10+ 410 DCA (MD06G100A-017) |  | 0.41 | 11 | 216 | 35 |  | Fixed | Roof
NJADRE1559930693 | Administratively Determined Incentive Program | ELIZABETH | 7208 | 6.15 | Residential | Behind the Meter | Yes | Sunrun Installation Services, Inc. | PSE&G |  | Accepted | 2025-06-17 | 2025-07-17 | 2026-07-17 | Solar Panels | Hanwha Q-Cells | Q.PEAK DUO BLK ML-G10+ 410 DCA (MD06G100A-017) |  | 0.41 | 4 | 37 | 6 |  | Fixed | Roof
NJADRE1559930700 | Administratively Determined Incentive Program | WEST NEW YORK | 7093 | 6.02 | Residential | Behind the Meter | Yes | Fusion Solar Energy, LLC | PSE&G |  | Accepted | 2025-06-17 | 2025-07-15 | 2026-07-15 | Inverters | ENPHASE | IQ8HC-72-M-DOM-US | 380 |  | 14 |  |  | 0.97 |  | Outside | Roof
NJADRE1559930700 | Administratively Determined Incentive Program | WEST NEW YORK | 7093 | 6.02 | Residential | Behind the Meter | Yes | Fusion Solar Energy, LLC | PSE&G |  | Accepted | 2025-06-17 | 2025-07-15 | 2026-07-15 | Solar Panels | HYUNDAI SOLAR | HiN-T430NF(BK) |  | 0.43 | 14 | 31.2 | 5 |  | Fixed | Roof
NJADRE1559930711 | Administratively Determined Incentive Program | ISLAND HEIGHTS | 8732 | 4.1 | Residential | Behind the Meter | No | Define Solar, LLC | JCP&L |  | Accepted | 2025-06-17 | 2025-07-15 | 2026-07-15 | Solar Panels | Znshine | ZXM7-SH108 410 |  | 0.41 | 10 | 97 | 20 |  | Fixed | Roof
NJADRE1559930711 | Administratively Determined Incentive Program | ISLAND HEIGHTS | 8732 | 4.1 | Residential | Behind the Meter | No | Define Solar, LLC | JCP&L |  | Accepted | 2025-06-17 | 2025-07-15 | 2026-07-15 | Inverters | Enphase | IQ8PLUS-72-2-US | 290 |  | 10 |  |  | 0.976 |  | Outside | Under each pv panel
NJADRE1559930714 | Administratively Determined Incentive Program | BAYVILLE | 8721 | 13.12 | Residential | Behind the Meter | Yes | Trinity Solar, LLC | JCP&L |  | Accepted | 2025-06-17 | 2025-07-16 | 2026-07-16 | Inverters | Solar Edge | USE10000H-US | 10000 |  | 1 |  |  | 0.97 |  | Outside
NJADRE1559930714 | Administratively Determined Incentive Program | BAYVILLE | 8721 | 13.12 | Residential | Behind the Meter | Yes | Trinity Solar, LLC | JCP&L |  | Accepted | 2025-06-17 | 2025-07-16 | 2026-07-16 | Solar Panels | Hanwha | Q.PEAK DUO BLK ML-G10+ 410 |  | 0.41 | 10 | 103 | 18 |  | Fixed | Roof
NJADRE1559930714 | Administratively Determined Incentive Program | BAYVILLE | 8721 | 13.12 | Residential | Behind the Meter | Yes | Trinity Solar, LLC | JCP&L |  | Accepted | 2025-06-17 | 2025-07-16 | 2026-07-16 | Solar Panels | Hanwha | Q.PEAK DUO BLK ML-G10+ 410 |  | 0.41 | 22 | 103 | 18 |  | Fixed | Roof
NJADRE1559930720 | Administratively Determined Incentive Program | FLEMINGTON | 8822 | 19.35 | Residential | Behind the Meter | Yes | EMT Renewables, LLC | JCP&L |  | Accepted | 2025-06-17 | 2025-07-15 | 2026-07-15 | Solar Panels | SEG SOLAR | SEG 430 |  | 0.43 | 6 | 196 | 16 |  | Fixed | Roof
NJADRE1559930720 | Administratively Determined Incentive Program | FLEMINGTON | 8822 | 19.35 | Residential | Behind the Meter | Yes | EMT Renewables, LLC | JCP&L |  | Accepted | 2025-06-17 | 2025-07-15 | 2026-07-15 | Solar Panels | SEG SOLAR | SEG 430 |  | 0.43 | 8 | 196 | 10 |  | Fixed | Roof
NJADRE1559930720 | Administratively Determined Incentive Program | FLEMINGTON | 8822 | 19.35 | Residential | Behind the Meter | Yes | EMT Renewables, LLC | JCP&L |  | Accepted | 2025-06-17 | 2025-07-15 | 2026-07-15 | Inverters | ENPHASE | IQ8+ | 290 |  | 45 |  |  | 0.98 |  | Other | UNDER EACH PANEL
NJADRE1559930720 | Administratively Determined Incentive Program | FLEMINGTON | 8822 | 19.35 | Residential | Behind the Meter | Yes | EMT Renewables, LLC | JCP&L |  | Accepted | 2025-06-17 | 2025-07-15 | 2026-07-15 | Solar Panels | SEG SOLAR | SEG 430 |  | 0.43 | 22 | 286 | 7 |  | Fixed | Roof
NJADRE1559930720 | Administratively Determined Incentive Program | FLEMINGTON | 8822 | 19.35 | Residential | Behind the Meter | Yes | EMT Renewables, LLC | JCP&L |  | Accepted | 2025-06-17 | 2025-07-15 | 2026-07-15 | Solar Panels | SEG SOLAR | SEG 430 |  | 0.43 | 9 | 107 | 16 |  | Fixed | Roof
NJADRE1559930738 | Administratively Determined Incentive Program | ISLAND HEIGHTS | 8732 | 4.51 | Residential | Behind the Meter | No | Define Solar, LLC | JCP&L |  | Accepted | 2025-06-17 | 2025-07-15 | 2026-07-15 | Inverters | Enphase | IQ8PLUS-72-2-US | 290 |  | 3 |  |  | 0.976 |  | Outside | Under each pv panel
NJADRE1559930738 | Administratively Determined Incentive Program | ISLAND HEIGHTS | 8732 | 4.51 | Residential | Behind the Meter | No | Define Solar, LLC | JCP&L |  | Accepted | 2025-06-17 | 2025-07-15 | 2026-07-15 | Inverters | Enphase | IQ8PLUS-72-2-US | 290 |  | 8 |  |  | 0.976 |  | Outside | Under each pv panel
NJADRE1559930738 | Administratively Determined Incentive Program | ISLAND HEIGHTS | 8732 | 4.51 | Residential | Behind the Meter | No | Define Solar, LLC | JCP&L |  | Accepted | 2025-06-17 | 2025-07-15 | 2026-07-15 | Solar Panels | Znshine | ZXM7-SH108 410 |  | 0.41 | 3 | 8 | 24 |  | Fixed | Roof
NJADRE1559930738 | Administratively Determined Incentive Program | ISLAND HEIGHTS | 8732 | 4.51 | Residential | Behind the Meter | No | Define Solar, LLC | JCP&L |  | Accepted | 2025-06-17 | 2025-07-15 | 2026-07-15 | Solar Panels | Znshine | ZXM7-SH108 410 |  | 0.41 | 8 | 97 | 20 |  | Fixed | Roof
NJADRE1559930751 | Administratively Determined Incentive Program | ISLAND HEIGHTS | 8732 | 4.51 | Residential | Behind the Meter | No | Define Solar, LLC | JCP&L |  | Accepted | 2025-06-17 | 2025-07-15 | 2026-07-15 | Inverters | Enphase | IQ8PLUS-72-2-US | 290 |  | 4 |  |  | 0.976 |  | Outside | Under each pv panel
NJADRE1559930751 | Administratively Determined Incentive Program | ISLAND HEIGHTS | 8732 | 4.51 | Residential | Behind the Meter | No | Define Solar, LLC | JCP&L |  | Accepted | 2025-06-17 | 2025-07-15 | 2026-07-15 | Inverters | Enphase | IQ8PLUS-72-2-US | 290 |  | 7 |  |  | 0.976 |  | Outside | Under each pv panel
NJADRE1559930751 | Administratively Determined Incentive Program | ISLAND HEIGHTS | 8732 | 4.51 | Residential | Behind the Meter | No | Define Solar, LLC | JCP&L |  | Accepted | 2025-06-17 | 2025-07-15 | 2026-07-15 | Solar Panels | Znshine | ZXM7-SH108 410 |  | 0.41 | 4 | 8 | 24 |  | Fixed | Roof
NJADRE1559930751 | Administratively Determined Incentive Program | ISLAND HEIGHTS | 8732 | 4.51 | Residential | Behind the Meter | No | Define Solar, LLC | JCP&L |  | Accepted | 2025-06-17 | 2025-07-15 | 2026-07-15 | Solar Panels | Znshine | ZXM7-SH108 410 |  | 0.41 | 7 | 277 | 20 |  | Fixed | Roof
NJADRE1559930894 | Administratively Determined Incentive Program | Pemberton | 8068 | 6.15 | Residential | Behind the Meter | Yes | Pro Custom Solar dba Momentum Solar | JCP&L |  | Accepted | 2025-06-17 | 2025-07-15 | 2026-07-15 | Inverters | ENPHASE | IQ8HC-72-M-DOM-US | 380 |  | 15 |  |  | 0.97 |  | Outdoor
NJADRE1559930894 | Administratively Determined Incentive Program | Pemberton | 8068 | 6.15 | Residential | Behind the Meter | Yes | Pro Custom Solar dba Momentum Solar | JCP&L |  | Accepted | 2025-06-17 | 2025-07-15 | 2026-07-15 | Solar Panels | HANWHA | Q.PEAK DUO BLK ML-G10+410 |  | 0.41 | 15 | 179 | 29 |  | Fixed | Roof
NJADRE1559930932 | Administratively Determined Incentive Program | NORTH PLAINFIELD | 7063 | 9.43 | Residential | Behind the Meter | Yes | Sunrun Installation Services, Inc. | PSE&G |  | Accepted | 2025-06-17 | 2025-07-15 | 2026-07-15 | Inverters | Tesla | POWERWALL 3 1707000-XX-Y | 11500 |  | 1 |  |  | 0.97 |  | Outdoor
NJADRE1559930932 | Administratively Determined Incentive Program | NORTH PLAINFIELD | 7063 | 9.43 | Residential | Behind the Meter | Yes | Sunrun Installation Services, Inc. | PSE&G |  | Accepted | 2025-06-17 | 2025-07-15 | 2026-07-15 | Electric Storage Battery | Tesla | POWERWALL 3 1707000-XX-Y |  |  | 1 |  |  |  | Lithium Ion |  | OUTSIDE
NJADRE1559930932 | Administratively Determined Incentive Program | NORTH PLAINFIELD | 7063 | 9.43 | Residential | Behind the Meter | Yes | Sunrun Installation Services, Inc. | PSE&G |  | Accepted | 2025-06-17 | 2025-07-15 | 2026-07-15 | Solar Panels | HANWHA Q-CELLS | Q.PEAK DUO BLK ML-G10+ 410 DCA |  | 0.41 | 11 | 347 | 12 |  | Fixed | Roof
NJADRE1559930932 | Administratively Determined Incentive Program | NORTH PLAINFIELD | 7063 | 9.43 | Residential | Behind the Meter | Yes | Sunrun Installation Services, Inc. | PSE&G |  | Accepted | 2025-06-17 | 2025-07-15 | 2026-07-15 | Solar Panels | HANWHA Q-CELLS | Q.PEAK DUO BLK ML-G10+ 410 DCA |  | 0.41 | 12 | 347 | 12 |  | Fixed | Roof
NJADRE1559930938 | Administratively Determined Incentive Program | CLARK | 7066 | 6.48 | Residential | Behind the Meter | Yes | Sunrun Installation Services, Inc. | PSE&G |  | Accepted | 2025-06-17 | 2025-07-15 | 2026-07-15 | Inverters | SolarEdge Technologies | SE5700H-USMN | 5760 |  | 1 |  |  | 0.99 |  | Outdoor | Next to meter
NJADRE1559930938 | Administratively Determined Incentive Program | CLARK | 7066 | 6.48 | Residential | Behind the Meter | Yes | Sunrun Installation Services, Inc. | PSE&G |  | Accepted | 2025-06-17 | 2025-07-15 | 2026-07-15 | Solar Panels | JA Solar | JAM54S31-405/MR |  | 0.405 | 16 | 127 | 27 |  | Fixed | Roof
NJADRE1559930997 | Administratively Determined Incentive Program | UNION | 7083 | 5.46 | Residential | Behind the Meter | Yes | Kamtech Solar Solutions | PSE&G |  | Accepted | 2025-06-17 | 2025-07-15 | 2026-07-15 | Inverters | ENPHASE | IQ8X-80-M-US | 380 |  | 12 |  |  | 0.973 |  | Outdoor | ROOFTOP
NJADRE1559930997 | Administratively Determined Incentive Program | UNION | 7083 | 5.46 | Residential | Behind the Meter | Yes | Kamtech Solar Solutions | PSE&G |  | Accepted | 2025-06-17 | 2025-07-15 | 2026-07-15 | Solar Panels | CANADIAN SOLAR | CS6. 1-64TM-455 |  | 0.455 | 10 | 167 | 25 |  | Fixed | Roof
NJADRE1559930997 | Administratively Determined Incentive Program | UNION | 7083 | 5.46 | Residential | Behind the Meter | Yes | Kamtech Solar Solutions | PSE&G |  | Accepted | 2025-06-17 | 2025-07-15 | 2026-07-15 | Solar Panels | CANADIAN SOLAR | CS6. 1-64TM-455 |  | 0.455 | 2 | 167 | 27 |  | Fixed | Roof
NJADRE1559931001 | Administratively Determined Incentive Program | BROWNS MILLS | 8015 | 14.19 | Residential | Behind the Meter | Yes | Pro Custom Solar dba Momentum Solar | JCP&L |  | Accepted | 2025-06-17 | 2025-07-16 | 2026-07-16 | Solar Panels | Hanwha | Q.TRON BLK M-G2+430 |  | 0.43 | 20 | 200 | 17 |  | Fixed | Roof
NJADRE1559931001 | Administratively Determined Incentive Program | BROWNS MILLS | 8015 | 14.19 | Residential | Behind the Meter | Yes | Pro Custom Solar dba Momentum Solar | JCP&L |  | Accepted | 2025-06-17 | 2025-07-16 | 2026-07-16 | Inverters | ENPHASE | IQ8HC-72-M-DOM-US | 380 |  | 33 |  |  | 0.97 |  | Outdoor
NJADRE1559931001 | Administratively Determined Incentive Program | BROWNS MILLS | 8015 | 14.19 | Residential | Behind the Meter | Yes | Pro Custom Solar dba Momentum Solar | JCP&L |  | Accepted | 2025-06-17 | 2025-07-16 | 2026-07-16 | Solar Panels | Hanwha | Q.TRON BLK M-G2+430 |  | 0.43 | 13 | 20 | 16 |  | Fixed | Roof
NJADRE1559931014 | Administratively Determined Incentive Program | EAST RUTHERFORD | 7073 | 7.65 | Residential | Behind the Meter | Yes | Fusion Solar Energy, LLC | PSE&G |  | Accepted | 2025-06-17 | 2025-07-15 | 2026-07-15 | Solar Panels | JINKO SOLAR | JKM425N-54HL4-B |  | 0.425 | 15 | 141 | 20 |  | Fixed | Roof
NJADRE1559931014 | Administratively Determined Incentive Program | EAST RUTHERFORD | 7073 | 7.65 | Residential | Behind the Meter | Yes | Fusion Solar Energy, LLC | PSE&G |  | Accepted | 2025-06-17 | 2025-07-15 | 2026-07-15 | Solar Panels | JINKO SOLAR | JKM425N-54HL4-B |  | 0.425 | 3 | 232 | 20 |  | Fixed | Roof
NJADRE1559931014 | Administratively Determined Incentive Program | EAST RUTHERFORD | 7073 | 7.65 | Residential | Behind the Meter | Yes | Fusion Solar Energy, LLC | PSE&G |  | Accepted | 2025-06-17 | 2025-07-15 | 2026-07-15 | Inverters | ENPHASE | IQ8HC-72-M-DOM-US | 380 |  | 18 |  |  | 0.97 |  | Outside | Roof
NJADRE1559931019 | Administratively Determined Incentive Program | MORGANVILLE | 7751 | 15.12 | Residential | Behind the Meter | No | Public Service Solar, LLC | JCP&L |  | Accepted | 2025-06-17 | 2025-07-16 | 2026-07-16 | Solar Panels | Panasonic | EVPV420HK2 |  | 0.42 | 30 | 141 | 34 |  | Fixed | Roof
NJADRE1559931019 | Administratively Determined Incentive Program | MORGANVILLE | 7751 | 15.12 | Residential | Behind the Meter | No | Public Service Solar, LLC | JCP&L |  | Accepted | 2025-06-17 | 2025-07-16 | 2026-07-16 | Solar Panels | Panasonic | EVPV420HK2 |  | 0.42 | 6 | 231 | 45 |  | Fixed | Roof
NJADRE1559931019 | Administratively Determined Incentive Program | MORGANVILLE | 7751 | 15.12 | Residential | Behind the Meter | No | Public Service Solar, LLC | JCP&L |  | Accepted | 2025-06-17 | 2025-07-16 | 2026-07-16 | Inverters | Enphase | iQ8HC-72-M-US | 380 |  | 36 |  |  | 0.96 |  | Outdoor | Under Panels
NJADRE1559931370 | Administratively Determined Incentive Program | EAST ORANGE | 7018 | 5.27 | Residential | Behind the Meter | Yes | Bright Ops, Inc. | PSE&G |  | Accepted | 2025-06-17 | 2025-07-16 | 2026-07-16 | Solar Panels | JA Solar | JAM54S31-405/MR |  | 0.405 | 11 | 201 | 34 |  | Fixed | Roof
NJADRE1559931370 | Administratively Determined Incentive Program | EAST ORANGE | 7018 | 5.27 | Residential | Behind the Meter | Yes | Bright Ops, Inc. | PSE&G |  | Accepted | 2025-06-17 | 2025-07-16 | 2026-07-16 | Solar Panels | JA Solar | JAM54S31-405/MR |  | 0.405 | 2 | 22 | 14 |  | Fixed | Roof
NJADRE1559931370 | Administratively Determined Incentive Program | EAST ORANGE | 7018 | 5.27 | Residential | Behind the Meter | Yes | Bright Ops, Inc. | PSE&G |  | Accepted | 2025-06-17 | 2025-07-16 | 2026-07-16 | Inverters | SolarEdge Technologies | SE3800H - USMN | 3800 |  | 1 |  |  | 0.98 |  | Outdoor | Outside
NJADRE1559934483 | Administratively Determined Incentive Program | LEBANON | 8833 | 14.76 | Residential | Behind the Meter | Yes | Sunrun Installation Services, Inc. | JCP&L |  | Accepted | 2025-06-18 | 2025-07-16 | 2026-07-16 | Solar Panels | Hanwha Q-Cells | Q.PEAK DUO BLK ML-G10+ 410 |  | 0.41 | 36 | 177 | 30 |  | Fixed | Roof
NJADRE1559934483 | Administratively Determined Incentive Program | LEBANON | 8833 | 14.76 | Residential | Behind the Meter | Yes | Sunrun Installation Services, Inc. | JCP&L |  | Accepted | 2025-06-18 | 2025-07-16 | 2026-07-16 | Electric Storage Battery | SolarEdge Technologies | BAT-10K1P |  |  | 2 |  |  |  | Lithium Ion |  | INSIDE
NJADRE1559934483 | Administratively Determined Incentive Program | LEBANON | 8833 | 14.76 | Residential | Behind the Meter | Yes | Sunrun Installation Services, Inc. | JCP&L |  | Accepted | 2025-06-18 | 2025-07-16 | 2026-07-16 | Inverters | SolarEdge Technologies | SE10000H-USMN | 10000 |  | 1 |  |  | 0.99 |  | Outdoor | Next to meter
NJADRE1559934558 | Administratively Determined Incentive Program | BLACKWOOD | 8012 | 5.16 | Residential | Behind the Meter | Yes | K Hanrahan Enterprises, Inc. | PSE&G |  | Accepted | 2025-06-18 | 2025-07-15 | 2026-07-15 | Solar Panels | JINKO | JKM430N-54HL4-B |  | 0.43 | 12 | 100 | 90 |  | Fixed | Roof
NJADRE1559934558 | Administratively Determined Incentive Program | BLACKWOOD | 8012 | 5.16 | Residential | Behind the Meter | Yes | K Hanrahan Enterprises, Inc. | PSE&G |  | Accepted | 2025-06-18 | 2025-07-15 | 2026-07-15 | Meters | LANDIS | FOCUS FAXRE-SD |  |  | 1 |  |  |  | Yes | Outdoor
NJADRE1559934558 | Administratively Determined Incentive Program | BLACKWOOD | 8012 | 5.16 | Residential | Behind the Meter | Yes | K Hanrahan Enterprises, Inc. | PSE&G |  | Accepted | 2025-06-18 | 2025-07-15 | 2026-07-15 | Inverters | ENPHASE | IQ8PLUS-72-2-US | 290 |  | 12 |  |  | 0.99 |  | Outdoor
NJADRE1559934566 | Administratively Determined Incentive Program | Sandyston | 7826 | 8.28 | Residential | Behind the Meter | No | Infinity Solar Systems, LLC | JCP&L |  | Accepted | 2025-06-18 | 2025-07-16 | 2026-07-16 | Solar Panels | REC Solar | REC 460AA PURE-RX |  | 0.46 | 18 | 180 | 15 |  | Fixed | Roof
NJADRE1559934566 | Administratively Determined Incentive Program | Sandyston | 7826 | 8.28 | Residential | Behind the Meter | No | Infinity Solar Systems, LLC | JCP&L |  | Accepted | 2025-06-18 | 2025-07-16 | 2026-07-16 | Inverters | Enphase | IQ8X-80-M-US | 380 |  | 18 |  |  | 0.97 |  | Outdoor
NJADRE1559934602 | Administratively Determined Incentive Program | Sicklerville | 8081 | 7.83 | Residential | Behind the Meter | Yes | Skyline Solar, LLC | AC Electric |  | Accepted | 2025-06-18 | 2025-07-16 | 2026-07-16 | Inverters | Enphase | IQ8HC-72-M-DOM-US | 380 |  | 18 |  |  | 0.977 |  | Outside
NJADRE1559934602 | Administratively Determined Incentive Program | Sicklerville | 8081 | 7.83 | Residential | Behind the Meter | Yes | Skyline Solar, LLC | AC Electric |  | Accepted | 2025-06-18 | 2025-07-16 | 2026-07-16 | Solar Panels | Hanwha | Q.TRON BLK M-G2+ 435 |  | 0.435 | 7 | 329 | 28 |  | Fixed | Roof
NJADRE1559934602 | Administratively Determined Incentive Program | Sicklerville | 8081 | 7.83 | Residential | Behind the Meter | Yes | Skyline Solar, LLC | AC Electric |  | Accepted | 2025-06-18 | 2025-07-16 | 2026-07-16 | Solar Panels | Hanwha | Q.TRON BLK M-G2+ 435 |  | 0.435 | 11 | 149 | 28 |  | Fixed | Roof
NJADRE1559934602 | Administratively Determined Incentive Program | Sicklerville | 8081 | 7.83 | Residential | Behind the Meter | Yes | Skyline Solar, LLC | AC Electric |  | Accepted | 2025-06-18 | 2025-07-16 | 2026-07-16 | Meters | Enphase | X-IQ-AM1-240-5C-HDK |  |  | 1 |  |  |  | Yes | Outdoor
NJADRE1559934632 | Administratively Determined Incentive Program | HACKENSACK | 7601 | 9.02 | Residential | Behind the Meter | Yes | Trinity Solar, LLC | PSE&G |  | Accepted | 2025-06-18 | 2025-07-16 | 2026-07-16 | Solar Panels | HANWHA | (Q.PEAK DUO BLK ML-G10.C+410) |  | 0.41 | 2 | 39 | 30 |  | Fixed | Roof
NJADRE1559934632 | Administratively Determined Incentive Program | HACKENSACK | 7601 | 9.02 | Residential | Behind the Meter | Yes | Trinity Solar, LLC | PSE&G |  | Accepted | 2025-06-18 | 2025-07-16 | 2026-07-16 | Solar Panels | HANWHA | (Q.PEAK DUO BLK ML-G10.C+410) |  | 0.41 | 2 | 129 | 30 |  | Fixed | Roof
NJADRE1559934632 | Administratively Determined Incentive Program | HACKENSACK | 7601 | 9.02 | Residential | Behind the Meter | Yes | Trinity Solar, LLC | PSE&G |  | Accepted | 2025-06-18 | 2025-07-16 | 2026-07-16 | Inverters | Solar Edge | USE7600H-USMNBL75 | 7600 |  | 1 |  |  | 0.97 |  | Outdoor
NJADRE1559934632 | Administratively Determined Incentive Program | HACKENSACK | 7601 | 9.02 | Residential | Behind the Meter | Yes | Trinity Solar, LLC | PSE&G |  | Accepted | 2025-06-18 | 2025-07-16 | 2026-07-16 | Solar Panels | HANWHA | (Q.PEAK DUO BLK ML-G10.C+410) |  | 0.41 | 11 | 129 | 45 |  | Fixed | Roof
NJADRE1559934632 | Administratively Determined Incentive Program | HACKENSACK | 7601 | 9.02 | Residential | Behind the Meter | Yes | Trinity Solar, LLC | PSE&G |  | Accepted | 2025-06-18 | 2025-07-16 | 2026-07-16 | Solar Panels | HANWHA | (Q.PEAK DUO BLK ML-G10.C+410) |  | 0.41 | 7 | 309 | 45 |  | Fixed | Roof
NJADRE1559934656 | Administratively Determined Incentive Program | WALL TOWNSHIP | 7719 | 13.53 | Residential | Behind the Meter | No | Tesla Energy Operations, Inc. | JCP&L |  | Accepted | 2025-06-18 | 2025-07-15 | 2026-07-15 | Solar Panels | Hanwha | Q.PEAK DUO BLK ML-G10+/TS 410 |  | 0.41 | 6 | 127 | 35 |  | Fixed | Roof
NJADRE1559934656 | Administratively Determined Incentive Program | WALL TOWNSHIP | 7719 | 13.53 | Residential | Behind the Meter | No | Tesla Energy Operations, Inc. | JCP&L |  | Accepted | 2025-06-18 | 2025-07-15 | 2026-07-15 | Solar Panels | Hanwha | Q.PEAK DUO BLK ML-G10+/TS 410 |  | 0.41 | 17 | 83 | 37 |  | Fixed | Roof
NJADRE1559934656 | Administratively Determined Incentive Program | WALL TOWNSHIP | 7719 | 13.53 | Residential | Behind the Meter | No | Tesla Energy Operations, Inc. | JCP&L |  | Accepted | 2025-06-18 | 2025-07-15 | 2026-07-15 | Inverters | Tesla | 1707000-XX-Y | 11500 |  | 2 |  |  | 0.98 |  | Outdoor
NJADRE1559934656 | Administratively Determined Incentive Program | WALL TOWNSHIP | 7719 | 13.53 | Residential | Behind the Meter | No | Tesla Energy Operations, Inc. | JCP&L |  | Accepted | 2025-06-18 | 2025-07-15 | 2026-07-15 | Electric Storage Battery | Tesla | Powerwall 3 |  |  | 3 |  |  |  | Lithium Ion |  | OUTSIDE
NJADRE1559934656 | Administratively Determined Incentive Program | WALL TOWNSHIP | 7719 | 13.53 | Residential | Behind the Meter | No | Tesla Energy Operations, Inc. | JCP&L |  | Accepted | 2025-06-18 | 2025-07-15 | 2026-07-15 | Solar Panels | Hanwha | Q.PEAK DUO BLK ML-G10+/TS 410 |  | 0.41 | 4 | 83 | 37 |  | Fixed | Roof
NJADRE1559934656 | Administratively Determined Incentive Program | WALL TOWNSHIP | 7719 | 13.53 | Residential | Behind the Meter | No | Tesla Energy Operations, Inc. | JCP&L |  | Accepted | 2025-06-18 | 2025-07-15 | 2026-07-15 | Solar Panels | Hanwha | Q.PEAK DUO BLK ML-G10+/TS 410 |  | 0.41 | 6 | 217 | 35 |  | Fixed | Roof
NJADRE1559934666 | Administratively Determined Incentive Program | CLEMENTON | 8021 | 14.88 | Residential | Behind the Meter | Yes | Power Energy Solutions, LLC | AC Electric |  | Accepted | 2025-06-18 | 2025-07-15 | 2026-07-15 | Solar Panels | Trina Solar | TSM-425NE09RC.05 |  | 0.425 | 18 | 38 | 20 |  | Fixed | Roof
NJADRE1559934666 | Administratively Determined Incentive Program | CLEMENTON | 8021 | 14.88 | Residential | Behind the Meter | Yes | Power Energy Solutions, LLC | AC Electric |  | Accepted | 2025-06-18 | 2025-07-15 | 2026-07-15 | Solar Panels | Trina Solar | TSM-425NE09RC.05 |  | 0.425 | 13 | 216 | 20 |  | Fixed | Roof
NJADRE1559934666 | Administratively Determined Incentive Program | CLEMENTON | 8021 | 14.88 | Residential | Behind the Meter | Yes | Power Energy Solutions, LLC | AC Electric |  | Accepted | 2025-06-18 | 2025-07-15 | 2026-07-15 | Inverters | SolarEdge | SE7600H-US | 8 |  | 1 |  |  | 0.97 |  | Outdoor
NJADRE1559934666 | Administratively Determined Incentive Program | CLEMENTON | 8021 | 14.88 | Residential | Behind the Meter | Yes | Power Energy Solutions, LLC | AC Electric |  | Accepted | 2025-06-18 | 2025-07-15 | 2026-07-15 | Solar Panels | Trina Solar | TSM-425NE09RC.05 |  | 0.425 | 2 | 36 | 20 |  | Fixed | Roof
NJADRE1559934666 | Administratively Determined Incentive Program | CLEMENTON | 8021 | 14.88 | Residential | Behind the Meter | Yes | Power Energy Solutions, LLC | AC Electric |  | Accepted | 2025-06-18 | 2025-07-15 | 2026-07-15 | Solar Panels | Trina Solar | TSM-425NE09RC.05 |  | 0.425 | 2 | 216 | 20 |  | Fixed | Roof
NJADRE1559934677 | Administratively Determined Incentive Program | TRENTON | 8610 | 19.35 | Residential | Behind the Meter | Yes | Brilliant Installations, Inc. | PSE&G |  | Accepted | 2025-06-18 | 2025-07-16 | 2026-07-16 | Solar Panels | JINKO SOLAR | JKM430N-54HL4-B430 |  | 0.43 | 7 | 78 | 17 |  | Fixed | Roof
NJADRE1559934677 | Administratively Determined Incentive Program | TRENTON | 8610 | 19.35 | Residential | Behind the Meter | Yes | Brilliant Installations, Inc. | PSE&G |  | Accepted | 2025-06-18 | 2025-07-16 | 2026-07-16 | Solar Panels | JINKO SOLAR | JKM430N-54HL4-B430 |  | 0.43 | 2 | 168 | 17 |  | Fixed | Roof
NJADRE1559934677 | Administratively Determined Incentive Program | TRENTON | 8610 | 19.35 | Residential | Behind the Meter | Yes | Brilliant Installations, Inc. | PSE&G |  | Accepted | 2025-06-18 | 2025-07-16 | 2026-07-16 | Inverters | SOLAREDGE | USE5700H-USMNBL75 | 5700 |  | 1 |  |  | 0.97 |  | Outdoor
NJADRE1559934677 | Administratively Determined Incentive Program | TRENTON | 8610 | 19.35 | Residential | Behind the Meter | Yes | Brilliant Installations, Inc. | PSE&G |  | Accepted | 2025-06-18 | 2025-07-16 | 2026-07-16 | Inverters | SOLAREDGE | USE7600H-USMNBL75 | 7600 |  | 1 |  |  | 0.97 |  | Outdoor
NJADRE1559934677 | Administratively Determined Incentive Program | TRENTON | 8610 | 19.35 | Residential | Behind the Meter | Yes | Brilliant Installations, Inc. | PSE&G |  | Accepted | 2025-06-18 | 2025-07-16 | 2026-07-16 | Solar Panels | JINKO SOLAR | JKM430N-54HL4-B |  | 0.43 | 11 | 258 | 17 |  | Fixed | Roof
NJADRE1559934677 | Administratively Determined Incentive Program | TRENTON | 8610 | 19.35 | Residential | Behind the Meter | Yes | Brilliant Installations, Inc. | PSE&G |  | Accepted | 2025-06-18 | 2025-07-16 | 2026-07-16 | Solar Panels | JINKO SOLAR | JKM430N-54HL4-B |  | 0.43 | 25 | 258 | 9 |  | Fixed | Roof
NJADRE1559934694 | Administratively Determined Incentive Program | JACKSON | 8527 | 12.3 | Residential | Behind the Meter | Yes | Trinity Solar, LLC | JCP&L |  | Accepted | 2025-06-18 | 2025-07-15 | 2026-07-15 | Solar Panels | HANWHA | (Q.PEAK DUO BLK ML-G10+ 410) |  | 0.41 | 3 | 271 | 36 |  | Fixed | Roof
NJADRE1559934694 | Administratively Determined Incentive Program | JACKSON | 8527 | 12.3 | Residential | Behind the Meter | Yes | Trinity Solar, LLC | JCP&L |  | Accepted | 2025-06-18 | 2025-07-15 | 2026-07-15 | Solar Panels | HANWHA | (Q.PEAK DUO BLK ML-G10+ 410) |  | 0.41 | 11 | 91 | 36 |  | Fixed | Roof
NJADRE1559934694 | Administratively Determined Incentive Program | JACKSON | 8527 | 12.3 | Residential | Behind the Meter | Yes | Trinity Solar, LLC | JCP&L |  | Accepted | 2025-06-18 | 2025-07-15 | 2026-07-15 | Solar Panels | HANWHA | (Q.PEAK DUO BLK ML-G10+ 410) |  | 0.41 | 14 | 91 | 40 |  | Fixed | Roof
NJADRE1559934694 | Administratively Determined Incentive Program | JACKSON | 8527 | 12.3 | Residential | Behind the Meter | Yes | Trinity Solar, LLC | JCP&L |  | Accepted | 2025-06-18 | 2025-07-15 | 2026-07-15 | Solar Panels | HANWHA | (Q.PEAK DUO BLK ML-G10+ 410) |  | 0.41 | 2 | 181 | 40 |  | Fixed | Roof
NJADRE1559934694 | Administratively Determined Incentive Program | JACKSON | 8527 | 12.3 | Residential | Behind the Meter | Yes | Trinity Solar, LLC | JCP&L |  | Accepted | 2025-06-18 | 2025-07-15 | 2026-07-15 | Inverters | Solar Edge | USE10000H-USMNBL75 | 10000 |  | 1 |  |  | 0.97 |  | Outdoor
NJADRE1559934696 | Administratively Determined Incentive Program | TEANECK | 7666 | 7.29 | Residential | Behind the Meter | Yes | Sunrun Installation Services, Inc. | PSE&G |  | Accepted | 2025-06-18 | 2025-07-15 | 2026-07-15 | Inverters | SolarEdge Technologies | SE5700H-USMN | 5760 |  | 1 |  |  | 0.99 |  | Outdoor | Next to meter
NJADRE1559934696 | Administratively Determined Incentive Program | TEANECK | 7666 | 7.29 | Residential | Behind the Meter | Yes | Sunrun Installation Services, Inc. | PSE&G |  | Accepted | 2025-06-18 | 2025-07-15 | 2026-07-15 | Solar Panels | JA Solar | JAM54S31-405/MR |  | 0.405 | 18 | 204 | 42 |  | Fixed | Roof
NJADRE1559934699 | Administratively Determined Incentive Program | LONG VALLEY | 7853 | 14.99 | Residential | Behind the Meter | Yes | Sunrun Installation Services, Inc. | JCP&L |  | Accepted | 2025-06-18 | 2025-07-16 | 2026-07-16 | Solar Panels | JA SOLAR | JAM54S31-405/MR |  | 0.405 | 7 | 196 | 33 |  | Fixed | Roof
NJADRE1559934699 | Administratively Determined Incentive Program | LONG VALLEY | 7853 | 14.99 | Residential | Behind the Meter | Yes | Sunrun Installation Services, Inc. | JCP&L |  | Accepted | 2025-06-18 | 2025-07-16 | 2026-07-16 | Solar Panels | JA SOLAR | JAM54S31-405/MR |  | 0.405 | 14 | 106 | 18 |  | Fixed | Roof
NJADRE1559934699 | Administratively Determined Incentive Program | LONG VALLEY | 7853 | 14.99 | Residential | Behind the Meter | Yes | Sunrun Installation Services, Inc. | JCP&L |  | Accepted | 2025-06-18 | 2025-07-16 | 2026-07-16 | Solar Panels | JA SOLAR | JAM54S31-405/MR |  | 0.405 | 5 | 195 | 22 |  | Fixed | Roof
NJADRE1559934699 | Administratively Determined Incentive Program | LONG VALLEY | 7853 | 14.99 | Residential | Behind the Meter | Yes | Sunrun Installation Services, Inc. | JCP&L |  | Accepted | 2025-06-18 | 2025-07-16 | 2026-07-16 | Inverters | SOLAREDGE TECHNOLOGIES | SE10000H-USMN | 10000 |  | 1 |  |  | 0.99 |  | Outside
NJADRE1559934699 | Administratively Determined Incentive Program | LONG VALLEY | 7853 | 14.99 | Residential | Behind the Meter | Yes | Sunrun Installation Services, Inc. | JCP&L |  | Accepted | 2025-06-18 | 2025-07-16 | 2026-07-16 | Solar Panels | JA SOLAR | JAM54S31-405/MR |  | 0.405 | 7 | 16 | 32 |  | Fixed | Roof
NJADRE1559934699 | Administratively Determined Incentive Program | LONG VALLEY | 7853 | 14.99 | Residential | Behind the Meter | Yes | Sunrun Installation Services, Inc. | JCP&L |  | Accepted | 2025-06-18 | 2025-07-16 | 2026-07-16 | Solar Panels | JA SOLAR | JAM54S31-405/MR |  | 0.405 | 4 | 105 | 18 |  | Fixed | Roof
NJADRE1559934706 | Administratively Determined Incentive Program | BURLINGTON CITY | 8016 | 3.83 | Residential | Behind the Meter | Yes | Power Energy Solutions, LLC | PSE&G |  | Accepted | 2025-06-18 | 2025-07-15 | 2026-07-15 | Solar Panels | Trina Solar | TSM-425NE09RC.05 |  | 0.425 | 6 | 140 | 27 |  | Fixed | Roof
NJADRE1559934706 | Administratively Determined Incentive Program | BURLINGTON CITY | 8016 | 3.83 | Residential | Behind the Meter | Yes | Power Energy Solutions, LLC | PSE&G |  | Accepted | 2025-06-18 | 2025-07-15 | 2026-07-15 | Solar Panels | Trina Solar | TSM-425NE09RC.05 |  | 0.425 | 3 | 140 | 8 |  | Fixed | Roof
NJADRE1559934706 | Administratively Determined Incentive Program | BURLINGTON CITY | 8016 | 3.83 | Residential | Behind the Meter | Yes | Power Energy Solutions, LLC | PSE&G |  | Accepted | 2025-06-18 | 2025-07-15 | 2026-07-15 | Inverters | SolarEdge | SE3800H-US | 4 |  | 1 |  |  | 0.97 |  | Outdoor
NJADRE1559934710 | Administratively Determined Incentive Program | NEWTON | 7860 | 6.97 | Residential | Behind the Meter | Yes | Sunrun Installation Services, Inc. | JCP&L |  | Accepted | 2025-06-18 | 2025-07-16 | 2026-07-16 | Solar Panels | Hanwha Q Cells | Q.PEAK DUO BLK ML-G10+ 410 DCA |  | 0.41 | 5 | 285 | 18 |  | Fixed | Roof
NJADRE1559934710 | Administratively Determined Incentive Program | NEWTON | 7860 | 6.97 | Residential | Behind the Meter | Yes | Sunrun Installation Services, Inc. | JCP&L |  | Accepted | 2025-06-18 | 2025-07-16 | 2026-07-16 | Electric Storage Battery | Tesla | Powerwall 3 1707000-xx-y |  |  | 1 |  |  |  | Lithium Ion |  | OUTSIDE
NJADRE1559934710 | Administratively Determined Incentive Program | NEWTON | 7860 | 6.97 | Residential | Behind the Meter | Yes | Sunrun Installation Services, Inc. | JCP&L |  | Accepted | 2025-06-18 | 2025-07-16 | 2026-07-16 | Inverters | Tesla | Powerwall 3 1707000-xx-y | 11500 |  | 1 |  |  | 0.97 |  | Outdoor
NJADRE1559934710 | Administratively Determined Incentive Program | NEWTON | 7860 | 6.97 | Residential | Behind the Meter | Yes | Sunrun Installation Services, Inc. | JCP&L |  | Accepted | 2025-06-18 | 2025-07-16 | 2026-07-16 | Solar Panels | Hanwha Q Cells | Q.PEAK DUO BLK ML-G10+ 410 DCA |  | 0.41 | 12 | 105 | 18 |  | Fixed | Roof
NJADRE1559934711 | Administratively Determined Incentive Program | Clementon | 8021 | 10.63 | Residential | Behind the Meter | Yes | Integrity Solar & Home Solutions, LLC | AC Electric |  | Accepted | 2025-06-18 | 2025-07-16 | 2026-07-16 | Solar Panels | JINKO | JKM425N-54HL4-B |  | 0.425 | 8 | 269 | 22 |  | Fixed | Roof
NJADRE1559934711 | Administratively Determined Incentive Program | Clementon | 8021 | 10.63 | Residential | Behind the Meter | Yes | Integrity Solar & Home Solutions, LLC | AC Electric |  | Accepted | 2025-06-18 | 2025-07-16 | 2026-07-16 | Solar Panels | JINKO | JKM425N-54HL4-B |  | 0.425 | 6 | 270 | 22 |  | Fixed | Roof
NJADRE1559934711 | Administratively Determined Incentive Program | Clementon | 8021 | 10.63 | Residential | Behind the Meter | Yes | Integrity Solar & Home Solutions, LLC | AC Electric |  | Accepted | 2025-06-18 | 2025-07-16 | 2026-07-16 | Solar Panels | JINKO | JKM425N-54HL4-B |  | 0.425 | 2 | 90 | 22 |  | Fixed | Roof
NJADRE1559934711 | Administratively Determined Incentive Program | Clementon | 8021 | 10.63 | Residential | Behind the Meter | Yes | Integrity Solar & Home Solutions, LLC | AC Electric |  | Accepted | 2025-06-18 | 2025-07-16 | 2026-07-16 | Solar Panels | JINKO | JKM425N-54HL4-B |  | 0.425 | 9 | 89 | 22 |  | Fixed | Roof
NJADRE1559934711 | Administratively Determined Incentive Program | Clementon | 8021 | 10.63 | Residential | Behind the Meter | Yes | Integrity Solar & Home Solutions, LLC | AC Electric |  | Accepted | 2025-06-18 | 2025-07-16 | 2026-07-16 | Inverters | ENPHASE | IQ8HC | 380 |  | 25 |  |  | 0.98 |  | Other | UNDER EACH PANEL
NJADRE1559934717 | Administratively Determined Incentive Program | JERSEY CITY | 7307 | 6.97 | Residential | Behind the Meter | Yes | Trinity Solar, LLC | PSE&G |  | Accepted | 2025-06-18 | 2025-07-15 | 2026-07-15 | Solar Panels | Hanwha | Q.PEAK DUO BLK ML-G10+ 410 |  | 0.41 | 17 | 118 | 5 |  | Fixed | Roof
NJADRE1559934717 | Administratively Determined Incentive Program | JERSEY CITY | 7307 | 6.97 | Residential | Behind the Meter | Yes | Trinity Solar, LLC | PSE&G |  | Accepted | 2025-06-18 | 2025-07-15 | 2026-07-15 | Inverters | Solar Edge | USE5700H-US | 5760 |  | 1 |  |  | 0.97 |  | Outside
NJADRE1559934722 | Administratively Determined Incentive Program | CAPE MAY | 8204 | 3.28 | Residential | Behind the Meter | Yes | Trinity Solar, LLC | AC Electric |  | Accepted | 2025-06-18 | 2025-07-16 | 2026-07-16 | Inverters | SOLAREDGE | TESLA 3.8kW (PV ONLY) | 3800 |  | 1 |  |  | 0.97 |  | Outside
NJADRE1559934722 | Administratively Determined Incentive Program | CAPE MAY | 8204 | 3.28 | Residential | Behind the Meter | Yes | Trinity Solar, LLC | AC Electric |  | Accepted | 2025-06-18 | 2025-07-16 | 2026-07-16 | Solar Panels | HANWHA 410 (Q.PEAK DUO BLK ML-G10+410) | HANWHA 410 (Q.PEAK DUO BLK ML-G10+410) |  | 0.41 | 8 | 131 | 27 |  | Fixed | Roof
NJADRE1559934741 | Administratively Determined Incentive Program | West Windsor | 8550 | 12.71 | Residential | Behind the Meter | No | Tesla Energy Operations, Inc. | PSE&G |  | Accepted | 2025-06-18 | 2025-07-16 | 2026-07-16 | Solar Panels | Hanwha | Q.PEAK DUO BLK ML-G10+/TS 410 |  | 0.41 | 8 | 293 | 32 |  | Fixed | Roof
NJADRE1559934741 | Administratively Determined Incentive Program | West Windsor | 8550 | 12.71 | Residential | Behind the Meter | No | Tesla Energy Operations, Inc. | PSE&G |  | Accepted | 2025-06-18 | 2025-07-16 | 2026-07-16 | Solar Panels | Hanwha | Q.PEAK DUO BLK ML-G10+/TS 410 |  | 0.41 | 23 | 113 | 32 |  | Fixed | Roof
NJADRE1559934741 | Administratively Determined Incentive Program | West Windsor | 8550 | 12.71 | Residential | Behind the Meter | No | Tesla Energy Operations, Inc. | PSE&G |  | Accepted | 2025-06-18 | 2025-07-16 | 2026-07-16 | Inverters | Tesla | 1538000-XX-Y | 3800 |  | 1 |  |  | 0.98 |  | Outdoor
NJADRE1559934741 | Administratively Determined Incentive Program | West Windsor | 8550 | 12.71 | Residential | Behind the Meter | No | Tesla Energy Operations, Inc. | PSE&G |  | Accepted | 2025-06-18 | 2025-07-16 | 2026-07-16 | Inverters | Tesla | 1538000-XX-Y | 7600 |  | 1 |  |  | 0.98 |  | Outdoor
NJADRE1559934751 | Administratively Determined Incentive Program | Ridgefield | 7657 | 4.51 | Residential | Behind the Meter | Yes | Trinity Solar, LLC | PSE&G |  | Accepted | 2025-06-18 | 2025-07-16 | 2026-07-16 | Inverters | Solar Edge | USE3800H-USMNBL75 | 3800 |  | 1 |  |  | 0.97 |  | Outdoor
NJADRE1559934751 | Administratively Determined Incentive Program | Ridgefield | 7657 | 4.51 | Residential | Behind the Meter | Yes | Trinity Solar, LLC | PSE&G |  | Accepted | 2025-06-18 | 2025-07-16 | 2026-07-16 | Solar Panels | HANWHA | Q.PEAK DUO BLK ML-G10.C+ 410) |  | 0.41 | 2 | 204 | 40 |  | Fixed | Roof
NJADRE1559934751 | Administratively Determined Incentive Program | Ridgefield | 7657 | 4.51 | Residential | Behind the Meter | Yes | Trinity Solar, LLC | PSE&G |  | Accepted | 2025-06-18 | 2025-07-16 | 2026-07-16 | Solar Panels | HANWHA | (Q.PEAK DUO BLK ML-G10.C+ 410) |  | 0.41 | 9 | 114 | 40 |  | Fixed | Roof
NJADRE1559934774 | Administratively Determined Incentive Program | Egg Harbor | 8234 | 9.555 | Residential | Behind the Meter | Yes | Panel Masters of NJ, LLC | AC Electric |  | Accepted | 2025-06-19 | 2025-07-17 | 2026-07-17 | Inverters | Enphase | IQ8HC-72-m-Dom | 380 |  | 21 |  |  | 0.973 |  | Outside | Roof Top Under Panels
NJADRE1559934774 | Administratively Determined Incentive Program | Egg Harbor | 8234 | 9.555 | Residential | Behind the Meter | Yes | Panel Masters of NJ, LLC | AC Electric |  | Accepted | 2025-06-19 | 2025-07-17 | 2026-07-17 | Solar Panels | CANADIAN SOLAR | CS6.1-54TM-455H |  | 0.455 | 21 | 118 | 44 |  | Fixed | Roof
NJADRE1559934777 | Administratively Determined Incentive Program | Titusville | 8560 | 23.49 | Residential | Behind the Meter | Yes | Sunrun Installation Services, Inc. | PSE&G |  | Accepted | 2025-06-18 | 2025-07-16 | 2026-07-16 | Inverters | SOLAREDGE TECHNOLOGIES | SE10000H-USMN | 10000 |  | 1 |  |  | 0.99 |  | Outdoor
NJADRE1559934777 | Administratively Determined Incentive Program | Titusville | 8560 | 23.49 | Residential | Behind the Meter | Yes | Sunrun Installation Services, Inc. | PSE&G |  | Accepted | 2025-06-18 | 2025-07-16 | 2026-07-16 | Solar Panels | JA SOLAR | JAM54S31-405/MR |  | 0.405 | 15 | 319 | 14 |  | Fixed | Roof
NJADRE1559934777 | Administratively Determined Incentive Program | Titusville | 8560 | 23.49 | Residential | Behind the Meter | Yes | Sunrun Installation Services, Inc. | PSE&G |  | Accepted | 2025-06-18 | 2025-07-16 | 2026-07-16 | Solar Panels | JA SOLAR | JAM54S31-405/MR |  | 0.405 | 8 | 139 | 14 |  | Fixed | Roof
NJADRE1559934777 | Administratively Determined Incentive Program | Titusville | 8560 | 23.49 | Residential | Behind the Meter | Yes | Sunrun Installation Services, Inc. | PSE&G |  | Accepted | 2025-06-18 | 2025-07-16 | 2026-07-16 | Solar Panels | JA SOLAR | JAM54S31-405/MR |  | 0.405 | 8 | 228 | 13 |  | Fixed | Roof
NJADRE1559934777 | Administratively Determined Incentive Program | Titusville | 8560 | 23.49 | Residential | Behind the Meter | Yes | Sunrun Installation Services, Inc. | PSE&G |  | Accepted | 2025-06-18 | 2025-07-16 | 2026-07-16 | Inverters | SOLAREDGE TECHNOLOGIES | SE5700H-USMN | 5760 |  | 1 |  |  | 0.99 |  | Outdoor
NJADRE1559934777 | Administratively Determined Incentive Program | Titusville | 8560 | 23.49 | Residential | Behind the Meter | Yes | Sunrun Installation Services, Inc. | PSE&G |  | Accepted | 2025-06-18 | 2025-07-16 | 2026-07-16 | Solar Panels | JA SOLAR | JAM54S31-405/MR |  | 0.405 | 14 | 49 | 13 |  | Fixed | Roof
NJADRE1559934777 | Administratively Determined Incentive Program | Titusville | 8560 | 23.49 | Residential | Behind the Meter | Yes | Sunrun Installation Services, Inc. | PSE&G |  | Accepted | 2025-06-18 | 2025-07-16 | 2026-07-16 | Solar Panels | JA SOLAR | JAM54S31-405/MR |  | 0.405 | 9 | 228 | 13 |  | Fixed | Roof
NJADRE1559934777 | Administratively Determined Incentive Program | Titusville | 8560 | 23.49 | Residential | Behind the Meter | Yes | Sunrun Installation Services, Inc. | PSE&G |  | Accepted | 2025-06-18 | 2025-07-16 | 2026-07-16 | Solar Panels | JA SOLAR | JAM54S31-405/MR |  | 0.405 | 4 | 139 | 11 |  | Fixed | Roof
NJADRE1559934781 | Administratively Determined Incentive Program | Blackwood | 8012 | 12.9 | Residential | Behind the Meter | Yes | EMT Renewables, LLC | PSE&G |  | Accepted | 2025-06-18 | 2025-07-17 | 2026-07-17 | Solar Panels | SEG SOLAR | SEG 430 |  | 0.43 | 30 | 131 | 23 |  | Fixed | Roof
NJADRE1559934781 | Administratively Determined Incentive Program | Blackwood | 8012 | 12.9 | Residential | Behind the Meter | Yes | EMT Renewables, LLC | PSE&G |  | Accepted | 2025-06-18 | 2025-07-17 | 2026-07-17 | Inverters | IQ8HC | IQ8+ | 290 |  | 30 |  |  | 0.98 |  | Other | UNDER EACH PANEL
NJADRE1559934788 | Administratively Determined Incentive Program | EGG HARBOR TOWNSHIP | 8234 | 6.88 | Residential | Behind the Meter | Yes | Sun Up Zero Down, LLC | AC Electric |  | Accepted | 2025-06-18 | 2025-07-16 | 2026-07-16 | Inverters | Enphase | IQ8PLUS-72-2-US | 290 |  | 16 |  |  | 0.976 |  | Outdoor
NJADRE1559934788 | Administratively Determined Incentive Program | EGG HARBOR TOWNSHIP | 8234 | 6.88 | Residential | Behind the Meter | Yes | Sun Up Zero Down, LLC | AC Electric |  | Accepted | 2025-06-18 | 2025-07-16 | 2026-07-16 | Meters | Enphase | TBD |  |  | 1 |  |  |  | Yes | Outdoor
NJADRE1559934788 | Administratively Determined Incentive Program | EGG HARBOR TOWNSHIP | 8234 | 6.88 | Residential | Behind the Meter | Yes | Sun Up Zero Down, LLC | AC Electric |  | Accepted | 2025-06-18 | 2025-07-16 | 2026-07-16 | Solar Panels | SEG | SEG-430-BTD-BG |  | 0.43 | 16 | 112 | 34 |  | Fixed | Roof
NJADRE1559934790 | Administratively Determined Incentive Program | Steelmanville | 8234 | 11.34 | Residential | Behind the Meter | Yes | Sunrun Installation Services, Inc. | AC Electric |  | Accepted | 2025-06-18 | 2025-07-16 | 2026-07-16 | Solar Panels | JA Solar | JAM54S31-405/MR |  | 0.405 | 5 | 158 | 22 |  | Fixed | Roof
NJADRE1559934790 | Administratively Determined Incentive Program | Steelmanville | 8234 | 11.34 | Residential | Behind the Meter | Yes | Sunrun Installation Services, Inc. | AC Electric |  | Accepted | 2025-06-18 | 2025-07-16 | 2026-07-16 | Solar Panels | JA Solar | JAM54S31-405/MR |  | 0.405 | 8 | 249 | 22 |  | Fixed | Roof
NJADRE1559934790 | Administratively Determined Incentive Program | Steelmanville | 8234 | 11.34 | Residential | Behind the Meter | Yes | Sunrun Installation Services, Inc. | AC Electric |  | Accepted | 2025-06-18 | 2025-07-16 | 2026-07-16 | Solar Panels | JA Solar | JAM54S31-405/MR |  | 0.405 | 13 | 69 | 22 |  | Fixed | Roof
NJADRE1559934790 | Administratively Determined Incentive Program | Steelmanville | 8234 | 11.34 | Residential | Behind the Meter | Yes | Sunrun Installation Services, Inc. | AC Electric |  | Accepted | 2025-06-18 | 2025-07-16 | 2026-07-16 | Electric Storage Battery | TESLA | Powerwall 3 1707000-xx-y |  |  | 1 |  |  |  | Lithium Ion |  | OUTSIDE
NJADRE1559934790 | Administratively Determined Incentive Program | Steelmanville | 8234 | 11.34 | Residential | Behind the Meter | Yes | Sunrun Installation Services, Inc. | AC Electric |  | Accepted | 2025-06-18 | 2025-07-16 | 2026-07-16 | Solar Panels | JA Solar | JAM54S31-405/MR |  | 0.405 | 2 | 338 | 22 |  | Fixed | Roof
NJADRE1559934790 | Administratively Determined Incentive Program | Steelmanville | 8234 | 11.34 | Residential | Behind the Meter | Yes | Sunrun Installation Services, Inc. | AC Electric |  | Accepted | 2025-06-18 | 2025-07-16 | 2026-07-16 | Inverters | SolarEdge Technologies | SE7600H-USMN | 7600 |  | 1 |  |  | 0.99 |  | Outdoor | Next to meter
NJADRE1559934832 | Administratively Determined Incentive Program | Trenton | 8690 | 12.04 | Residential | Behind the Meter | Yes | EMT Renewables, LLC | PSE&G |  | Accepted | 2025-06-18 | 2025-07-17 | 2026-07-17 | Solar Panels | SEG SOLAR | SEG 430 |  | 0.43 | 6 | 318 | 22 |  | Fixed | Roof
NJADRE1559934832 | Administratively Determined Incentive Program | Trenton | 8690 | 12.04 | Residential | Behind the Meter | Yes | EMT Renewables, LLC | PSE&G |  | Accepted | 2025-06-18 | 2025-07-17 | 2026-07-17 | Solar Panels | SEG SOLAR | SEG 430 |  | 0.43 | 6 | 48 | 19 |  | Fixed | Roof
NJADRE1559934832 | Administratively Determined Incentive Program | Trenton | 8690 | 12.04 | Residential | Behind the Meter | Yes | EMT Renewables, LLC | PSE&G |  | Accepted | 2025-06-18 | 2025-07-17 | 2026-07-17 | Solar Panels | SEG SOLAR | SEG 430 |  | 0.43 | 8 | 138 | 22 |  | Fixed | Roof
NJADRE1559934832 | Administratively Determined Incentive Program | Trenton | 8690 | 12.04 | Residential | Behind the Meter | Yes | EMT Renewables, LLC | PSE&G |  | Accepted | 2025-06-18 | 2025-07-17 | 2026-07-17 | Inverters | IQ8HC | IQ8+ | 290 |  | 28 |  |  | 0.98 |  | Other | UNDER EACH PANEL
NJADRE1559934832 | Administratively Determined Incentive Program | Trenton | 8690 | 12.04 | Residential | Behind the Meter | Yes | EMT Renewables, LLC | PSE&G |  | Accepted | 2025-06-18 | 2025-07-17 | 2026-07-17 | Solar Panels | SEG SOLAR | SEG 430 |  | 0.43 | 8 | 228 | 19 |  | Fixed | Roof
NJADRE1559934847 | Administratively Determined Incentive Program | Paterson | 7502 | 7.38 | Residential | Behind the Meter | No | Tesla Energy Operations, Inc. | PSE&G |  | Accepted | 2025-06-18 | 2025-07-16 | 2026-07-16 | Solar Panels | Hanwha | Q.PEAK DUO BLK ML-G10+/TS 410 |  | 0.41 | 6 | 319 | 30 |  | Fixed | Roof
NJADRE1559934847 | Administratively Determined Incentive Program | Paterson | 7502 | 7.38 | Residential | Behind the Meter | No | Tesla Energy Operations, Inc. | PSE&G |  | Accepted | 2025-06-18 | 2025-07-16 | 2026-07-16 | Solar Panels | Hanwha | Q.PEAK DUO BLK ML-G10+/TS 410 |  | 0.41 | 9 | 49 | 30 |  | Fixed | Roof
NJADRE1559934847 | Administratively Determined Incentive Program | Paterson | 7502 | 7.38 | Residential | Behind the Meter | No | Tesla Energy Operations, Inc. | PSE&G |  | Accepted | 2025-06-18 | 2025-07-16 | 2026-07-16 | Inverters | Tesla | 1707000-XX-Y | 11500 |  | 1 |  |  | 0.98 |  | Outdoor
NJADRE1559934847 | Administratively Determined Incentive Program | Paterson | 7502 | 7.38 | Residential | Behind the Meter | No | Tesla Energy Operations, Inc. | PSE&G |  | Accepted | 2025-06-18 | 2025-07-16 | 2026-07-16 | Electric Storage Battery | Tesla | Powerwall 3 |  |  | 2 |  |  |  | Lithium Ion |  | OUTSIDE
NJADRE1559934847 | Administratively Determined Incentive Program | Paterson | 7502 | 7.38 | Residential | Behind the Meter | No | Tesla Energy Operations, Inc. | PSE&G |  | Accepted | 2025-06-18 | 2025-07-16 | 2026-07-16 | Solar Panels | Hanwha | Q.PEAK DUO BLK ML-G10+/TS 410 |  | 0.41 | 3 | 229 | 30 |  | Fixed | Roof
NJADRE1559934848 | Administratively Determined Incentive Program | Stratford | 8084 | 8.645 | Residential | Behind the Meter | Yes | Panel Masters of NJ, LLC | AC Electric |  | Accepted | 2025-06-19 | 2025-07-17 | 2026-07-17 | Solar Panels | CANADIAN SOLAR | CS6.1-54TM-455H |  | 0.455 | 19 | 98 | 30 |  | Fixed | Roof
NJADRE1559934848 | Administratively Determined Incentive Program | Stratford | 8084 | 8.645 | Residential | Behind the Meter | Yes | Panel Masters of NJ, LLC | AC Electric |  | Accepted | 2025-06-19 | 2025-07-17 | 2026-07-17 | Inverters | Enphase | IQ8HC-72-m-Dom | 380 |  | 19 |  |  | 0.973 |  | Outside | Roof Top Under Panels
NJADRE1559934852 | Administratively Determined Incentive Program | Linden | 7036 | 4.73 | Residential | Behind the Meter | Yes | EMT Renewables, LLC | PSE&G |  | Accepted | 2025-06-18 | 2025-07-17 | 2026-07-17 | Inverters | IQ8HC | IQ8+ | 290 |  | 11 |  |  | 0.98 |  | Other | UNDER EACH PANEL
NJADRE1559934852 | Administratively Determined Incentive Program | Linden | 7036 | 4.73 | Residential | Behind the Meter | Yes | EMT Renewables, LLC | PSE&G |  | Accepted | 2025-06-18 | 2025-07-17 | 2026-07-17 | Solar Panels | SEG SOLAR | SEG 430 |  | 0.43 | 11 | 112 | 37 |  | Fixed | Roof
NJADRE1559934854 | Administratively Determined Incentive Program | Colonia | 7067 | 12.15 | Residential | Behind the Meter | Yes | Sunrun Installation Services, Inc. | PSE&G |  | Accepted | 2025-06-18 | 2025-07-16 | 2026-07-16 | Inverters | SolarEdge Technologies | SE10000H-USMN | 10000 |  | 1 |  |  | 0.99 |  | Outdoor
NJADRE1559934854 | Administratively Determined Incentive Program | Colonia | 7067 | 12.15 | Residential | Behind the Meter | Yes | Sunrun Installation Services, Inc. | PSE&G |  | Accepted | 2025-06-18 | 2025-07-16 | 2026-07-16 | Solar Panels | JA Solar | JAM54S31-405/MR |  | 0.405 | 8 | 16 | 23 |  | Fixed | Roof
NJADRE1559934854 | Administratively Determined Incentive Program | Colonia | 7067 | 12.15 | Residential | Behind the Meter | Yes | Sunrun Installation Services, Inc. | PSE&G |  | Accepted | 2025-06-18 | 2025-07-16 | 2026-07-16 | Solar Panels | JA Solar | JAM54S31-405/MR |  | 0.405 | 10 | 196 | 22 |  | Fixed | Roof
NJADRE1559934854 | Administratively Determined Incentive Program | Colonia | 7067 | 12.15 | Residential | Behind the Meter | Yes | Sunrun Installation Services, Inc. | PSE&G |  | Accepted | 2025-06-18 | 2025-07-16 | 2026-07-16 | Solar Panels | JA Solar | JAM54S31-405/MR |  | 0.405 | 6 | 196 | 22 |  | Fixed | Roof
NJADRE1559934854 | Administratively Determined Incentive Program | Colonia | 7067 | 12.15 | Residential | Behind the Meter | Yes | Sunrun Installation Services, Inc. | PSE&G |  | Accepted | 2025-06-18 | 2025-07-16 | 2026-07-16 | Solar Panels | JA Solar | JAM54S31-405/MR |  | 0.405 | 6 | 16 | 23 |  | Fixed | Roof
NJADRE1559934866 | Administratively Determined Incentive Program | South Amboy | 8879 | 8.2 | Residential | Behind the Meter | Yes | Trinity Solar, LLC | JCP&L |  | Accepted | 2025-06-18 | 2025-07-16 | 2026-07-16 | Solar Panels | HANWHA 410 (Q.PEAK DUO BLK ML-G10+410) | HANWHA 410 (Q.PEAK DUO BLK ML-G10+410) |  | 0.41 | 20 | 236 | 43 |  | Fixed | Roof
NJADRE1559934866 | Administratively Determined Incentive Program | South Amboy | 8879 | 8.2 | Residential | Behind the Meter | Yes | Trinity Solar, LLC | JCP&L |  | Accepted | 2025-06-18 | 2025-07-16 | 2026-07-16 | Inverters | SOLAREDGE | SE7600H-US | 7600 |  | 1 |  |  | 0.97 |  | Outside
NJADRE1559934883 | Administratively Determined Incentive Program | Willingboro | 8046 | 10.32 | Residential | Behind the Meter | Yes | EMT Renewables, LLC | PSE&G |  | Accepted | 2025-06-18 | 2025-07-17 | 2026-07-17 | Inverters | IQ8HC | IQ8+ | 290 |  | 24 |  |  | 0.98 |  | Other | UNDER EACH PANEL
NJADRE1559934883 | Administratively Determined Incentive Program | Willingboro | 8046 | 10.32 | Residential | Behind the Meter | Yes | EMT Renewables, LLC | PSE&G |  | Accepted | 2025-06-18 | 2025-07-17 | 2026-07-17 | Solar Panels | SEG SOLAR | SEG 430 |  | 0.43 | 11 | 283 | 28 |  | Fixed | Roof
NJADRE1559934883 | Administratively Determined Incentive Program | Willingboro | 8046 | 10.32 | Residential | Behind the Meter | Yes | EMT Renewables, LLC | PSE&G |  | Accepted | 2025-06-18 | 2025-07-17 | 2026-07-17 | Solar Panels | SEG SOLAR | SEG 430 |  | 0.43 | 13 | 103 | 28 |  | Fixed | Roof
NJADRE1559934899 | Administratively Determined Incentive Program | NEWARK | 7103 | 6.02 | Residential | Behind the Meter | Yes | Velocity Energy & Home Solutions, Inc. | PSE&G |  | Accepted | 2025-06-18 | 2025-07-16 | 2026-07-16 | Solar Panels | seg | 430w |  | 0.43 | 6 | 197 | 24 |  | Fixed | Roof
NJADRE1559934899 | Administratively Determined Incentive Program | NEWARK | 7103 | 6.02 | Residential | Behind the Meter | Yes | Velocity Energy & Home Solutions, Inc. | PSE&G |  | Accepted | 2025-06-18 | 2025-07-16 | 2026-07-16 | Inverters | enphase | iq8hc | 380 |  | 14 |  |  | 0.99 |  | Outside | behind panels
NJADRE1559934899 | Administratively Determined Incentive Program | NEWARK | 7103 | 6.02 | Residential | Behind the Meter | Yes | Velocity Energy & Home Solutions, Inc. | PSE&G |  | Accepted | 2025-06-18 | 2025-07-16 | 2026-07-16 | Solar Panels | seg | 430w |  | 0.43 | 8 | 107 | 24 |  | Fixed | Roof
NJADRE1559934907 | Administratively Determined Incentive Program | West Berlin | 8091 | 7.735 | Residential | Behind the Meter | Yes | Panel Masters of NJ, LLC | AC Electric |  | Accepted | 2025-06-19 | 2025-07-17 | 2026-07-17 | Inverters | Enphase | IQ8HC-72-m-Dom | 380 |  | 17 |  |  | 0.973 |  | Outside | Roof Top Under Panels
NJADRE1559934907 | Administratively Determined Incentive Program | West Berlin | 8091 | 7.735 | Residential | Behind the Meter | Yes | Panel Masters of NJ, LLC | AC Electric |  | Accepted | 2025-06-19 | 2025-07-17 | 2026-07-17 | Solar Panels | Canadian Solar | CS6.1-54TM-455H |  | 0.455 | 17 | 174 | 25 |  | Fixed | Roof
NJADRE1559934925 | Administratively Determined Incentive Program | Cliffwood | 7721 | 6.02 | Residential | Behind the Meter | Yes | EMT Renewables, LLC | JCP&L |  | Accepted | 2025-06-18 | 2025-07-17 | 2026-07-17 | Inverters | IQ8HC | IQ8+ | 290 |  | 14 |  |  | 0.98 |  | Other | UNDER EACH PANEL
NJADRE1559934925 | Administratively Determined Incentive Program | Cliffwood | 7721 | 6.02 | Residential | Behind the Meter | Yes | EMT Renewables, LLC | JCP&L |  | Accepted | 2025-06-18 | 2025-07-17 | 2026-07-17 | Solar Panels | SEG SOLAR | SEG 430 |  | 0.43 | 8 | 233 | 24 |  | Fixed | Roof
NJADRE1559934925 | Administratively Determined Incentive Program | Cliffwood | 7721 | 6.02 | Residential | Behind the Meter | Yes | EMT Renewables, LLC | JCP&L |  | Accepted | 2025-06-18 | 2025-07-17 | 2026-07-17 | Solar Panels | SEG SOLAR | SEG 430 |  | 0.43 | 3 | 233 | 26 |  | Fixed | Roof
NJADRE1559934925 | Administratively Determined Incentive Program | Cliffwood | 7721 | 6.02 | Residential | Behind the Meter | Yes | EMT Renewables, LLC | JCP&L |  | Accepted | 2025-06-18 | 2025-07-17 | 2026-07-17 | Solar Panels | SEG SOLAR | SEG 430 |  | 0.43 | 3 | 233 | 31 |  | Fixed | Roof
NJADRE1559934931 | Administratively Determined Incentive Program | Fort Lee | 7024 | 4.92 | Residential | Behind the Meter | Yes | Sunrun Installation Services, Inc. | PSE&G |  | Accepted | 2025-06-18 | 2025-07-16 | 2026-07-16 | Solar Panels | Hanwha Q-Cells | Q.PEAK DUO BLK ML-G10+ 410 |  | 0.41 | 12 | 220 | 19 |  | Fixed | Roof
NJADRE1559934931 | Administratively Determined Incentive Program | Fort Lee | 7024 | 4.92 | Residential | Behind the Meter | Yes | Sunrun Installation Services, Inc. | PSE&G |  | Accepted | 2025-06-18 | 2025-07-16 | 2026-07-16 | Inverters | TESLA | Powerwall 3 1707000-xx-y | 11500 |  | 1 |  |  | 0.97 |  | Outdoor | Next to meter
NJADRE1559934931 | Administratively Determined Incentive Program | Fort Lee | 7024 | 4.92 | Residential | Behind the Meter | Yes | Sunrun Installation Services, Inc. | PSE&G |  | Accepted | 2025-06-18 | 2025-07-16 | 2026-07-16 | Electric Storage Battery | TESLA | Powerwall 3 1707000-xx-y |  |  | 1 |  |  |  | Lithium Ion |  | OUTSIDE
NJADRE1559934943 | Administratively Determined Incentive Program | Englewood Cliffs | 7632 | 18.48 | Residential | Behind the Meter | No | Sea Bright Solar, LLC | PSE&G |  | Accepted | 2025-06-18 | 2025-07-16 | 2026-07-16 | Solar Panels | REC | REC-420AA-Pure-RX |  | 0.42 | 22 | 306 | 8 |  | Fixed | Roof
NJADRE1559934943 | Administratively Determined Incentive Program | Englewood Cliffs | 7632 | 18.48 | Residential | Behind the Meter | No | Sea Bright Solar, LLC | PSE&G |  | Accepted | 2025-06-18 | 2025-07-16 | 2026-07-16 | Solar Panels | REC | REC-420AA-Pure-RX |  | 0.42 | 22 | 126 | 8 |  | Fixed | Roof
NJADRE1559934943 | Administratively Determined Incentive Program | Englewood Cliffs | 7632 | 18.48 | Residential | Behind the Meter | No | Sea Bright Solar, LLC | PSE&G |  | Accepted | 2025-06-18 | 2025-07-16 | 2026-07-16 | Inverters | Enphase | IQ8A-72-M-US | 349 |  | 44 |  |  | 0.97 |  | Outdoor
NJADRE1559935243 | Administratively Determined Incentive Program | Long Branch | 7740 | 9.43 | Residential | Behind the Meter | Yes | Trinity Solar, LLC | JCP&L |  | Accepted | 2025-06-18 | 2025-07-16 | 2026-07-16 | Solar Panels | HANWHA 410 (Q.PEAK DUO BLK ML-G10+410) | HANWHA 410 (Q.PEAK DUO BLK ML-G10+410) |  | 0.41 | 8 | 241 | 28 |  | Fixed | Roof
NJADRE1559935243 | Administratively Determined Incentive Program | Long Branch | 7740 | 9.43 | Residential | Behind the Meter | Yes | Trinity Solar, LLC | JCP&L |  | Accepted | 2025-06-18 | 2025-07-16 | 2026-07-16 | Solar Panels | HANWHA 410 (Q.PEAK DUO BLK ML-G10+410) | HANWHA 410 (Q.PEAK DUO BLK ML-G10+410) |  | 0.41 | 2 | 151 | 28 |  | Fixed | Roof
NJADRE1559935243 | Administratively Determined Incentive Program | Long Branch | 7740 | 9.43 | Residential | Behind the Meter | Yes | Trinity Solar, LLC | JCP&L |  | Accepted | 2025-06-18 | 2025-07-16 | 2026-07-16 | Solar Panels | HANWHA 410 (Q.PEAK DUO BLK ML-G10+410) | HANWHA 410 (Q.PEAK DUO BLK ML-G10+410) |  | 0.41 | 9 | 61 | 28 |  | Fixed | Roof
NJADRE1559935243 | Administratively Determined Incentive Program | Long Branch | 7740 | 9.43 | Residential | Behind the Meter | Yes | Trinity Solar, LLC | JCP&L |  | Accepted | 2025-06-18 | 2025-07-16 | 2026-07-16 | Inverters | SOLAREDGE | SE7600H-US | 7600 |  | 1 |  |  | 0.97 |  | Outside
NJADRE1559935243 | Administratively Determined Incentive Program | Long Branch | 7740 | 9.43 | Residential | Behind the Meter | Yes | Trinity Solar, LLC | JCP&L |  | Accepted | 2025-06-18 | 2025-07-16 | 2026-07-16 | Solar Panels | HANWHA 410 (Q.PEAK DUO BLK ML-G10+410) | HANWHA 410 (Q.PEAK DUO BLK ML-G10+410) |  | 0.41 | 4 | 241 | 28 |  | Fixed | Roof
NJADRE1559935244 | Administratively Determined Incentive Program | CAPE MAY COURT HOUSE | 8210 | 12.3 | Residential | Behind the Meter | Yes | Trinity Solar, LLC | AC Electric |  | Accepted | 2025-06-18 | 2025-07-16 | 2026-07-16 | Solar Panels | Hanwha | Q.PEAK DUO BLK ML-G10+ 410 |  | 0.41 | 10 | 111 | 18 |  | Fixed | Roof
NJADRE1559935244 | Administratively Determined Incentive Program | CAPE MAY COURT HOUSE | 8210 | 12.3 | Residential | Behind the Meter | Yes | Trinity Solar, LLC | AC Electric |  | Accepted | 2025-06-18 | 2025-07-16 | 2026-07-16 | Inverters | Solar Edge | USE10000H-US | 10000 |  | 1 |  |  | 0.97 |  | Outside
NJADRE1559935244 | Administratively Determined Incentive Program | CAPE MAY COURT HOUSE | 8210 | 12.3 | Residential | Behind the Meter | Yes | Trinity Solar, LLC | AC Electric |  | Accepted | 2025-06-18 | 2025-07-16 | 2026-07-16 | Solar Panels | Hanwha | Q.PEAK DUO BLK ML-G10+ 410 |  | 0.41 | 20 | 111 | 18 |  | Fixed | Roof
NJADRE1559935252 | Administratively Determined Incentive Program | MAYS LANDING | 8330 | 22.95 | Residential | Behind the Meter | Yes | Whitman Construction, LLC | AC Electric |  | Accepted | 2025-06-18 | 2025-07-16 | 2026-07-16 | Solar Panels | JINKO SOLAR | JKM425N-54HL4-B |  | 0.425 | 16 | 3 | 18 |  | Fixed | Roof
NJADRE1559935252 | Administratively Determined Incentive Program | MAYS LANDING | 8330 | 22.95 | Residential | Behind the Meter | Yes | Whitman Construction, LLC | AC Electric |  | Accepted | 2025-06-18 | 2025-07-16 | 2026-07-16 | Solar Panels | JINKO SOLAR | JKM425N-54HL4-B |  | 0.425 | 17 | 183 | 30 |  | Fixed | Roof
NJADRE1559935252 | Administratively Determined Incentive Program | MAYS LANDING | 8330 | 22.95 | Residential | Behind the Meter | Yes | Whitman Construction, LLC | AC Electric |  | Accepted | 2025-06-18 | 2025-07-16 | 2026-07-16 | Inverters | ENPHASE | IQ8HC-72-M-DOM-US | 380 |  | 54 |  |  | 0.973 |  | Outdoor
NJADRE1559935252 | Administratively Determined Incentive Program | MAYS LANDING | 8330 | 22.95 | Residential | Behind the Meter | Yes | Whitman Construction, LLC | AC Electric |  | Accepted | 2025-06-18 | 2025-07-16 | 2026-07-16 | Solar Panels | JINKO SOLAR | JKM425N-54HL4-B |  | 0.425 | 21 | 183 | 18 |  | Fixed | Roof
NJADRE1559935253 | Administratively Determined Incentive Program | Hammonton | 8037 | 7.6 | Residential | Behind the Meter | Yes | Suntuity Solar, LLC | AC Electric |  | Accepted | 2025-06-18 | 2025-07-16 | 2026-07-16 | Solar Panels | Hanwha Q Cells | Q.PEAK DUO BLK ML-G10+ 400 |  | 0.4 | 9 | 44 | 18 |  | Fixed | Roof
NJADRE1559935253 | Administratively Determined Incentive Program | Hammonton | 8037 | 7.6 | Residential | Behind the Meter | Yes | Suntuity Solar, LLC | AC Electric |  | Accepted | 2025-06-18 | 2025-07-16 | 2026-07-16 | Solar Panels | Hanwha Q Cells | Q.PEAK DUO BLK ML-G10+ 400 |  | 0.4 | 10 | 224 | 18 |  | Fixed | Roof
NJADRE1559935253 | Administratively Determined Incentive Program | Hammonton | 8037 | 7.6 | Residential | Behind the Meter | Yes | Suntuity Solar, LLC | AC Electric |  | Accepted | 2025-06-18 | 2025-07-16 | 2026-07-16 | Inverters | Enphase Energy Inc | IQ8PLUS-72-2-US | 290 |  | 19 |  |  | 0.99 |  | Outdoor
NJADRE1559935253 | Administratively Determined Incentive Program | Hammonton | 8037 | 7.6 | Residential | Behind the Meter | Yes | Suntuity Solar, LLC | AC Electric |  | Accepted | 2025-06-18 | 2025-07-16 | 2026-07-16 | Meters | Enphase Energy Inc | X-IQ-AM1-240-3C (Combiner, IQ, w/RGM & Cell |  |  | 1 |  |  |  | Yes | Outdoor
NJADRE1559935267 | Administratively Determined Incentive Program | ATCO | 8004 | 9.89 | Residential | Behind the Meter | Yes | Integrity Solar & Home Solutions, LLC | AC Electric |  | Accepted | 2025-06-18 | 2025-07-16 | 2026-07-16 | Solar Panels | JINKO | JKM430N-54HL4-B |  | 0.43 | 14 | 220 | 32 |  | Fixed | Roof
NJADRE1559935267 | Administratively Determined Incentive Program | ATCO | 8004 | 9.89 | Residential | Behind the Meter | Yes | Integrity Solar & Home Solutions, LLC | AC Electric |  | Accepted | 2025-06-18 | 2025-07-16 | 2026-07-16 | Solar Panels | JINKO | JKM430N-54HL4-B |  | 0.43 | 4 | 40 | 32 |  | Fixed | Roof
NJADRE1559935267 | Administratively Determined Incentive Program | ATCO | 8004 | 9.89 | Residential | Behind the Meter | Yes | Integrity Solar & Home Solutions, LLC | AC Electric |  | Accepted | 2025-06-18 | 2025-07-16 | 2026-07-16 | Solar Panels | JINKO | JKM430N-54HL4-B |  | 0.43 | 5 | 220 | 31 |  | Fixed | Roof
NJADRE1559935267 | Administratively Determined Incentive Program | ATCO | 8004 | 9.89 | Residential | Behind the Meter | Yes | Integrity Solar & Home Solutions, LLC | AC Electric |  | Accepted | 2025-06-18 | 2025-07-16 | 2026-07-16 | Inverters | ENPHASE | IQ8HC | 380 |  | 23 |  |  | 0.98 |  | Other | UNDER EACH PANEL
NJADRE1559935273 | Administratively Determined Incentive Program | SWEDESBORO | 8085 | 9.78 | Residential | Behind the Meter | Yes | Power Energy Solutions, LLC | AC Electric |  | Accepted | 2025-06-18 | 2025-07-16 | 2026-07-16 | Inverters | SolarEdge | SE5700H-US | 6 |  | 1 |  |  | 0.97 |  | Outdoor
NJADRE1559935273 | Administratively Determined Incentive Program | SWEDESBORO | 8085 | 9.78 | Residential | Behind the Meter | Yes | Power Energy Solutions, LLC | AC Electric |  | Accepted | 2025-06-18 | 2025-07-16 | 2026-07-16 | Solar Panels | Trina Solar | TSM-425NE09RC.05 |  | 0.425 | 16 | 233 | 21 |  | Fixed | Roof
NJADRE1559935273 | Administratively Determined Incentive Program | SWEDESBORO | 8085 | 9.78 | Residential | Behind the Meter | Yes | Power Energy Solutions, LLC | AC Electric |  | Accepted | 2025-06-18 | 2025-07-16 | 2026-07-16 | Solar Panels | Trina Solar | TSM-425NE09RC.05 |  | 0.425 | 7 | 53 | 27 |  | Fixed | Roof
NJADRE1559935577 | Administratively Determined Incentive Program | BRIDGETON | 8302 | 18.7 | Residential | Behind the Meter | Yes | Whitman Construction, LLC | AC Electric |  | Accepted | 2025-06-18 | 2025-07-16 | 2026-07-16 | Inverters | ENPHASE | IQ8PLUS-72-2-US | 290 |  | 44 |  |  | 0.975 |  | Outdoor
NJADRE1559935577 | Administratively Determined Incentive Program | BRIDGETON | 8302 | 18.7 | Residential | Behind the Meter | Yes | Whitman Construction, LLC | AC Electric |  | Accepted | 2025-06-18 | 2025-07-16 | 2026-07-16 | Solar Panels | JINKO SOLAR | JKM425N-54HL4-B |  | 0.425 | 17 | 290 | 23 |  | Fixed | Roof
NJADRE1559935577 | Administratively Determined Incentive Program | BRIDGETON | 8302 | 18.7 | Residential | Behind the Meter | Yes | Whitman Construction, LLC | AC Electric |  | Accepted | 2025-06-18 | 2025-07-16 | 2026-07-16 | Solar Panels | JINKO SOLAR | JKM425N-54HL4-B |  | 0.425 | 27 | 110 | 23 |  | Fixed | Roof
NJADRE1559935644 | Administratively Determined Incentive Program | HAMMONTON | 8037 | 16.4 | Residential | Behind the Meter | Yes | Define Solar, LLC | AC Electric |  | Accepted | 2025-06-18 | 2025-07-16 | 2026-07-16 | Inverters | Enphase | IQ8PLUS-72-2-US | 290 |  | 40 |  |  | 0.976 |  | Outside | Under each pv panel
NJADRE1559935644 | Administratively Determined Incentive Program | HAMMONTON | 8037 | 16.4 | Residential | Behind the Meter | Yes | Define Solar, LLC | AC Electric |  | Accepted | 2025-06-18 | 2025-07-16 | 2026-07-16 | Solar Panels | Znshine | ZXM7-SH108 410W |  | 0.41 | 40 | 220 | 20 |  | Fixed | Roof
NJADRE1559935667 | Administratively Determined Incentive Program | NORTH PLAINFIELD | 7060 | 5.655 | Residential | Behind the Meter | Yes | SunnyMac, LLC | PSE&G |  | Accepted | 2025-06-18 | 2025-07-16 | 2026-07-16 | Solar Panels | HANWHA | Q.TRON BLK M-G2+ |  | 0.435 | 3 | 128 | 45 |  | Fixed | Roof
NJADRE1559935667 | Administratively Determined Incentive Program | NORTH PLAINFIELD | 7060 | 5.655 | Residential | Behind the Meter | Yes | SunnyMac, LLC | PSE&G |  | Accepted | 2025-06-18 | 2025-07-16 | 2026-07-16 | Solar Panels | HANWHA | Q.TRON BLK M-G2+ |  | 0.435 | 8 | 128 | 45 |  | Fixed | Roof
NJADRE1559935667 | Administratively Determined Incentive Program | NORTH PLAINFIELD | 7060 | 5.655 | Residential | Behind the Meter | Yes | SunnyMac, LLC | PSE&G |  | Accepted | 2025-06-18 | 2025-07-16 | 2026-07-16 | Inverters | SOLAREDGE | SE3800H-US | 3800 |  | 1 |  |  | 0.99 |  | Outdoor | next to meter
NJADRE1559935667 | Administratively Determined Incentive Program | NORTH PLAINFIELD | 7060 | 5.655 | Residential | Behind the Meter | Yes | SunnyMac, LLC | PSE&G |  | Accepted | 2025-06-18 | 2025-07-16 | 2026-07-16 | Solar Panels | HANWHA | Q.TRON BLK M-G2+ |  | 0.435 | 2 | 217 | 45 |  | Fixed | Roof
NJADRE1559935667 | Administratively Determined Incentive Program | NORTH PLAINFIELD | 7060 | 5.655 | Residential | Behind the Meter | Yes | SunnyMac, LLC | PSE&G |  | Accepted | 2025-06-18 | 2025-07-16 | 2026-07-16 | Meters | SOLAREDGE | SE-RGMTR-1D-240C-C |  |  | 1 |  |  |  | Yes | Outdoor
NJADRE1559935671 | Administratively Determined Incentive Program | Hammonton | 8037 | 11.07 | Residential | Behind the Meter | Yes | Define Solar, LLC | AC Electric |  | Accepted | 2025-06-18 | 2025-07-16 | 2026-07-16 | Inverters | Enphase | IQ8PLUS-72-2-US | 290 |  | 3 |  |  | 0.976 |  | Outside | Under each pv panel
NJADRE1559935671 | Administratively Determined Incentive Program | Hammonton | 8037 | 11.07 | Residential | Behind the Meter | Yes | Define Solar, LLC | AC Electric |  | Accepted | 2025-06-18 | 2025-07-16 | 2026-07-16 | Solar Panels | Znshine | ZXM7-SH108 410W |  | 0.41 | 24 | 180 | 30 |  | Fixed | Ground
NJADRE1559935671 | Administratively Determined Incentive Program | Hammonton | 8037 | 11.07 | Residential | Behind the Meter | Yes | Define Solar, LLC | AC Electric |  | Accepted | 2025-06-18 | 2025-07-16 | 2026-07-16 | Solar Panels | Znshine | ZXM7-SH108 410W |  | 0.41 | 3 | 180 | 30 |  | Fixed | Ground
NJADRE1559935671 | Administratively Determined Incentive Program | Hammonton | 8037 | 11.07 | Residential | Behind the Meter | Yes | Define Solar, LLC | AC Electric |  | Accepted | 2025-06-18 | 2025-07-16 | 2026-07-16 | Inverters | Enphase | IQ8PLUS-72-2-US | 290 |  | 24 |  |  | 0.976 |  | Outside | Under each pv panel
NJADRE1559935679 | Administratively Determined Incentive Program | EDISON | 8820 | 9.43 | Residential | Behind the Meter | No | Tesla Energy Operations, Inc. | PSE&G |  | Accepted | 2025-06-18 | 2025-07-16 | 2026-07-16 | Solar Panels | Hanwha | Q.PEAK DUO BLK ML-G10+/TS 410 |  | 0.41 | 19 | 302 | 34 |  | Fixed | Roof
NJADRE1559935679 | Administratively Determined Incentive Program | EDISON | 8820 | 9.43 | Residential | Behind the Meter | No | Tesla Energy Operations, Inc. | PSE&G |  | Accepted | 2025-06-18 | 2025-07-16 | 2026-07-16 | Inverters | Tesla | 1707000-XX-Y | 11500 |  | 1 |  |  | 0.98 |  | Outdoor
NJADRE1559935679 | Administratively Determined Incentive Program | EDISON | 8820 | 9.43 | Residential | Behind the Meter | No | Tesla Energy Operations, Inc. | PSE&G |  | Accepted | 2025-06-18 | 2025-07-16 | 2026-07-16 | Electric Storage Battery | Tesla | Powerwall 3 |  |  | 1 |  |  |  | Lithium Ion |  | OUTSIDE
NJADRE1559935679 | Administratively Determined Incentive Program | EDISON | 8820 | 9.43 | Residential | Behind the Meter | No | Tesla Energy Operations, Inc. | PSE&G |  | Accepted | 2025-06-18 | 2025-07-16 | 2026-07-16 | Solar Panels | Hanwha | Q.PEAK DUO BLK ML-G10+/TS 410 |  | 0.41 | 4 | 122 | 34 |  | Fixed | Roof
NJADRE1559935684 | Administratively Determined Incentive Program | MAPLEWOOD | 7040 | 5.33 | Residential | Behind the Meter | Yes | Big Wave Roofing and Solar, LLC | PSE&G |  | Accepted | 2025-06-18 | 2025-07-16 | 2026-07-16 | Solar Panels | MISSION SOLAR | MSE410HT0B |  | 0.41 | 13 | 218 | 15 |  | Fixed | Roof
NJADRE1559935684 | Administratively Determined Incentive Program | MAPLEWOOD | 7040 | 5.33 | Residential | Behind the Meter | Yes | Big Wave Roofing and Solar, LLC | PSE&G |  | Accepted | 2025-06-18 | 2025-07-16 | 2026-07-16 | Inverters | Enphase | IQ8HC-72-M-DOM-US | 380 |  | 13 |  |  | 0.97 |  | Outdoor
NJADRE1559935690 | Administratively Determined Incentive Program | MANNINGTON | 8079 | 19.98 | Residential | Behind the Meter | Yes | Integrity Solar & Home Solutions, LLC | AC Electric |  | Accepted | 2025-06-18 | 2025-07-16 | 2026-07-16 | Solar Panels | JINKO | JKM425N-54HL4-B |  | 0.425 | 24 | 105 | 22 |  | Fixed | Roof
NJADRE1559935690 | Administratively Determined Incentive Program | MANNINGTON | 8079 | 19.98 | Residential | Behind the Meter | Yes | Integrity Solar & Home Solutions, LLC | AC Electric |  | Accepted | 2025-06-18 | 2025-07-16 | 2026-07-16 | Inverters | ENPHASE | IQ8HC | 380 |  | 47 |  |  | 0.98 |  | Other | UNDER EACH PANEL
NJADRE1559935690 | Administratively Determined Incentive Program | MANNINGTON | 8079 | 19.98 | Residential | Behind the Meter | Yes | Integrity Solar & Home Solutions, LLC | AC Electric |  | Accepted | 2025-06-18 | 2025-07-16 | 2026-07-16 | Solar Panels | JINKO | JKM425N-54HL4-B |  | 0.425 | 23 | 285 | 22 |  | Fixed | Roof
NJADRE1559935713 | Administratively Determined Incentive Program | Princeton | 8540 | 16.77 | Residential | Behind the Meter | No | Impact Solar, LLC | PSE&G |  | Accepted | 2025-06-18 | 2025-07-16 | 2026-07-16 | Solar Panels | SEG Solar | SEG-430-BTD-BG |  | 0.43 | 13 | 176 | 41 |  | Fixed | Roof
NJADRE1559935713 | Administratively Determined Incentive Program | Princeton | 8540 | 16.77 | Residential | Behind the Meter | No | Impact Solar, LLC | PSE&G |  | Accepted | 2025-06-18 | 2025-07-16 | 2026-07-16 | Inverters | Enphase | IQ8MC-72-M-US | 320 |  | 39 |  |  | 0.97 |  | Outdoor | under panels
NJADRE1559935713 | Administratively Determined Incentive Program | Princeton | 8540 | 16.77 | Residential | Behind the Meter | No | Impact Solar, LLC | PSE&G |  | Accepted | 2025-06-18 | 2025-07-16 | 2026-07-16 | Solar Panels | SEG Solar | SEG-430-BTD-BG |  | 0.43 | 10 | 42 | 27 |  | Fixed | Roof
NJADRE1559935713 | Administratively Determined Incentive Program | Princeton | 8540 | 16.77 | Residential | Behind the Meter | No | Impact Solar, LLC | PSE&G |  | Accepted | 2025-06-18 | 2025-07-16 | 2026-07-16 | Solar Panels | SEG Solar | SEG-430-BTD-BG |  | 0.43 | 12 | 356 | 14 |  | Fixed | Roof
NJADRE1559935713 | Administratively Determined Incentive Program | Princeton | 8540 | 16.77 | Residential | Behind the Meter | No | Impact Solar, LLC | PSE&G |  | Accepted | 2025-06-18 | 2025-07-16 | 2026-07-16 | Solar Panels | SEG Solar | SEG-430-BTD-BG |  | 0.43 | 4 | 222 | 31 |  | Fixed | Roof
NJADRE1559935713 | Administratively Determined Incentive Program | Princeton | 8540 | 16.77 | Residential | Behind the Meter | No | Impact Solar, LLC | PSE&G |  | Accepted | 2025-06-18 | 2025-07-16 | 2026-07-16 | Meters | Enphase | IQ Envoy |  |  | 1 |  |  |  | Yes | Indoor
NJADRE1559935737 | Administratively Determined Incentive Program | Bridgeton | 8302 | 7.65 | Residential | Behind the Meter | Yes | Whitman Construction, LLC | AC Electric |  | Accepted | 2025-06-18 | 2025-07-16 | 2026-07-16 | Inverters | ENPHASE | IQ8HC-72-M-DOM-US | 380 |  | 18 |  |  | 0.973 |  | Outdoor
NJADRE1559935737 | Administratively Determined Incentive Program | Bridgeton | 8302 | 7.65 | Residential | Behind the Meter | Yes | Whitman Construction, LLC | AC Electric |  | Accepted | 2025-06-18 | 2025-07-16 | 2026-07-16 | Solar Panels | JINKO SOLAR | JKM425N-54HL4-B |  | 0.425 | 18 | 134 | 19 |  | Fixed | Roof
NJADRE1559935742 | Administratively Determined Incentive Program | SOMERSET | 8873 | 8.91 | Residential | Behind the Meter | Yes | Freedom Forever New Jersey, LLC | PSE&G |  | Accepted | 2025-06-18 | 2025-07-16 | 2026-07-16 | Solar Panels | JA Solar | JAM54S31-405/MR |  | 0.405 | 17 | 148 | 31 |  | Fixed | Roof
NJADRE1559935742 | Administratively Determined Incentive Program | SOMERSET | 8873 | 8.91 | Residential | Behind the Meter | Yes | Freedom Forever New Jersey, LLC | PSE&G |  | Accepted | 2025-06-18 | 2025-07-16 | 2026-07-16 | Solar Panels | JA Solar | JAM54S31-405/MR |  | 0.405 | 5 | 328 | 31 |  | Fixed | Roof
NJADRE1559935742 | Administratively Determined Incentive Program | SOMERSET | 8873 | 8.91 | Residential | Behind the Meter | Yes | Freedom Forever New Jersey, LLC | PSE&G |  | Accepted | 2025-06-18 | 2025-07-16 | 2026-07-16 | Inverters | Solar Edge | SE7600H-US | 7600 |  | 1 |  |  | 0.99 |  | Outside
NJADRE1559935744 | Administratively Determined Incentive Program | North Bergen | 7047 | 7.79 | Residential | Behind the Meter | Yes | Trinity Solar, LLC | PSE&G |  | Accepted | 2025-06-18 | 2025-07-16 | 2026-07-16 | Inverters | Solar Edge | USE7600H-USMNBL75 | 7600 |  | 1 |  |  | 0.97 |  | Outdoor
NJADRE1559935744 | Administratively Determined Incentive Program | North Bergen | 7047 | 7.79 | Residential | Behind the Meter | Yes | Trinity Solar, LLC | PSE&G |  | Accepted | 2025-06-18 | 2025-07-16 | 2026-07-16 | Solar Panels | HANWHA | (Q.PEAK DUO BLK ML-G10.C+ 410) |  | 0.41 | 6 | 32 | 25 |  | Fixed | Roof
NJADRE1559935744 | Administratively Determined Incentive Program | North Bergen | 7047 | 7.79 | Residential | Behind the Meter | Yes | Trinity Solar, LLC | PSE&G |  | Accepted | 2025-06-18 | 2025-07-16 | 2026-07-16 | Solar Panels | HANWHA | (Q.PEAK DUO BLK ML-G10.C+ 410) |  | 0.41 | 13 | 212 | 25 |  | Fixed | Roof
NJADRE1559935746 | Administratively Determined Incentive Program | Clayton | 8312 | 12.04 | Residential | Behind the Meter | Yes | Integrity Solar & Home Solutions, LLC | AC Electric |  | Accepted | 2025-06-18 | 2025-07-16 | 2026-07-16 | Solar Panels | JINKO | JKM430N-54HL4-B |  | 0.43 | 12 | 82 | 10 |  | Fixed | Roof
NJADRE1559935746 | Administratively Determined Incentive Program | Clayton | 8312 | 12.04 | Residential | Behind the Meter | Yes | Integrity Solar & Home Solutions, LLC | AC Electric |  | Accepted | 2025-06-18 | 2025-07-16 | 2026-07-16 | Solar Panels | JINKO | JKM430N-54HL4-B |  | 0.43 | 11 | 262 | 44 |  | Fixed | Roof
NJADRE1559935746 | Administratively Determined Incentive Program | Clayton | 8312 | 12.04 | Residential | Behind the Meter | Yes | Integrity Solar & Home Solutions, LLC | AC Electric |  | Accepted | 2025-06-18 | 2025-07-16 | 2026-07-16 | Inverters | ENPHASE | IQ8+ | 290 |  | 28 |  |  | 0.98 |  | Other | UNDER EACH PANEL
NJADRE1559935746 | Administratively Determined Incentive Program | Clayton | 8312 | 12.04 | Residential | Behind the Meter | Yes | Integrity Solar & Home Solutions, LLC | AC Electric |  | Accepted | 2025-06-18 | 2025-07-16 | 2026-07-16 | Solar Panels | JINKO | JKM430N-54HL4-B |  | 0.43 | 5 | 82 | 44 |  | Fixed | Roof
NJADRE1559935756 | Administratively Determined Incentive Program | WOODBURY | 8096 | 12.18 | Residential | Behind the Meter | Yes | Skyline Solar, LLC | PSE&G |  | Accepted | 2025-06-18 | 2025-07-16 | 2026-07-16 | Solar Panels | Hanwha | Q.TRON BLK M-G2+ 435 |  | 0.435 | 8 | 109 | 42 |  | Fixed | Roof
NJADRE1559935756 | Administratively Determined Incentive Program | WOODBURY | 8096 | 12.18 | Residential | Behind the Meter | Yes | Skyline Solar, LLC | PSE&G |  | Accepted | 2025-06-18 | 2025-07-16 | 2026-07-16 | Solar Panels | Hanwha | Q.TRON BLK M-G2+ 435 |  | 0.435 | 13 | 109 | 16 |  | Fixed | Roof
NJADRE1559935756 | Administratively Determined Incentive Program | WOODBURY | 8096 | 12.18 | Residential | Behind the Meter | Yes | Skyline Solar, LLC | PSE&G |  | Accepted | 2025-06-18 | 2025-07-16 | 2026-07-16 | Solar Panels | Hanwha | Q.TRON BLK M-G2+ 435 |  | 0.435 | 7 | 109 | 26 |  | Fixed | Roof
NJADRE1559935756 | Administratively Determined Incentive Program | WOODBURY | 8096 | 12.18 | Residential | Behind the Meter | Yes | Skyline Solar, LLC | PSE&G |  | Accepted | 2025-06-18 | 2025-07-16 | 2026-07-16 | Inverters | IQ8HC-72-M-DOM-US | Enphase | 380 |  | 28 |  |  | 0.977 |  | Outside
NJADRE1559935762 | Administratively Determined Incentive Program | Old Bridge | 8857 | 8.6 | Residential | Behind the Meter | Yes | EMT Renewables, LLC | JCP&L |  | Accepted | 2025-06-18 | 2025-07-16 | 2026-07-16 | Inverters | IQ8HC | IQ8+ | 290 |  | 20 |  |  | 0.98 |  | Other | UNDER EACH PANEL
NJADRE1559935762 | Administratively Determined Incentive Program | Old Bridge | 8857 | 8.6 | Residential | Behind the Meter | Yes | EMT Renewables, LLC | JCP&L |  | Accepted | 2025-06-18 | 2025-07-16 | 2026-07-16 | Solar Panels | SEG SOLAR | SEG 430 |  | 0.43 | 8 | 165 | 36 |  | Fixed | Roof
NJADRE1559935762 | Administratively Determined Incentive Program | Old Bridge | 8857 | 8.6 | Residential | Behind the Meter | Yes | EMT Renewables, LLC | JCP&L |  | Accepted | 2025-06-18 | 2025-07-16 | 2026-07-16 | Solar Panels | SEG SOLAR | SEG 430 |  | 0.43 | 6 | 75 | 25 |  | Fixed | Roof
NJADRE1559935762 | Administratively Determined Incentive Program | Old Bridge | 8857 | 8.6 | Residential | Behind the Meter | Yes | EMT Renewables, LLC | JCP&L |  | Accepted | 2025-06-18 | 2025-07-16 | 2026-07-16 | Solar Panels | SEG SOLAR | SEG 430 |  | 0.43 | 3 | 255 | 29 |  | Fixed | Roof
NJADRE1559935762 | Administratively Determined Incentive Program | Old Bridge | 8857 | 8.6 | Residential | Behind the Meter | Yes | EMT Renewables, LLC | JCP&L |  | Accepted | 2025-06-18 | 2025-07-16 | 2026-07-16 | Solar Panels | SEG SOLAR | SEG 430 |  | 0.43 | 3 | 255 | 32 |  | Fixed | Roof
NJADRE1559935763 | Administratively Determined Incentive Program | EAST ORANGE | 7017 | 7.82 | Residential | Behind the Meter | No | Sea Bright Solar, LLC | PSE&G |  | Accepted | 2025-06-18 | 2025-07-16 | 2026-07-16 | Solar Panels | REC | REC-460AA-Pure-RX |  | 0.46 | 2 | 219 | 13 |  | Fixed | Roof
NJADRE1559935763 | Administratively Determined Incentive Program | EAST ORANGE | 7017 | 7.82 | Residential | Behind the Meter | No | Sea Bright Solar, LLC | PSE&G |  | Accepted | 2025-06-18 | 2025-07-16 | 2026-07-16 | Solar Panels | REC | REC-460AA-Pure-RX |  | 0.46 | 3 | 219 | 36 |  | Fixed | Roof
NJADRE1559935763 | Administratively Determined Incentive Program | EAST ORANGE | 7017 | 7.82 | Residential | Behind the Meter | No | Sea Bright Solar, LLC | PSE&G |  | Accepted | 2025-06-18 | 2025-07-16 | 2026-07-16 | Solar Panels | REC | REC-460AA-Pure-RX |  | 0.46 | 8 | 219 | 36 |  | Fixed | Roof
NJADRE1559935763 | Administratively Determined Incentive Program | EAST ORANGE | 7017 | 7.82 | Residential | Behind the Meter | No | Sea Bright Solar, LLC | PSE&G |  | Accepted | 2025-06-18 | 2025-07-16 | 2026-07-16 | Solar Panels | REC | REC-460AA-Pure-RX |  | 0.46 | 4 | 129 | 36 |  | Fixed | Roof
NJADRE1559935763 | Administratively Determined Incentive Program | EAST ORANGE | 7017 | 7.82 | Residential | Behind the Meter | No | Sea Bright Solar, LLC | PSE&G |  | Accepted | 2025-06-18 | 2025-07-16 | 2026-07-16 | Inverters | Enphase | IQ8X-80-M-US | 380 |  | 17 |  |  | 0.97 |  | Outdoor
NJADRE1559935767 | Administratively Determined Incentive Program | TRENTON | 8690 | 8.5 | Residential | Behind the Meter | Yes | Fusion Solar Energy, LLC | PSE&G |  | Accepted | 2025-06-18 | 2025-07-16 | 2026-07-16 | Solar Panels | TRINA SOLAR | TSM-425NE09RC.05 |  | 0.425 | 4 | 91 | 23 |  | Fixed | Roof
NJADRE1559935767 | Administratively Determined Incentive Program | TRENTON | 8690 | 8.5 | Residential | Behind the Meter | Yes | Fusion Solar Energy, LLC | PSE&G |  | Accepted | 2025-06-18 | 2025-07-16 | 2026-07-16 | Inverters | ENPHASE | IQ8HC-72-M-DOM-US | 380 |  | 20 |  |  | 0.97 |  | Outside | Roof
NJADRE1559935767 | Administratively Determined Incentive Program | TRENTON | 8690 | 8.5 | Residential | Behind the Meter | Yes | Fusion Solar Energy, LLC | PSE&G |  | Accepted | 2025-06-18 | 2025-07-16 | 2026-07-16 | Solar Panels | TRINA SOLAR | TSM-425NE09RC.05 |  | 0.425 | 6 | 271 | 23 |  | Fixed | Roof
NJADRE1559935767 | Administratively Determined Incentive Program | TRENTON | 8690 | 8.5 | Residential | Behind the Meter | Yes | Fusion Solar Energy, LLC | PSE&G |  | Accepted | 2025-06-18 | 2025-07-16 | 2026-07-16 | Solar Panels | TRINA SOLAR | TSM-425NE09RC.05 |  | 0.425 | 1 | 181 | 23 |  | Fixed | Roof
NJADRE1559935767 | Administratively Determined Incentive Program | TRENTON | 8690 | 8.5 | Residential | Behind the Meter | Yes | Fusion Solar Energy, LLC | PSE&G |  | Accepted | 2025-06-18 | 2025-07-16 | 2026-07-16 | Solar Panels | TRINA SOLAR | TSM-425NE09RC.05 |  | 0.425 | 9 | 180 | 23 |  | Fixed | Roof
NJADRE1559935769 | Administratively Determined Incentive Program | Sewell | 8080 | 9.46 | Residential | Behind the Meter | Yes | Integrity Solar & Home Solutions, LLC | AC Electric |  | Accepted | 2025-06-18 | 2025-07-16 | 2026-07-16 | Inverters | ENPHASE | IQ8HC | 380 |  | 22 |  |  | 0.98 |  | Other | UNDER EACH PANEL
NJADRE1559935769 | Administratively Determined Incentive Program | Sewell | 8080 | 9.46 | Residential | Behind the Meter | Yes | Integrity Solar & Home Solutions, LLC | AC Electric |  | Accepted | 2025-06-18 | 2025-07-16 | 2026-07-16 | Solar Panels | JINKO | JKM430N-54HL4-B |  | 0.43 | 4 | 206 | 26 |  | Fixed | Roof
NJADRE1559935769 | Administratively Determined Incentive Program | Sewell | 8080 | 9.46 | Residential | Behind the Meter | Yes | Integrity Solar & Home Solutions, LLC | AC Electric |  | Accepted | 2025-06-18 | 2025-07-16 | 2026-07-16 | Solar Panels | JINKO | JKM430N-54HL4-B |  | 0.43 | 18 | 206 | 26 |  | Fixed | Roof
NJADRE1559935798 | Administratively Determined Incentive Program | WOODBURY | 8096 | 8.17 | Residential | Behind the Meter | Yes | EMT Renewables, LLC | PSE&G |  | Accepted | 2025-06-18 | 2025-07-16 | 2026-07-16 | Inverters | IQ8HC | IQ8+ | 290 |  | 19 |  |  | 0.98 |  | Other | UNDER EACH PANEL
NJADRE1559935798 | Administratively Determined Incentive Program | WOODBURY | 8096 | 8.17 | Residential | Behind the Meter | Yes | EMT Renewables, LLC | PSE&G |  | Accepted | 2025-06-18 | 2025-07-16 | 2026-07-16 | Solar Panels | SEG SOLAR | SEG 430 |  | 0.43 | 9 | 198 | 19 |  | Fixed | Roof
NJADRE1559935798 | Administratively Determined Incentive Program | WOODBURY | 8096 | 8.17 | Residential | Behind the Meter | Yes | EMT Renewables, LLC | PSE&G |  | Accepted | 2025-06-18 | 2025-07-16 | 2026-07-16 | Solar Panels | SEG SOLAR | SEG 430 |  | 0.43 | 10 | 18 | 19 |  | Fixed | Roof
NJADRE1559935804 | Administratively Determined Incentive Program | EDISON | 8820 | 8.36 | Residential | Behind the Meter | No | AllSeason Solar | PSE&G |  | Accepted | 2025-06-18 | 2025-07-16 | 2026-07-16 | Solar Panels | Certainteed | CT440HC12-08 |  | 0.44 | 19 | 89 | 19 |  | Fixed | Roof
NJADRE1559935804 | Administratively Determined Incentive Program | EDISON | 8820 | 8.36 | Residential | Behind the Meter | No | AllSeason Solar | PSE&G |  | Accepted | 2025-06-18 | 2025-07-16 | 2026-07-16 | Inverters | Enphase | IQ8M-72-2-US | 325 |  | 19 |  |  | 0.97 |  | Outside
NJADRE1559935814 | Administratively Determined Incentive Program | SICKLERVILLE | 8081 | 8.6 | Residential | Behind the Meter | Yes | Integrity Solar & Home Solutions, LLC | AC Electric |  | Accepted | 2025-06-18 | 2025-07-16 | 2026-07-16 | Solar Panels | JINKO | JKM430N-54HL4-B |  | 0.43 | 20 | 115 | 28 |  | Fixed | Roof
NJADRE1559935814 | Administratively Determined Incentive Program | SICKLERVILLE | 8081 | 8.6 | Residential | Behind the Meter | Yes | Integrity Solar & Home Solutions, LLC | AC Electric |  | Accepted | 2025-06-18 | 2025-07-16 | 2026-07-16 | Inverters | ENPHASE | IQ8HC | 380 |  | 20 |  |  | 0.98 |  | Other | UNDER EACH PANEL
NJADRE1559935817 | Administratively Determined Incentive Program | PATERSON | 7513 | 5.59 | Residential | Behind the Meter | Yes | EMT Renewables, LLC | PSE&G |  | Accepted | 2025-06-18 | 2025-07-16 | 2026-07-16 | Solar Panels | SEG SOLAR | SEG 430 |  | 0.43 | 13 | 190 | 22 |  | Fixed | Roof
NJADRE1559935817 | Administratively Determined Incentive Program | PATERSON | 7513 | 5.59 | Residential | Behind the Meter | Yes | EMT Renewables, LLC | PSE&G |  | Accepted | 2025-06-18 | 2025-07-16 | 2026-07-16 | Inverters | IQ8HC | IQ8+ | 290 |  | 13 |  |  | 0.98 |  | Other | UNDER EACH PANEL
NJADRE1559935831 | Administratively Determined Incentive Program | TOMS RIVER | 8753 | 8.61 | Residential | Behind the Meter | Yes | Define Solar, LLC | JCP&L |  | Accepted | 2025-06-18 | 2025-07-16 | 2026-07-16 | Solar Panels | Znshine | ZXM7-SH108 410 |  | 0.41 | 6 | 94 | 23 |  | Fixed | Roof
NJADRE1559935831 | Administratively Determined Incentive Program | TOMS RIVER | 8753 | 8.61 | Residential | Behind the Meter | Yes | Define Solar, LLC | JCP&L |  | Accepted | 2025-06-18 | 2025-07-16 | 2026-07-16 | Solar Panels | Znshine | ZXM7-SH108 410 |  | 0.41 | 15 | 274 | 23 |  | Fixed | Roof
NJADRE1559935831 | Administratively Determined Incentive Program | TOMS RIVER | 8753 | 8.61 | Residential | Behind the Meter | Yes | Define Solar, LLC | JCP&L |  | Accepted | 2025-06-18 | 2025-07-16 | 2026-07-16 | Inverters | Enphase | IQ8PLUS-72-2-US | 290 |  | 15 |  |  | 0.976 |  | Outside | Under each pv panel
NJADRE1559935831 | Administratively Determined Incentive Program | TOMS RIVER | 8753 | 8.61 | Residential | Behind the Meter | Yes | Define Solar, LLC | JCP&L |  | Accepted | 2025-06-18 | 2025-07-16 | 2026-07-16 | Inverters | Enphase | IQ8PLUS-72-2-US | 290 |  | 6 |  |  | 0.976 |  | Outside | Under each pv panel
NJADRE1559935844 | Administratively Determined Incentive Program | Harvey Cedars | 8008 | 14.8 | Residential | Behind the Meter | No | AllSeason Solar | AC Electric |  | Accepted | 2025-06-18 | 2025-07-16 | 2026-07-16 | Solar Panels | Certainteed | CT400HC11-06 |  | 0.4 | 17 | 110 | 14 |  | Fixed | Roof
NJADRE1559935844 | Administratively Determined Incentive Program | Harvey Cedars | 8008 | 14.8 | Residential | Behind the Meter | No | AllSeason Solar | AC Electric |  | Accepted | 2025-06-18 | 2025-07-16 | 2026-07-16 | Solar Panels | Certainteed | CT400HC11-06 |  | 0.4 | 8 | 290 | 14 |  | Fixed | Roof
NJADRE1559935844 | Administratively Determined Incentive Program | Harvey Cedars | 8008 | 14.8 | Residential | Behind the Meter | No | AllSeason Solar | AC Electric |  | Accepted | 2025-06-18 | 2025-07-16 | 2026-07-16 | Inverters | Tesla | Powerwall 3 | 12 |  | 1 |  |  | 0.97 |  | Outdoor
NJADRE1559935844 | Administratively Determined Incentive Program | Harvey Cedars | 8008 | 14.8 | Residential | Behind the Meter | No | AllSeason Solar | AC Electric |  | Accepted | 2025-06-18 | 2025-07-16 | 2026-07-16 | Solar Panels | Certainteed | CT400HC11-06 |  | 0.4 | 12 | 200 | 13 |  | Fixed | Roof
NJADRE1559935845 | Administratively Determined Incentive Program | NEWARK | 7107 | 11.05 | Residential | Behind the Meter | Yes | Fusion Solar Energy, LLC | PSE&G |  | Accepted | 2025-06-18 | 2025-07-16 | 2026-07-16 | Solar Panels | TRINA SOLAR | TSM-425NE09RC.05 |  | 0.425 | 13 | 22 | 35 |  | Fixed | Roof
NJADRE1559935845 | Administratively Determined Incentive Program | NEWARK | 7107 | 11.05 | Residential | Behind the Meter | Yes | Fusion Solar Energy, LLC | PSE&G |  | Accepted | 2025-06-18 | 2025-07-16 | 2026-07-16 | Inverters | ENPHASE | IQ8HC-72-M-DOM-US | 380 |  | 26 |  |  | 0.97 |  | Outside | Roof
NJADRE1559935845 | Administratively Determined Incentive Program | NEWARK | 7107 | 11.05 | Residential | Behind the Meter | Yes | Fusion Solar Energy, LLC | PSE&G |  | Accepted | 2025-06-18 | 2025-07-16 | 2026-07-16 | Solar Panels | TRINA SOLAR | TSM-425NE09RC.05 |  | 0.425 | 13 | 202 | 35 |  | Fixed | Roof
NJADRE1559935853 | Administratively Determined Incentive Program | PLAINFIELD | 7060 | 10.32 | Residential | Behind the Meter | Yes | EMT Renewables, LLC | PSE&G |  | Accepted | 2025-06-18 | 2025-07-16 | 2026-07-16 | Solar Panels | SEG SOLAR | SEG 430 |  | 0.43 | 13 | 41 | 30 |  | Fixed | Roof
NJADRE1559935853 | Administratively Determined Incentive Program | PLAINFIELD | 7060 | 10.32 | Residential | Behind the Meter | Yes | EMT Renewables, LLC | PSE&G |  | Accepted | 2025-06-18 | 2025-07-16 | 2026-07-16 | Inverters | IQ8HC | IQ8+ | 290 |  | 24 |  |  | 0.98 |  | Other | UNDER EACH PANEL
NJADRE1559935853 | Administratively Determined Incentive Program | PLAINFIELD | 7060 | 10.32 | Residential | Behind the Meter | Yes | EMT Renewables, LLC | PSE&G |  | Accepted | 2025-06-18 | 2025-07-16 | 2026-07-16 | Solar Panels | SEG SOLAR | SEG 430 |  | 0.43 | 11 | 221 | 30 |  | Fixed | Roof
NJADRE1559935854 | Administratively Determined Incentive Program | EDISON | 8820 | 6.48 | Residential | Behind the Meter | No | Solar Energy World | PSE&G |  | Accepted | 2025-06-18 | 2025-07-16 | 2026-07-16 | Inverters | Enphase | IQ8+-72-M-US | 290 |  | 16 |  |  | 0.97 |  | Outside
NJADRE1559935854 | Administratively Determined Incentive Program | EDISON | 8820 | 6.48 | Residential | Behind the Meter | No | Solar Energy World | PSE&G |  | Accepted | 2025-06-18 | 2025-07-16 | 2026-07-16 | Solar Panels | LONGi | LR5-54HPB-405M |  | 0.405 | 12 | 176 | 33 |  | Fixed | Roof
NJADRE1559935854 | Administratively Determined Incentive Program | EDISON | 8820 | 6.48 | Residential | Behind the Meter | No | Solar Energy World | PSE&G |  | Accepted | 2025-06-18 | 2025-07-16 | 2026-07-16 | Solar Panels | LONGi | LR5-54HPB-405M |  | 0.405 | 4 | 176 | 34 |  | Fixed | Roof
NJADRE1559935862 | Administratively Determined Incentive Program | WHITING | 8759 | 15.17 | Residential | Behind the Meter | Yes | EMT Renewables, LLC | JCP&L |  | Accepted | 2025-06-18 | 2025-07-16 | 2026-07-16 | Solar Panels | MSE PERC | MSE-410 |  | 0.41 | 18 | 235 | 26 |  | Fixed | Roof
NJADRE1559935862 | Administratively Determined Incentive Program | WHITING | 8759 | 15.17 | Residential | Behind the Meter | Yes | EMT Renewables, LLC | JCP&L |  | Accepted | 2025-06-18 | 2025-07-16 | 2026-07-16 | Inverters | IQ8HC | MSE-410 | 290 |  | 37 |  |  | 0.98 |  | Other | UNDER EACH PANEL
NJADRE1559935862 | Administratively Determined Incentive Program | WHITING | 8759 | 15.17 | Residential | Behind the Meter | Yes | EMT Renewables, LLC | JCP&L |  | Accepted | 2025-06-18 | 2025-07-16 | 2026-07-16 | Solar Panels | MSE PERC | MSE-410 |  | 0.41 | 19 | 55 | 26 |  | Fixed | Roof
NJADRE1559935869 | Administratively Determined Incentive Program | BURLINGTON | 8016 | 10.88 | Residential | Behind the Meter | No | SunnyMac, LLC | PSE&G |  | Accepted | 2025-06-18 | 2025-07-16 | 2026-07-16 | Inverters | SOLAREDGE HOME HUB | SE7600H-US | 7600 |  | 1 |  |  | 0.99 |  | Outdoor | next to meter
NJADRE1559935869 | Administratively Determined Incentive Program | BURLINGTON | 8016 | 10.88 | Residential | Behind the Meter | No | SunnyMac, LLC | PSE&G |  | Accepted | 2025-06-18 | 2025-07-16 | 2026-07-16 | Solar Panels | HANWHA | QTRON BLK M-G2+ |  | 0.435 | 10 | 72 | 27 |  | Fixed | Roof
NJADRE1559935869 | Administratively Determined Incentive Program | BURLINGTON | 8016 | 10.88 | Residential | Behind the Meter | No | SunnyMac, LLC | PSE&G |  | Accepted | 2025-06-18 | 2025-07-16 | 2026-07-16 | Solar Panels | HANWHA | QTRON BLK M-G2+ |  | 0.435 | 15 | 252 | 27 |  | Fixed | Roof
NJADRE1559935870 | Administratively Determined Incentive Program | PISCATAWAY | 8854 | 3.69 | Residential | Behind the Meter | Yes | Big Wave Roofing and Solar, LLC | PSE&G |  | Accepted | 2025-06-18 | 2025-07-17 | 2026-07-17 | Solar Panels | MISSION SOLAR | MSE410HT0B |  | 0.41 | 6 | 230 | 8 |  | Fixed | Roof
NJADRE1559935870 | Administratively Determined Incentive Program | PISCATAWAY | 8854 | 3.69 | Residential | Behind the Meter | Yes | Big Wave Roofing and Solar, LLC | PSE&G |  | Accepted | 2025-06-18 | 2025-07-17 | 2026-07-17 | Solar Panels | MISSION SOLAR | MSE410HT0B |  | 0.41 | 3 | 50 | 8 |  | Fixed | Roof
NJADRE1559935870 | Administratively Determined Incentive Program | PISCATAWAY | 8854 | 3.69 | Residential | Behind the Meter | Yes | Big Wave Roofing and Solar, LLC | PSE&G |  | Accepted | 2025-06-18 | 2025-07-17 | 2026-07-17 | Inverters | Enphase | IQ8HC-72-M-DOM-US | 380 |  | 9 |  |  | 0.97 |  | Outdoor
NJADRE1559935881 | Administratively Determined Incentive Program | MILFORD | 8848 | 17.63 | Residential | Behind the Meter | Yes | EMT Renewables, LLC | JCP&L |  | Accepted | 2025-06-18 | 2025-07-16 | 2026-07-16 | Solar Panels | SEG SOLAR | SEG 430 |  | 0.43 | 3 | 240 | 15 |  | Fixed | Roof
NJADRE1559935881 | Administratively Determined Incentive Program | MILFORD | 8848 | 17.63 | Residential | Behind the Meter | Yes | EMT Renewables, LLC | JCP&L |  | Accepted | 2025-06-18 | 2025-07-16 | 2026-07-16 | Inverters | IQ8HC | IQ8+ | 290 |  | 41 |  |  | 0.98 |  | Other | UNDER EACH PANEL
NJADRE1559935881 | Administratively Determined Incentive Program | MILFORD | 8848 | 17.63 | Residential | Behind the Meter | Yes | EMT Renewables, LLC | JCP&L |  | Accepted | 2025-06-18 | 2025-07-16 | 2026-07-16 | Solar Panels | SEG SOLAR | SEG 430 |  | 0.43 | 17 | 150 | 19 |  | Fixed | Roof
NJADRE1559935881 | Administratively Determined Incentive Program | MILFORD | 8848 | 17.63 | Residential | Behind the Meter | Yes | EMT Renewables, LLC | JCP&L |  | Accepted | 2025-06-18 | 2025-07-16 | 2026-07-16 | Solar Panels | SEG SOLAR | SEG 430 |  | 0.43 | 21 | 330 | 19 |  | Fixed | Roof
NJADRE1559935883 | Administratively Determined Incentive Program | NUTLEY | 7110 | 6.97 | Residential | Behind the Meter | Yes | Trinity Solar, LLC | PSE&G |  | Accepted | 2025-06-18 | 2025-07-16 | 2026-07-16 | Inverters | Solar Edge | USE5700H-USMNBL75 | 5760 |  | 1 |  |  | 0.97 |  | Outdoor
NJADRE1559935883 | Administratively Determined Incentive Program | NUTLEY | 7110 | 6.97 | Residential | Behind the Meter | Yes | Trinity Solar, LLC | PSE&G |  | Accepted | 2025-06-18 | 2025-07-16 | 2026-07-16 | Solar Panels | HANWHA | (Q.PEAK DUO BLK ML-G10.C+ 410) |  | 0.41 | 5 | 106 | 9 |  | Fixed | Roof
NJADRE1559935883 | Administratively Determined Incentive Program | NUTLEY | 7110 | 6.97 | Residential | Behind the Meter | Yes | Trinity Solar, LLC | PSE&G |  | Accepted | 2025-06-18 | 2025-07-16 | 2026-07-16 | Solar Panels | HANWHA | (Q.PEAK DUO BLK ML-G10.C+ 410) |  | 0.41 | 3 | 286 | 38 |  | Fixed | Roof
NJADRE1559935883 | Administratively Determined Incentive Program | NUTLEY | 7110 | 6.97 | Residential | Behind the Meter | Yes | Trinity Solar, LLC | PSE&G |  | Accepted | 2025-06-18 | 2025-07-16 | 2026-07-16 | Solar Panels | HANWHA | (Q.PEAK DUO BLK ML-G10.C+ 410) |  | 0.41 | 5 | 106 | 13 |  | Fixed | Roof
NJADRE1559935883 | Administratively Determined Incentive Program | NUTLEY | 7110 | 6.97 | Residential | Behind the Meter | Yes | Trinity Solar, LLC | PSE&G |  | Accepted | 2025-06-18 | 2025-07-16 | 2026-07-16 | Solar Panels | HANWHA | (Q.PEAK DUO BLK ML-G10.C+ 410) |  | 0.41 | 4 | 106 | 38 |  | Fixed | Roof
NJADRE1559935884 | Administratively Determined Incentive Program | CAPE MAY COURT HOUSE | 8210 | 11.34 | Residential | Behind the Meter | Yes | Define Solar, LLC | AC Electric |  | Accepted | 2025-06-18 | 2025-07-16 | 2026-07-16 | Inverters | Enphase | IQ8PLUS-72-2-US | 290 |  | 14 |  |  | 0.976 |  | Outside | Under each pv panel
NJADRE1559935884 | Administratively Determined Incentive Program | CAPE MAY COURT HOUSE | 8210 | 11.34 | Residential | Behind the Meter | Yes | Define Solar, LLC | AC Electric |  | Accepted | 2025-06-18 | 2025-07-16 | 2026-07-16 | Inverters | Enphase | IQ8PLUS-72-2-US | 290 |  | 8 |  |  | 0.976 |  | Outside | Under each pv panel
NJADRE1559935884 | Administratively Determined Incentive Program | CAPE MAY COURT HOUSE | 8210 | 11.34 | Residential | Behind the Meter | Yes | Define Solar, LLC | AC Electric |  | Accepted | 2025-06-18 | 2025-07-16 | 2026-07-16 | Solar Panels | Znshine | ZXM7-SH108 405 |  | 0.405 | 6 | 302 | 20 |  | Fixed | Roof
NJADRE1559935884 | Administratively Determined Incentive Program | CAPE MAY COURT HOUSE | 8210 | 11.34 | Residential | Behind the Meter | Yes | Define Solar, LLC | AC Electric |  | Accepted | 2025-06-18 | 2025-07-16 | 2026-07-16 | Solar Panels | Znshine | ZXM7-SH108 405 |  | 0.405 | 14 | 212 | 22 |  | Fixed | Roof
NJADRE1559935884 | Administratively Determined Incentive Program | CAPE MAY COURT HOUSE | 8210 | 11.34 | Residential | Behind the Meter | Yes | Define Solar, LLC | AC Electric |  | Accepted | 2025-06-18 | 2025-07-16 | 2026-07-16 | Solar Panels | Znshine | ZXM7-SH108 405 |  | 0.405 | 8 | 122 | 20 |  | Fixed | Roof
NJADRE1559935884 | Administratively Determined Incentive Program | CAPE MAY COURT HOUSE | 8210 | 11.34 | Residential | Behind the Meter | Yes | Define Solar, LLC | AC Electric |  | Accepted | 2025-06-18 | 2025-07-16 | 2026-07-16 | Inverters | Enphase | IQ8PLUS-72-2-US | 290 |  | 6 |  |  | 0.976 |  | Outside | Under each pv panel
NJADRE1559935885 | Administratively Determined Incentive Program | Egg Harbor Twp | 8234 | 15.39 | Residential | Behind the Meter | Yes | Freedom Forever New Jersey, LLC | AC Electric |  | Accepted | 2025-06-18 | 2025-07-25 | 2026-07-25 | Inverters | Solar Edge | SE11400H-US | 11400 |  | 1 |  |  | 0.99 |  | Outside
NJADRE1559935885 | Administratively Determined Incentive Program | Egg Harbor Twp | 8234 | 15.39 | Residential | Behind the Meter | Yes | Freedom Forever New Jersey, LLC | AC Electric |  | Accepted | 2025-06-18 | 2025-07-25 | 2026-07-25 | Solar Panels | JA Solar | JAM54S31-405/MR |  | 0.405 | 18 | 125 | 20 |  | Fixed | Roof
NJADRE1559935885 | Administratively Determined Incentive Program | Egg Harbor Twp | 8234 | 15.39 | Residential | Behind the Meter | Yes | Freedom Forever New Jersey, LLC | AC Electric |  | Accepted | 2025-06-18 | 2025-07-25 | 2026-07-25 | Solar Panels | JA Solar | JAM54S31-405/MR |  | 0.405 | 15 | 305 | 20 |  | Fixed | Roof
NJADRE1559935885 | Administratively Determined Incentive Program | Egg Harbor Twp | 8234 | 15.39 | Residential | Behind the Meter | Yes | Freedom Forever New Jersey, LLC | AC Electric |  | Accepted | 2025-06-18 | 2025-07-25 | 2026-07-25 | Solar Panels | JA Solar | JAM54S31-405/MR |  | 0.405 | 3 | 125 | 19 |  | Fixed | Roof
NJADRE1559935885 | Administratively Determined Incentive Program | Egg Harbor Twp | 8234 | 15.39 | Residential | Behind the Meter | Yes | Freedom Forever New Jersey, LLC | AC Electric |  | Accepted | 2025-06-18 | 2025-07-25 | 2026-07-25 | Solar Panels | JA Solar | JAM54S31-405/MR |  | 0.405 | 2 | 305 | 19 |  | Fixed | Roof
NJADRE1559936268 | Administratively Determined Incentive Program | UNION | 7083 | 4.73 | Residential | Behind the Meter | Yes | EMT Renewables, LLC | PSE&G |  | Accepted | 2025-06-18 | 2025-07-17 | 2026-07-17 | Solar Panels | SEG SOLAR | SEG 430 |  | 0.43 | 5 | 308 | 34 |  | Fixed | Roof
NJADRE1559936268 | Administratively Determined Incentive Program | UNION | 7083 | 4.73 | Residential | Behind the Meter | Yes | EMT Renewables, LLC | PSE&G |  | Accepted | 2025-06-18 | 2025-07-17 | 2026-07-17 | Inverters | IQ8HC | IQ8+ | 290 |  | 11 |  |  | 0.98 |  | Other | UNDER EACH PANEL
NJADRE1559936268 | Administratively Determined Incentive Program | UNION | 7083 | 4.73 | Residential | Behind the Meter | Yes | EMT Renewables, LLC | PSE&G |  | Accepted | 2025-06-18 | 2025-07-17 | 2026-07-17 | Solar Panels | SEG SOLAR | SEG 430 |  | 0.43 | 2 | 218 | 28 |  | Fixed | Roof
NJADRE1559936268 | Administratively Determined Incentive Program | UNION | 7083 | 4.73 | Residential | Behind the Meter | Yes | EMT Renewables, LLC | PSE&G |  | Accepted | 2025-06-18 | 2025-07-17 | 2026-07-17 | Solar Panels | SEG SOLAR | SEG 430 |  | 0.43 | 4 | 128 | 34 |  | Fixed | Roof
NJADRE1559936359 | Administratively Determined Incentive Program | HAMMONTON | 8037 | 18 | Residential | Behind the Meter | No | AllSeason Solar | AC Electric |  | Accepted | 2025-06-18 | 2025-07-16 | 2026-07-16 | Solar Panels | Certainteed | CT400HC11-06 |  | 0.4 | 45 | 180 | 25 |  | Fixed | Ground
NJADRE1559936359 | Administratively Determined Incentive Program | HAMMONTON | 8037 | 18 | Residential | Behind the Meter | No | AllSeason Solar | AC Electric |  | Accepted | 2025-06-18 | 2025-07-16 | 2026-07-16 | Inverters | Enphase | IQ8 Plus | 290 |  | 45 |  |  | 0.97 |  | Outdoor
NJADRE1559936371 | Administratively Determined Incentive Program | McKee City | 8234 | 7.7 | Residential | Behind the Meter | Yes | Sunrun Installation Services, Inc. | AC Electric |  | Accepted | 2025-06-18 | 2025-07-16 | 2026-07-16 | Solar Panels | JA Solar | JAM54S31-405/MR |  | 0.405 | 9 | 357 | 18 |  | Fixed | Roof
NJADRE1559936371 | Administratively Determined Incentive Program | McKee City | 8234 | 7.7 | Residential | Behind the Meter | Yes | Sunrun Installation Services, Inc. | AC Electric |  | Accepted | 2025-06-18 | 2025-07-16 | 2026-07-16 | Inverters | SolarEdge Technologies | SE5700H-USMN | 5760 |  | 1 |  |  | 0.99 |  | Outdoor | Next to meter
NJADRE1559936371 | Administratively Determined Incentive Program | McKee City | 8234 | 7.7 | Residential | Behind the Meter | Yes | Sunrun Installation Services, Inc. | AC Electric |  | Accepted | 2025-06-18 | 2025-07-16 | 2026-07-16 | Solar Panels | JA Solar | JAM54S31-405/MR |  | 0.405 | 10 | 178 | 21 |  | Fixed | Roof
NJADRE1559936559 | Administratively Determined Incentive Program | WOODBRIDGE TOWNSHIP | 8863 | 9.315 | Residential | Behind the Meter | No | Solar Energy World | PSE&G |  | Accepted | 2025-06-18 | 2025-07-17 | 2026-07-17 | Inverters | Enphase | IQ8+-72-M-US | 290 |  | 23 |  |  | 0.97 |  | Outside
NJADRE1559936559 | Administratively Determined Incentive Program | WOODBRIDGE TOWNSHIP | 8863 | 9.315 | Residential | Behind the Meter | No | Solar Energy World | PSE&G |  | Accepted | 2025-06-18 | 2025-07-17 | 2026-07-17 | Solar Panels | Enphase | LR5-54HPB-405M |  | 0.405 | 8 | 155 | 39 |  | Fixed | Roof
NJADRE1559936559 | Administratively Determined Incentive Program | WOODBRIDGE TOWNSHIP | 8863 | 9.315 | Residential | Behind the Meter | No | Solar Energy World | PSE&G |  | Accepted | 2025-06-18 | 2025-07-17 | 2026-07-17 | Solar Panels | LONGi | LR5-54HPB-405M |  | 0.405 | 15 | 335 | 18 |  | Fixed | Roof
NJADRE1559936567 | Administratively Determined Incentive Program | LAKEWOOD | 8701 | 10.01 | Residential | Behind the Meter | Yes | Kamtech Solar Solutions | JCP&L |  | Accepted | 2025-06-18 | 2025-07-17 | 2026-07-17 | Solar Panels | CANADIAN SOLAR | CS6. 1-64TM-455 |  | 0.455 | 14 | 168 | 25 |  | Fixed | Roof
NJADRE1559936567 | Administratively Determined Incentive Program | LAKEWOOD | 8701 | 10.01 | Residential | Behind the Meter | Yes | Kamtech Solar Solutions | JCP&L |  | Accepted | 2025-06-18 | 2025-07-17 | 2026-07-17 | Inverters | ENPHASE | IQ8X-80-M-US | 380 |  | 22 |  |  | 0.973 |  | Outdoor | ROOFTOP
NJADRE1559936567 | Administratively Determined Incentive Program | LAKEWOOD | 8701 | 10.01 | Residential | Behind the Meter | Yes | Kamtech Solar Solutions | JCP&L |  | Accepted | 2025-06-18 | 2025-07-17 | 2026-07-17 | Solar Panels | CANADIAN SOLAR | CS6. 1-64TM-455 |  | 0.455 | 8 | 258 | 35 |  | Fixed | Roof
NJADRE1559936569 | Administratively Determined Incentive Program | NEWTON | 7860 | 11.18 | Residential | Behind the Meter | Yes | Infinity Solar Systems, LLC | JCP&L |  | Accepted | 2025-06-18 | 2025-07-17 | 2026-07-17 | Solar Panels | SEG SOLAR | SEG-430-BTD-BG |  | 0.43 | 10 | 53 | 19 |  | Fixed | Roof
NJADRE1559936569 | Administratively Determined Incentive Program | NEWTON | 7860 | 11.18 | Residential | Behind the Meter | Yes | Infinity Solar Systems, LLC | JCP&L |  | Accepted | 2025-06-18 | 2025-07-17 | 2026-07-17 | Solar Panels | SEG SOLAR | SEG-430-BTD-BG |  | 0.43 | 16 | 233 | 19 |  | Fixed | Roof
NJADRE1559936569 | Administratively Determined Incentive Program | NEWTON | 7860 | 11.18 | Residential | Behind the Meter | Yes | Infinity Solar Systems, LLC | JCP&L |  | Accepted | 2025-06-18 | 2025-07-17 | 2026-07-17 | Inverters | Enphase | IQ8MC-72-M-US | 320 |  | 26 |  |  | 0.97 |  | Outside
NJADRE1559936573 | Administratively Determined Incentive Program | MAPLE SHADE | 8052 | 12.62 | Residential | Behind the Meter | Yes | SunnyMac, LLC | PSE&G |  | Accepted | 2025-06-18 | 2025-07-16 | 2026-07-16 | Solar Panels | HANWHA | Q.TRON BLK M-G2+ |  | 0.435 | 5 | 199 | 13 |  | Fixed | Roof
NJADRE1559936573 | Administratively Determined Incentive Program | MAPLE SHADE | 8052 | 12.62 | Residential | Behind the Meter | Yes | SunnyMac, LLC | PSE&G |  | Accepted | 2025-06-18 | 2025-07-16 | 2026-07-16 | Solar Panels | HANWHA | Q.TRON BLK M-G2+ |  | 0.435 | 3 | 289 | 38 |  | Fixed | Roof
NJADRE1559936573 | Administratively Determined Incentive Program | MAPLE SHADE | 8052 | 12.62 | Residential | Behind the Meter | Yes | SunnyMac, LLC | PSE&G |  | Accepted | 2025-06-18 | 2025-07-16 | 2026-07-16 | Solar Panels | HANWHA | Q.TRON BLK M-G2+ |  | 0.435 | 6 | 295 | 24 |  | Fixed | Roof
NJADRE1559936573 | Administratively Determined Incentive Program | MAPLE SHADE | 8052 | 12.62 | Residential | Behind the Meter | Yes | SunnyMac, LLC | PSE&G |  | Accepted | 2025-06-18 | 2025-07-16 | 2026-07-16 | Solar Panels | HANWHA | Q.TRON BLK M-G2+ |  | 0.435 | 3 | 109 | 38 |  | Fixed | Roof
NJADRE1559936573 | Administratively Determined Incentive Program | MAPLE SHADE | 8052 | 12.62 | Residential | Behind the Meter | Yes | SunnyMac, LLC | PSE&G |  | Accepted | 2025-06-18 | 2025-07-16 | 2026-07-16 | Solar Panels | HANWHA | Q.TRON BLK M-G2+ |  | 0.435 | 12 | 115 | 24 |  | Fixed | Roof
NJADRE1559936573 | Administratively Determined Incentive Program | MAPLE SHADE | 8052 | 12.62 | Residential | Behind the Meter | Yes | SunnyMac, LLC | PSE&G |  | Accepted | 2025-06-18 | 2025-07-16 | 2026-07-16 | Inverters | SOLAREDGE HOME HUB | SE5700H-US | 5760 |  | 2 |  |  | 0.99 |  | Outdoor | next to meter
NJADRE1559936586 | Administratively Determined Incentive Program | RIDGEFIELD | 7657 | 14.18 | Residential | Behind the Meter | Yes | Sunrun Installation Services, Inc. | PSE&G |  | Accepted | 2025-06-18 | 2025-07-16 | 2026-07-16 | Inverters | SolarEdge Technologies | SE10000H-USMN | 10000 |  | 1 |  |  | 0.99 |  | Outdoor | Next to meter
NJADRE1559936586 | Administratively Determined Incentive Program | RIDGEFIELD | 7657 | 14.18 | Residential | Behind the Meter | Yes | Sunrun Installation Services, Inc. | PSE&G |  | Accepted | 2025-06-18 | 2025-07-16 | 2026-07-16 | Solar Panels | JA Solar | JAM54S31-405/MR |  | 0.405 | 9 | 307 | 16 |  | Fixed | Roof
NJADRE1559936586 | Administratively Determined Incentive Program | RIDGEFIELD | 7657 | 14.18 | Residential | Behind the Meter | Yes | Sunrun Installation Services, Inc. | PSE&G |  | Accepted | 2025-06-18 | 2025-07-16 | 2026-07-16 | Solar Panels | JA Solar | JAM54S31-405/MR |  | 0.405 | 22 | 127 | 16 |  | Fixed | Roof
NJADRE1559936586 | Administratively Determined Incentive Program | RIDGEFIELD | 7657 | 14.18 | Residential | Behind the Meter | Yes | Sunrun Installation Services, Inc. | PSE&G |  | Accepted | 2025-06-18 | 2025-07-16 | 2026-07-16 | Solar Panels | JA Solar | JAM54S31-405/MR |  | 0.405 | 4 | 127 | 16 |  | Fixed | Roof
NJADRE1559936594 | Administratively Determined Incentive Program | Galloway | 8205 | 14.19 | Residential | Behind the Meter | Yes | EMT Renewables, LLC | AC Electric |  | Accepted | 2025-06-18 | 2025-07-25 | 2026-07-25 | Solar Panels | SEG SOLAR | SEG 430 |  | 0.43 | 3 | 355 | 23 |  | Fixed | Roof
NJADRE1559936594 | Administratively Determined Incentive Program | Galloway | 8205 | 14.19 | Residential | Behind the Meter | Yes | EMT Renewables, LLC | AC Electric |  | Accepted | 2025-06-18 | 2025-07-25 | 2026-07-25 | Solar Panels | SEG SOLAR | SEG 430 |  | 0.43 | 6 | 355 | 21 |  | Fixed | Roof
NJADRE1559936594 | Administratively Determined Incentive Program | Galloway | 8205 | 14.19 | Residential | Behind the Meter | Yes | EMT Renewables, LLC | AC Electric |  | Accepted | 2025-06-18 | 2025-07-25 | 2026-07-25 | Inverters | IQ8HC | IQ8+ | 290 |  | 33 |  |  | 0.98 |  | Other | UNDER EACH PANEL
NJADRE1559936594 | Administratively Determined Incentive Program | Galloway | 8205 | 14.19 | Residential | Behind the Meter | Yes | EMT Renewables, LLC | AC Electric |  | Accepted | 2025-06-18 | 2025-07-25 | 2026-07-25 | Solar Panels | SEG SOLAR | SEG 430 |  | 0.43 | 7 | 175 | 23 |  | Fixed | Roof
NJADRE1559936594 | Administratively Determined Incentive Program | Galloway | 8205 | 14.19 | Residential | Behind the Meter | Yes | EMT Renewables, LLC | AC Electric |  | Accepted | 2025-06-18 | 2025-07-25 | 2026-07-25 | Solar Panels | SEG SOLAR | SEG 430 |  | 0.43 | 2 | 175 | 19 |  | Fixed | Roof
NJADRE1559936594 | Administratively Determined Incentive Program | Galloway | 8205 | 14.19 | Residential | Behind the Meter | Yes | EMT Renewables, LLC | AC Electric |  | Accepted | 2025-06-18 | 2025-07-25 | 2026-07-25 | Solar Panels | SEG SOLAR | SEG 430 |  | 0.43 | 8 | 355 | 23 |  | Fixed | Roof
NJADRE1559936594 | Administratively Determined Incentive Program | Galloway | 8205 | 14.19 | Residential | Behind the Meter | Yes | EMT Renewables, LLC | AC Electric |  | Accepted | 2025-06-18 | 2025-07-25 | 2026-07-25 | Solar Panels | SEG SOLAR | SEG 430 |  | 0.43 | 5 | 354 | 9 |  | Fixed | Roof
NJADRE1559936594 | Administratively Determined Incentive Program | Galloway | 8205 | 14.19 | Residential | Behind the Meter | Yes | EMT Renewables, LLC | AC Electric |  | Accepted | 2025-06-18 | 2025-07-25 | 2026-07-25 | Solar Panels | SEG SOLAR | SEG 430 |  | 0.43 | 2 | 175 | 12 |  | Fixed | Roof
NJADRE1559936601 | Administratively Determined Incentive Program | CAPE MAY COURT HOUSE | 8210 | 14.4 | Residential | Behind the Meter | No | AllSeason Solar | AC Electric |  | Accepted | 2025-06-18 | 2025-07-16 | 2026-07-16 | Solar Panels | Certainteed | CT400HC11-06 |  | 0.4 | 10 | 149 | 36 |  | Fixed | Roof
NJADRE1559936601 | Administratively Determined Incentive Program | CAPE MAY COURT HOUSE | 8210 | 14.4 | Residential | Behind the Meter | No | AllSeason Solar | AC Electric |  | Accepted | 2025-06-18 | 2025-07-16 | 2026-07-16 | Solar Panels | Certainteed | CT400HC11-06 |  | 0.4 | 22 | 149 | 36 |  | Fixed | Roof
NJADRE1559936601 | Administratively Determined Incentive Program | CAPE MAY COURT HOUSE | 8210 | 14.4 | Residential | Behind the Meter | No | AllSeason Solar | AC Electric |  | Accepted | 2025-06-18 | 2025-07-16 | 2026-07-16 | Solar Panels | Certainteed | CT400HC11-06 |  | 0.4 | 2 | 239 | 35 |  | Fixed | Roof
NJADRE1559936601 | Administratively Determined Incentive Program | CAPE MAY COURT HOUSE | 8210 | 14.4 | Residential | Behind the Meter | No | AllSeason Solar | AC Electric |  | Accepted | 2025-06-18 | 2025-07-16 | 2026-07-16 | Solar Panels | Certainteed | CT400HC11-06 |  | 0.4 | 2 | 59 | 35 |  | Fixed | Roof
NJADRE1559936601 | Administratively Determined Incentive Program | CAPE MAY COURT HOUSE | 8210 | 14.4 | Residential | Behind the Meter | No | AllSeason Solar | AC Electric |  | Accepted | 2025-06-18 | 2025-07-16 | 2026-07-16 | Inverters | Enphase | IQ8 Plus | 290 |  | 36 |  |  | 0.97 |  | Outside
NJADRE1559936609 | Administratively Determined Incentive Program | STANHOPE | 7874 | 4.51 | Residential | Behind the Meter | Yes | Bright Ops, Inc. | JCP&L |  | Accepted | 2025-06-18 | 2025-07-16 | 2026-07-16 | Solar Panels | Hanwha Q-Cells | Q.PEAK DUO BLK ML-G10+410 |  | 0.41 | 4 | 283 | 23 |  | Fixed | Roof
NJADRE1559936609 | Administratively Determined Incentive Program | STANHOPE | 7874 | 4.51 | Residential | Behind the Meter | Yes | Bright Ops, Inc. | JCP&L |  | Accepted | 2025-06-18 | 2025-07-16 | 2026-07-16 | Inverters | SolarEdge Technologies | SE3800H - USMN | 3800 |  | 1 |  |  | 0.98 |  | Outdoor | Outside
NJADRE1559936609 | Administratively Determined Incentive Program | STANHOPE | 7874 | 4.51 | Residential | Behind the Meter | Yes | Bright Ops, Inc. | JCP&L |  | Accepted | 2025-06-18 | 2025-07-16 | 2026-07-16 | Solar Panels | Hanwha Q-Cells | Q.PEAK DUO BLK ML-G10+410 |  | 0.41 | 7 | 103 | 23 |  | Fixed | Roof
NJADRE1559936616 | Administratively Determined Incentive Program | METUCHEN | 8840 | 8.6 | Residential | Behind the Meter | Yes | EMT Renewables, LLC | PSE&G |  | Accepted | 2025-06-18 | 2025-07-16 | 2026-07-16 | Inverters | IQ8HC | IQ8+ | 290 |  | 20 |  |  | 0.98 |  | Other | UNDER EACH PANEL
NJADRE1559936616 | Administratively Determined Incentive Program | METUCHEN | 8840 | 8.6 | Residential | Behind the Meter | Yes | EMT Renewables, LLC | PSE&G |  | Accepted | 2025-06-18 | 2025-07-16 | 2026-07-16 | Solar Panels | SEG SOLAR | SEG 430 |  | 0.43 | 20 | 140 | 23 |  | Fixed | Roof
NJADRE1559936620 | Administratively Determined Incentive Program | MILLVILLE | 8332 | 9.43 | Residential | Behind the Meter | Yes | EMT Renewables, LLC | AC Electric |  | Accepted | 2025-06-18 | 2025-07-16 | 2026-07-16 | Solar Panels | TRINA | TSM-NE09RC.05 |  | 0.41 | 12 | 66 | 29 |  | Fixed | Roof
NJADRE1559936620 | Administratively Determined Incentive Program | MILLVILLE | 8332 | 9.43 | Residential | Behind the Meter | Yes | EMT Renewables, LLC | AC Electric |  | Accepted | 2025-06-18 | 2025-07-16 | 2026-07-16 | Inverters | ENPHASE | IQ8+ | 290 |  | 23 |  |  | 0.98 |  | Other | UNDER EACH PANEL
NJADRE1559936620 | Administratively Determined Incentive Program | MILLVILLE | 8332 | 9.43 | Residential | Behind the Meter | Yes | EMT Renewables, LLC | AC Electric |  | Accepted | 2025-06-18 | 2025-07-16 | 2026-07-16 | Solar Panels | TRINA | TSM-NE09RC.05 |  | 0.41 | 6 | 245 | 29 |  | Fixed | Roof
NJADRE1559936620 | Administratively Determined Incentive Program | MILLVILLE | 8332 | 9.43 | Residential | Behind the Meter | Yes | EMT Renewables, LLC | AC Electric |  | Accepted | 2025-06-18 | 2025-07-16 | 2026-07-16 | Solar Panels | TRINA | TSM-NE09RC.05 |  | 0.41 | 5 | 246 | 20 |  | Fixed | Roof
NJADRE1559936625 | Administratively Determined Incentive Program | TRENTON | 8610 | 10.63 | Residential | Behind the Meter | Yes | Whitman Construction, LLC | PSE&G |  | Accepted | 2025-06-18 | 2025-07-16 | 2026-07-16 | Solar Panels | JINKO SOLAR | JKM425N-54HL4-B |  | 0.425 | 8 | 40 | 27 |  | Fixed | Roof
NJADRE1559936625 | Administratively Determined Incentive Program | TRENTON | 8610 | 10.63 | Residential | Behind the Meter | Yes | Whitman Construction, LLC | PSE&G |  | Accepted | 2025-06-18 | 2025-07-16 | 2026-07-16 | Solar Panels | JINKO SOLAR | JKM425N-54HL4-B |  | 0.425 | 6 | 130 | 4 |  | Fixed | Roof
NJADRE1559936625 | Administratively Determined Incentive Program | TRENTON | 8610 | 10.63 | Residential | Behind the Meter | Yes | Whitman Construction, LLC | PSE&G |  | Accepted | 2025-06-18 | 2025-07-16 | 2026-07-16 | Solar Panels | JINKO SOLAR | JKM425N-54HL4-B |  | 0.425 | 7 | 220 | 27 |  | Fixed | Roof
NJADRE1559936625 | Administratively Determined Incentive Program | TRENTON | 8610 | 10.63 | Residential | Behind the Meter | Yes | Whitman Construction, LLC | PSE&G |  | Accepted | 2025-06-18 | 2025-07-16 | 2026-07-16 | Solar Panels | JINKO SOLAR | JKM425N-54HL4-B |  | 0.425 | 2 | 130 | 43 |  | Fixed | Roof
NJADRE1559936625 | Administratively Determined Incentive Program | TRENTON | 8610 | 10.63 | Residential | Behind the Meter | Yes | Whitman Construction, LLC | PSE&G |  | Accepted | 2025-06-18 | 2025-07-16 | 2026-07-16 | Solar Panels | JINKO SOLAR | JKM425N-54HL4-B |  | 0.425 | 2 | 130 | 17 |  | Fixed | Roof
NJADRE1559936625 | Administratively Determined Incentive Program | TRENTON | 8610 | 10.63 | Residential | Behind the Meter | Yes | Whitman Construction, LLC | PSE&G |  | Accepted | 2025-06-18 | 2025-07-16 | 2026-07-16 | Inverters | ENPHASE | IQ8PLUS-72-2-US | 290 |  | 25 |  |  | 0.975 |  | Outdoor
NJADRE1559936632 | Administratively Determined Incentive Program | Blackwood | 8012 | 8.6 | Residential | Behind the Meter | Yes | EMT Renewables, LLC | AC Electric |  | Accepted | 2025-06-18 | 2025-07-28 | 2026-07-28 | Solar Panels | SEG SOLAR | SEG 430 |  | 0.43 | 8 | 133 | 9 |  | Fixed | Roof
NJADRE1559936632 | Administratively Determined Incentive Program | Blackwood | 8012 | 8.6 | Residential | Behind the Meter | Yes | EMT Renewables, LLC | AC Electric |  | Accepted | 2025-06-18 | 2025-07-28 | 2026-07-28 | Inverters | IQ8HC | IQ8+ | 290 |  | 20 |  |  | 0.98 |  | Other | UNDER EACH PANEL
NJADRE1559936632 | Administratively Determined Incentive Program | Blackwood | 8012 | 8.6 | Residential | Behind the Meter | Yes | EMT Renewables, LLC | AC Electric |  | Accepted | 2025-06-18 | 2025-07-28 | 2026-07-28 | Solar Panels | SEG SOLAR | SEG 430 |  | 0.43 | 12 | 313 | 29 |  | Fixed | Roof
NJADRE1559936650 | Administratively Determined Incentive Program | PHILLIPSBURG | 8865 | 7.31 | Residential | Behind the Meter | No | Green Power Energy, LLC | JCP&L |  | Accepted | 2025-06-18 | 2025-07-16 | 2026-07-16 | Solar Panels | SEG Solar | SEG-430-BTD-BG |  | 0.43 | 14 | 142 | 19 |  | Fixed | Roof
NJADRE1559936650 | Administratively Determined Incentive Program | PHILLIPSBURG | 8865 | 7.31 | Residential | Behind the Meter | No | Green Power Energy, LLC | JCP&L |  | Accepted | 2025-06-18 | 2025-07-16 | 2026-07-16 | Inverters | Enphase Energy | IQ8MC-72-M-US [240V] | 320 |  | 17 |  |  | 0.98 |  | Outside | Roof
NJADRE1559936650 | Administratively Determined Incentive Program | PHILLIPSBURG | 8865 | 7.31 | Residential | Behind the Meter | No | Green Power Energy, LLC | JCP&L |  | Accepted | 2025-06-18 | 2025-07-16 | 2026-07-16 | Solar Panels | SEG Solar | SEG-430-BTD-BG |  | 0.43 | 3 | 232 | 19 |  | Fixed | Roof
NJADRE1559936651 | Administratively Determined Incentive Program | BARNEGAT | 8005 | 13.28 | Residential | Behind the Meter | Yes | SunPurity, LLC | JCP&L |  | Accepted | 2025-06-18 | 2025-07-16 | 2026-07-16 | Solar Panels | Hanwha Q cells | Q.PEAK DUO BLK-ML-G10+ 415W |  | 0.415 | 10 | 287 | 26 |  | Fixed | Roof
NJADRE1559936651 | Administratively Determined Incentive Program | BARNEGAT | 8005 | 13.28 | Residential | Behind the Meter | Yes | SunPurity, LLC | JCP&L |  | Accepted | 2025-06-18 | 2025-07-16 | 2026-07-16 | Solar Panels | Hanwha Q cells | Q.PEAK DUO BLK-ML-G10+ 415W |  | 0.415 | 10 | 287 | 26 |  | Fixed | Roof
NJADRE1559936651 | Administratively Determined Incentive Program | BARNEGAT | 8005 | 13.28 | Residential | Behind the Meter | Yes | SunPurity, LLC | JCP&L |  | Accepted | 2025-06-18 | 2025-07-16 | 2026-07-16 | Inverters | SolarEdge | SE10000H-US | 10000 |  | 1 |  |  | 0.99 |  | Outdoor
NJADRE1559936651 | Administratively Determined Incentive Program | BARNEGAT | 8005 | 13.28 | Residential | Behind the Meter | Yes | SunPurity, LLC | JCP&L |  | Accepted | 2025-06-18 | 2025-07-16 | 2026-07-16 | Solar Panels | Hanwha Q cells | Q.PEAK DUO BLK-ML-G10+ 415W |  | 0.415 | 12 | 107 | 26 |  | Fixed | Roof
NJADRE1559936672 | Administratively Determined Incentive Program | Sicklerville | 8081 | 7.74 | Residential | Behind the Meter | Yes | EMT Renewables, LLC | AC Electric |  | Accepted | 2025-06-19 | 2025-07-18 | 2026-07-18 | Inverters | ENPHASE | IQ8+ | 290 |  | 18 |  |  | 0.98 |  | Other | UNDER EACH PANEL
NJADRE1559936672 | Administratively Determined Incentive Program | Sicklerville | 8081 | 7.74 | Residential | Behind the Meter | Yes | EMT Renewables, LLC | AC Electric |  | Accepted | 2025-06-19 | 2025-07-18 | 2026-07-18 | Solar Panels | SEG SOLAR | SEG 430 |  | 0.43 | 9 | 97 | 27 |  | Fixed | Roof
NJADRE1559936672 | Administratively Determined Incentive Program | Sicklerville | 8081 | 7.74 | Residential | Behind the Meter | Yes | EMT Renewables, LLC | AC Electric |  | Accepted | 2025-06-19 | 2025-07-18 | 2026-07-18 | Solar Panels | SEG SOLAR | SEG 430 |  | 0.43 | 3 | 227 | 25 |  | Fixed | Roof
NJADRE1559936672 | Administratively Determined Incentive Program | Sicklerville | 8081 | 7.74 | Residential | Behind the Meter | Yes | EMT Renewables, LLC | AC Electric |  | Accepted | 2025-06-19 | 2025-07-18 | 2026-07-18 | Solar Panels | SEG SOLAR | SEG 430 |  | 0.43 | 6 | 277 | 27 |  | Fixed | Roof
NJADRE1559936685 | Administratively Determined Incentive Program | CLIFTON | 7012 | 9.46 | Residential | Behind the Meter | No | Green Power Energy, LLC | PSE&G |  | Accepted | 2025-06-18 | 2025-07-16 | 2026-07-16 | Inverters | Enphase Energy | IQ8MC-72-M-US [240V] | 320 |  | 22 |  |  | 0.98 |  | Outside | Roof
NJADRE1559936685 | Administratively Determined Incentive Program | CLIFTON | 7012 | 9.46 | Residential | Behind the Meter | No | Green Power Energy, LLC | PSE&G |  | Accepted | 2025-06-18 | 2025-07-16 | 2026-07-16 | Solar Panels | SEG Solar | SEG-430-BTD-BG |  | 0.43 | 2 | 223 | 15 |  | Fixed | Roof
NJADRE1559936685 | Administratively Determined Incentive Program | CLIFTON | 7012 | 9.46 | Residential | Behind the Meter | No | Green Power Energy, LLC | PSE&G |  | Accepted | 2025-06-18 | 2025-07-16 | 2026-07-16 | Solar Panels | Enphase Energy | SEG-430-BTD-BG |  | 0.43 | 13 | 132 | 35 |  | Fixed | Roof
NJADRE1559936685 | Administratively Determined Incentive Program | CLIFTON | 7012 | 9.46 | Residential | Behind the Meter | No | Green Power Energy, LLC | PSE&G |  | Accepted | 2025-06-18 | 2025-07-16 | 2026-07-16 | Solar Panels | SEG Solar | SEG-430-BTD-BG |  | 0.43 | 2 | 133 | 27 |  | Fixed | Roof
NJADRE1559936685 | Administratively Determined Incentive Program | CLIFTON | 7012 | 9.46 | Residential | Behind the Meter | No | Green Power Energy, LLC | PSE&G |  | Accepted | 2025-06-18 | 2025-07-16 | 2026-07-16 | Solar Panels | SEG Solar | SEG-430-BTD-BG |  | 0.43 | 5 | 313 | 10 |  | Fixed | Roof
NJADRE1559936701 | Administratively Determined Incentive Program | EGG HARBOR TOWNSHIP | 8234 | 5.59 | Residential | Behind the Meter | Yes | Pro Custom Solar dba Momentum Solar | AC Electric |  | Accepted | 2025-06-18 | 2025-07-16 | 2026-07-16 | Inverters | ENPHASE | IQ8HC-72-M-DOM-US | 380 |  | 13 |  |  | 0.97 |  | Outdoor
NJADRE1559936701 | Administratively Determined Incentive Program | EGG HARBOR TOWNSHIP | 8234 | 5.59 | Residential | Behind the Meter | Yes | Pro Custom Solar dba Momentum Solar | AC Electric |  | Accepted | 2025-06-18 | 2025-07-16 | 2026-07-16 | Solar Panels | Hanwha | Q.TRON BLK M-G2+430 |  | 0.43 | 13 | 158 | 22 |  | Fixed | Roof
NJADRE1559936708 | Administratively Determined Incentive Program | ROBBINSVILLE | 8691 | 13.33 | Residential | Behind the Meter | No | Green Power Energy, LLC | JCP&L |  | Accepted | 2025-06-18 | 2025-07-16 | 2026-07-16 | Inverters | Enphase Energy | IQ8MC-72-M-US [240V] | 320 |  | 31 |  |  | 0.98 |  | Outside | Roof
NJADRE1559936708 | Administratively Determined Incentive Program | ROBBINSVILLE | 8691 | 13.33 | Residential | Behind the Meter | No | Green Power Energy, LLC | JCP&L |  | Accepted | 2025-06-18 | 2025-07-16 | 2026-07-16 | Solar Panels | SEG Solar | SEG-430-BTD-BG |  | 0.43 | 13 | 167 | 34 |  | Fixed | Roof
NJADRE1559936708 | Administratively Determined Incentive Program | ROBBINSVILLE | 8691 | 13.33 | Residential | Behind the Meter | No | Green Power Energy, LLC | JCP&L |  | Accepted | 2025-06-18 | 2025-07-16 | 2026-07-16 | Solar Panels | SEG Solar | SEG-430-BTD-BG |  | 0.43 | 12 | 347 | 34 |  | Fixed | Roof
NJADRE1559936708 | Administratively Determined Incentive Program | ROBBINSVILLE | 8691 | 13.33 | Residential | Behind the Meter | No | Green Power Energy, LLC | JCP&L |  | Accepted | 2025-06-18 | 2025-07-16 | 2026-07-16 | Solar Panels | SEG Solar | SEG-430-BTD-BG |  | 0.43 | 6 | 167 | 34 |  | Fixed | Roof
NJADRE1559936719 | Administratively Determined Incentive Program | MICKLETON | 8056 | 6.96 | Residential | Behind the Meter | No | Venture Home Solar, LLC | AC Electric |  | Accepted | 2025-06-18 | 2025-07-25 | 2026-07-25 | Solar Panels | Hanwha | Q.TRON BLK M-G2+ 435 |  | 0.435 | 12 | 143 | 22 |  | Fixed | Roof
NJADRE1559936719 | Administratively Determined Incentive Program | MICKLETON | 8056 | 6.96 | Residential | Behind the Meter | No | Venture Home Solar, LLC | AC Electric |  | Accepted | 2025-06-18 | 2025-07-25 | 2026-07-25 | Inverters | Tesla Solar | 1707000-xx-y | 330 |  | 1 |  |  | 0.9697 |  | Outside
NJADRE1559936719 | Administratively Determined Incentive Program | MICKLETON | 8056 | 6.96 | Residential | Behind the Meter | No | Venture Home Solar, LLC | AC Electric |  | Accepted | 2025-06-18 | 2025-07-25 | 2026-07-25 | Solar Panels | Hanwha | Q.TRON BLK M-G2+ 435 |  | 0.435 | 4 | 233 | 22 |  | Fixed | Roof
NJADRE1559936728 | Administratively Determined Incentive Program | MIDDLESEX | 8846 | 4.51 | Residential | Behind the Meter | Yes | Pro Custom Solar dba Momentum Solar | PSE&G |  | Accepted | 2025-06-18 | 2025-07-16 | 2026-07-16 | Solar Panels | Hanwha | Q.PEAK DUO BLK ML-G10+410 |  | 0.41 | 5 | 267 | 40 |  | Fixed | Roof
NJADRE1559936728 | Administratively Determined Incentive Program | MIDDLESEX | 8846 | 4.51 | Residential | Behind the Meter | Yes | Pro Custom Solar dba Momentum Solar | PSE&G |  | Accepted | 2025-06-18 | 2025-07-16 | 2026-07-16 | Solar Panels | Hanwha | Q.PEAK DUO BLK ML-G10+410 |  | 0.41 | 2 | 87 | 40 |  | Fixed | Roof
NJADRE1559936728 | Administratively Determined Incentive Program | MIDDLESEX | 8846 | 4.51 | Residential | Behind the Meter | Yes | Pro Custom Solar dba Momentum Solar | PSE&G |  | Accepted | 2025-06-18 | 2025-07-16 | 2026-07-16 | Inverters | ENPHASE | IQ8HC-72-M-DOM-US | 380 |  | 11 |  |  | 0.97 |  | Outdoor
NJADRE1559936728 | Administratively Determined Incentive Program | MIDDLESEX | 8846 | 4.51 | Residential | Behind the Meter | Yes | Pro Custom Solar dba Momentum Solar | PSE&G |  | Accepted | 2025-06-18 | 2025-07-16 | 2026-07-16 | Solar Panels | Hanwha | Q.PEAK DUO BLK ML-G10+410 |  | 0.41 | 4 | 178 | 8 |  | Fixed | Roof
NJADRE1559936730 | Administratively Determined Incentive Program | TOMS RIVER | 8757 | 16.2 | Residential | Behind the Meter | Yes | Freedom Forever New Jersey, LLC | JCP&L |  | Accepted | 2025-06-18 | 2025-07-16 | 2026-07-16 | Solar Panels | JA Solar | JAM54S31-405/MR |  | 0.405 | 17 | 195 | 18 |  | Fixed | Roof
NJADRE1559936730 | Administratively Determined Incentive Program | TOMS RIVER | 8757 | 16.2 | Residential | Behind the Meter | Yes | Freedom Forever New Jersey, LLC | JCP&L |  | Accepted | 2025-06-18 | 2025-07-16 | 2026-07-16 | Solar Panels | JA Solar | JAM54S31-405/MR |  | 0.405 | 6 | 195 | 12 |  | Fixed | Roof
NJADRE1559936730 | Administratively Determined Incentive Program | TOMS RIVER | 8757 | 16.2 | Residential | Behind the Meter | Yes | Freedom Forever New Jersey, LLC | JCP&L |  | Accepted | 2025-06-18 | 2025-07-16 | 2026-07-16 | Inverters | Solar Edge | SE11400H-US | 11400 |  | 1 |  |  | 0.99 |  | Outside
NJADRE1559936730 | Administratively Determined Incentive Program | TOMS RIVER | 8757 | 16.2 | Residential | Behind the Meter | Yes | Freedom Forever New Jersey, LLC | JCP&L |  | Accepted | 2025-06-18 | 2025-07-16 | 2026-07-16 | Solar Panels | JA Solar | JAM54S31-405/MR |  | 0.405 | 17 | 15 | 18 |  | Fixed | Roof
NJADRE1559937524 | Administratively Determined Incentive Program | Lakewood | 8701 | 17.015 | Residential | Behind the Meter | Yes | SunPurity, LLC | JCP&L |  | Accepted | 2025-06-20 | 2025-07-25 | 2026-07-25 | Solar Panels | Hanwha Q cells | Q.PEAK DUO BLK-ML-G10+ 415W |  | 0.415 | 2 | 187 | 38 |  | Fixed | Roof
NJADRE1559937524 | Administratively Determined Incentive Program | Lakewood | 8701 | 17.015 | Residential | Behind the Meter | Yes | SunPurity, LLC | JCP&L |  | Accepted | 2025-06-20 | 2025-07-25 | 2026-07-25 | Solar Panels | Hanwha Q cells | Q.PEAK DUO BLK-ML-G10+ 415W |  | 0.415 | 6 | 97 | 35 |  | Fixed | Roof
NJADRE1559937524 | Administratively Determined Incentive Program | Lakewood | 8701 | 17.015 | Residential | Behind the Meter | Yes | SunPurity, LLC | JCP&L |  | Accepted | 2025-06-20 | 2025-07-25 | 2026-07-25 | Inverters | SolarEdge | SE11400H-US | 11400 |  | 1 |  |  | 0.99 |  | Outdoor
NJADRE1559937524 | Administratively Determined Incentive Program | Lakewood | 8701 | 17.015 | Residential | Behind the Meter | Yes | SunPurity, LLC | JCP&L |  | Accepted | 2025-06-20 | 2025-07-25 | 2026-07-25 | Solar Panels | Hanwha Q cells | Q.PEAK DUO BLK-ML-G10+ 415W |  | 0.415 | 33 | 277 | 35 |  | Fixed | Roof
NJADRE1559937542 | Administratively Determined Incentive Program | CAMDEN | 8104 | 9.78 | Residential | Behind the Meter | Yes | Fusion Solar Energy, LLC | PSE&G |  | Accepted | 2025-06-18 | 2025-07-16 | 2026-07-16 | Solar Panels | JINKO SOLAR | JKM425N-54HL4-B |  | 0.425 | 2 | 264.32 | 23 |  | Fixed | Roof
NJADRE1559937542 | Administratively Determined Incentive Program | CAMDEN | 8104 | 9.78 | Residential | Behind the Meter | Yes | Fusion Solar Energy, LLC | PSE&G |  | Accepted | 2025-06-18 | 2025-07-16 | 2026-07-16 | Solar Panels | JINKO SOLAR | JKM425N-54HL4-B |  | 0.425 | 21 | 264.32 | 5 |  | Fixed | Roof
NJADRE1559937542 | Administratively Determined Incentive Program | CAMDEN | 8104 | 9.78 | Residential | Behind the Meter | Yes | Fusion Solar Energy, LLC | PSE&G |  | Accepted | 2025-06-18 | 2025-07-16 | 2026-07-16 | Inverters | ENPHASE | IQ8HC-72-M-DOM-US | 380 |  | 23 |  |  | 0.97 |  | Outside | Roof
NJADRE1559937681 | Administratively Determined Incentive Program | Trenton | 8620 | 10.08 | Residential | Behind the Meter | No | DMV EQUITY, INC. | PSE&G |  | Accepted | 2025-06-18 | 2025-07-24 | 2026-07-24 | Solar Panels | REC GROUP | REC420AA PURE 2 |  | 0.42 | 12 | 288 | 22 |  | Fixed | Roof
NJADRE1559937681 | Administratively Determined Incentive Program | Trenton | 8620 | 10.08 | Residential | Behind the Meter | No | DMV EQUITY, INC. | PSE&G |  | Accepted | 2025-06-18 | 2025-07-24 | 2026-07-24 | Inverters | ENPHASE | IQ8HC-72-M-US | 9120 |  | 24 |  |  | 0.9731 |  | Outdoor | ROOF
NJADRE1559937681 | Administratively Determined Incentive Program | Trenton | 8620 | 10.08 | Residential | Behind the Meter | No | DMV EQUITY, INC. | PSE&G |  | Accepted | 2025-06-18 | 2025-07-24 | 2026-07-24 | Solar Panels | REC GROUP | REC420AA PURE 2 |  | 0.42 | 12 | 108 | 23 |  | Fixed | Roof
NJADRE1559938628 | Administratively Determined Incentive Program | Freehold | 7728 | 12.71 | Residential | Behind the Meter | Yes | Sunrun Installation Services, Inc. | JCP&L |  | Accepted | 2025-06-19 | 2025-07-17 | 2026-07-17 | Solar Panels | Hanwha Q-Cells | Q.PEAK DUO BLK ML-G10+ 410 DCA (MD06G100A-017) |  | 0.41 | 20 | 239 | 32 |  | Fixed | Roof
NJADRE1559938628 | Administratively Determined Incentive Program | Freehold | 7728 | 12.71 | Residential | Behind the Meter | Yes | Sunrun Installation Services, Inc. | JCP&L |  | Accepted | 2025-06-19 | 2025-07-17 | 2026-07-17 | Inverters | TESLA | Powerwall 3 1707000-xx-y | 11500 |  | 1 |  |  | 0.97 |  | Outdoor | Next to meter
NJADRE1559938628 | Administratively Determined Incentive Program | Freehold | 7728 | 12.71 | Residential | Behind the Meter | Yes | Sunrun Installation Services, Inc. | JCP&L |  | Accepted | 2025-06-19 | 2025-07-17 | 2026-07-17 | Solar Panels | Hanwha Q-Cells | Q.PEAK DUO BLK ML-G10+ 410 DCA (MD06G100A-017) |  | 0.41 | 11 | 149 | 44 |  | Fixed | Roof
NJADRE1559938628 | Administratively Determined Incentive Program | Freehold | 7728 | 12.71 | Residential | Behind the Meter | Yes | Sunrun Installation Services, Inc. | JCP&L |  | Accepted | 2025-06-19 | 2025-07-17 | 2026-07-17 | Electric Storage Battery | TESLA | Powerwall 3 1707000-xx-y |  |  | 1 |  |  |  | Lithium Ion |  | OUTSIDE
NJADRE1559938644 | Administratively Determined Incentive Program | West New York | 7093 | 8.2 | Residential | Behind the Meter | Yes | Trinity Solar, LLC | PSE&G |  | Accepted | 2025-06-19 | 2025-07-16 | 2026-07-16 | Inverters | Solar Edge | USE7600H-US | 7600 |  | 1 |  |  | 0.97 |  | Outside
NJADRE1559938644 | Administratively Determined Incentive Program | West New York | 7093 | 8.2 | Residential | Behind the Meter | Yes | Trinity Solar, LLC | PSE&G |  | Accepted | 2025-06-19 | 2025-07-16 | 2026-07-16 | Solar Panels | Hanwha | Q.PEAK DUO BLK ML-G10+ 410 |  | 0.41 | 10 | 212 | 18 |  | Fixed | Roof
NJADRE1559938644 | Administratively Determined Incentive Program | West New York | 7093 | 8.2 | Residential | Behind the Meter | Yes | Trinity Solar, LLC | PSE&G |  | Accepted | 2025-06-19 | 2025-07-16 | 2026-07-16 | Solar Panels | Hanwha | Q.PEAK DUO BLK ML-G10+ 410 |  | 0.41 | 10 | 32 | 18 |  | Fixed | Roof
NJADRE1559938863 | Administratively Determined Incentive Program | Cape May Court House | 8210 | 5.74 | Residential | Behind the Meter | Yes | Trinity Solar, LLC | AC Electric |  | Accepted | 2025-06-19 | 2025-07-17 | 2026-07-17 | Inverters | Solar Edge | USE5700H-USMNBL75 | 5760 |  | 1 |  |  | 0.97 |  | Outdoor
NJADRE1559938863 | Administratively Determined Incentive Program | Cape May Court House | 8210 | 5.74 | Residential | Behind the Meter | Yes | Trinity Solar, LLC | AC Electric |  | Accepted | 2025-06-19 | 2025-07-17 | 2026-07-17 | Solar Panels | HANWHA | (Q.PEAK DUO BLK ML-G10+ 410) |  | 0.41 | 14 | 81 | 30 |  | Fixed | Roof
NJADRE1559938875 | Administratively Determined Incentive Program | UPPER PITTSGROVE | 8343 | 15.225 | Residential | Behind the Meter | Yes | SunnyMac, LLC | AC Electric |  | Accepted | 2025-06-19 | 2025-07-17 | 2026-07-17 | Solar Panels | HANWHA | QTRON BLK M-G2+ |  | 0.435 | 14 | 113 | 26 |  | Fixed | Roof
NJADRE1559938875 | Administratively Determined Incentive Program | UPPER PITTSGROVE | 8343 | 15.225 | Residential | Behind the Meter | Yes | SunnyMac, LLC | AC Electric |  | Accepted | 2025-06-19 | 2025-07-17 | 2026-07-17 | Solar Panels | HANWHA | QTRON BLK M-G2+ |  | 0.435 | 21 | 293 | 26 |  | Fixed | Roof
NJADRE1559938875 | Administratively Determined Incentive Program | UPPER PITTSGROVE | 8343 | 15.225 | Residential | Behind the Meter | Yes | SunnyMac, LLC | AC Electric |  | Accepted | 2025-06-19 | 2025-07-17 | 2026-07-17 | Inverters | SOLAREDGE | SE10000H-US | 10000 |  | 1 |  |  | 0.99 |  | Outdoor | next to meter
NJADRE1559938875 | Administratively Determined Incentive Program | UPPER PITTSGROVE | 8343 | 15.225 | Residential | Behind the Meter | Yes | SunnyMac, LLC | AC Electric |  | Accepted | 2025-06-19 | 2025-07-17 | 2026-07-17 | Meters | SOLAREDGE | SE-RGMTR-1D-240C-C |  |  | 1 |  |  |  | Yes | Outdoor
NJADRE1559938880 | Administratively Determined Incentive Program | Villas | 8251 | 5.66 | Residential | Behind the Meter | No | SunnyMac, LLC | AC Electric |  | Accepted | 2025-06-19 | 2025-07-16 | 2026-07-16 | Solar Panels | HANWHA | QTRON BLK M-G2+ |  | 0.435 | 13 | 207 | 23 |  | Fixed | Roof
NJADRE1559938880 | Administratively Determined Incentive Program | Villas | 8251 | 5.66 | Residential | Behind the Meter | No | SunnyMac, LLC | AC Electric |  | Accepted | 2025-06-19 | 2025-07-16 | 2026-07-16 | Inverters | SOLAREDGE HOME HUB | SE5700H-US | 5760 |  | 1 |  |  | 0.99 |  | Outdoor | next to meter
NJADRE1559938889 | Administratively Determined Incentive Program | Sicklerville | 8081 | 6.09 | Residential | Behind the Meter | No | SunnyMac, LLC | AC Electric |  | Accepted | 2025-06-19 | 2025-07-16 | 2026-07-16 | Solar Panels | HANWHA | QTRON BLK M-G2+ |  | 0.435 | 11 | 219 | 18 |  | Fixed | Roof
NJADRE1559938889 | Administratively Determined Incentive Program | Sicklerville | 8081 | 6.09 | Residential | Behind the Meter | No | SunnyMac, LLC | AC Electric |  | Accepted | 2025-06-19 | 2025-07-16 | 2026-07-16 | Solar Panels | HANWHA | QTRON BLK M-G2+ |  | 0.435 | 3 | 39 | 18 |  | Fixed | Roof
NJADRE1559938889 | Administratively Determined Incentive Program | Sicklerville | 8081 | 6.09 | Residential | Behind the Meter | No | SunnyMac, LLC | AC Electric |  | Accepted | 2025-06-19 | 2025-07-16 | 2026-07-16 | Inverters | SOLAREDGE HOME HUB | SE5700H-US | 5760 |  | 1 |  |  | 0.99 |  | Outdoor | next to meter
NJADRE1559938901 | Administratively Determined Incentive Program | Mays Landing | 8330 | 2.87 | Residential | Behind the Meter | Yes | Trinity Solar, LLC | AC Electric |  | Accepted | 2025-06-19 | 2025-07-16 | 2026-07-16 | Solar Panels | HANWHA | (Q.PEAK DUO BLK ML-G10+ 410) |  | 0.41 | 7 | 27 | 34 |  | Fixed | Roof
NJADRE1559938901 | Administratively Determined Incentive Program | Mays Landing | 8330 | 2.87 | Residential | Behind the Meter | Yes | Trinity Solar, LLC | AC Electric |  | Accepted | 2025-06-19 | 2025-07-16 | 2026-07-16 | Inverters | Enphase | IQ8PLUS-72-2-US | 290 |  | 7 |  |  | 0.97 |  | Outdoor
NJADRE1559938915 | Administratively Determined Incentive Program | BURLINGTON | 8016 | 4.51 | Residential | Behind the Meter | No | Tesla Energy Operations, Inc. | PSE&G |  | Accepted | 2025-06-19 | 2025-07-16 | 2026-07-16 | Electric Storage Battery | Tesla | Powerwall 3 |  |  | 1 |  |  |  | Lithium Ion |  | OUTSIDE
NJADRE1559938915 | Administratively Determined Incentive Program | BURLINGTON | 8016 | 4.51 | Residential | Behind the Meter | No | Tesla Energy Operations, Inc. | PSE&G |  | Accepted | 2025-06-19 | 2025-07-16 | 2026-07-16 | Solar Panels | Hanwha | Q.PEAK DUO BLK ML-G10+/TS 410 |  | 0.41 | 5 | 304 | 27 |  | Fixed | Roof
NJADRE1559938915 | Administratively Determined Incentive Program | BURLINGTON | 8016 | 4.51 | Residential | Behind the Meter | No | Tesla Energy Operations, Inc. | PSE&G |  | Accepted | 2025-06-19 | 2025-07-16 | 2026-07-16 | Solar Panels | Hanwha | Q.PEAK DUO BLK ML-G10+/TS 410Q |  | 0.41 | 3 | 124 | 27 |  | Fixed | Roof
NJADRE1559938915 | Administratively Determined Incentive Program | BURLINGTON | 8016 | 4.51 | Residential | Behind the Meter | No | Tesla Energy Operations, Inc. | PSE&G |  | Accepted | 2025-06-19 | 2025-07-16 | 2026-07-16 | Inverters | Tesla | 1707000-XX-Y | 12 |  | 1 |  |  | 0.98 |  | Outdoor
NJADRE1559938915 | Administratively Determined Incentive Program | BURLINGTON | 8016 | 4.51 | Residential | Behind the Meter | No | Tesla Energy Operations, Inc. | PSE&G |  | Accepted | 2025-06-19 | 2025-07-16 | 2026-07-16 | Solar Panels | Hanwha | Q.PEAK DUO BLK ML-G10+/TS 410 |  | 0.41 | 3 | 304 | 27 |  | Fixed | Roof
NJADRE1559938917 | Administratively Determined Incentive Program | FRANKLINVILLE | 8322 | 16.97 | Residential | Behind the Meter | No | SunnyMac, LLC | AC Electric |  | Accepted | 2025-06-19 | 2025-07-16 | 2026-07-16 | Solar Panels | HANWHA | QTRON BLK M-G2+ |  | 0.435 | 12 | 270 | 27 |  | Fixed | Roof
NJADRE1559938917 | Administratively Determined Incentive Program | FRANKLINVILLE | 8322 | 16.97 | Residential | Behind the Meter | No | SunnyMac, LLC | AC Electric |  | Accepted | 2025-06-19 | 2025-07-16 | 2026-07-16 | Solar Panels | HANWHA | QTRON BLK M-G2+ |  | 0.435 | 12 | 270 | 27 |  | Fixed | Roof
NJADRE1559938917 | Administratively Determined Incentive Program | FRANKLINVILLE | 8322 | 16.97 | Residential | Behind the Meter | No | SunnyMac, LLC | AC Electric |  | Accepted | 2025-06-19 | 2025-07-16 | 2026-07-16 | Inverters | SOLAREDGE HOME HUB | SE11400H-US | 11400 |  | 1 |  |  | 0.99 |  | Outdoor | next to meter
NJADRE1559938917 | Administratively Determined Incentive Program | FRANKLINVILLE | 8322 | 16.97 | Residential | Behind the Meter | No | SunnyMac, LLC | AC Electric |  | Accepted | 2025-06-19 | 2025-07-16 | 2026-07-16 | Solar Panels | HANWHA | QTRON BLK M-G2+ |  | 0.435 | 15 | 270 | 27 |  | Fixed | Roof
NJADRE1559938955 | Administratively Determined Incentive Program | TOTOWA | 7512 | 6.97 | Residential | Behind the Meter | Yes | Trinity Solar, LLC | PSE&G |  | Accepted | 2025-06-19 | 2025-07-17 | 2026-07-17 | Solar Panels | Hanwha | Q.PEAK DUO BLK ML-G10+ 410 |  | 0.41 | 5 | 229 | 12 |  | Fixed | Roof
NJADRE1559938955 | Administratively Determined Incentive Program | TOTOWA | 7512 | 6.97 | Residential | Behind the Meter | Yes | Trinity Solar, LLC | PSE&G |  | Accepted | 2025-06-19 | 2025-07-17 | 2026-07-17 | Solar Panels | Hanwha | Q.PEAK DUO BLK ML-G10+ 410 |  | 0.41 | 12 | 229 | 27 |  | Fixed | Roof
NJADRE1559938955 | Administratively Determined Incentive Program | TOTOWA | 7512 | 6.97 | Residential | Behind the Meter | Yes | Trinity Solar, LLC | PSE&G |  | Accepted | 2025-06-19 | 2025-07-17 | 2026-07-17 | Inverters | Solar Edge | USE5700H-US | 5760 |  | 1 |  |  | 0.97 |  | Outside
NJADRE1559938963 | Administratively Determined Incentive Program | Montville | 7045 | 19.575 | Residential | Behind the Meter | Yes | SunnyMac, LLC | JCP&L |  | Accepted | 2025-06-19 | 2025-07-17 | 2026-07-17 | Solar Panels | HANWHA | Q.TRON BLK M-G2+ |  | 0.435 | 11 | 172 | 22 |  | Fixed | Roof
NJADRE1559938963 | Administratively Determined Incentive Program | Montville | 7045 | 19.575 | Residential | Behind the Meter | Yes | SunnyMac, LLC | JCP&L |  | Accepted | 2025-06-19 | 2025-07-17 | 2026-07-17 | Solar Panels | HANWHA | Q.TRON BLK M-G2+ |  | 0.435 | 5 | 173 | 26 |  | Fixed | Roof
NJADRE1559938963 | Administratively Determined Incentive Program | Montville | 7045 | 19.575 | Residential | Behind the Meter | Yes | SunnyMac, LLC | JCP&L |  | Accepted | 2025-06-19 | 2025-07-17 | 2026-07-17 | Solar Panels | HANWHA | Q.TRON BLK M-G2+ |  | 0.435 | 12 | 352 | 22 |  | Fixed | Roof
NJADRE1559938963 | Administratively Determined Incentive Program | Montville | 7045 | 19.575 | Residential | Behind the Meter | Yes | SunnyMac, LLC | JCP&L |  | Accepted | 2025-06-19 | 2025-07-17 | 2026-07-17 | Solar Panels | HANWHA | Q.TRON BLK M-G2.H+ 435W |  | 0.435 | 8 | 172 | 17 |  | Fixed | Roof
NJADRE1559938963 | Administratively Determined Incentive Program | Montville | 7045 | 19.575 | Residential | Behind the Meter | Yes | SunnyMac, LLC | JCP&L |  | Accepted | 2025-06-19 | 2025-07-17 | 2026-07-17 | Solar Panels | HANWHA | Q.TRON BLK M-G2+ |  | 0.435 | 4 | 352 | 26 |  | Fixed | Roof
NJADRE1559938963 | Administratively Determined Incentive Program | Montville | 7045 | 19.575 | Residential | Behind the Meter | Yes | SunnyMac, LLC | JCP&L |  | Accepted | 2025-06-19 | 2025-07-17 | 2026-07-17 | Inverters | SOLAREDGE | SE10000H-US | 10000 |  | 1 |  |  | 0.99 |  | Outdoor | next to meter
NJADRE1559938963 | Administratively Determined Incentive Program | Montville | 7045 | 19.575 | Residential | Behind the Meter | Yes | SunnyMac, LLC | JCP&L |  | Accepted | 2025-06-19 | 2025-07-17 | 2026-07-17 | Solar Panels | HANWHA | Q.TRON BLK M-G2.H+ 435W |  | 0.435 | 5 | 353 | 17 |  | Fixed | Roof
NJADRE1559938963 | Administratively Determined Incentive Program | Montville | 7045 | 19.575 | Residential | Behind the Meter | Yes | SunnyMac, LLC | JCP&L |  | Accepted | 2025-06-19 | 2025-07-17 | 2026-07-17 | Inverters | Solaredge | SE3800H-US | 3800 |  | 1 |  |  | 0.99 |  | Outdoor | next to meter
NJADRE1559938964 | Administratively Determined Incentive Program | Nutley | 7110 | 4.1 | Residential | Behind the Meter | Yes | Trinity Solar, LLC | AC Electric |  | Accepted | 2025-06-19 | 2025-07-16 | 2026-07-16 | Solar Panels | HANWHA | (Q.PEAK DUO BLK ML-G10+ 410) |  | 0.41 | 5 | 128 | 32 |  | Fixed | Roof
NJADRE1559938964 | Administratively Determined Incentive Program | Nutley | 7110 | 4.1 | Residential | Behind the Meter | Yes | Trinity Solar, LLC | AC Electric |  | Accepted | 2025-06-19 | 2025-07-16 | 2026-07-16 | Inverters | Solar Edge | USE3800H-USMNBL75 | 3800 |  | 1 |  |  | 0.97 |  | Outdoor
NJADRE1559938964 | Administratively Determined Incentive Program | Nutley | 7110 | 4.1 | Residential | Behind the Meter | Yes | Trinity Solar, LLC | AC Electric |  | Accepted | 2025-06-19 | 2025-07-16 | 2026-07-16 | Solar Panels | HANWHA | (Q.PEAK DUO BLK ML-G10+ 410) |  | 0.41 | 5 | 308 | 33 |  | Fixed | Roof
NJADRE1559938970 | Administratively Determined Incentive Program | GLOUCESTER | 8012 | 13.28 | Residential | Behind the Meter | Yes | SunPurity, LLC | PSE&G |  | Accepted | 2025-06-19 | 2025-07-17 | 2026-07-17 | Solar Panels | Hanwha Q cells | Q.PEAK DUO BLK-ML-G10+ 415W |  | 0.415 | 12 | 59 | 20 |  | Fixed | Roof
NJADRE1559938970 | Administratively Determined Incentive Program | GLOUCESTER | 8012 | 13.28 | Residential | Behind the Meter | Yes | SunPurity, LLC | PSE&G |  | Accepted | 2025-06-19 | 2025-07-17 | 2026-07-17 | Inverters | SolarEdge | SE10000H-US | 10000 |  | 1 |  |  | 0.99 |  | Outdoor
NJADRE1559938970 | Administratively Determined Incentive Program | GLOUCESTER | 8012 | 13.28 | Residential | Behind the Meter | Yes | SunPurity, LLC | PSE&G |  | Accepted | 2025-06-19 | 2025-07-17 | 2026-07-17 | Solar Panels | Hanwha Q cells | Q.PEAK DUO BLK-ML-G10+ 415W |  | 0.415 | 20 | 239 | 23 |  | Fixed | Roof
NJADRE1559938991 | Administratively Determined Incentive Program | COLUMBUS | 8022 | 16.8 | Residential | Behind the Meter | No | Public Service Solar, LLC | PSE&G |  | Accepted | 2025-06-19 | 2025-07-16 | 2026-07-16 | Inverters | Enphase | iQ8HC-72-M-US | 380 |  | 40 |  |  | 0.96 |  | Outdoor | Under Panels
NJADRE1559938991 | Administratively Determined Incentive Program | COLUMBUS | 8022 | 16.8 | Residential | Behind the Meter | No | Public Service Solar, LLC | PSE&G |  | Accepted | 2025-06-19 | 2025-07-16 | 2026-07-16 | Solar Panels | Panasonic | EVPV420HK2 |  | 0.42 | 10 | 129 | 37 |  | Fixed | Roof
NJADRE1559938991 | Administratively Determined Incentive Program | COLUMBUS | 8022 | 16.8 | Residential | Behind the Meter | No | Public Service Solar, LLC | PSE&G |  | Accepted | 2025-06-19 | 2025-07-16 | 2026-07-16 | Solar Panels | Panasonic | EVPV420HK2 |  | 0.42 | 14 | 309 | 37 |  | Fixed | Roof
NJADRE1559938991 | Administratively Determined Incentive Program | COLUMBUS | 8022 | 16.8 | Residential | Behind the Meter | No | Public Service Solar, LLC | PSE&G |  | Accepted | 2025-06-19 | 2025-07-16 | 2026-07-16 | Solar Panels | Panasonic | EVPV420HK2 |  | 0.42 | 16 | 129 | 37 |  | Fixed | Roof
NJADRE1559938994 | Administratively Determined Incentive Program | CREAM RIDGE | 8514 | 15.58 | Residential | Behind the Meter | No | EMT Renewables, LLC | JCP&L |  | Accepted | 2025-06-19 | 2025-07-16 | 2026-07-16 | Inverters | ENPHASE | IQ8+ | 290 |  | 38 |  |  | 0.98 |  | Other | UNDER EACH PANEL
NJADRE1559938994 | Administratively Determined Incentive Program | CREAM RIDGE | 8514 | 15.58 | Residential | Behind the Meter | No | EMT Renewables, LLC | JCP&L |  | Accepted | 2025-06-19 | 2025-07-16 | 2026-07-16 | Solar Panels | Q CELLS | Q PEAK DUO BLK |  | 0.41 | 5 | 356 | 10 |  | Fixed | Roof
NJADRE1559938994 | Administratively Determined Incentive Program | CREAM RIDGE | 8514 | 15.58 | Residential | Behind the Meter | No | EMT Renewables, LLC | JCP&L |  | Accepted | 2025-06-19 | 2025-07-16 | 2026-07-16 | Solar Panels | Q CELLS | Q PEAK DUO BLK |  | 0.41 | 15 | 176 | 28 |  | Fixed | Roof
NJADRE1559938994 | Administratively Determined Incentive Program | CREAM RIDGE | 8514 | 15.58 | Residential | Behind the Meter | No | EMT Renewables, LLC | JCP&L |  | Accepted | 2025-06-19 | 2025-07-16 | 2026-07-16 | Solar Panels | Q CELLS | Q PEAK DUO BLK |  | 0.41 | 7 | 176 | 33 |  | Fixed | Roof
NJADRE1559938994 | Administratively Determined Incentive Program | CREAM RIDGE | 8514 | 15.58 | Residential | Behind the Meter | No | EMT Renewables, LLC | JCP&L |  | Accepted | 2025-06-19 | 2025-07-16 | 2026-07-16 | Solar Panels | Q CELLS | Q PEAK DUO BLK |  | 0.41 | 11 | 175 | 45 |  | Fixed | Roof
NJADRE1559939018 | Administratively Determined Incentive Program | SOUTH AMBOY | 8879 | 14.19 | Residential | Behind the Meter | No | EMT Renewables, LLC | JCP&L |  | Accepted | 2025-06-19 | 2025-07-17 | 2026-07-17 | Solar Panels | SEG SOLAR | SEG 430 |  | 0.43 | 3 | 58 | 19 |  | Fixed | Roof
NJADRE1559939018 | Administratively Determined Incentive Program | SOUTH AMBOY | 8879 | 14.19 | Residential | Behind the Meter | No | EMT Renewables, LLC | JCP&L |  | Accepted | 2025-06-19 | 2025-07-17 | 2026-07-17 | Solar Panels | SEG SOLAR | SEG 430 |  | 0.43 | 8 | 148 | 20 |  | Fixed | Roof
NJADRE1559939018 | Administratively Determined Incentive Program | SOUTH AMBOY | 8879 | 14.19 | Residential | Behind the Meter | No | EMT Renewables, LLC | JCP&L |  | Accepted | 2025-06-19 | 2025-07-17 | 2026-07-17 | Solar Panels | SEG SOLAR | SEG 430 |  | 0.43 | 4 | 148 | 19 |  | Fixed | Roof
NJADRE1559939018 | Administratively Determined Incentive Program | SOUTH AMBOY | 8879 | 14.19 | Residential | Behind the Meter | No | EMT Renewables, LLC | JCP&L |  | Accepted | 2025-06-19 | 2025-07-17 | 2026-07-17 | Inverters | IQ8HC | IQ8+ | 290 |  | 33 |  |  | 0.98 |  | Other | UNDER EACH PANEL
NJADRE1559939018 | Administratively Determined Incentive Program | SOUTH AMBOY | 8879 | 14.19 | Residential | Behind the Meter | No | EMT Renewables, LLC | JCP&L |  | Accepted | 2025-06-19 | 2025-07-17 | 2026-07-17 | Solar Panels | SEG SOLAR | SEG 430 |  | 0.43 | 3 | 238 | 19 |  | Fixed | Roof
NJADRE1559939018 | Administratively Determined Incentive Program | SOUTH AMBOY | 8879 | 14.19 | Residential | Behind the Meter | No | EMT Renewables, LLC | JCP&L |  | Accepted | 2025-06-19 | 2025-07-17 | 2026-07-17 | Solar Panels | SEG SOLAR | SEG 430 |  | 0.43 | 15 | 58 | 19 |  | Fixed | Roof
NJADRE1559939020 | Administratively Determined Incentive Program | Burlington | 8016 | 9.46 | Residential | Behind the Meter | No | Velocity Energy & Home Solutions, Inc. | PSE&G |  | Accepted | 2025-06-19 | 2025-07-17 | 2026-07-17 | Solar Panels | seg | 430w |  | 0.43 | 2 | 116 | 37 |  | Fixed | Roof
NJADRE1559939020 | Administratively Determined Incentive Program | Burlington | 8016 | 9.46 | Residential | Behind the Meter | No | Velocity Energy & Home Solutions, Inc. | PSE&G |  | Accepted | 2025-06-19 | 2025-07-17 | 2026-07-17 | Solar Panels | seg | 430w |  | 0.43 | 3 | 296 | 36 |  | Fixed | Roof
NJADRE1559939020 | Administratively Determined Incentive Program | Burlington | 8016 | 9.46 | Residential | Behind the Meter | No | Velocity Energy & Home Solutions, Inc. | PSE&G |  | Accepted | 2025-06-19 | 2025-07-17 | 2026-07-17 | Solar Panels | seg | 430w |  | 0.43 | 7 | 116 | 34 |  | Fixed | Roof
NJADRE1559939020 | Administratively Determined Incentive Program | Burlington | 8016 | 9.46 | Residential | Behind the Meter | No | Velocity Energy & Home Solutions, Inc. | PSE&G |  | Accepted | 2025-06-19 | 2025-07-17 | 2026-07-17 | Solar Panels | seg | 430w |  | 0.43 | 10 | 116 | 31 |  | Double Axis | Roof
NJADRE1559939020 | Administratively Determined Incentive Program | Burlington | 8016 | 9.46 | Residential | Behind the Meter | No | Velocity Energy & Home Solutions, Inc. | PSE&G |  | Accepted | 2025-06-19 | 2025-07-17 | 2026-07-17 | Inverters | enphase | iq8plus | 290 |  | 22 |  |  | 0.99 |  | Outside | behind panels
NJADRE1559939035 | Administratively Determined Incentive Program | Scotch Plains | 7076 | 18.04 | Residential | Behind the Meter | Yes | Freedom Forever New Jersey, LLC | PSE&G |  | Accepted | 2025-06-19 | 2025-07-17 | 2026-07-17 | Inverters | Solar Edge | SE6000H-USRGM [SI1] | 6000 |  | 1 |  |  | 0.99 |  | Outdoor
NJADRE1559939035 | Administratively Determined Incentive Program | Scotch Plains | 7076 | 18.04 | Residential | Behind the Meter | Yes | Freedom Forever New Jersey, LLC | PSE&G |  | Accepted | 2025-06-19 | 2025-07-17 | 2026-07-17 | Solar Panels | Hanwha | Q.PEAK DUO BLK ML-G10+ 410-SRF |  | 0.41 | 8 | 172 | 15 |  | Fixed | Roof
NJADRE1559939035 | Administratively Determined Incentive Program | Scotch Plains | 7076 | 18.04 | Residential | Behind the Meter | Yes | Freedom Forever New Jersey, LLC | PSE&G |  | Accepted | 2025-06-19 | 2025-07-17 | 2026-07-17 | Inverters | Solar Edge | SE7600H-USRGM [SI1 | 7600 |  | 1 |  |  | 0.99 |  | Outdoor
NJADRE1559939035 | Administratively Determined Incentive Program | Scotch Plains | 7076 | 18.04 | Residential | Behind the Meter | Yes | Freedom Forever New Jersey, LLC | PSE&G |  | Accepted | 2025-06-19 | 2025-07-17 | 2026-07-17 | Solar Panels | Hanwha | Q.PEAK DUO BLK ML-G10+ 410-SRF |  | 0.41 | 15 | 262 | 33 |  | Fixed | Roof
NJADRE1559939035 | Administratively Determined Incentive Program | Scotch Plains | 7076 | 18.04 | Residential | Behind the Meter | Yes | Freedom Forever New Jersey, LLC | PSE&G |  | Accepted | 2025-06-19 | 2025-07-17 | 2026-07-17 | Solar Panels | Hanwha | Q.PEAK DUO BLK ML-G10+ 410-SRF |  | 0.41 | 4 | 82 | 33 |  | Fixed | Roof
NJADRE1559939035 | Administratively Determined Incentive Program | Scotch Plains | 7076 | 18.04 | Residential | Behind the Meter | Yes | Freedom Forever New Jersey, LLC | PSE&G |  | Accepted | 2025-06-19 | 2025-07-17 | 2026-07-17 | Solar Panels | Hanwha | Q.PEAK DUO BLK ML-G10+ 410-SRF |  | 0.41 | 13 | 82 | 33 |  | Fixed | Roof
NJADRE1559939035 | Administratively Determined Incentive Program | Scotch Plains | 7076 | 18.04 | Residential | Behind the Meter | Yes | Freedom Forever New Jersey, LLC | PSE&G |  | Accepted | 2025-06-19 | 2025-07-17 | 2026-07-17 | Solar Panels | Hanwha | Q.PEAK DUO BLK ML-G10+ 410-SRF |  | 0.41 | 4 | 172 | 43 |  | Fixed | Roof
NJADRE1559939041 | Administratively Determined Incentive Program | EAST ORANGE | 7018 | 8.2 | Residential | Behind the Meter | Yes | Big Wave Roofing and Solar, LLC | PSE&G |  | Accepted | 2025-06-19 | 2025-07-17 | 2026-07-17 | Solar Panels | MISSION SOLAR | MSE410HT0B |  | 0.41 | 3 | 237 | 32 |  | Fixed | Roof
NJADRE1559939041 | Administratively Determined Incentive Program | EAST ORANGE | 7018 | 8.2 | Residential | Behind the Meter | Yes | Big Wave Roofing and Solar, LLC | PSE&G |  | Accepted | 2025-06-19 | 2025-07-17 | 2026-07-17 | Inverters | Enphase | IQ8HC-72-M-DOM-US | 380 |  | 20 |  |  | 0.97 |  | Outdoor
NJADRE1559939041 | Administratively Determined Incentive Program | EAST ORANGE | 7018 | 8.2 | Residential | Behind the Meter | Yes | Big Wave Roofing and Solar, LLC | PSE&G |  | Accepted | 2025-06-19 | 2025-07-17 | 2026-07-17 | Solar Panels | MISSION SOLAR | MSE410HT0B |  | 0.41 | 17 | 57 | 32 |  | Fixed | Roof
NJADRE1559939057 | Administratively Determined Incentive Program | STANHOPE | 7874 | 9.84 | Residential | Behind the Meter | Yes | Trinity Solar, LLC | JCP&L |  | Accepted | 2025-06-19 | 2025-07-16 | 2026-07-16 | Solar Panels | HANWHA | (Q.PEAK DUO BLK ML-G10.C+ 410) |  | 0.41 | 24 | 169 | 19 |  | Fixed | Roof
NJADRE1559939057 | Administratively Determined Incentive Program | STANHOPE | 7874 | 9.84 | Residential | Behind the Meter | Yes | Trinity Solar, LLC | JCP&L |  | Accepted | 2025-06-19 | 2025-07-16 | 2026-07-16 | Inverters | Solar Edge | USE7600H-USMNBL75 | 7600 |  | 1 |  |  | 0.97 |  | Outdoor
NJADRE1559939059 | Administratively Determined Incentive Program | CAMDEN | 8103 | 3.69 | Residential | Behind the Meter | Yes | Define Solar, LLC | PSE&G |  | Accepted | 2025-06-19 | 2025-07-17 | 2026-07-17 | Inverters | Enphase | IQ8PLUS-72-2-US | 290 |  | 9 |  |  | 0.976 |  | Outside | Under each pv panel
NJADRE1559939059 | Administratively Determined Incentive Program | CAMDEN | 8103 | 3.69 | Residential | Behind the Meter | Yes | Define Solar, LLC | PSE&G |  | Accepted | 2025-06-19 | 2025-07-17 | 2026-07-17 | Solar Panels | Znshine | ZXM7-SH108 410 |  | 0.41 | 9 | 223 | 10 |  | Fixed | Roof
NJADRE1559939061 | Administratively Determined Incentive Program | LINDENWOLD | 8021 | 21.315 | Residential | Behind the Meter | Yes | Skyline Solar, LLC | AC Electric |  | Accepted | 2025-06-19 | 2025-07-17 | 2026-07-17 | Inverters | Enphase | IQ8PLUS-72-2-US | 290 |  | 49 |  |  | 0.977 |  | Outside
NJADRE1559939061 | Administratively Determined Incentive Program | LINDENWOLD | 8021 | 21.315 | Residential | Behind the Meter | Yes | Skyline Solar, LLC | AC Electric |  | Accepted | 2025-06-19 | 2025-07-17 | 2026-07-17 | Solar Panels | Hanwha | Q.TRON BLK M-G2+ 435 |  | 0.435 | 16 | 114 | 19 |  | Fixed | Roof
NJADRE1559939061 | Administratively Determined Incentive Program | LINDENWOLD | 8021 | 21.315 | Residential | Behind the Meter | Yes | Skyline Solar, LLC | AC Electric |  | Accepted | 2025-06-19 | 2025-07-17 | 2026-07-17 | Solar Panels | Hanwha | Q.TRON BLK M-G2+ 435 |  | 0.435 | 12 | 294 | 19 |  | Fixed | Roof
NJADRE1559939061 | Administratively Determined Incentive Program | LINDENWOLD | 8021 | 21.315 | Residential | Behind the Meter | Yes | Skyline Solar, LLC | AC Electric |  | Accepted | 2025-06-19 | 2025-07-17 | 2026-07-17 | Solar Panels | Hanwha | Q.TRON BLK M-G2+ 435 |  | 0.435 | 15 | 294 | 19 |  | Fixed | Roof
NJADRE1559939061 | Administratively Determined Incentive Program | LINDENWOLD | 8021 | 21.315 | Residential | Behind the Meter | Yes | Skyline Solar, LLC | AC Electric |  | Accepted | 2025-06-19 | 2025-07-17 | 2026-07-17 | Solar Panels | Hanwha | Q.TRON BLK M-G2+ 435 |  | 0.435 | 6 | 114 | 19 |  | Fixed | Roof
NJADRE1559939065 | Administratively Determined Incentive Program | MARLTON | 8053 | 12.04 | Residential | Behind the Meter | Yes | Velocity Energy & Home Solutions, Inc. | PSE&G |  | Accepted | 2025-06-19 | 2025-07-18 | 2026-07-18 | Inverters | enphase | iq8hc | 380 |  | 28 |  |  | 0.99 |  | Outside | behind panels
NJADRE1559939065 | Administratively Determined Incentive Program | MARLTON | 8053 | 12.04 | Residential | Behind the Meter | Yes | Velocity Energy & Home Solutions, Inc. | PSE&G |  | Accepted | 2025-06-19 | 2025-07-18 | 2026-07-18 | Solar Panels | seg | 430w |  | 0.43 | 21 | 243 | 28 |  | Fixed | Roof
NJADRE1559939065 | Administratively Determined Incentive Program | MARLTON | 8053 | 12.04 | Residential | Behind the Meter | Yes | Velocity Energy & Home Solutions, Inc. | PSE&G |  | Accepted | 2025-06-19 | 2025-07-18 | 2026-07-18 | Solar Panels | seg | 430w |  | 0.43 | 7 | 63 | 28 |  | Fixed | Roof
NJADRE1559939071 | Administratively Determined Incentive Program | MARLBORO TOWNSHIP | 7746 | 14.06 | Residential | Behind the Meter | No | Sustainable Energy Systems, LLC | JCP&L |  | Accepted | 2025-06-20 | 2025-07-18 | 2026-07-18 | Inverters | SolarEdge Technologies | SE11400H-US | 11 |  | 1 |  |  | 0.99 |  | Outside
NJADRE1559939071 | Administratively Determined Incentive Program | MARLBORO TOWNSHIP | 7746 | 14.06 | Residential | Behind the Meter | No | Sustainable Energy Systems, LLC | JCP&L |  | Accepted | 2025-06-20 | 2025-07-18 | 2026-07-18 | Solar Panels | REC | REC370AA Black |  | 0.37 | 38 | 223 | 37 |  | Fixed | Roof
NJADRE1559939075 | Administratively Determined Incentive Program | CAMDEN | 8103 | 6.15 | Residential | Behind the Meter | Yes | Define Solar, LLC | PSE&G |  | Accepted | 2025-06-19 | 2025-07-17 | 2026-07-17 | Inverters | Enphase | IQ8PLUS-72-2-US | 290 |  | 15 |  |  | 0.976 |  | Outside | Under each pv panel
NJADRE1559939075 | Administratively Determined Incentive Program | CAMDEN | 8103 | 6.15 | Residential | Behind the Meter | Yes | Define Solar, LLC | PSE&G |  | Accepted | 2025-06-19 | 2025-07-17 | 2026-07-17 | Solar Panels | Znshine | ZXM7-SH108 410 |  | 0.41 | 15 | 223 | 10 |  | Fixed | Roof
NJADRE1559939100 | Administratively Determined Incentive Program | SOUTH AMBOY | 8879 | 4.92 | Residential | Behind the Meter | Yes | Trinity Solar, LLC | JCP&L |  | Accepted | 2025-06-19 | 2025-07-17 | 2026-07-17 | Solar Panels | HANWHA | Q.PEAK DUO BLK ML-G10+410 |  | 0.41 | 3 | 238 | 34 |  | Fixed | Roof
NJADRE1559939100 | Administratively Determined Incentive Program | SOUTH AMBOY | 8879 | 4.92 | Residential | Behind the Meter | Yes | Trinity Solar, LLC | JCP&L |  | Accepted | 2025-06-19 | 2025-07-17 | 2026-07-17 | Inverters | SOLAREDGE | SE3800H-US | 3800 |  | 1 |  |  | 0.97 |  | Outside
NJADRE1559939100 | Administratively Determined Incentive Program | SOUTH AMBOY | 8879 | 4.92 | Residential | Behind the Meter | Yes | Trinity Solar, LLC | JCP&L |  | Accepted | 2025-06-19 | 2025-07-17 | 2026-07-17 | Solar Panels | HANWHA | Q.PEAK DUO BLK ML-G10+410 |  | 0.41 | 9 | 148 | 14 |  | Fixed | Roof
NJADRE1559939104 | Administratively Determined Incentive Program | ENGLEWOOD | 7631 | 16.8 | Residential | Behind the Meter | No | Public Service Solar, LLC | PSE&G |  | Accepted | 2025-06-19 | 2025-07-17 | 2026-07-17 | Solar Panels | Panasonic | EVPV420HK2 |  | 0.42 | 17 | 257 | 23 |  | Fixed | Roof
NJADRE1559939104 | Administratively Determined Incentive Program | ENGLEWOOD | 7631 | 16.8 | Residential | Behind the Meter | No | Public Service Solar, LLC | PSE&G |  | Accepted | 2025-06-19 | 2025-07-17 | 2026-07-17 | Solar Panels | Panasonic | EVPV420HK2 |  | 0.42 | 23 | 77 | 22 |  | Fixed | Roof
NJADRE1559939104 | Administratively Determined Incentive Program | ENGLEWOOD | 7631 | 16.8 | Residential | Behind the Meter | No | Public Service Solar, LLC | PSE&G |  | Accepted | 2025-06-19 | 2025-07-17 | 2026-07-17 | Inverters | Enphase | iQ8HC-72-M-US | 380 |  | 40 |  |  | 0.96 |  | Outdoor | Under Panels
NJADRE1559939121 | Administratively Determined Incentive Program | CLEMENTON | 8021 | 11.48 | Residential | Behind the Meter | Yes | Define Solar, LLC | AC Electric |  | Accepted | 2025-06-19 | 2025-07-17 | 2026-07-17 | Solar Panels | Znshine | ZXM7-SH108 410 |  | 0.41 | 14 | 157 | 24 |  | Fixed | Roof
NJADRE1559939121 | Administratively Determined Incentive Program | CLEMENTON | 8021 | 11.48 | Residential | Behind the Meter | Yes | Define Solar, LLC | AC Electric |  | Accepted | 2025-06-19 | 2025-07-17 | 2026-07-17 | Inverters | Enphase | IQ8PLUS-72-2-US | 290 |  | 14 |  |  | 0.976 |  | Outside | Under each pv panel
NJADRE1559939121 | Administratively Determined Incentive Program | CLEMENTON | 8021 | 11.48 | Residential | Behind the Meter | Yes | Define Solar, LLC | AC Electric |  | Accepted | 2025-06-19 | 2025-07-17 | 2026-07-17 | Solar Panels | Znshine | ZXM7-SH108 410 |  | 0.41 | 14 | 337 | 24 |  | Fixed | Roof
NJADRE1559939121 | Administratively Determined Incentive Program | CLEMENTON | 8021 | 11.48 | Residential | Behind the Meter | Yes | Define Solar, LLC | AC Electric |  | Accepted | 2025-06-19 | 2025-07-17 | 2026-07-17 | Inverters | Enphase | IQ8PLUS-72-2-US | 290 |  | 14 |  |  | 0.976 |  | Outside | Under each pv panel
NJADRE1559939123 | Administratively Determined Incentive Program | LAKEWOOD | 8701 | 20.83 | Commercial | Behind the Meter | No | Solar Experts, LLC | JCP&L |  | Accepted | 2025-06-19 | 2025-07-17 | 2026-07-17 | Meters | Hileah | Meter |  |  | 1 |  |  |  | Yes | Indoor
NJADRE1559939123 | Administratively Determined Incentive Program | LAKEWOOD | 8701 | 20.83 | Commercial | Behind the Meter | No | Solar Experts, LLC | JCP&L |  | Accepted | 2025-06-19 | 2025-07-17 | 2026-07-17 | Inverters | Enphase | IQ8P-3P-72-E-US | 475 |  | 35 |  |  | 0.978 |  | Outdoor
NJADRE1559939123 | Administratively Determined Incentive Program | LAKEWOOD | 8701 | 20.83 | Commercial | Behind the Meter | No | Solar Experts, LLC | JCP&L |  | Accepted | 2025-06-19 | 2025-07-17 | 2026-07-17 | Solar Panels | Hanwha | Q.Peak Duo XL-G11S |  | 0.595 | 35 | 185 | 10 |  | Fixed | Roof
NJADRE1559939165 | Administratively Determined Incentive Program | Franklinville | 8322 | 4.1 | Residential | Behind the Meter | Yes | Trinity Solar, LLC | AC Electric |  | Accepted | 2025-06-19 | 2025-07-17 | 2026-07-17 | Inverters | Solar Edge | USE3800H-USMNBL75 | 3800 |  | 1 |  |  | 0.97 |  | Outdoor
NJADRE1559939165 | Administratively Determined Incentive Program | Franklinville | 8322 | 4.1 | Residential | Behind the Meter | Yes | Trinity Solar, LLC | AC Electric |  | Accepted | 2025-06-19 | 2025-07-17 | 2026-07-17 | Solar Panels | HANWHA | (Q.PEAK DUO BLK ML-G10.C+ 410) |  | 0.41 | 10 | 256 | 23 |  | Fixed | Roof
NJADRE1559939174 | Administratively Determined Incentive Program | Cherry Hill | 8003 | 15.58 | Residential | Behind the Meter | Yes | Define Solar, LLC | PSE&G |  | Accepted | 2025-06-19 | 2025-07-17 | 2026-07-17 | Solar Panels | Znshine | ZXM7-SH108 410 |  | 0.41 | 10 | 107 | 25 |  | Fixed | Roof
NJADRE1559939174 | Administratively Determined Incentive Program | Cherry Hill | 8003 | 15.58 | Residential | Behind the Meter | Yes | Define Solar, LLC | PSE&G |  | Accepted | 2025-06-19 | 2025-07-17 | 2026-07-17 | Solar Panels | Znshine | ZXM7-SH108 410 |  | 0.41 | 10 | 287 | 25 |  | Fixed | Roof
NJADRE1559939174 | Administratively Determined Incentive Program | Cherry Hill | 8003 | 15.58 | Residential | Behind the Meter | Yes | Define Solar, LLC | PSE&G |  | Accepted | 2025-06-19 | 2025-07-17 | 2026-07-17 | Inverters | Enphase | IQ8PLUS-72-2-US | 290 |  | 10 |  |  | 0.976 |  | Outside | Under each pv panel
NJADRE1559939174 | Administratively Determined Incentive Program | Cherry Hill | 8003 | 15.58 | Residential | Behind the Meter | Yes | Define Solar, LLC | PSE&G |  | Accepted | 2025-06-19 | 2025-07-17 | 2026-07-17 | Inverters | Enphase | IQ8PLUS-72-2-US | 290 |  | 10 |  |  | 0.976 |  | Outside | Under each pv panel
NJADRE1559939174 | Administratively Determined Incentive Program | Cherry Hill | 8003 | 15.58 | Residential | Behind the Meter | Yes | Define Solar, LLC | PSE&G |  | Accepted | 2025-06-19 | 2025-07-17 | 2026-07-17 | Inverters | Enphase | IQ8PLUS-72-2-US | 290 |  | 10 |  |  | 0.976 |  | Outside | Under each pv panel
NJADRE1559939174 | Administratively Determined Incentive Program | Cherry Hill | 8003 | 15.58 | Residential | Behind the Meter | Yes | Define Solar, LLC | PSE&G |  | Accepted | 2025-06-19 | 2025-07-17 | 2026-07-17 | Inverters | Enphase | IQ8PLUS-72-2-US | 290 |  | 8 |  |  | 0.976 |  | Outside | Under each pv panel
NJADRE1559939174 | Administratively Determined Incentive Program | Cherry Hill | 8003 | 15.58 | Residential | Behind the Meter | Yes | Define Solar, LLC | PSE&G |  | Accepted | 2025-06-19 | 2025-07-17 | 2026-07-17 | Solar Panels | Znshine | ZXM7-SH108 410 |  | 0.41 | 10 | 107 | 25 |  | Fixed | Roof
NJADRE1559939174 | Administratively Determined Incentive Program | Cherry Hill | 8003 | 15.58 | Residential | Behind the Meter | Yes | Define Solar, LLC | PSE&G |  | Accepted | 2025-06-19 | 2025-07-17 | 2026-07-17 | Solar Panels | Znshine | ZXM7-SH108 410 |  | 0.41 | 8 | 287 | 25 |  | Fixed | Roof
NJADRE1559939192 | Administratively Determined Incentive Program | Riverside | 8075 | 7.79 | Residential | Behind the Meter | Yes | Define Solar, LLC | PSE&G |  | Accepted | 2025-06-19 | 2025-07-17 | 2026-07-17 | Inverters | Enphase | IQ8PLUS-72-2-US | 290 |  | 6 |  |  | 0.976 |  | Outside | Under each pv panel
NJADRE1559939192 | Administratively Determined Incentive Program | Riverside | 8075 | 7.79 | Residential | Behind the Meter | Yes | Define Solar, LLC | PSE&G |  | Accepted | 2025-06-19 | 2025-07-17 | 2026-07-17 | Inverters | Enphase | IQ8PLUS-72-2-US | 290 |  | 2 |  |  | 0.976 |  | Outside | Under each pv panel
NJADRE1559939192 | Administratively Determined Incentive Program | Riverside | 8075 | 7.79 | Residential | Behind the Meter | Yes | Define Solar, LLC | PSE&G |  | Accepted | 2025-06-19 | 2025-07-17 | 2026-07-17 | Inverters | Enphase | IQ8PLUS-72-2-US | 290 |  | 3 |  |  | 0.976 |  | Outside | Under each pv panel
NJADRE1559939192 | Administratively Determined Incentive Program | Riverside | 8075 | 7.79 | Residential | Behind the Meter | Yes | Define Solar, LLC | PSE&G |  | Accepted | 2025-06-19 | 2025-07-17 | 2026-07-17 | Inverters | Enphase | IQ8PLUS-72-2-US | 290 |  | 8 |  |  | 0.976 |  | Outside | Under each pv panel
NJADRE1559939192 | Administratively Determined Incentive Program | Riverside | 8075 | 7.79 | Residential | Behind the Meter | Yes | Define Solar, LLC | PSE&G |  | Accepted | 2025-06-19 | 2025-07-17 | 2026-07-17 | Solar Panels | Znshine | ZXM7-SH108 410 |  | 0.41 | 8 | 211 | 44 |  | Fixed | Roof
NJADRE1559939192 | Administratively Determined Incentive Program | Riverside | 8075 | 7.79 | Residential | Behind the Meter | Yes | Define Solar, LLC | PSE&G |  | Accepted | 2025-06-19 | 2025-07-17 | 2026-07-17 | Solar Panels | Znshine | ZXM7-SH108 410 |  | 0.41 | 6 | 121 | 12 |  | Fixed | Roof
NJADRE1559939192 | Administratively Determined Incentive Program | Riverside | 8075 | 7.79 | Residential | Behind the Meter | Yes | Define Solar, LLC | PSE&G |  | Accepted | 2025-06-19 | 2025-07-17 | 2026-07-17 | Solar Panels | Znshine | ZXM7-SH108 410 |  | 0.41 | 2 | 31 | 5 |  | Fixed | Roof
NJADRE1559939192 | Administratively Determined Incentive Program | Riverside | 8075 | 7.79 | Residential | Behind the Meter | Yes | Define Solar, LLC | PSE&G |  | Accepted | 2025-06-19 | 2025-07-17 | 2026-07-17 | Solar Panels | Znshine | ZXM7-SH108 410 |  | 0.41 | 3 | 31 | 31 |  | Fixed | Roof
NJADRE1559939198 | Administratively Determined Incentive Program | Cape May | 8204 | 7.79 | Residential | Behind the Meter | No | Trinity Solar, LLC | AC Electric |  | Accepted | 2025-06-19 | 2025-07-17 | 2026-07-17 | Solar Panels | Hanwha | Q.PEAK DUO BLK ML-G10+ 410 |  | 0.41 | 19 | 114 | 31 |  | Fixed | Roof
NJADRE1559939198 | Administratively Determined Incentive Program | Cape May | 8204 | 7.79 | Residential | Behind the Meter | No | Trinity Solar, LLC | AC Electric |  | Accepted | 2025-06-19 | 2025-07-17 | 2026-07-17 | Inverters | Solar Edge | SE7600H-US | 7600 |  | 1 |  |  | 0.97 |  | Outside
NJADRE1559939201 | Administratively Determined Incentive Program | Union | 7083 | 12.3 | Residential | Behind the Meter | Yes | Sunrun Installation Services, Inc. | PSE&G |  | Accepted | 2025-06-19 | 2025-07-17 | 2026-07-17 | Inverters | TESLA | Powerwall 3 1707000-xx-y | 11500 |  | 1 |  |  | 0.97 |  | Outdoor | Next to meter
NJADRE1559939201 | Administratively Determined Incentive Program | Union | 7083 | 12.3 | Residential | Behind the Meter | Yes | Sunrun Installation Services, Inc. | PSE&G |  | Accepted | 2025-06-19 | 2025-07-17 | 2026-07-17 | Solar Panels | Hanwha Q-Cells | Q.PEAK DUO BLK ML-G10+ 410 DCA (MD06G100A-017) |  | 0.41 | 15 | 303 | 27 |  | Fixed | Roof
NJADRE1559939201 | Administratively Determined Incentive Program | Union | 7083 | 12.3 | Residential | Behind the Meter | Yes | Sunrun Installation Services, Inc. | PSE&G |  | Accepted | 2025-06-19 | 2025-07-17 | 2026-07-17 | Solar Panels | Hanwha Q-Cells | Q.PEAK DUO BLK ML-G10+ 410 DCA (MD06G100A-017) |  | 0.41 | 15 | 123 | 27 |  | Fixed | Roof
NJADRE1559939201 | Administratively Determined Incentive Program | Union | 7083 | 12.3 | Residential | Behind the Meter | Yes | Sunrun Installation Services, Inc. | PSE&G |  | Accepted | 2025-06-19 | 2025-07-17 | 2026-07-17 | Electric Storage Battery | TESLA | Powerwall 3 1707000-xx-y |  |  | 1 |  |  |  | Lithium Ion |  | OUTSIDE
NJADRE1559939214 | Administratively Determined Incentive Program | Lumberton Township | 8048 | 5.28 | Residential | Behind the Meter | No | AllSeason Solar | PSE&G |  | Accepted | 2025-06-19 | 2025-07-17 | 2026-07-17 | Solar Panels | Certainteed | CT440HC12-08 |  | 0.44 | 12 | 246 | 20 |  | Fixed | Roof
NJADRE1559939214 | Administratively Determined Incentive Program | Lumberton Township | 8048 | 5.28 | Residential | Behind the Meter | No | AllSeason Solar | PSE&G |  | Accepted | 2025-06-19 | 2025-07-17 | 2026-07-17 | Inverters | Enphase | IQ8M-72-2-US | 325 |  | 12 |  |  | 0.97 |  | Outdoor
NJADRE1559939660 | Administratively Determined Incentive Program | Mount Laurel | 8054 | 9.02 | Residential | Behind the Meter | Yes | Trinity Solar, LLC | PSE&G |  | Accepted | 2025-06-19 | 2025-07-17 | 2026-07-17 | Solar Panels | HANWHA 410 (Q.PEAK DUO BLK ML-G10+410) | HANWHA 410 (Q.PEAK DUO BLK ML-G10+410) |  | 0.41 | 15 | 267 | 32 |  | Fixed | Roof
NJADRE1559939660 | Administratively Determined Incentive Program | Mount Laurel | 8054 | 9.02 | Residential | Behind the Meter | Yes | Trinity Solar, LLC | PSE&G |  | Accepted | 2025-06-19 | 2025-07-17 | 2026-07-17 | Inverters | SOLAREDGE | SE7600H-US | 7600 |  | 1 |  |  | 0.97 |  | Outside
NJADRE1559939660 | Administratively Determined Incentive Program | Mount Laurel | 8054 | 9.02 | Residential | Behind the Meter | Yes | Trinity Solar, LLC | PSE&G |  | Accepted | 2025-06-19 | 2025-07-17 | 2026-07-17 | Solar Panels | HANWHA 410 (Q.PEAK DUO BLK ML-G10+410) | HANWHA 410 (Q.PEAK DUO BLK ML-G10+410) |  | 0.41 | 3 | 87 | 12 |  | Fixed | Roof
NJADRE1559939660 | Administratively Determined Incentive Program | Mount Laurel | 8054 | 9.02 | Residential | Behind the Meter | Yes | Trinity Solar, LLC | PSE&G |  | Accepted | 2025-06-19 | 2025-07-17 | 2026-07-17 | Solar Panels | HANWHA 410 (Q.PEAK DUO BLK ML-G10+410) | HANWHA 410 (Q.PEAK DUO BLK ML-G10+410) |  | 0.41 | 4 | 177 | 31 |  | Fixed | Roof
NJADRE1559939705 | Administratively Determined Incentive Program | Voorhees Township | 8043 | 19.36 | Residential | Behind the Meter | No | AllSeason Solar | AC Electric |  | Accepted | 2025-06-19 | 2025-07-17 | 2026-07-17 | Solar Panels | Certainteed | CT440HC12-08 |  | 0.44 | 11 | 158 | 33 |  | Fixed | Roof
NJADRE1559939705 | Administratively Determined Incentive Program | Voorhees Township | 8043 | 19.36 | Residential | Behind the Meter | No | AllSeason Solar | AC Electric |  | Accepted | 2025-06-19 | 2025-07-17 | 2026-07-17 | Inverters | Enphase | IQ8M-72-2-US | 325 |  | 44 |  |  | 0.97 |  | Outside
NJADRE1559939705 | Administratively Determined Incentive Program | Voorhees Township | 8043 | 19.36 | Residential | Behind the Meter | No | AllSeason Solar | AC Electric |  | Accepted | 2025-06-19 | 2025-07-17 | 2026-07-17 | Solar Panels | Certainteed | CT440HC12-08 |  | 0.44 | 21 | 158 | 30 |  | Fixed | Roof
NJADRE1559939705 | Administratively Determined Incentive Program | Voorhees Township | 8043 | 19.36 | Residential | Behind the Meter | No | AllSeason Solar | AC Electric |  | Accepted | 2025-06-19 | 2025-07-17 | 2026-07-17 | Solar Panels | Certainteed | CT440HC12-08 |  | 0.44 | 12 | 338 | 30 |  | Fixed | Roof
NJADRE1559939711 | Administratively Determined Incentive Program | Turnersville | 8012 | 13.53 | Residential | Behind the Meter | Yes | Define Solar, LLC | PSE&G |  | Accepted | 2025-06-19 | 2025-07-17 | 2026-07-17 | Solar Panels | Znshine | ZXM7-SH108 410 |  | 0.41 | 12 | 282 | 71 |  | Fixed | Roof
NJADRE1559939711 | Administratively Determined Incentive Program | Turnersville | 8012 | 13.53 | Residential | Behind the Meter | Yes | Define Solar, LLC | PSE&G |  | Accepted | 2025-06-19 | 2025-07-17 | 2026-07-17 | Solar Panels | Znshine | ZXM7-SH108 410 |  | 0.41 | 7 | 105 | 33 |  | Fixed | Roof
NJADRE1559939711 | Administratively Determined Incentive Program | Turnersville | 8012 | 13.53 | Residential | Behind the Meter | Yes | Define Solar, LLC | PSE&G |  | Accepted | 2025-06-19 | 2025-07-17 | 2026-07-17 | Inverters | Enphase | IQ8PLUS-72-2-US | 290 |  | 7 |  |  | 0.976 |  | Outside | Under each pv panel
NJADRE1559939711 | Administratively Determined Incentive Program | Turnersville | 8012 | 13.53 | Residential | Behind the Meter | Yes | Define Solar, LLC | PSE&G |  | Accepted | 2025-06-19 | 2025-07-17 | 2026-07-17 | Inverters | Enphase | IQ8PLUS-72-2-US | 290 |  | 12 |  |  | 0.976 |  | Outside | Under each pv panel
NJADRE1559939711 | Administratively Determined Incentive Program | Turnersville | 8012 | 13.53 | Residential | Behind the Meter | Yes | Define Solar, LLC | PSE&G |  | Accepted | 2025-06-19 | 2025-07-17 | 2026-07-17 | Inverters | Enphase | IQ8PLUS-72-2-US | 290 |  | 12 |  |  | 0.976 |  | Outside | Under each pv panel
NJADRE1559939711 | Administratively Determined Incentive Program | Turnersville | 8012 | 13.53 | Residential | Behind the Meter | Yes | Define Solar, LLC | PSE&G |  | Accepted | 2025-06-19 | 2025-07-17 | 2026-07-17 | Solar Panels | Znshine | ZXM7-SH108 410 |  | 0.41 | 12 | 105 | 32 |  | Fixed | Roof
NJADRE1559939711 | Administratively Determined Incentive Program | Turnersville | 8012 | 13.53 | Residential | Behind the Meter | Yes | Define Solar, LLC | PSE&G |  | Accepted | 2025-06-19 | 2025-07-17 | 2026-07-17 | Solar Panels | Znshine | ZXM7-SH108 410 |  | 0.41 | 2 | 195 | 33 |  | Fixed | Roof
NJADRE1559939711 | Administratively Determined Incentive Program | Turnersville | 8012 | 13.53 | Residential | Behind the Meter | Yes | Define Solar, LLC | PSE&G |  | Accepted | 2025-06-19 | 2025-07-17 | 2026-07-17 | Inverters | Enphase | IQ8PLUS-72-2-US | 290 |  | 2 |  |  | 0.976 |  | Outside | Under each pv panel
NJADRE1559939758 | Administratively Determined Incentive Program | Egg Harbor Township | 8234 | 7.38 | Residential | Behind the Meter | Yes | Bright Ops, Inc. | AC Electric |  | Accepted | 2025-06-19 | 2025-07-17 | 2026-07-17 | Solar Panels | Hanwha Q-Cells | Q.PEAK DUO BLK ML-G10+ 410 |  | 0.41 | 6 | 292 | 23 |  | Fixed | Roof
NJADRE1559939758 | Administratively Determined Incentive Program | Egg Harbor Township | 8234 | 7.38 | Residential | Behind the Meter | Yes | Bright Ops, Inc. | AC Electric |  | Accepted | 2025-06-19 | 2025-07-17 | 2026-07-17 | Solar Panels | Hanwha Q-Cells | Q.PEAK DUO BLK ML-G10+ 410 |  | 0.41 | 5 | 202 | 27 |  | Fixed | Roof
NJADRE1559939758 | Administratively Determined Incentive Program | Egg Harbor Township | 8234 | 7.38 | Residential | Behind the Meter | Yes | Bright Ops, Inc. | AC Electric |  | Accepted | 2025-06-19 | 2025-07-17 | 2026-07-17 | Solar Panels | Hanwha Q-Cells | Q.PEAK DUO BLK ML-G10+ 410 |  | 0.41 | 7 | 111 | 23 |  | Fixed | Roof
NJADRE1559939758 | Administratively Determined Incentive Program | Egg Harbor Township | 8234 | 7.38 | Residential | Behind the Meter | Yes | Bright Ops, Inc. | AC Electric |  | Accepted | 2025-06-19 | 2025-07-17 | 2026-07-17 | Inverters | SolarEdge Technologies | SE5700H - USMN | 5700 |  | 1 |  |  | 0.98 |  | Outdoor | Outside
NJADRE1559939790 | Administratively Determined Incentive Program | Cape May Court House | 8252 | 11.745 | Residential | Behind the Meter | Yes | SunnyMac, LLC | AC Electric |  | Accepted | 2025-06-19 | 2025-07-17 | 2026-07-17 | Solar Panels | HANWHA | QTRON BLK M-G2+ |  | 0.435 | 27 | 115 | 22 |  | Fixed | Roof
NJADRE1559939790 | Administratively Determined Incentive Program | Cape May Court House | 8252 | 11.745 | Residential | Behind the Meter | Yes | SunnyMac, LLC | AC Electric |  | Accepted | 2025-06-19 | 2025-07-17 | 2026-07-17 | Inverters | SOLAREDGE HOME HUB | SE7600H-US | 7600 |  | 1 |  |  | 0.99 |  | Outdoor | next to meter
NJADRE1559939790 | Administratively Determined Incentive Program | Cape May Court House | 8252 | 11.745 | Residential | Behind the Meter | Yes | SunnyMac, LLC | AC Electric |  | Accepted | 2025-06-19 | 2025-07-17 | 2026-07-17 | Meters | SOLAREDGE HOME HUB | SE-RGMTR-1D-240C-B |  |  | 1 |  |  |  | Yes | Outdoor
NJADRE1559939971 | Administratively Determined Incentive Program | Plainfield | 7062 | 3.44 | Residential | Behind the Meter | Yes | Pro Custom Solar dba Momentum Solar | PSE&G |  | Accepted | 2025-06-19 | 2025-07-17 | 2026-07-17 | Inverters | ENPHASE | IQ8HC-72-M-DOM-US | 380 |  | 8 |  |  | 0.97 |  | Outdoor
NJADRE1559939971 | Administratively Determined Incentive Program | Plainfield | 7062 | 3.44 | Residential | Behind the Meter | Yes | Pro Custom Solar dba Momentum Solar | PSE&G |  | Accepted | 2025-06-19 | 2025-07-17 | 2026-07-17 | Solar Panels | Hanwha | Q.TRON BLK M-G2+430 |  | 0.43 | 8 | 307 | 45 |  | Fixed | Roof
NJADRE1559940246 | Administratively Determined Incentive Program | Keyport | 7735 | 7.38 | Residential | Behind the Meter | Yes | Trinity Solar, LLC | JCP&L |  | Accepted | 2025-06-19 | 2025-07-17 | 2026-07-17 | Inverters | Solar Edge | USE5700H-USMNBL75 | 5760 |  | 1 |  |  | 0.97 |  | Outdoor
NJADRE1559940246 | Administratively Determined Incentive Program | Keyport | 7735 | 7.38 | Residential | Behind the Meter | Yes | Trinity Solar, LLC | JCP&L |  | Accepted | 2025-06-19 | 2025-07-17 | 2026-07-17 | Solar Panels | HANWHA | (Q.PEAK DUO BLK ML-G10+ 410) |  | 0.41 | 16 | 188 | 36 |  | Fixed | Roof
NJADRE1559940246 | Administratively Determined Incentive Program | Keyport | 7735 | 7.38 | Residential | Behind the Meter | Yes | Trinity Solar, LLC | JCP&L |  | Accepted | 2025-06-19 | 2025-07-17 | 2026-07-17 | Solar Panels | HANWHA | (Q.PEAK DUO BLK ML-G10+ 410) |  | 0.41 | 2 | 98 | 27 |  | Fixed | Roof
NJADRE1559940282 | Administratively Determined Incentive Program | Wenonah | 8090 | 16.81 | Residential | Behind the Meter | Yes | Define Solar, LLC | AC Electric |  | Accepted | 2025-06-19 | 2025-07-17 | 2026-07-17 | Solar Panels | Znshine | ZXM7-SH108 410 |  | 0.41 | 12 | 196 | 21 |  | Fixed | Roof
NJADRE1559940282 | Administratively Determined Incentive Program | Wenonah | 8090 | 16.81 | Residential | Behind the Meter | Yes | Define Solar, LLC | AC Electric |  | Accepted | 2025-06-19 | 2025-07-17 | 2026-07-17 | Solar Panels | Znshine | ZXM7-SH108 410 |  | 0.41 | 11 | 196 | 21 |  | Fixed | Roof
NJADRE1559940282 | Administratively Determined Incentive Program | Wenonah | 8090 | 16.81 | Residential | Behind the Meter | Yes | Define Solar, LLC | AC Electric |  | Accepted | 2025-06-19 | 2025-07-17 | 2026-07-17 | Solar Panels | Znshine | ZXM7-SH108 410 |  | 0.41 | 8 | 16 | 21 |  | Fixed | Roof
NJADRE1559940282 | Administratively Determined Incentive Program | Wenonah | 8090 | 16.81 | Residential | Behind the Meter | Yes | Define Solar, LLC | AC Electric |  | Accepted | 2025-06-19 | 2025-07-17 | 2026-07-17 | Inverters | Enphase | IQ8PLUS-72-2-US | 290 |  | 10 |  |  | 0.976 |  | Outside | Under each pv panel
NJADRE1559940282 | Administratively Determined Incentive Program | Wenonah | 8090 | 16.81 | Residential | Behind the Meter | Yes | Define Solar, LLC | AC Electric |  | Accepted | 2025-06-19 | 2025-07-17 | 2026-07-17 | Inverters | Enphase | IQ8PLUS-72-2-US | 290 |  | 12 |  |  | 0.976 |  | Outside | Under each pv panel
NJADRE1559940282 | Administratively Determined Incentive Program | Wenonah | 8090 | 16.81 | Residential | Behind the Meter | Yes | Define Solar, LLC | AC Electric |  | Accepted | 2025-06-19 | 2025-07-17 | 2026-07-17 | Inverters | Enphase | IQ8PLUS-72-2-US | 290 |  | 11 |  |  | 0.976 |  | Outside | Under each pv panel
NJADRE1559940282 | Administratively Determined Incentive Program | Wenonah | 8090 | 16.81 | Residential | Behind the Meter | Yes | Define Solar, LLC | AC Electric |  | Accepted | 2025-06-19 | 2025-07-17 | 2026-07-17 | Solar Panels | Znshine | ZXM7-SH108 410 |  | 0.41 | 10 | 16 | 21 |  | Fixed | Roof
NJADRE1559940282 | Administratively Determined Incentive Program | Wenonah | 8090 | 16.81 | Residential | Behind the Meter | Yes | Define Solar, LLC | AC Electric |  | Accepted | 2025-06-19 | 2025-07-17 | 2026-07-17 | Inverters | Enphase | IQ8PLUS-72-2-US | 290 |  | 8 |  |  | 0.976 |  | Outside | Under each pv panel
NJADRE1559940336 | Administratively Determined Incentive Program | Toms River | 8753 | 22.36 | Residential | Behind the Meter | Yes | AllSeason Solar | JCP&L |  | Accepted | 2025-06-19 | 2025-07-17 | 2026-07-17 | Inverters | Enphase | IQ8 Plus | 290 |  | 52 |  |  | 0.97 |  | Outside
NJADRE1559940336 | Administratively Determined Incentive Program | Toms River | 8753 | 22.36 | Residential | Behind the Meter | Yes | AllSeason Solar | JCP&L |  | Accepted | 2025-06-19 | 2025-07-17 | 2026-07-17 | Solar Panels | SEG Solar | SEG430BTD-BG |  | 0.43 | 7 | 10 | 22 |  | Fixed | Roof
NJADRE1559940336 | Administratively Determined Incentive Program | Toms River | 8753 | 22.36 | Residential | Behind the Meter | Yes | AllSeason Solar | JCP&L |  | Accepted | 2025-06-19 | 2025-07-17 | 2026-07-17 | Solar Panels | SEG Solar | SEG430BTD-BG |  | 0.43 | 2 | 280 | 25 |  | Fixed | Roof
NJADRE1559940336 | Administratively Determined Incentive Program | Toms River | 8753 | 22.36 | Residential | Behind the Meter | Yes | AllSeason Solar | JCP&L |  | Accepted | 2025-06-19 | 2025-07-17 | 2026-07-17 | Solar Panels | SEG Solar | SEG430BTD-BG |  | 0.43 | 24 | 100 | 23 |  | Fixed | Roof
NJADRE1559940336 | Administratively Determined Incentive Program | Toms River | 8753 | 22.36 | Residential | Behind the Meter | Yes | AllSeason Solar | JCP&L |  | Accepted | 2025-06-19 | 2025-07-17 | 2026-07-17 | Solar Panels | SEG Solar | SEG430BTD-BG |  | 0.43 | 19 | 280 | 23 |  | Fixed | Roof
NJADRE1559940361 | Administratively Determined Incentive Program | Hamilton Township | 8619 | 6.56 | Residential | Behind the Meter | Yes | Define Solar, LLC | PSE&G |  | Accepted | 2025-06-19 | 2025-07-17 | 2026-07-17 | Solar Panels | Znshine | ZXM7-SH108 410 |  | 0.41 | 16 | 238 | 23 |  | Fixed | Roof
NJADRE1559940361 | Administratively Determined Incentive Program | Hamilton Township | 8619 | 6.56 | Residential | Behind the Meter | Yes | Define Solar, LLC | PSE&G |  | Accepted | 2025-06-19 | 2025-07-17 | 2026-07-17 | Inverters | Enphase | IQ8PLUS-72-2-US | 290 |  | 16 |  |  | 0.976 |  | Outside | Under each pv panel
NJADRE1559940414 | Administratively Determined Incentive Program | ATCO | 8004 | 7.79 | Residential | Behind the Meter | Yes | Define Solar, LLC | AC Electric |  | Accepted | 2025-06-19 | 2025-07-17 | 2026-07-17 | Solar Panels | Znshine | ZXM7-SH108 410 |  | 0.41 | 10 | 167 | 25 |  | Fixed | Roof
NJADRE1559940414 | Administratively Determined Incentive Program | ATCO | 8004 | 7.79 | Residential | Behind the Meter | Yes | Define Solar, LLC | AC Electric |  | Accepted | 2025-06-19 | 2025-07-17 | 2026-07-17 | Inverters | Enphase | IQ8PLUS-72-2-US | 290 |  | 9 |  |  | 0.976 |  | Outside | Under each pv panel
NJADRE1559940414 | Administratively Determined Incentive Program | ATCO | 8004 | 7.79 | Residential | Behind the Meter | Yes | Define Solar, LLC | AC Electric |  | Accepted | 2025-06-19 | 2025-07-17 | 2026-07-17 | Solar Panels | Znshine | ZXM7-SH108 410 |  | 0.41 | 9 | 347 | 25 |  | Fixed | Roof
NJADRE1559940414 | Administratively Determined Incentive Program | ATCO | 8004 | 7.79 | Residential | Behind the Meter | Yes | Define Solar, LLC | AC Electric |  | Accepted | 2025-06-19 | 2025-07-17 | 2026-07-17 | Inverters | Enphase | IQ8PLUS-72-2-US | 290 |  | 10 |  |  | 0.976 |  | Outside | Under each pv panel
NJADRE1559940483 | Administratively Determined Incentive Program | SHILOH | 8353 | 11.48 | Residential | Behind the Meter | Yes | Define Solar, LLC | AC Electric |  | Accepted | 2025-06-19 | 2025-07-17 | 2026-07-17 | Solar Panels | Znshine | ZXM7-SH108 410 |  | 0.41 | 8 | 86 | 37 |  | Fixed | Roof
NJADRE1559940483 | Administratively Determined Incentive Program | SHILOH | 8353 | 11.48 | Residential | Behind the Meter | Yes | Define Solar, LLC | AC Electric |  | Accepted | 2025-06-19 | 2025-07-17 | 2026-07-17 | Inverters | Enphase | IQ8PLUS-72-2-US | 290 |  | 2 |  |  | 0.976 |  | Outside | Under each pv panel
NJADRE1559940483 | Administratively Determined Incentive Program | SHILOH | 8353 | 11.48 | Residential | Behind the Meter | Yes | Define Solar, LLC | AC Electric |  | Accepted | 2025-06-19 | 2025-07-17 | 2026-07-17 | Solar Panels | Znshine | ZXM7-SH108 410 |  | 0.41 | 8 | 86 | 10 |  | Fixed | Roof
NJADRE1559940483 | Administratively Determined Incentive Program | SHILOH | 8353 | 11.48 | Residential | Behind the Meter | Yes | Define Solar, LLC | AC Electric |  | Accepted | 2025-06-19 | 2025-07-17 | 2026-07-17 | Inverters | Enphase | IQ8PLUS-72-2-US | 290 |  | 8 |  |  | 0.976 |  | Outside | Under each pv panel
NJADRE1559940483 | Administratively Determined Incentive Program | SHILOH | 8353 | 11.48 | Residential | Behind the Meter | Yes | Define Solar, LLC | AC Electric |  | Accepted | 2025-06-19 | 2025-07-17 | 2026-07-17 | Solar Panels | Znshine | ZXM7-SH108 410 |  | 0.41 | 8 | 266 | 37 |  | Fixed | Roof
NJADRE1559940483 | Administratively Determined Incentive Program | SHILOH | 8353 | 11.48 | Residential | Behind the Meter | Yes | Define Solar, LLC | AC Electric |  | Accepted | 2025-06-19 | 2025-07-17 | 2026-07-17 | Solar Panels | Znshine | ZXM7-SH108 410 |  | 0.41 | 2 | 86 | 10 |  | Fixed | Roof
NJADRE1559940483 | Administratively Determined Incentive Program | SHILOH | 8353 | 11.48 | Residential | Behind the Meter | Yes | Define Solar, LLC | AC Electric |  | Accepted | 2025-06-19 | 2025-07-17 | 2026-07-17 | Inverters | Enphase | IQ8PLUS-72-2-US | 290 |  | 8 |  |  | 0.976 |  | Outside | Under each pv panel
NJADRE1559940483 | Administratively Determined Incentive Program | SHILOH | 8353 | 11.48 | Residential | Behind the Meter | Yes | Define Solar, LLC | AC Electric |  | Accepted | 2025-06-19 | 2025-07-17 | 2026-07-17 | Solar Panels | Znshine | ZXM7-SH108 410 |  | 0.41 | 2 | 266 | 10 |  | Fixed | Roof
NJADRE1559940483 | Administratively Determined Incentive Program | SHILOH | 8353 | 11.48 | Residential | Behind the Meter | Yes | Define Solar, LLC | AC Electric |  | Accepted | 2025-06-19 | 2025-07-17 | 2026-07-17 | Inverters | Enphase | IQ8PLUS-72-2-US | 290 |  | 8 |  |  | 0.976 |  | Outside | Under each pv panel
NJADRE1559940483 | Administratively Determined Incentive Program | SHILOH | 8353 | 11.48 | Residential | Behind the Meter | Yes | Define Solar, LLC | AC Electric |  | Accepted | 2025-06-19 | 2025-07-17 | 2026-07-17 | Inverters | Enphase | IQ8PLUS-72-2-US | 290 |  | 2 |  |  | 0.976 |  | Outside | Under each pv panel
NJADRE1559940485 | Administratively Determined Incentive Program | WESTAMPTON | 8060 | 4.79 | Residential | Behind the Meter | Yes | SunnyMac, LLC | PSE&G |  | Accepted | 2025-06-19 | 2025-07-17 | 2026-07-17 | Inverters | SOLAREDGE HOME HUB | SE3800H-US | 3800 |  | 1 |  |  | 0.99 |  | Outdoor | next to meter
NJADRE1559940485 | Administratively Determined Incentive Program | WESTAMPTON | 8060 | 4.79 | Residential | Behind the Meter | Yes | SunnyMac, LLC | PSE&G |  | Accepted | 2025-06-19 | 2025-07-17 | 2026-07-17 | Solar Panels | HANWHA | Q.TRON BLK M-G2+ |  | 0.435 | 11 | 106 | 22 |  | Fixed | Roof
NJADRE1559940493 | Administratively Determined Incentive Program | Hazlet Township | 7734 | 9.46 | Residential | Behind the Meter | Yes | EMT Renewables, LLC | JCP&L |  | Accepted | 2025-06-20 | 2025-07-22 | 2026-07-22 | Inverters | ENPHASE | IQ8+ | 290 |  | 22 |  |  | 0.98 |  | Other | UNDER EACH PANEL
NJADRE1559940493 | Administratively Determined Incentive Program | Hazlet Township | 7734 | 9.46 | Residential | Behind the Meter | Yes | EMT Renewables, LLC | JCP&L |  | Accepted | 2025-06-20 | 2025-07-22 | 2026-07-22 | Solar Panels | SEG SOLAR | SEG 430 |  | 0.43 | 22 | 174 | 23 |  | Fixed | Roof
NJADRE1559940517 | Administratively Determined Incentive Program | SEWELL | 8080 | 22.36 | Residential | Behind the Meter | Yes | AllSeason Solar | AC Electric |  | Accepted | 2025-06-19 | 2025-07-17 | 2026-07-17 | Solar Panels | SEG Solar | SEG430BTD-BG |  | 0.43 | 9 | 138 | 19 |  | Fixed | Roof
NJADRE1559940517 | Administratively Determined Incentive Program | SEWELL | 8080 | 22.36 | Residential | Behind the Meter | Yes | AllSeason Solar | AC Electric |  | Accepted | 2025-06-19 | 2025-07-17 | 2026-07-17 | Inverters | Enphase | IQ8 Plus | 290 |  | 52 |  |  | 0.97 |  | Outside
NJADRE1559940517 | Administratively Determined Incentive Program | SEWELL | 8080 | 22.36 | Residential | Behind the Meter | Yes | AllSeason Solar | AC Electric |  | Accepted | 2025-06-19 | 2025-07-17 | 2026-07-17 | Solar Panels | SEG Solar | SEG430BTD-BG |  | 0.43 | 11 | 48 | 37 |  | Fixed | Roof
NJADRE1559940517 | Administratively Determined Incentive Program | SEWELL | 8080 | 22.36 | Residential | Behind the Meter | Yes | AllSeason Solar | AC Electric |  | Accepted | 2025-06-19 | 2025-07-17 | 2026-07-17 | Solar Panels | SEG Solar | SEG430BTD-BG |  | 0.43 | 6 | 228 | 37 |  | Fixed | Roof
NJADRE1559940517 | Administratively Determined Incentive Program | SEWELL | 8080 | 22.36 | Residential | Behind the Meter | Yes | AllSeason Solar | AC Electric |  | Accepted | 2025-06-19 | 2025-07-17 | 2026-07-17 | Solar Panels | SEG Solar | SEG430BTD-BG |  | 0.43 | 26 | 315 | 19 |  | Fixed | Roof
NJADRE1559940532 | Administratively Determined Incentive Program | NEWTON | 7860 | 16.4 | Residential | Behind the Meter | Yes | Trinity Solar, LLC | JCP&L |  | Accepted | 2025-06-19 | 2025-07-17 | 2026-07-17 | Solar Panels | HANWHA 410 (Q.PEAK DUO BLK ML-G10+410) | HANWHA 410 (Q.PEAK DUO BLK ML-G10+410) |  | 0.41 | 12 | 299 | 21 |  | Fixed | Roof
NJADRE1559940532 | Administratively Determined Incentive Program | NEWTON | 7860 | 16.4 | Residential | Behind the Meter | Yes | Trinity Solar, LLC | JCP&L |  | Accepted | 2025-06-19 | 2025-07-17 | 2026-07-17 | Solar Panels | HANWHA 410 (Q.PEAK DUO BLK ML-G10+410) | HANWHA 410 (Q.PEAK DUO BLK ML-G10+410) |  | 0.41 | 28 | 119 | 7 |  | Fixed | Roof
NJADRE1559940532 | Administratively Determined Incentive Program | NEWTON | 7860 | 16.4 | Residential | Behind the Meter | Yes | Trinity Solar, LLC | JCP&L |  | Accepted | 2025-06-19 | 2025-07-17 | 2026-07-17 | Inverters | SOLAREDGE | SE10000H-US | 10000 |  | 1 |  |  | 0.97 |  | Outside
NJADRE1559940532 | Administratively Determined Incentive Program | NEWTON | 7860 | 16.4 | Residential | Behind the Meter | Yes | Trinity Solar, LLC | JCP&L |  | Accepted | 2025-06-19 | 2025-07-17 | 2026-07-17 | Inverters | SOLAREDGE | SE3800H-US | 3800 |  | 1 |  |  | 0.97 |  | Outside
NJADRE1559940541 | Administratively Determined Incentive Program | PARSIPPANY | 7054 | 6.88 | Residential | Behind the Meter | Yes | Infinity Solar Systems, LLC | JCP&L |  | Accepted | 2025-06-19 | 2025-07-17 | 2026-07-17 | Solar Panels | SEG SOLAR | SEG-430-BTD-BG |  | 0.43 | 10 | 94 | 25 |  | Fixed | Roof
NJADRE1559940541 | Administratively Determined Incentive Program | PARSIPPANY | 7054 | 6.88 | Residential | Behind the Meter | Yes | Infinity Solar Systems, LLC | JCP&L |  | Accepted | 2025-06-19 | 2025-07-17 | 2026-07-17 | Inverters | Enphase | IQ8MC-72-M-US | 320 |  | 16 |  |  | 0.97 |  | Outside
NJADRE1559940541 | Administratively Determined Incentive Program | PARSIPPANY | 7054 | 6.88 | Residential | Behind the Meter | Yes | Infinity Solar Systems, LLC | JCP&L |  | Accepted | 2025-06-19 | 2025-07-17 | 2026-07-17 | Solar Panels | SEG SOLAR | SEG-430-BTD-BG |  | 0.43 | 6 | 274 | 25 |  | Fixed | Roof
NJADRE1559940575 | Administratively Determined Incentive Program | WESTWOOD | 7675 | 10.25 | Residential | Behind the Meter | Yes | Pro Custom Solar dba Momentum Solar | PSE&G |  | Accepted | 2025-06-19 | 2025-07-17 | 2026-07-17 | Inverters | ENPHASE | IQ8HC-72-M-DOM-US | 380 |  | 25 |  |  | 0.97 |  | Outdoor
NJADRE1559940575 | Administratively Determined Incentive Program | WESTWOOD | 7675 | 10.25 | Residential | Behind the Meter | Yes | Pro Custom Solar dba Momentum Solar | PSE&G |  | Accepted | 2025-06-19 | 2025-07-17 | 2026-07-17 | Solar Panels | HANWHA | q.peak duo blk-g10+410 |  | 0.41 | 10 | 347 | 26 |  | Fixed | Roof
NJADRE1559940575 | Administratively Determined Incentive Program | WESTWOOD | 7675 | 10.25 | Residential | Behind the Meter | Yes | Pro Custom Solar dba Momentum Solar | PSE&G |  | Accepted | 2025-06-19 | 2025-07-17 | 2026-07-17 | Solar Panels | Hanwha | q.peak duo blk-g10+410 |  | 0.41 | 15 | 167 | 26 |  | Fixed | Roof
NJADRE1559940595 | Administratively Determined Incentive Program | EGG HARBOR CITY | 8215 | 8.17 | Residential | Behind the Meter | Yes | AllSeason Solar | AC Electric |  | Accepted | 2025-06-19 | 2025-07-17 | 2026-07-17 | Inverters | Enphase | IQ8 Plus | 290 |  | 19 |  |  | 0.97 |  | Outside
NJADRE1559940595 | Administratively Determined Incentive Program | EGG HARBOR CITY | 8215 | 8.17 | Residential | Behind the Meter | Yes | AllSeason Solar | AC Electric |  | Accepted | 2025-06-19 | 2025-07-17 | 2026-07-17 | Solar Panels | SEG Solar | SEG430BTD-BG |  | 0.43 | 19 | 131 | 26 |  | Fixed | Roof
NJADRE1559940626 | Administratively Determined Incentive Program | LITTLE EGG HARBOR TWP | 8087 | 3.69 | Residential | Behind the Meter | Yes | Trinity Solar, LLC | AC Electric |  | Accepted | 2025-06-19 | 2025-07-17 | 2026-07-17 | Inverters | Solar Edge | USE3800H-US | 3800 |  | 1 |  |  | 0.97 |  | Outside
NJADRE1559940626 | Administratively Determined Incentive Program | LITTLE EGG HARBOR TWP | 8087 | 3.69 | Residential | Behind the Meter | Yes | Trinity Solar, LLC | AC Electric |  | Accepted | 2025-06-19 | 2025-07-17 | 2026-07-17 | Solar Panels | Hanwha | Q.PEAK DUO BLK ML-G10+ 410 |  | 0.41 | 9 | 107 | 30 |  | Fixed | Roof
NJADRE1559940640 | Administratively Determined Incentive Program | WILLIAMSTOWN | 8094 | 13.33 | Residential | Behind the Meter | Yes | Velocity Energy & Home Solutions, Inc. | AC Electric |  | Accepted | 2025-06-19 | 2025-07-17 | 2026-07-17 | Solar Panels | seg | 430w |  | 0.43 | 2 | 221 | 20 |  | Fixed | Roof
NJADRE1559940640 | Administratively Determined Incentive Program | WILLIAMSTOWN | 8094 | 13.33 | Residential | Behind the Meter | Yes | Velocity Energy & Home Solutions, Inc. | AC Electric |  | Accepted | 2025-06-19 | 2025-07-17 | 2026-07-17 | Solar Panels | seg | 430w |  | 0.43 | 20 | 131 | 20 |  | Fixed | Roof
NJADRE1559940640 | Administratively Determined Incentive Program | WILLIAMSTOWN | 8094 | 13.33 | Residential | Behind the Meter | Yes | Velocity Energy & Home Solutions, Inc. | AC Electric |  | Accepted | 2025-06-19 | 2025-07-17 | 2026-07-17 | Inverters | enphase | iq8hc | 380 |  | 31 |  |  | 0.99 |  | Outside | behind panels
NJADRE1559940640 | Administratively Determined Incentive Program | WILLIAMSTOWN | 8094 | 13.33 | Residential | Behind the Meter | Yes | Velocity Energy & Home Solutions, Inc. | AC Electric |  | Accepted | 2025-06-19 | 2025-07-17 | 2026-07-17 | Solar Panels | seg | 430w |  | 0.43 | 7 | 311 | 20 |  | Fixed | Roof
NJADRE1559940640 | Administratively Determined Incentive Program | WILLIAMSTOWN | 8094 | 13.33 | Residential | Behind the Meter | Yes | Velocity Energy & Home Solutions, Inc. | AC Electric |  | Accepted | 2025-06-19 | 2025-07-17 | 2026-07-17 | Solar Panels | seg | 430w |  | 0.43 | 2 | 41 | 20 |  | Fixed | Roof
NJADRE1559940673 | Administratively Determined Incentive Program | NEWARK | 7105 | 6.15 | Residential | Behind the Meter | Yes | Bright Ops, Inc. | PSE&G |  | Accepted | 2025-06-19 | 2025-07-17 | 2026-07-17 | Inverters | SolarEdge Technologies | SE5000H - USSN | 5000 |  | 1 |  |  | 0.98 |  | Outdoor | Outside
NJADRE1559940673 | Administratively Determined Incentive Program | NEWARK | 7105 | 6.15 | Residential | Behind the Meter | Yes | Bright Ops, Inc. | PSE&G |  | Accepted | 2025-06-19 | 2025-07-17 | 2026-07-17 | Solar Panels | Hanwha Q-Cells | Q.PEAK DUO BLK ML-G10+410 |  | 0.41 | 7 | 291 | 34 |  | Fixed | Roof
NJADRE1559940673 | Administratively Determined Incentive Program | NEWARK | 7105 | 6.15 | Residential | Behind the Meter | Yes | Bright Ops, Inc. | PSE&G |  | Accepted | 2025-06-19 | 2025-07-17 | 2026-07-17 | Solar Panels | Hanwha Q-Cells | Q.PEAK DUO BLK ML-G10+410 |  | 0.41 | 8 | 111 | 34 |  | Fixed | Roof
NJADRE1559940751 | Administratively Determined Incentive Program | MATAWAN | 7747 | 12.47 | Residential | Behind the Meter | Yes | K Hanrahan Enterprises, Inc. | JCP&L |  | Accepted | 2025-06-19 | 2025-07-17 | 2026-07-17 | Solar Panels | JINKO | JKM430N-54HL4-B |  | 0.43 | 29 | 100 | 90 |  | Fixed | Roof
NJADRE1559940751 | Administratively Determined Incentive Program | MATAWAN | 7747 | 12.47 | Residential | Behind the Meter | Yes | K Hanrahan Enterprises, Inc. | JCP&L |  | Accepted | 2025-06-19 | 2025-07-17 | 2026-07-17 | Inverters | ENPHASE | IQ8PLUS-72-2-US | 290 |  | 29 |  |  | 0.99 |  | Outdoor
NJADRE1559940751 | Administratively Determined Incentive Program | MATAWAN | 7747 | 12.47 | Residential | Behind the Meter | Yes | K Hanrahan Enterprises, Inc. | JCP&L |  | Accepted | 2025-06-19 | 2025-07-17 | 2026-07-17 | Meters | CENTRON | OPEN WAY |  |  | 1 |  |  |  | Yes | Outdoor
NJADRE1559940760 | Administratively Determined Incentive Program | SOUTH PLAINFIELD | 7080 | 4.1 | Residential | Behind the Meter | Yes | Trinity Solar, LLC | PSE&G |  | Accepted | 2025-06-19 | 2025-07-17 | 2026-07-17 | Inverters | SOLAREDGE | SE3800H-US | 3800 |  | 1 |  |  | 0.97 |  | Outside
NJADRE1559940760 | Administratively Determined Incentive Program | SOUTH PLAINFIELD | 7080 | 4.1 | Residential | Behind the Meter | Yes | Trinity Solar, LLC | PSE&G |  | Accepted | 2025-06-19 | 2025-07-17 | 2026-07-17 | Solar Panels | HANWHA 410 (Q.PEAK DUO BLK ML-G10+410) | HANWHA 410 (Q.PEAK DUO BLK ML-G10+410) |  | 0.41 | 10 | 125 | 24 |  | Fixed | Roof
NJADRE1559940776 | Administratively Determined Incentive Program | WILLIAMSTOWN | 8094 | 10.94 | Residential | Behind the Meter | Yes | Freedom Forever New Jersey, LLC | AC Electric |  | Accepted | 2025-06-19 | 2025-07-17 | 2026-07-17 | Solar Panels | JA Solar | JAM54S31-405/MR |  | 0.405 | 8 | 107 | 16 |  | Fixed | Roof
NJADRE1559940776 | Administratively Determined Incentive Program | WILLIAMSTOWN | 8094 | 10.94 | Residential | Behind the Meter | Yes | Freedom Forever New Jersey, LLC | AC Electric |  | Accepted | 2025-06-19 | 2025-07-17 | 2026-07-17 | Inverters | Solar Edge | SE7600H-US | 7600 |  | 1 |  |  | 0.99 |  | Outside
NJADRE1559940776 | Administratively Determined Incentive Program | WILLIAMSTOWN | 8094 | 10.94 | Residential | Behind the Meter | Yes | Freedom Forever New Jersey, LLC | AC Electric |  | Accepted | 2025-06-19 | 2025-07-17 | 2026-07-17 | Solar Panels | JA Solar | JAM54S31-405/MR |  | 0.405 | 13 | 107 | 26 |  | Fixed | Roof
NJADRE1559940776 | Administratively Determined Incentive Program | WILLIAMSTOWN | 8094 | 10.94 | Residential | Behind the Meter | Yes | Freedom Forever New Jersey, LLC | AC Electric |  | Accepted | 2025-06-19 | 2025-07-17 | 2026-07-17 | Solar Panels | JA Solar | JAM54S31-405/MR |  | 0.405 | 2 | 197 | 26 |  | Fixed | Roof
NJADRE1559940776 | Administratively Determined Incentive Program | WILLIAMSTOWN | 8094 | 10.94 | Residential | Behind the Meter | Yes | Freedom Forever New Jersey, LLC | AC Electric |  | Accepted | 2025-06-19 | 2025-07-17 | 2026-07-17 | Solar Panels | JA Solar | JAM54S31-405/MR |  | 0.405 | 4 | 287 | 26 |  | Fixed | Roof
NJADRE1559940782 | Administratively Determined Incentive Program | LAKEWOOD | 8701 | 15.02 | Residential | Behind the Meter | Yes | PosiGen Developer, LLC | JCP&L |  | Accepted | 2025-06-19 | 2025-07-17 | 2026-07-17 | Solar Panels | CANADIAN SOLAR | CS6. 1-64TM-455 |  | 0.455 | 12 | 312 | 30 |  | Fixed | Roof
NJADRE1559940782 | Administratively Determined Incentive Program | LAKEWOOD | 8701 | 15.02 | Residential | Behind the Meter | Yes | PosiGen Developer, LLC | JCP&L |  | Accepted | 2025-06-19 | 2025-07-17 | 2026-07-17 | Solar Panels | CANADIAN SOLAR | CS6. 1-64TM-455 |  | 0.455 | 2 | 222 | 46 |  | Fixed | Roof
NJADRE1559940782 | Administratively Determined Incentive Program | LAKEWOOD | 8701 | 15.02 | Residential | Behind the Meter | Yes | PosiGen Developer, LLC | JCP&L |  | Accepted | 2025-06-19 | 2025-07-17 | 2026-07-17 | Inverters | ENPHASE | IQ8X-80-M-US | 380 |  | 33 |  |  | 0.973 |  | Outdoor | ROOFTOP
NJADRE1559940782 | Administratively Determined Incentive Program | LAKEWOOD | 8701 | 15.02 | Residential | Behind the Meter | Yes | PosiGen Developer, LLC | JCP&L |  | Accepted | 2025-06-19 | 2025-07-17 | 2026-07-17 | Solar Panels | CANADIAN SOLAR | CS6. 1-64TM-455 |  | 0.455 | 13 | 132 | 30 |  | Fixed | Roof
NJADRE1559940782 | Administratively Determined Incentive Program | LAKEWOOD | 8701 | 15.02 | Residential | Behind the Meter | Yes | PosiGen Developer, LLC | JCP&L |  | Accepted | 2025-06-19 | 2025-07-17 | 2026-07-17 | Solar Panels | CANADIAN SOLAR | CS6. 1-64TM-455 |  | 0.455 | 2 | 42 | 46 |  | Fixed | Roof
NJADRE1559940782 | Administratively Determined Incentive Program | LAKEWOOD | 8701 | 15.02 | Residential | Behind the Meter | Yes | PosiGen Developer, LLC | JCP&L |  | Accepted | 2025-06-19 | 2025-07-17 | 2026-07-17 | Solar Panels | CANADIAN SOLAR | CS6. 1-64TM-455 |  | 0.455 | 2 | 222 | 35 |  | Fixed | Roof
NJADRE1559940782 | Administratively Determined Incentive Program | LAKEWOOD | 8701 | 15.02 | Residential | Behind the Meter | Yes | PosiGen Developer, LLC | JCP&L |  | Accepted | 2025-06-19 | 2025-07-17 | 2026-07-17 | Solar Panels | CANADIAN SOLAR | CS6. 1-64TM-455 |  | 0.455 | 2 | 42 | 35 |  | Fixed | Roof
NJADRE1559940801 | Administratively Determined Incentive Program | LAKEWOOD | 8701 | 17.02 | Residential | Behind the Meter | Yes | Kamtech Solar Solutions | JCP&L |  | Accepted | 2025-06-19 | 2025-07-17 | 2026-07-17 | Inverters | ENPHASE | IQ8X-80-M-US | 380 |  | 37 |  |  | 0.973 |  | Outdoor | ROOFTOP
NJADRE1559940801 | Administratively Determined Incentive Program | LAKEWOOD | 8701 | 17.02 | Residential | Behind the Meter | Yes | Kamtech Solar Solutions | JCP&L |  | Accepted | 2025-06-19 | 2025-07-17 | 2026-07-17 | Solar Panels | REC | REC 460 AA PURE -RX |  | 0.46 | 18 | 187 | 34 |  | Fixed | Roof
NJADRE1559940801 | Administratively Determined Incentive Program | LAKEWOOD | 8701 | 17.02 | Residential | Behind the Meter | Yes | Kamtech Solar Solutions | JCP&L |  | Accepted | 2025-06-19 | 2025-07-17 | 2026-07-17 | Solar Panels | REC | REC 460 AA PURE -RX |  | 0.46 | 19 | 7 | 34 |  | Fixed | Roof
NJADRE1559940808 | Administratively Determined Incentive Program | FREDON TOWNSHIP | 7860 | 4.92 | Residential | Behind the Meter | Yes | Trinity Solar, LLC | JCP&L |  | Accepted | 2025-06-19 | 2025-07-17 | 2026-07-17 | Solar Panels | Hanwha | Q.PEAK DUO BLK ML-G10+ 410 |  | 0.41 | 6 | 114 | 27 |  | Fixed | Roof
NJADRE1559940808 | Administratively Determined Incentive Program | FREDON TOWNSHIP | 7860 | 4.92 | Residential | Behind the Meter | Yes | Trinity Solar, LLC | JCP&L |  | Accepted | 2025-06-19 | 2025-07-17 | 2026-07-17 | Inverters | Solar Edge | USE3800H-US | 3800 |  | 1 |  |  | 0.97 |  | Outside
NJADRE1559940808 | Administratively Determined Incentive Program | FREDON TOWNSHIP | 7860 | 4.92 | Residential | Behind the Meter | Yes | Trinity Solar, LLC | JCP&L |  | Accepted | 2025-06-19 | 2025-07-17 | 2026-07-17 | Solar Panels | Hanwha | Q.PEAK DUO BLK ML-G10+ 410 |  | 0.41 | 6 | 203 | 40 |  | Fixed | Roof
NJADRE1559940817 | Administratively Determined Incentive Program | PHILLIPSBURG | 8865 | 9.14 | Residential | Behind the Meter | Yes | Skyline Solar, LLC | JCP&L |  | Accepted | 2025-06-19 | 2025-07-17 | 2026-07-17 | Solar Panels | Hanwha | Q.TRON BLK M-G2+ 435 |  | 0.435 | 21 | 244 | 24 |  | Fixed | Roof
NJADRE1559940817 | Administratively Determined Incentive Program | PHILLIPSBURG | 8865 | 9.14 | Residential | Behind the Meter | Yes | Skyline Solar, LLC | JCP&L |  | Accepted | 2025-06-19 | 2025-07-17 | 2026-07-17 | Inverters | IQ8HC-72-M-DOM-US | Enphase | 380 |  | 21 |  |  | 0.977 |  | Outside
NJADRE1559940824 | Administratively Determined Incentive Program | STRATFORD | 8084 | 8.6 | Residential | Behind the Meter | No | Raynor Electric, LLC | AC Electric |  | Accepted | 2025-06-22 | 2025-07-18 | 2026-07-18 | Inverters | Solaredge | SE7600HDUS | 7600 |  | 1 |  |  | 0.99 |  | Outdoor | next to utility meter
NJADRE1559940824 | Administratively Determined Incentive Program | STRATFORD | 8084 | 8.6 | Residential | Behind the Meter | No | Raynor Electric, LLC | AC Electric |  | Accepted | 2025-06-22 | 2025-07-18 | 2026-07-18 | Meters | Solaredge | SE7600USHD |  |  | 1 |  |  |  | Yes | Outdoor
NJADRE1559940824 | Administratively Determined Incentive Program | STRATFORD | 8084 | 8.6 | Residential | Behind the Meter | No | Raynor Electric, LLC | AC Electric |  | Accepted | 2025-06-22 | 2025-07-18 | 2026-07-18 | Solar Panels | Seg | Seg430 |  | 0.43 | 7 | 215 | 20 |  | Fixed | Roof
NJADRE1559940824 | Administratively Determined Incentive Program | STRATFORD | 8084 | 8.6 | Residential | Behind the Meter | No | Raynor Electric, LLC | AC Electric |  | Accepted | 2025-06-22 | 2025-07-18 | 2026-07-18 | Solar Panels | Seg | Seg430 |  | 0.43 | 5 | 305 | 20 |  | Fixed | Roof
NJADRE1559940824 | Administratively Determined Incentive Program | STRATFORD | 8084 | 8.6 | Residential | Behind the Meter | No | Raynor Electric, LLC | AC Electric |  | Accepted | 2025-06-22 | 2025-07-18 | 2026-07-18 | Solar Panels | Seg | Seg430 |  | 0.43 | 8 | 126 | 20 |  | Fixed | Roof
NJADRE1559940827 | Administratively Determined Incentive Program | SALEM | 8079 | 4.46 | Residential | Behind the Meter | Yes | Freedom Forever New Jersey, LLC | AC Electric |  | Accepted | 2025-06-19 | 2025-07-17 | 2026-07-17 | Solar Panels | JA Solar | JAM54S31-405/MR |  | 0.405 | 3 | 98 | 38 |  | Fixed | Roof
NJADRE1559940827 | Administratively Determined Incentive Program | SALEM | 8079 | 4.46 | Residential | Behind the Meter | Yes | Freedom Forever New Jersey, LLC | AC Electric |  | Accepted | 2025-06-19 | 2025-07-17 | 2026-07-17 | Inverters | Solar Edge | SE3800H-U | 3800 |  | 1 |  |  | 0.99 |  | Outside
NJADRE1559940827 | Administratively Determined Incentive Program | SALEM | 8079 | 4.46 | Residential | Behind the Meter | Yes | Freedom Forever New Jersey, LLC | AC Electric |  | Accepted | 2025-06-19 | 2025-07-17 | 2026-07-17 | Solar Panels | JA Solar | JAM54S31-405/MR |  | 0.405 | 5 | 188 | 27 |  | Fixed | Roof
NJADRE1559940827 | Administratively Determined Incentive Program | SALEM | 8079 | 4.46 | Residential | Behind the Meter | Yes | Freedom Forever New Jersey, LLC | AC Electric |  | Accepted | 2025-06-19 | 2025-07-17 | 2026-07-17 | Solar Panels | JA Solar | JAM54S31-405/MR |  | 0.405 | 3 | 9 | 27 |  | Fixed | Roof
NJADRE1559940830 | Administratively Determined Incentive Program | PISCATAWAY | 8854 | 5.16 | Residential | Behind the Meter | No | Pro Custom Solar dba Momentum Solar | PSE&G |  | Accepted | 2025-06-19 | 2025-07-17 | 2026-07-17 | Solar Panels | HANWHA | Q.TRON BLK M-G2+430 |  | 0.43 | 4 | 236 | 40 |  | Fixed | Roof
NJADRE1559940830 | Administratively Determined Incentive Program | PISCATAWAY | 8854 | 5.16 | Residential | Behind the Meter | No | Pro Custom Solar dba Momentum Solar | PSE&G |  | Accepted | 2025-06-19 | 2025-07-17 | 2026-07-17 | Inverters | ENPHASE | IQ8PLUS-72-2-US | 380 |  | 12 |  |  | 0 |  | Outdoor
NJADRE1559940830 | Administratively Determined Incentive Program | PISCATAWAY | 8854 | 5.16 | Residential | Behind the Meter | No | Pro Custom Solar dba Momentum Solar | PSE&G |  | Accepted | 2025-06-19 | 2025-07-17 | 2026-07-17 | Solar Panels | HANWHA | Q.TRON BLK M-G2+430 |  | 0.43 | 8 | 236 | 40 |  | Fixed | Roof
NJADRE1559940834 | Administratively Determined Incentive Program | WILLINGBORO | 8046 | 7.4 | Residential | Behind the Meter | Yes | SunnyMac, LLC | PSE&G |  | Accepted | 2025-06-19 | 2025-07-17 | 2026-07-17 | Solar Panels | HANWHA | Q.TRON BLK M-G2+ |  | 0.435 | 5 | 289 | 18 |  | Fixed | Roof
NJADRE1559940834 | Administratively Determined Incentive Program | WILLINGBORO | 8046 | 7.4 | Residential | Behind the Meter | Yes | SunnyMac, LLC | PSE&G |  | Accepted | 2025-06-19 | 2025-07-17 | 2026-07-17 | Inverters | SOLAREDGE HOME HUB | SE5700H-US | 5760 |  | 1 |  |  | 0.99 |  | Outdoor | next to meter
NJADRE1559940834 | Administratively Determined Incentive Program | WILLINGBORO | 8046 | 7.4 | Residential | Behind the Meter | Yes | SunnyMac, LLC | PSE&G |  | Accepted | 2025-06-19 | 2025-07-17 | 2026-07-17 | Solar Panels | HANWHA | Q.TRON BLK M-G2+ |  | 0.435 | 12 | 289 | 18 |  | Fixed | Roof
NJADRE1559940837 | Administratively Determined Incentive Program | WATERFORD WORKS | 8089 | 12.18 | Residential | Behind the Meter | Yes | Integrity Solar & Home Solutions, LLC | AC Electric |  | Accepted | 2025-06-19 | 2025-07-18 | 2026-07-18 | Solar Panels | Hanwha | QCells Q.TRON 435 |  | 0.435 | 14 | 174 | 26 |  | Fixed | Roof
NJADRE1559940837 | Administratively Determined Incentive Program | WATERFORD WORKS | 8089 | 12.18 | Residential | Behind the Meter | Yes | Integrity Solar & Home Solutions, LLC | AC Electric |  | Accepted | 2025-06-19 | 2025-07-18 | 2026-07-18 | Solar Panels | Hanwha | QCells Q.TRON 435 |  | 0.435 | 7 | 264 | 29 |  | Fixed | Roof
NJADRE1559940837 | Administratively Determined Incentive Program | WATERFORD WORKS | 8089 | 12.18 | Residential | Behind the Meter | Yes | Integrity Solar & Home Solutions, LLC | AC Electric |  | Accepted | 2025-06-19 | 2025-07-18 | 2026-07-18 | Inverters | ENPHASE | IQ8HC | 380 |  | 28 |  |  | 0.98 |  | Other | UNDER EACH PANEL
NJADRE1559940837 | Administratively Determined Incentive Program | WATERFORD WORKS | 8089 | 12.18 | Residential | Behind the Meter | Yes | Integrity Solar & Home Solutions, LLC | AC Electric |  | Accepted | 2025-06-19 | 2025-07-18 | 2026-07-18 | Solar Panels | Hanwha | QCells Q.TRON 435 |  | 0.435 | 7 | 84 | 29 |  | Fixed | Roof
NJADRE1559940843 | Administratively Determined Incentive Program | Paterson | 7513 | 5.1 | Residential | Behind the Meter | Yes | Fusion Solar Energy, LLC | PSE&G |  | Accepted | 2025-06-19 | 2025-07-17 | 2026-07-17 | Solar Panels | JINKO SOLAR | JKM425N-54HL4-B |  | 0.425 | 5 | 189.31 | 38 |  | Fixed | Roof
NJADRE1559940843 | Administratively Determined Incentive Program | Paterson | 7513 | 5.1 | Residential | Behind the Meter | Yes | Fusion Solar Energy, LLC | PSE&G |  | Accepted | 2025-06-19 | 2025-07-17 | 2026-07-17 | Solar Panels | JINKO SOLAR | JKM425N-54HL4-B |  | 0.425 | 1 | 100.3 | 34 |  | Fixed | Roof
NJADRE1559940843 | Administratively Determined Incentive Program | Paterson | 7513 | 5.1 | Residential | Behind the Meter | Yes | Fusion Solar Energy, LLC | PSE&G |  | Accepted | 2025-06-19 | 2025-07-17 | 2026-07-17 | Inverters | ENPHASE | IQ8HC-72-M-DOM-USv | 380 |  | 12 |  |  | 0.97 |  | Outside | Roof
NJADRE1559940843 | Administratively Determined Incentive Program | Paterson | 7513 | 5.1 | Residential | Behind the Meter | Yes | Fusion Solar Energy, LLC | PSE&G |  | Accepted | 2025-06-19 | 2025-07-17 | 2026-07-17 | Solar Panels | JINKO SOLAR | JKM425N-54HL4-B |  | 0.425 | 5 | 98.32 | 23 |  | Fixed | Roof
NJADRE1559940843 | Administratively Determined Incentive Program | Paterson | 7513 | 5.1 | Residential | Behind the Meter | Yes | Fusion Solar Energy, LLC | PSE&G |  | Accepted | 2025-06-19 | 2025-07-17 | 2026-07-17 | Solar Panels | JINKO SOLAR | JKM425N-54HL4-B |  | 0.425 | 1 | 190.17 | 19 |  | Fixed | Roof
NJADRE1559940850 | Administratively Determined Incentive Program | Cedar Grove | 7009 | 5.27 | Residential | Behind the Meter | Yes | Freedom Forever New Jersey, LLC | PSE&G |  | Accepted | 2025-06-19 | 2025-07-17 | 2026-07-17 | Solar Panels | JA Solar | JAM54S31-405/MR |  | 0.405 | 8 | 126 | 27 |  | Fixed | Roof
NJADRE1559940850 | Administratively Determined Incentive Program | Cedar Grove | 7009 | 5.27 | Residential | Behind the Meter | Yes | Freedom Forever New Jersey, LLC | PSE&G |  | Accepted | 2025-06-19 | 2025-07-17 | 2026-07-17 | Inverters | Solar Edge | SE3800H-US | 3800 |  | 1 |  |  | 0.99 |  | Outside
NJADRE1559940850 | Administratively Determined Incentive Program | Cedar Grove | 7009 | 5.27 | Residential | Behind the Meter | Yes | Freedom Forever New Jersey, LLC | PSE&G |  | Accepted | 2025-06-19 | 2025-07-17 | 2026-07-17 | Solar Panels | JA Solar | JAM54S31-405/MR |  | 0.405 | 5 | 126 | 18 |  | Fixed | Roof
NJADRE1559940852 | Administratively Determined Incentive Program | BRICK | 8724 | 11.31 | Residential | Behind the Meter | Yes | Skyline Solar, LLC | JCP&L |  | Accepted | 2025-06-19 | 2025-07-17 | 2026-07-17 | Inverters | Enphase | IQ8HC-72-M-DOM-US | 380 |  | 26 |  |  | 0.977 |  | Outside
NJADRE1559940852 | Administratively Determined Incentive Program | BRICK | 8724 | 11.31 | Residential | Behind the Meter | Yes | Skyline Solar, LLC | JCP&L |  | Accepted | 2025-06-19 | 2025-07-17 | 2026-07-17 | Solar Panels | Hanwha | Q.TRON BLK M-G2+ 435 |  | 0.435 | 24 | 218 | 18 |  | Fixed | Roof
NJADRE1559940852 | Administratively Determined Incentive Program | BRICK | 8724 | 11.31 | Residential | Behind the Meter | Yes | Skyline Solar, LLC | JCP&L |  | Accepted | 2025-06-19 | 2025-07-17 | 2026-07-17 | Solar Panels | Hanwha | Q.TRON BLK M-G2+ 435 |  | 0.435 | 2 | 128 | 18 |  | Fixed | Roof
NJADRE1559941111 | Administratively Determined Incentive Program | Egg Harbor | 8234 | 10.375 | Residential | Behind the Meter | Yes | SunPurity, LLC | AC Electric |  | Accepted | 2025-06-27 | 2025-07-25 | 2026-07-25 | Solar Panels | Hanwha Q cells | Q.PEAK DUO BLK-ML-G10+ 415W |  | 0.415 | 25 | 246 | 34 |  | Fixed | Roof
NJADRE1559941111 | Administratively Determined Incentive Program | Egg Harbor | 8234 | 10.375 | Residential | Behind the Meter | Yes | SunPurity, LLC | AC Electric |  | Accepted | 2025-06-27 | 2025-07-25 | 2026-07-25 | Inverters | SolarEdge | SE7600H-US | 7600 |  | 1 |  |  | 0.99 |  | Outdoor
NJADRE1559941148 | Administratively Determined Incentive Program | Edison | 8837 | 9.89 | Residential | Behind the Meter | No | Green Power Energy, LLC | PSE&G |  | Accepted | 2025-06-19 | 2025-07-17 | 2026-07-17 | Solar Panels | SEG Solar | SEG-430-BTD-BG |  | 0.43 | 11 | 142 | 13 |  | Fixed | Roof
NJADRE1559941148 | Administratively Determined Incentive Program | Edison | 8837 | 9.89 | Residential | Behind the Meter | No | Green Power Energy, LLC | PSE&G |  | Accepted | 2025-06-19 | 2025-07-17 | 2026-07-17 | Inverters | Enphase Energy | IQ8MC-72-M-US [240V] | 320 |  | 23 |  |  | 0.98 |  | Outside | Roof
NJADRE1559941148 | Administratively Determined Incentive Program | Edison | 8837 | 9.89 | Residential | Behind the Meter | No | Green Power Energy, LLC | PSE&G |  | Accepted | 2025-06-19 | 2025-07-17 | 2026-07-17 | Solar Panels | SEG Solar | SEG-430-BTD-BG |  | 0.43 | 12 | 322 | 12 |  | Fixed | Roof
NJADRE1559941152 | Administratively Determined Incentive Program | Howell | 7731 | 16.38 | Residential | Behind the Meter | Yes | Kamtech Solar Solutions | JCP&L |  | Accepted | 2025-06-19 | 2025-07-17 | 2026-07-17 | Solar Panels | CANADIAN SOLAR | CS6. 1-64TM-455 |  | 0.455 | 21 | 296 | 21 |  | Fixed | Roof
NJADRE1559941152 | Administratively Determined Incentive Program | Howell | 7731 | 16.38 | Residential | Behind the Meter | Yes | Kamtech Solar Solutions | JCP&L |  | Accepted | 2025-06-19 | 2025-07-17 | 2026-07-17 | Solar Panels | CANADIAN SOLAR | CS6. 1-64TM-455 |  | 0.455 | 15 | 116 | 21 |  | Fixed | Roof
NJADRE1559941152 | Administratively Determined Incentive Program | Howell | 7731 | 16.38 | Residential | Behind the Meter | Yes | Kamtech Solar Solutions | JCP&L |  | Accepted | 2025-06-19 | 2025-07-17 | 2026-07-17 | Inverters | ENPHASE | IQ8X-80-M-US | 380 |  | 36 |  |  | 0.973 |  | Outdoor | ROOFTOP
NJADRE1559941157 | Administratively Determined Incentive Program | Hillsborough | 8844 | 8.17 | Residential | Behind the Meter | Yes | Pro Custom Solar dba Momentum Solar | PSE&G |  | Accepted | 2025-06-19 | 2025-07-17 | 2026-07-17 | Solar Panels | HANWHA | Q.TRON BLK M-G2+430 |  | 0.43 | 9 | 8 | 25 |  | Fixed | Roof
NJADRE1559941157 | Administratively Determined Incentive Program | Hillsborough | 8844 | 8.17 | Residential | Behind the Meter | Yes | Pro Custom Solar dba Momentum Solar | PSE&G |  | Accepted | 2025-06-19 | 2025-07-17 | 2026-07-17 | Inverters | ENPHASE | IQ8HC-72-M-DOM-US | 380 |  | 19 |  |  | 0.97 |  | Outdoor
NJADRE1559941157 | Administratively Determined Incentive Program | Hillsborough | 8844 | 8.17 | Residential | Behind the Meter | Yes | Pro Custom Solar dba Momentum Solar | PSE&G |  | Accepted | 2025-06-19 | 2025-07-17 | 2026-07-17 | Solar Panels | Hanwha | Q.TRON BLK M-G2+430 |  | 0.43 | 10 | 188 | 25 |  | Fixed | Roof
NJADRE1559941170 | Administratively Determined Incentive Program | Middletown | 7738 | 16.965 | Residential | Behind the Meter | Yes | SunnyMac, LLC | JCP&L |  | Accepted | 2025-06-19 | 2025-07-17 | 2026-07-17 | Solar Panels | HANWHA | Q.TRON BLK M-G2+ |  | 0.435 | 14 | 115 | 19 |  | Fixed | Roof
NJADRE1559941170 | Administratively Determined Incentive Program | Middletown | 7738 | 16.965 | Residential | Behind the Meter | Yes | SunnyMac, LLC | JCP&L |  | Accepted | 2025-06-19 | 2025-07-17 | 2026-07-17 | Solar Panels | HANWHA | Q.TRON BLK M-G2+ |  | 0.435 | 19 | 115 | 11 |  | Fixed | Roof
NJADRE1559941170 | Administratively Determined Incentive Program | Middletown | 7738 | 16.965 | Residential | Behind the Meter | Yes | SunnyMac, LLC | JCP&L |  | Accepted | 2025-06-19 | 2025-07-17 | 2026-07-17 | Solar Panels | HANWHA | Q.TRON BLK M-G2+ |  | 0.435 | 6 | 115 | 19 |  | Fixed | Roof
NJADRE1559941170 | Administratively Determined Incentive Program | Middletown | 7738 | 16.965 | Residential | Behind the Meter | Yes | SunnyMac, LLC | JCP&L |  | Accepted | 2025-06-19 | 2025-07-17 | 2026-07-17 | Inverters | SOLAREDGE HOME HUB | SE11400H-US | 11400 |  | 1 |  |  | 0.99 |  | Outdoor | next to meter
NJADRE1559941170 | Administratively Determined Incentive Program | Middletown | 7738 | 16.965 | Residential | Behind the Meter | Yes | SunnyMac, LLC | JCP&L |  | Accepted | 2025-06-19 | 2025-07-17 | 2026-07-17 | Meters | SOLAREDGE HOME HUB | SE-RGMTR-1D-240C-B |  |  | 1 |  |  |  | Yes | Outdoor
NJADRE1559941171 | Administratively Determined Incentive Program | POINT PLEASANT BORO | 8742 | 9.14 | Residential | Behind the Meter | Yes | Skyline Solar, LLC | JCP&L |  | Accepted | 2025-06-19 | 2025-07-17 | 2026-07-17 | Solar Panels | Hanwha | Q.TRON BLK M-G2+ 435 |  | 0.435 | 9 | 196 | 25 |  | Fixed | Roof
NJADRE1559941171 | Administratively Determined Incentive Program | POINT PLEASANT BORO | 8742 | 9.14 | Residential | Behind the Meter | Yes | Skyline Solar, LLC | JCP&L |  | Accepted | 2025-06-19 | 2025-07-17 | 2026-07-17 | Solar Panels | Hanwha | Q.TRON BLK M-G2+ 435 |  | 0.435 | 8 | 286 | 30 |  | Fixed | Roof
NJADRE1559941171 | Administratively Determined Incentive Program | POINT PLEASANT BORO | 8742 | 9.14 | Residential | Behind the Meter | Yes | Skyline Solar, LLC | JCP&L |  | Accepted | 2025-06-19 | 2025-07-17 | 2026-07-17 | Solar Panels | Hanwha | Q.TRON BLK M-G2+ 435 |  | 0.435 | 4 | 108 | 30 |  | Fixed | Roof
NJADRE1559941171 | Administratively Determined Incentive Program | POINT PLEASANT BORO | 8742 | 9.14 | Residential | Behind the Meter | Yes | Skyline Solar, LLC | JCP&L |  | Accepted | 2025-06-19 | 2025-07-17 | 2026-07-17 | Inverters | Enphase | IQ8PLUS-72-2-US | 290 |  | 21 |  |  | 0.977 |  | Outside
NJADRE1559941175 | Administratively Determined Incentive Program | BRICK | 8723 | 4.15 | Residential | Behind the Meter | Yes | SunPurity, LLC | JCP&L |  | Accepted | 2025-06-19 | 2025-07-17 | 2026-07-17 | Inverters | SolarEdge | SE3800H-US | 3800 |  | 1 |  |  | 0.99 |  | Outdoor
NJADRE1559941175 | Administratively Determined Incentive Program | BRICK | 8723 | 4.15 | Residential | Behind the Meter | Yes | SunPurity, LLC | JCP&L |  | Accepted | 2025-06-19 | 2025-07-17 | 2026-07-17 | Solar Panels | Hanwha Q cells | Q.PEAK DUO BLK-ML-G10+ 415W |  | 0.415 | 2 | 93 | 23 |  | Fixed | Roof
NJADRE1559941175 | Administratively Determined Incentive Program | BRICK | 8723 | 4.15 | Residential | Behind the Meter | Yes | SunPurity, LLC | JCP&L |  | Accepted | 2025-06-19 | 2025-07-17 | 2026-07-17 | Solar Panels | Hanwha Q cells | Q.PEAK DUO BLK-ML-G10+ 415W |  | 0.415 | 8 | 93 | 23 |  | Fixed | Roof
NJADRE1559941182 | Administratively Determined Incentive Program | OLD BRIDGE | 8857 | 4.4 | Residential | Behind the Meter | No | PV4U, LLC | JCP&L |  | Accepted | 2025-06-19 | 2025-07-18 | 2026-07-18 | Inverters | Enphase | IQ8Plus | 290 |  | 11 |  |  | 0 |  | Outside
NJADRE1559941182 | Administratively Determined Incentive Program | OLD BRIDGE | 8857 | 4.4 | Residential | Behind the Meter | No | PV4U, LLC | JCP&L |  | Accepted | 2025-06-19 | 2025-07-18 | 2026-07-18 | Solar Panels | Hanwha | qcells 400 |  | 0.4 | 11 | 127 | 36 |  | Fixed | Roof
NJADRE1559941187 | Administratively Determined Incentive Program | TOMS RIVER | 8753 | 6.56 | Residential | Behind the Meter | Yes | Trinity Solar, LLC | JCP&L |  | Accepted | 2025-06-19 | 2025-07-17 | 2026-07-17 | Inverters | Solar Edge | USE5700H-US | 5760 |  | 1 |  |  | 0.97 |  | Outside
NJADRE1559941187 | Administratively Determined Incentive Program | TOMS RIVER | 8753 | 6.56 | Residential | Behind the Meter | Yes | Trinity Solar, LLC | JCP&L |  | Accepted | 2025-06-19 | 2025-07-17 | 2026-07-17 | Solar Panels | Hanwha | Q.PEAK DUO BLK ML-G10+ 410 |  | 0.41 | 16 | 93 | 23 |  | Fixed | Roof
NJADRE1559941188 | Administratively Determined Incentive Program | HAMMONTON | 8037 | 8.76 | Residential | Behind the Meter | Yes | SunnyMac, LLC | AC Electric |  | Accepted | 2025-06-19 | 2025-07-17 | 2026-07-17 | Meters | SolarEdge Technologies Inc. | SE7600H-US000BNI4 (Inverter) |  |  | 1 |  |  |  | Yes | Outdoor
NJADRE1559941188 | Administratively Determined Incentive Program | HAMMONTON | 8037 | 8.76 | Residential | Behind the Meter | Yes | SunnyMac, LLC | AC Electric |  | Accepted | 2025-06-19 | 2025-07-17 | 2026-07-17 | Inverters | SolarEdge Technologies Inc. | SE7600H-US000BNI4 (Inverter) | 7600 |  | 1 |  |  | 0.99 |  | Outdoor
NJADRE1559941188 | Administratively Determined Incentive Program | HAMMONTON | 8037 | 8.76 | Residential | Behind the Meter | Yes | SunnyMac, LLC | AC Electric |  | Accepted | 2025-06-19 | 2025-07-17 | 2026-07-17 | Solar Panels | Hanwha Q Cells | Q.PEAK DUO BLK-G10+365 |  | 0.365 | 24 | 132 | 34 |  | Fixed | Roof
NJADRE1559941220 | Administratively Determined Incentive Program | MIDDLETOWN | 7748 | 18.63 | Residential | Behind the Meter | Yes | Freedom Forever New Jersey, LLC | JCP&L |  | Accepted | 2025-06-19 | 2025-07-17 | 2026-07-17 | Inverters | Solar Edge | SE3800H-US | 3800 |  | 1 |  |  | 0.99 |  | Outside
NJADRE1559941220 | Administratively Determined Incentive Program | MIDDLETOWN | 7748 | 18.63 | Residential | Behind the Meter | Yes | Freedom Forever New Jersey, LLC | JCP&L |  | Accepted | 2025-06-19 | 2025-07-17 | 2026-07-17 | Solar Panels | JA Solar | JAM54S31-405/MR |  | 0.405 | 8 | 181 | 23 |  | Fixed | Roof
NJADRE1559941220 | Administratively Determined Incentive Program | MIDDLETOWN | 7748 | 18.63 | Residential | Behind the Meter | Yes | Freedom Forever New Jersey, LLC | JCP&L |  | Accepted | 2025-06-19 | 2025-07-17 | 2026-07-17 | Solar Panels | JA Solar | JAM54S31-405/MR |  | 0.405 | 9 | 181 | 23 |  | Fixed | Roof
NJADRE1559941220 | Administratively Determined Incentive Program | MIDDLETOWN | 7748 | 18.63 | Residential | Behind the Meter | Yes | Freedom Forever New Jersey, LLC | JCP&L |  | Accepted | 2025-06-19 | 2025-07-17 | 2026-07-17 | Solar Panels | JA Solar | JAM54S31-405/MR |  | 0.405 | 4 | 1 | 10 |  | Fixed | Roof
NJADRE1559941220 | Administratively Determined Incentive Program | MIDDLETOWN | 7748 | 18.63 | Residential | Behind the Meter | Yes | Freedom Forever New Jersey, LLC | JCP&L |  | Accepted | 2025-06-19 | 2025-07-17 | 2026-07-17 | Solar Panels | JA Solar | JAM54S31-405/MR |  | 0.405 | 8 | 181 | 23 |  | Fixed | Roof
NJADRE1559941220 | Administratively Determined Incentive Program | MIDDLETOWN | 7748 | 18.63 | Residential | Behind the Meter | Yes | Freedom Forever New Jersey, LLC | JCP&L |  | Accepted | 2025-06-19 | 2025-07-17 | 2026-07-17 | Solar Panels | JA Solar | JAM54S31-405/MR |  | 0.405 | 9 | 1 | 23 |  | Fixed | Roof
NJADRE1559941220 | Administratively Determined Incentive Program | MIDDLETOWN | 7748 | 18.63 | Residential | Behind the Meter | Yes | Freedom Forever New Jersey, LLC | JCP&L |  | Accepted | 2025-06-19 | 2025-07-17 | 2026-07-17 | Inverters | Solar Edge | SE11400H-US | 11400 |  | 1 |  |  | 0.99 |  | Outside
NJADRE1559941220 | Administratively Determined Incentive Program | MIDDLETOWN | 7748 | 18.63 | Residential | Behind the Meter | Yes | Freedom Forever New Jersey, LLC | JCP&L |  | Accepted | 2025-06-19 | 2025-07-17 | 2026-07-17 | Solar Panels | JA Solar | JAM54S31-405/MR |  | 0.405 | 8 | 1 | 23 |  | Fixed | Roof
NJADRE1559941248 | Administratively Determined Incentive Program | WATERFORD WORKS | 8089 | 18.92 | Residential | Behind the Meter | Yes | Integrity Solar & Home Solutions, LLC | AC Electric |  | Accepted | 2025-06-19 | 2025-07-17 | 2026-07-17 | Inverters | ENPHASE | IQ8HC | 380 |  | 44 |  |  | 0.98 |  | Other | UNDER EACH PANEL
NJADRE1559941248 | Administratively Determined Incentive Program | WATERFORD WORKS | 8089 | 18.92 | Residential | Behind the Meter | Yes | Integrity Solar & Home Solutions, LLC | AC Electric |  | Accepted | 2025-06-19 | 2025-07-17 | 2026-07-17 | Solar Panels | JINKO | JKM430N-54HL4-B |  | 0.43 | 24 | 263 | 23 |  | Fixed | Roof
NJADRE1559941248 | Administratively Determined Incentive Program | WATERFORD WORKS | 8089 | 18.92 | Residential | Behind the Meter | Yes | Integrity Solar & Home Solutions, LLC | AC Electric |  | Accepted | 2025-06-19 | 2025-07-17 | 2026-07-17 | Solar Panels | JINKO | JKM430N-54HL4-B |  | 0.43 | 20 | 83 | 23 |  | Fixed | Roof
NJADRE1559941261 | Administratively Determined Incentive Program | JERSEY CITY | 7304 | 7.4 | Residential | Behind the Meter | Yes | Skyline Solar, LLC | PSE&G |  | Accepted | 2025-06-19 | 2025-07-17 | 2026-07-17 | Inverters | Enphase | IQ8HC-72-M-DOM-US | 380 |  | 17 |  |  | 0.977 |  | Outside
NJADRE1559941261 | Administratively Determined Incentive Program | JERSEY CITY | 7304 | 7.4 | Residential | Behind the Meter | Yes | Skyline Solar, LLC | PSE&G |  | Accepted | 2025-06-19 | 2025-07-17 | 2026-07-17 | Solar Panels | Hanwha | Q.TRON BLK M-G2+ 435 |  | 0.435 | 17 | 214 | 5 |  | Fixed | Roof
NJADRE1559941319 | Administratively Determined Incentive Program | WILLIAMSTOWN | 8094 | 13.49 | Residential | Behind the Meter | No | SunnyMac, LLC | AC Electric |  | Accepted | 2025-06-19 | 2025-07-17 | 2026-07-17 | Inverters | SOLAREDGE HOME HUB | SE10000H-US | 10000 |  | 1 |  |  | 0.99 |  | Outdoor | next to meter
NJADRE1559941319 | Administratively Determined Incentive Program | WILLIAMSTOWN | 8094 | 13.49 | Residential | Behind the Meter | No | SunnyMac, LLC | AC Electric |  | Accepted | 2025-06-19 | 2025-07-17 | 2026-07-17 | Solar Panels | HANWHA | QTRON BLK M-G2+ |  | 0.435 | 12 | 221 | 21 |  | Fixed | Roof
NJADRE1559941319 | Administratively Determined Incentive Program | WILLIAMSTOWN | 8094 | 13.49 | Residential | Behind the Meter | No | SunnyMac, LLC | AC Electric |  | Accepted | 2025-06-19 | 2025-07-17 | 2026-07-17 | Solar Panels | HANWHA | QTRON BLK M-G2+ |  | 0.435 | 9 | 131 | 10 |  | Fixed | Roof
NJADRE1559941319 | Administratively Determined Incentive Program | WILLIAMSTOWN | 8094 | 13.49 | Residential | Behind the Meter | No | SunnyMac, LLC | AC Electric |  | Accepted | 2025-06-19 | 2025-07-17 | 2026-07-17 | Solar Panels | HANWHA | QTRON BLK M-G2+ |  | 0.435 | 10 | 311 | 10 |  | Fixed | Roof
NJADRE1559941323 | Administratively Determined Incentive Program | RANDOLPH | 7869 | 16.19 | Residential | Behind the Meter | Yes | SunPurity, LLC | JCP&L |  | Accepted | 2025-06-20 | 2025-07-18 | 2026-07-18 | Solar Panels | Hanwha Q cells | Q.PEAK DUO BLK-ML-G10+ 415W |  | 0.415 | 7 | 73 | 33 |  | Fixed | Roof
NJADRE1559941323 | Administratively Determined Incentive Program | RANDOLPH | 7869 | 16.19 | Residential | Behind the Meter | Yes | SunPurity, LLC | JCP&L |  | Accepted | 2025-06-20 | 2025-07-18 | 2026-07-18 | Solar Panels | Hanwha Q cells | Q.PEAK DUO BLK-ML-G10+ 415W |  | 0.415 | 4 | 253 | 36 |  | Fixed | Roof
NJADRE1559941323 | Administratively Determined Incentive Program | RANDOLPH | 7869 | 16.19 | Residential | Behind the Meter | Yes | SunPurity, LLC | JCP&L |  | Accepted | 2025-06-20 | 2025-07-18 | 2026-07-18 | Solar Panels | Hanwha Q cells | Q.PEAK DUO BLK-ML-G10+ 415W |  | 0.415 | 14 | 73 | 36 |  | Fixed | Roof
NJADRE1559941323 | Administratively Determined Incentive Program | RANDOLPH | 7869 | 16.19 | Residential | Behind the Meter | Yes | SunPurity, LLC | JCP&L |  | Accepted | 2025-06-20 | 2025-07-18 | 2026-07-18 | Inverters | SolarEdge | SE11400H-US | 11400 |  | 1 |  |  | 0.99 |  | Outdoor
NJADRE1559941323 | Administratively Determined Incentive Program | RANDOLPH | 7869 | 16.19 | Residential | Behind the Meter | Yes | SunPurity, LLC | JCP&L |  | Accepted | 2025-06-20 | 2025-07-18 | 2026-07-18 | Solar Panels | Hanwha Q cells | Q.PEAK DUO BLK-ML-G10+ 415W |  | 0.415 | 7 | 253 | 33 |  | Fixed | Roof
NJADRE1559941323 | Administratively Determined Incentive Program | RANDOLPH | 7869 | 16.19 | Residential | Behind the Meter | Yes | SunPurity, LLC | JCP&L |  | Accepted | 2025-06-20 | 2025-07-18 | 2026-07-18 | Solar Panels | Hanwha Q cells | Q.PEAK DUO BLK-ML-G10+ 415W |  | 0.415 | 7 | 163 | 33 |  | Fixed | Roof
NJADRE1559941331 | Administratively Determined Incentive Program | PISCATAWAY | 8854 | 7.74 | Residential | Behind the Meter | Yes | Brilliant Installations, Inc. | PSE&G |  | Accepted | 2025-06-20 | 2025-07-17 | 2026-07-17 | Solar Panels | JINKO SOLAR | JKM430N-54HL4-B |  | 0.43 | 18 | 152 | 24 |  | Fixed | Roof
NJADRE1559941331 | Administratively Determined Incentive Program | PISCATAWAY | 8854 | 7.74 | Residential | Behind the Meter | Yes | Brilliant Installations, Inc. | PSE&G |  | Accepted | 2025-06-20 | 2025-07-17 | 2026-07-17 | Inverters | SOLAREDGE | USE5700H-USMNBL75 | 5700 |  | 1 |  |  | 0.97 |  | Outdoor
NJADRE1559941344 | Administratively Determined Incentive Program | EGG HARBOR TOWNSHIP | 8234 | 6.825 | Residential | Behind the Meter | Yes | Panel Masters of NJ, LLC | AC Electric |  | Accepted | 2025-06-19 | 2025-07-21 | 2026-07-21 | Inverters | Solar Edge | SE5700H-US | 380 |  | 1 |  |  | 0.985 |  | Outside | Roof Top Under Panels
NJADRE1559941344 | Administratively Determined Incentive Program | EGG HARBOR TOWNSHIP | 8234 | 6.825 | Residential | Behind the Meter | Yes | Panel Masters of NJ, LLC | AC Electric |  | Accepted | 2025-06-19 | 2025-07-21 | 2026-07-21 | Solar Panels | Canadian Solar | CS6.1-54TM-455H |  | 0.455 | 15 | 111 | 30 |  | Fixed | Roof
NJADRE1559941363 | Administratively Determined Incentive Program | STRATFORD | 8084 | 9.1 | Residential | Behind the Meter | Yes | Panel Masters of NJ, LLC | AC Electric |  | Accepted | 2025-06-20 | 2025-07-17 | 2026-07-17 | Solar Panels | Canadian Solar | CS6.1-54TM-455H |  | 0.455 | 20 | 206 | 25 |  | Fixed | Roof
NJADRE1559941363 | Administratively Determined Incentive Program | STRATFORD | 8084 | 9.1 | Residential | Behind the Meter | Yes | Panel Masters of NJ, LLC | AC Electric |  | Accepted | 2025-06-20 | 2025-07-17 | 2026-07-17 | Inverters | Enphase | IQ8HC-72-m-Dom | 380 |  | 20 |  |  | 0.973 |  | Outside | Roof Top Under Panels
NJADRE1559941384 | Administratively Determined Incentive Program | ATCO | 8004 | 6.48 | Residential | Behind the Meter | Yes | Freedom Forever New Jersey, LLC | AC Electric |  | Accepted | 2025-06-19 | 2025-07-17 | 2026-07-17 | Solar Panels | JA Solar | JAM54S31-405/MR |  | 0.405 | 13 | 103 | 34 |  | Fixed | Roof
NJADRE1559941384 | Administratively Determined Incentive Program | ATCO | 8004 | 6.48 | Residential | Behind the Meter | Yes | Freedom Forever New Jersey, LLC | AC Electric |  | Accepted | 2025-06-19 | 2025-07-17 | 2026-07-17 | Inverters | Solar Edge | SE5700H-US | 7600 |  | 1 |  |  | 0.99 |  | Outside
NJADRE1559941384 | Administratively Determined Incentive Program | ATCO | 8004 | 6.48 | Residential | Behind the Meter | Yes | Freedom Forever New Jersey, LLC | AC Electric |  | Accepted | 2025-06-19 | 2025-07-17 | 2026-07-17 | Solar Panels | JA Solar | JAM54S31-405/MR |  | 0.405 | 3 | 193 | 27 |  | Fixed | Roof
NJADRE1559941425 | Administratively Determined Incentive Program | IRVINGTON | 7111 | 3.28 | Residential | Behind the Meter | Yes | Trinity Solar, LLC | PSE&G |  | Accepted | 2025-06-19 | 2025-07-17 | 2026-07-17 | Inverters | Solar Edge | USE3800H-USMNBL75 | 3800 |  | 1 |  |  | 0.97 |  | Outdoor
NJADRE1559941425 | Administratively Determined Incentive Program | IRVINGTON | 7111 | 3.28 | Residential | Behind the Meter | Yes | Trinity Solar, LLC | PSE&G |  | Accepted | 2025-06-19 | 2025-07-17 | 2026-07-17 | Solar Panels | HANWHA | (Q.PEAK DUO BLK ML-G10.C+ 410) |  | 0.41 | 8 | 211 | 45 |  | Fixed | Roof
NJADRE1559941778 | Administratively Determined Incentive Program | TOMS RIVER | 8753 | 4.92 | Residential | Behind the Meter | Yes | Trinity Solar, LLC | JCP&L |  | Accepted | 2025-06-19 | 2025-07-17 | 2026-07-17 | Inverters | Solar Edge | USE3800H-USMNBL75 | 3800 |  | 1 |  |  | 0.97 |  | Outdoor
NJADRE1559941778 | Administratively Determined Incentive Program | TOMS RIVER | 8753 | 4.92 | Residential | Behind the Meter | Yes | Trinity Solar, LLC | JCP&L |  | Accepted | 2025-06-19 | 2025-07-17 | 2026-07-17 | Solar Panels | HANWHA | (Q.PEAK DUO BLK ML-G10.C+ 410) |  | 0.41 | 12 | 208 | 28 |  | Fixed | Roof
NJADRE1559941783 | Administratively Determined Incentive Program | LAKEWOOD | 8701 | 14.11 | Residential | Behind the Meter | Yes | SunPurity, LLC | JCP&L |  | Accepted | 2025-06-20 | 2025-07-18 | 2026-07-18 | Inverters | SolarEdge | SE10000H-US | 10000 |  | 1 |  |  | 0.99 |  | Outdoor
NJADRE1559941783 | Administratively Determined Incentive Program | LAKEWOOD | 8701 | 14.11 | Residential | Behind the Meter | Yes | SunPurity, LLC | JCP&L |  | Accepted | 2025-06-20 | 2025-07-18 | 2026-07-18 | Solar Panels | Hanwha Q cells | Q.PEAK DUO BLK-ML-G10+ 415W |  | 0.415 | 9 | 188 | 40 |  | Fixed | Roof
NJADRE1559941783 | Administratively Determined Incentive Program | LAKEWOOD | 8701 | 14.11 | Residential | Behind the Meter | Yes | SunPurity, LLC | JCP&L |  | Accepted | 2025-06-20 | 2025-07-18 | 2026-07-18 | Solar Panels | Hanwha Q cells | Q.PEAK DUO BLK-ML-G10+ 415W |  | 0.415 | 13 | 188 | 40 |  | Fixed | Roof
NJADRE1559941783 | Administratively Determined Incentive Program | LAKEWOOD | 8701 | 14.11 | Residential | Behind the Meter | Yes | SunPurity, LLC | JCP&L |  | Accepted | 2025-06-20 | 2025-07-18 | 2026-07-18 | Solar Panels | Hanwha Q cells | Q.PEAK DUO BLK-ML-G10+ 415W |  | 0.415 | 9 | 8 | 18 |  | Fixed | Roof
NJADRE1559941783 | Administratively Determined Incentive Program | LAKEWOOD | 8701 | 14.11 | Residential | Behind the Meter | Yes | SunPurity, LLC | JCP&L |  | Accepted | 2025-06-20 | 2025-07-18 | 2026-07-18 | Solar Panels | Hanwha Q cells | Q.PEAK DUO BLK-ML-G10+ 415W |  | 0.415 | 3 | 98 | 46 |  | Fixed | Roof
NJADRE1559941794 | Administratively Determined Incentive Program | FAIRVIEW | 7022 | 15.36 | Residential | Behind the Meter | Yes | SunPurity, LLC | PSE&G |  | Accepted | 2025-07-04 | 2025-07-25 | 2026-07-25 | Inverters | SolarEdge | SE11400H-US | 11400 |  | 1 |  |  | 0.99 |  | Outdoor
NJADRE1559941794 | Administratively Determined Incentive Program | FAIRVIEW | 7022 | 15.36 | Residential | Behind the Meter | Yes | SunPurity, LLC | PSE&G |  | Accepted | 2025-07-04 | 2025-07-25 | 2026-07-25 | Solar Panels | Hanwha Q cells | Q.PEAK DUO BLK-ML-G10+ 415W |  | 0.415 | 7 | 100 | 14 |  | Fixed | Roof
NJADRE1559941794 | Administratively Determined Incentive Program | FAIRVIEW | 7022 | 15.36 | Residential | Behind the Meter | Yes | SunPurity, LLC | PSE&G |  | Accepted | 2025-07-04 | 2025-07-25 | 2026-07-25 | Solar Panels | Hanwha Q cells | Q.PEAK DUO BLK-ML-G10+ 415W |  | 0.415 | 21 | 10 | 18 |  | Fixed | Roof
NJADRE1559941794 | Administratively Determined Incentive Program | FAIRVIEW | 7022 | 15.36 | Residential | Behind the Meter | Yes | SunPurity, LLC | PSE&G |  | Accepted | 2025-07-04 | 2025-07-25 | 2026-07-25 | Solar Panels | Hanwha Q cells | Q.PEAK DUO BLK-ML-G10+ 415W |  | 0.415 | 9 | 100 | 18 |  | Fixed | Roof
NJADRE1559941799 | Administratively Determined Incentive Program | WOOD RIDGE | 7075 | 5.74 | Residential | Behind the Meter | Yes | Trinity Solar, LLC | PSE&G |  | Accepted | 2025-06-19 | 2025-07-17 | 2026-07-17 | Solar Panels | HANWHA 410 (Q.PEAK DUO BLK ML-G10+ 410) | HANWHA 410 (Q.PEAK DUO BLK ML-G10+ 410) |  | 0.41 | 7 | 219 | 35 |  | Fixed | Roof
NJADRE1559941799 | Administratively Determined Incentive Program | WOOD RIDGE | 7075 | 5.74 | Residential | Behind the Meter | Yes | Trinity Solar, LLC | PSE&G |  | Accepted | 2025-06-19 | 2025-07-17 | 2026-07-17 | Solar Panels | HANWHA 410 (Q.PEAK DUO BLK ML-G10+ 410) | HANWHA 410 (Q.PEAK DUO BLK ML-G10+ 410) |  | 0.41 | 7 | 220 | 35 |  | Fixed | Roof
NJADRE1559941799 | Administratively Determined Incentive Program | WOOD RIDGE | 7075 | 5.74 | Residential | Behind the Meter | Yes | Trinity Solar, LLC | PSE&G |  | Accepted | 2025-06-19 | 2025-07-17 | 2026-07-17 | Inverters | SOLAREDGE | SE5700H-US | 5700 |  | 1 |  |  | 0.97 |  | Outside
NJADRE1559941811 | Administratively Determined Incentive Program | Wall | 8720 | 10.25 | Residential | Behind the Meter | Yes | Trinity Solar, LLC | JCP&L |  | Accepted | 2025-06-19 | 2025-07-17 | 2026-07-17 | Solar Panels | HANWHA 410 (Q.PEAK DUO BLK ML-G10+ 410) | HANWHA 410 (Q.PEAK DUO BLK ML-G10+ 410) |  | 0.41 | 23 | 209 | 34 |  | Fixed | Roof
NJADRE1559941811 | Administratively Determined Incentive Program | Wall | 8720 | 10.25 | Residential | Behind the Meter | Yes | Trinity Solar, LLC | JCP&L |  | Accepted | 2025-06-19 | 2025-07-17 | 2026-07-17 | Solar Panels | HANWHA 410 (Q.PEAK DUO BLK ML-G10+ 410) | HANWHA 410 (Q.PEAK DUO BLK ML-G10+ 410) |  | 0.41 | 2 | 209 | 34 |  | Fixed | Roof
NJADRE1559941811 | Administratively Determined Incentive Program | Wall | 8720 | 10.25 | Residential | Behind the Meter | Yes | Trinity Solar, LLC | JCP&L |  | Accepted | 2025-06-19 | 2025-07-17 | 2026-07-17 | Inverters | SOLAREDGE | SE7600H-US | 7600 |  | 1 |  |  | 0.97 |  | Outside
NJADRE1559941818 | Administratively Determined Incentive Program | Totowa | 7512 | 21.56 | Residential | Behind the Meter | No | Venture Home Solar, LLC | PSE&G |  | Accepted | 2025-06-19 | 2025-07-18 | 2026-07-18 | Inverters | Tesla Solar | 1538000-xx-y | 330 |  | 2 |  |  | 0.9697 |  | Outside
NJADRE1559941818 | Administratively Determined Incentive Program | Totowa | 7512 | 21.56 | Residential | Behind the Meter | No | Venture Home Solar, LLC | PSE&G |  | Accepted | 2025-06-19 | 2025-07-18 | 2026-07-18 | Solar Panels | Meyer Burger | Black 385 |  | 0.385 | 56 | 130 | 30 |  | Fixed | Roof
NJADRE1559941819 | Administratively Determined Incentive Program | Hackettstown | 7840 | 18.86 | Residential | Behind the Meter | Yes | Trinity Solar, LLC | JCP&L |  | Accepted | 2025-06-19 | 2025-07-17 | 2026-07-17 | Solar Panels | HANWHA 410 (Q.PEAK DUO BLK ML-G10+ 410) | HANWHA 410 (Q.PEAK DUO BLK ML-G10+ 410) |  | 0.41 | 22 | 324 | 25 |  | Fixed | Roof
NJADRE1559941819 | Administratively Determined Incentive Program | Hackettstown | 7840 | 18.86 | Residential | Behind the Meter | Yes | Trinity Solar, LLC | JCP&L |  | Accepted | 2025-06-19 | 2025-07-17 | 2026-07-17 | Inverters | SOLAREDGE | SE7600H-US | 7600 |  | 2 |  |  | 0.97 |  | Outside
NJADRE1559941819 | Administratively Determined Incentive Program | Hackettstown | 7840 | 18.86 | Residential | Behind the Meter | Yes | Trinity Solar, LLC | JCP&L |  | Accepted | 2025-06-19 | 2025-07-17 | 2026-07-17 | Solar Panels | HANWHA 410 (Q.PEAK DUO BLK ML-G10+ 410) | HANWHA 410 (Q.PEAK DUO BLK ML-G10+ 410) |  | 0.41 | 9 | 144 | 25 |  | Fixed | Roof
NJADRE1559941819 | Administratively Determined Incentive Program | Hackettstown | 7840 | 18.86 | Residential | Behind the Meter | Yes | Trinity Solar, LLC | JCP&L |  | Accepted | 2025-06-19 | 2025-07-17 | 2026-07-17 | Solar Panels | HANWHA 410 (Q.PEAK DUO BLK ML-G10+ 410) | HANWHA 410 (Q.PEAK DUO BLK ML-G10+ 410) |  | 0.41 | 15 | 144 | 25 |  | Fixed | Roof
NJADRE1559941827 | Administratively Determined Incentive Program | Landing | 7850 | 9.02 | Residential | Behind the Meter | Yes | Trinity Solar, LLC | JCP&L |  | Accepted | 2025-06-19 | 2025-07-17 | 2026-07-17 | Solar Panels | HANWHA 410 (Q.PEAK DUO BLK ML-G10+ 410) | HANWHA 410 (Q.PEAK DUO BLK ML-G10+ 410) |  | 0.41 | 6 | 287 | 8 |  | Fixed | Roof
NJADRE1559941827 | Administratively Determined Incentive Program | Landing | 7850 | 9.02 | Residential | Behind the Meter | Yes | Trinity Solar, LLC | JCP&L |  | Accepted | 2025-06-19 | 2025-07-17 | 2026-07-17 | Inverters | SOLAREDGE | SE7600H-US | 7600 |  | 1 |  |  | 0.97 |  | Outside
NJADRE1559941827 | Administratively Determined Incentive Program | Landing | 7850 | 9.02 | Residential | Behind the Meter | Yes | Trinity Solar, LLC | JCP&L |  | Accepted | 2025-06-19 | 2025-07-17 | 2026-07-17 | Solar Panels | HANWHA 410 (Q.PEAK DUO BLK ML-G10+ 410) | HANWHA 410 (Q.PEAK DUO BLK ML-G10+ 410) |  | 0.41 | 4 | 19 | 25 |  | Fixed | Roof
NJADRE1559941827 | Administratively Determined Incentive Program | Landing | 7850 | 9.02 | Residential | Behind the Meter | Yes | Trinity Solar, LLC | JCP&L |  | Accepted | 2025-06-19 | 2025-07-17 | 2026-07-17 | Solar Panels | HANWHA 410 (Q.PEAK DUO BLK ML-G10+ 410) | HANWHA 410 (Q.PEAK DUO BLK ML-G10+ 410) |  | 0.41 | 12 | 199 | 24 |  | Fixed | Roof
NJADRE1559941836 | Administratively Determined Incentive Program | Irvington | 7111 | 6.15 | Residential | Behind the Meter | Yes | Trinity Solar, LLC | PSE&G |  | Accepted | 2025-06-19 | 2025-07-17 | 2026-07-17 | Inverters | SOLAREDGE | SE5700H-US | 5700 |  | 1 |  |  | 0.97 |  | Outside
NJADRE1559941836 | Administratively Determined Incentive Program | Irvington | 7111 | 6.15 | Residential | Behind the Meter | Yes | Trinity Solar, LLC | PSE&G |  | Accepted | 2025-06-19 | 2025-07-17 | 2026-07-17 | Solar Panels | HANWHA 410 (Q.PEAK DUO BLK ML-G10+ 410) | HANWHA 410 (Q.PEAK DUO BLK ML-G10+ 410) |  | 0.41 | 15 | 113 | 33 |  | Fixed | Roof
NJADRE1559952002 | Administratively Determined Incentive Program | Monroe | 8831 | 9.84 | Residential | Behind the Meter | Yes | Bright Ops, Inc. | JCP&L |  | Accepted | 2025-06-19 | 2025-07-17 | 2026-07-17 | Solar Panels | HANWHA Q-CELLS | Q.Peak Duo Blk Ml-G10+410 |  | 0.41 | 8 | 33 | 34 |  | Fixed | Roof
NJADRE1559952002 | Administratively Determined Incentive Program | Monroe | 8831 | 9.84 | Residential | Behind the Meter | Yes | Bright Ops, Inc. | JCP&L |  | Accepted | 2025-06-19 | 2025-07-17 | 2026-07-17 | Solar Panels | HANWHA Q-CELLS | Q.Peak Duo Blk Ml-G10+410 |  | 0.41 | 3 | 216 | 9 |  | Fixed | Roof
NJADRE1559952002 | Administratively Determined Incentive Program | Monroe | 8831 | 9.84 | Residential | Behind the Meter | Yes | Bright Ops, Inc. | JCP&L |  | Accepted | 2025-06-19 | 2025-07-17 | 2026-07-17 | Inverters | SolarEdge | SE7600H-USSN | 7600 |  | 1 |  |  | 0.98 |  | Outdoor | OUTSIDE
NJADRE1559952002 | Administratively Determined Incentive Program | Monroe | 8831 | 9.84 | Residential | Behind the Meter | Yes | Bright Ops, Inc. | JCP&L |  | Accepted | 2025-06-19 | 2025-07-17 | 2026-07-17 | Solar Panels | HANWHA Q-CELLS | Q.Peak Duo Blk Ml-G10+410 |  | 0.41 | 9 | 216 | 34 |  | Fixed | Roof
NJADRE1559952002 | Administratively Determined Incentive Program | Monroe | 8831 | 9.84 | Residential | Behind the Meter | Yes | Bright Ops, Inc. | JCP&L |  | Accepted | 2025-06-19 | 2025-07-17 | 2026-07-17 | Solar Panels | HANWHA Q-CELLS | Q.Peak Duo Blk Ml-G10+410 |  | 0.41 | 4 | 122 | 23 |  | Fixed | Roof
NJADRE1559952675 | Administratively Determined Incentive Program | Villas | 8251 | 16.58 | Residential | Behind the Meter | Yes | Power Energy Solutions, LLC | AC Electric |  | Accepted | 2025-06-20 | 2025-07-17 | 2026-07-17 | Solar Panels | Trina Solar | TSM-425NE09RC.05 |  | 0.425 | 2 | 123 | 26 |  | Fixed | Roof
NJADRE1559952675 | Administratively Determined Incentive Program | Villas | 8251 | 16.58 | Residential | Behind the Meter | Yes | Power Energy Solutions, LLC | AC Electric |  | Accepted | 2025-06-20 | 2025-07-17 | 2026-07-17 | Inverters | SolarEdge | SE10000H-US | 10 |  | 1 |  |  | 0.97 |  | Outdoor
NJADRE1559952675 | Administratively Determined Incentive Program | Villas | 8251 | 16.58 | Residential | Behind the Meter | Yes | Power Energy Solutions, LLC | AC Electric |  | Accepted | 2025-06-20 | 2025-07-17 | 2026-07-17 | Solar Panels | Trina Solar | TSM-425NE09RC.05 |  | 0.425 | 4 | 213 | 24 |  | Fixed | Roof
NJADRE1559952675 | Administratively Determined Incentive Program | Villas | 8251 | 16.58 | Residential | Behind the Meter | Yes | Power Energy Solutions, LLC | AC Electric |  | Accepted | 2025-06-20 | 2025-07-17 | 2026-07-17 | Solar Panels | Trina Solar | TSM-425NE09RC.05 |  | 0.425 | 18 | 33 | 24 |  | Fixed | Roof
NJADRE1559952675 | Administratively Determined Incentive Program | Villas | 8251 | 16.58 | Residential | Behind the Meter | Yes | Power Energy Solutions, LLC | AC Electric |  | Accepted | 2025-06-20 | 2025-07-17 | 2026-07-17 | Solar Panels | Trina Solar | TSM-425NE09RC.05 |  | 0.425 | 15 | 213 | 24 |  | Fixed | Roof
NJADRE1559952682 | Administratively Determined Incentive Program | Elizabeth | 7208 | 5.27 | Residential | Behind the Meter | Yes | Sunrun Installation Services, Inc. | PSE&G |  | Accepted | 2025-06-20 | 2025-07-17 | 2026-07-17 | Solar Panels | JA Solar | JAM54S31-405/MR |  | 0.405 | 6 | 36 | 45 |  | Fixed | Roof
NJADRE1559952682 | Administratively Determined Incentive Program | Elizabeth | 7208 | 5.27 | Residential | Behind the Meter | Yes | Sunrun Installation Services, Inc. | PSE&G |  | Accepted | 2025-06-20 | 2025-07-17 | 2026-07-17 | Inverters | SolarEdge Technologies | SE3800H-USMN | 3800 |  | 1 |  |  | 0.99 |  | Outdoor
NJADRE1559952682 | Administratively Determined Incentive Program | Elizabeth | 7208 | 5.27 | Residential | Behind the Meter | Yes | Sunrun Installation Services, Inc. | PSE&G |  | Accepted | 2025-06-20 | 2025-07-17 | 2026-07-17 | Solar Panels | JA Solar | JAM54S31-405/MR |  | 0.405 | 7 | 216 | 45 |  | Fixed | Roof
NJADRE1559952683 | Administratively Determined Incentive Program | KEARNY | 7032 | 12.9 | Residential | Behind the Meter | Yes | Infinity Solar Systems, LLC | PSE&G |  | Accepted | 2025-06-20 | 2025-07-17 | 2026-07-17 | Solar Panels | SEG Solar | SEG-430-BTD-BG |  | 0.43 | 12 | 216 | 20 |  | Fixed | Roof
NJADRE1559952683 | Administratively Determined Incentive Program | KEARNY | 7032 | 12.9 | Residential | Behind the Meter | Yes | Infinity Solar Systems, LLC | PSE&G |  | Accepted | 2025-06-20 | 2025-07-17 | 2026-07-17 | Solar Panels | SEG Solar | SEG-430-BTD-BG |  | 0.43 | 3 | 126 | 20 |  | Fixed | Roof
NJADRE1559952683 | Administratively Determined Incentive Program | KEARNY | 7032 | 12.9 | Residential | Behind the Meter | Yes | Infinity Solar Systems, LLC | PSE&G |  | Accepted | 2025-06-20 | 2025-07-17 | 2026-07-17 | Inverters | Enphase | IQ8MC-72-M-US | 320 |  | 30 |  |  | 0.97 |  | Outdoor
NJADRE1559952683 | Administratively Determined Incentive Program | KEARNY | 7032 | 12.9 | Residential | Behind the Meter | Yes | Infinity Solar Systems, LLC | PSE&G |  | Accepted | 2025-06-20 | 2025-07-17 | 2026-07-17 | Solar Panels | SEG Solar | SEG-430-BTD-BG |  | 0.43 | 13 | 36 | 20 |  | Fixed | Roof
NJADRE1559952683 | Administratively Determined Incentive Program | KEARNY | 7032 | 12.9 | Residential | Behind the Meter | Yes | Infinity Solar Systems, LLC | PSE&G |  | Accepted | 2025-06-20 | 2025-07-17 | 2026-07-17 | Solar Panels | SEG Solar | SEG-430-BTD-BG |  | 0.43 | 2 | 306 | 20 |  | Fixed | Roof
NJADRE1559952691 | Administratively Determined Incentive Program | EGG HARBOR TOWNSHIP | 8234 | 24.51 | Residential | Behind the Meter | Yes | Sustainable Energy Systems, LLC | AC Electric |  | Accepted | 2025-06-20 | 2025-07-17 | 2026-07-17 | Solar Panels | SEG Solar | SEG-430-BTD-BG |  | 0.43 | 10 | 209 | 32 |  | Fixed | Roof
NJADRE1559952691 | Administratively Determined Incentive Program | EGG HARBOR TOWNSHIP | 8234 | 24.51 | Residential | Behind the Meter | Yes | Sustainable Energy Systems, LLC | AC Electric |  | Accepted | 2025-06-20 | 2025-07-17 | 2026-07-17 | Solar Panels | SEG Solar | SEG-430-BTD-BG |  | 0.43 | 9 | 209 | 31 |  | Fixed | Roof
NJADRE1559952691 | Administratively Determined Incentive Program | EGG HARBOR TOWNSHIP | 8234 | 24.51 | Residential | Behind the Meter | Yes | Sustainable Energy Systems, LLC | AC Electric |  | Accepted | 2025-06-20 | 2025-07-17 | 2026-07-17 | Solar Panels | SEG Solar | SEG-430-BTD-BG |  | 0.43 | 4 | 119 | 43 |  | Fixed | Roof
NJADRE1559952691 | Administratively Determined Incentive Program | EGG HARBOR TOWNSHIP | 8234 | 24.51 | Residential | Behind the Meter | Yes | Sustainable Energy Systems, LLC | AC Electric |  | Accepted | 2025-06-20 | 2025-07-17 | 2026-07-17 | Inverters | SolarEdge Technologies | SE10000H-US | 10000 |  | 1 |  |  | 0.99 |  | Outside
NJADRE1559952691 | Administratively Determined Incentive Program | EGG HARBOR TOWNSHIP | 8234 | 24.51 | Residential | Behind the Meter | Yes | Sustainable Energy Systems, LLC | AC Electric |  | Accepted | 2025-06-20 | 2025-07-17 | 2026-07-17 | Solar Panels | SEG Solar | SEG-430-BTD-BG |  | 0.43 | 6 | 209 | 33 |  | Fixed | Roof
NJADRE1559952691 | Administratively Determined Incentive Program | EGG HARBOR TOWNSHIP | 8234 | 24.51 | Residential | Behind the Meter | Yes | Sustainable Energy Systems, LLC | AC Electric |  | Accepted | 2025-06-20 | 2025-07-17 | 2026-07-17 | Solar Panels | SEG Solar | SEG-430-BTD-BG |  | 0.43 | 18 | 29 | 32 |  | Fixed | Roof
NJADRE1559952691 | Administratively Determined Incentive Program | EGG HARBOR TOWNSHIP | 8234 | 24.51 | Residential | Behind the Meter | Yes | Sustainable Energy Systems, LLC | AC Electric |  | Accepted | 2025-06-20 | 2025-07-17 | 2026-07-17 | Inverters | SolarEdge Technologies | SE7600H-US | 7600 |  | 1 |  |  | 0.99 |  | Outside
NJADRE1559952691 | Administratively Determined Incentive Program | EGG HARBOR TOWNSHIP | 8234 | 24.51 | Residential | Behind the Meter | Yes | Sustainable Energy Systems, LLC | AC Electric |  | Accepted | 2025-06-20 | 2025-07-17 | 2026-07-17 | Solar Panels | SEG Solar | SEG-430-BTD-BG |  | 0.43 | 10 | 209 | 31 |  | Fixed | Roof
NJADRE1559952694 | Administratively Determined Incentive Program | Union | 7083 | 10.2 | Residential | Behind the Meter | Yes | Power Energy Solutions, LLC | PSE&G |  | Accepted | 2025-06-20 | 2025-07-17 | 2026-07-17 | Solar Panels | Trina Solar | TSM-425NE09RC.05 |  | 0.425 | 10 | 136 | 22 |  | Fixed | Roof
NJADRE1559952694 | Administratively Determined Incentive Program | Union | 7083 | 10.2 | Residential | Behind the Meter | Yes | Power Energy Solutions, LLC | PSE&G |  | Accepted | 2025-06-20 | 2025-07-17 | 2026-07-17 | Inverters | Trina Solar | SE3800H-US | 4 |  | 1 |  |  | 0.97 |  | Outdoor
NJADRE1559952694 | Administratively Determined Incentive Program | Union | 7083 | 10.2 | Residential | Behind the Meter | Yes | Power Energy Solutions, LLC | PSE&G |  | Accepted | 2025-06-20 | 2025-07-17 | 2026-07-17 | Solar Panels | Trina Solar | TSM-425NE09RC.05 |  | 0.425 | 3 | 316 | 22 |  | Fixed | Roof
NJADRE1559952694 | Administratively Determined Incentive Program | Union | 7083 | 10.2 | Residential | Behind the Meter | Yes | Power Energy Solutions, LLC | PSE&G |  | Accepted | 2025-06-20 | 2025-07-17 | 2026-07-17 | Solar Panels | Trina Solar | TSM-425NE09RC.05 |  | 0.425 | 5 | 316 | 22 |  | Fixed | Roof
NJADRE1559952694 | Administratively Determined Incentive Program | Union | 7083 | 10.2 | Residential | Behind the Meter | Yes | Power Energy Solutions, LLC | PSE&G |  | Accepted | 2025-06-20 | 2025-07-17 | 2026-07-17 | Solar Panels | Trina Solar | TSM-425NE09RC.05 |  | 0.425 | 6 | 136 | 24 |  | Fixed | Roof
NJADRE1559952696 | Administratively Determined Incentive Program | FORKED RIVER | 8731 | 3.28 | Residential | Behind the Meter | Yes | Trinity Solar, LLC | JCP&L |  | Accepted | 2025-06-20 | 2025-07-17 | 2026-07-17 | Solar Panels | HANWHA | (Q.PEAK DUO BLK ML-G10+ 410) |  | 0.41 | 8 | 214 | 37 |  | Fixed | Roof
NJADRE1559952696 | Administratively Determined Incentive Program | FORKED RIVER | 8731 | 3.28 | Residential | Behind the Meter | Yes | Trinity Solar, LLC | JCP&L |  | Accepted | 2025-06-20 | 2025-07-17 | 2026-07-17 | Inverters | Solar Edge | USE3800H-USMNBL75 | 3800 |  | 1 |  |  | 0.97 |  | Outdoor
NJADRE1559952702 | Administratively Determined Incentive Program | TOMS RIVER | 8757 | 12.18 | Residential | Behind the Meter | Yes | SunnyMac, LLC | JCP&L |  | Accepted | 2025-06-20 | 2025-07-18 | 2026-07-18 | Solar Panels | HANWHA | Q.TRON BLK M-G2+ |  | 0.435 | 10 | 166 | 23 |  | Fixed | Roof
NJADRE1559952702 | Administratively Determined Incentive Program | TOMS RIVER | 8757 | 12.18 | Residential | Behind the Meter | Yes | SunnyMac, LLC | JCP&L |  | Accepted | 2025-06-20 | 2025-07-18 | 2026-07-18 | Inverters | SOLAREDGE HOME HUB | SE10000H-US | 10000 |  | 1 |  |  | 0.99 |  | Outdoor | next to meter
NJADRE1559952702 | Administratively Determined Incentive Program | TOMS RIVER | 8757 | 12.18 | Residential | Behind the Meter | Yes | SunnyMac, LLC | JCP&L |  | Accepted | 2025-06-20 | 2025-07-18 | 2026-07-18 | Solar Panels | HANWHA | Q.TRON BLK M-G2+ |  | 0.435 | 9 | 346 | 23 |  | Fixed | Roof
NJADRE1559952702 | Administratively Determined Incentive Program | TOMS RIVER | 8757 | 12.18 | Residential | Behind the Meter | Yes | SunnyMac, LLC | JCP&L |  | Accepted | 2025-06-20 | 2025-07-18 | 2026-07-18 | Solar Panels | HANWHA | Q.TRON BLK M-G2+ |  | 0.435 | 4 | 166 | 23 |  | Fixed | Roof
NJADRE1559952702 | Administratively Determined Incentive Program | TOMS RIVER | 8757 | 12.18 | Residential | Behind the Meter | Yes | SunnyMac, LLC | JCP&L |  | Accepted | 2025-06-20 | 2025-07-18 | 2026-07-18 | Solar Panels | HANWHA | Q.TRON BLK M-G2+ |  | 0.435 | 5 | 166 | 23 |  | Fixed | Roof
NJADRE1559952706 | Administratively Determined Incentive Program | NEWARK | 7108 | 4.3 | Residential | Behind the Meter | Yes | PosiGen Developer, LLC | PSE&G |  | Accepted | 2025-06-20 | 2025-07-17 | 2026-07-17 | Solar Panels | JINKO EAGLE | G6R JKM430N-54HL4-B |  | 0.43 | 10 | 18 | 27 |  | Fixed | Roof
NJADRE1559952706 | Administratively Determined Incentive Program | NEWARK | 7108 | 4.3 | Residential | Behind the Meter | Yes | PosiGen Developer, LLC | PSE&G |  | Accepted | 2025-06-20 | 2025-07-17 | 2026-07-17 | Inverters | SolarEdge | SE3800H-US | 3800 |  | 1 |  |  | 0.99 |  | Outside | within ten feet of meter
NJADRE1559952711 | Administratively Determined Incentive Program | PARLIN | 8859 | 9.43 | Residential | Behind the Meter | Yes | Trinity Solar, LLC | JCP&L |  | Accepted | 2025-06-20 | 2025-07-17 | 2026-07-17 | Solar Panels | Hanwha | Q.PEAK DUO BLK ML-G10+ 410 |  | 0.41 | 10 | 219 | 13 |  | Fixed | Roof
NJADRE1559952711 | Administratively Determined Incentive Program | PARLIN | 8859 | 9.43 | Residential | Behind the Meter | Yes | Trinity Solar, LLC | JCP&L |  | Accepted | 2025-06-20 | 2025-07-17 | 2026-07-17 | Solar Panels | Hanwha | Q.PEAK DUO BLK ML-G10+ 410 |  | 0.41 | 7 | 129 | 12 |  | Fixed | Roof
NJADRE1559952711 | Administratively Determined Incentive Program | PARLIN | 8859 | 9.43 | Residential | Behind the Meter | Yes | Trinity Solar, LLC | JCP&L |  | Accepted | 2025-06-20 | 2025-07-17 | 2026-07-17 | Solar Panels | Hanwha | Q.PEAK DUO BLK ML-G10+ 410 |  | 0.41 | 6 | 129 | 13 |  | Fixed | Roof
NJADRE1559952711 | Administratively Determined Incentive Program | PARLIN | 8859 | 9.43 | Residential | Behind the Meter | Yes | Trinity Solar, LLC | JCP&L |  | Accepted | 2025-06-20 | 2025-07-17 | 2026-07-17 | Inverters | Solar Edge | USE7600H-US | 7600 |  | 1 |  |  | 0.97 |  | Outside
NJADRE1559952719 | Administratively Determined Incentive Program | EGG HARBOR TOWNSHIP | 8234 | 7.74 | Residential | Behind the Meter | Yes | EMT Renewables, LLC | AC Electric |  | Accepted | 2025-06-20 | 2025-07-17 | 2026-07-17 | Inverters | IQ8HC | IQ8+ | 290 |  | 18 |  |  | 0.98 |  | Other | UNDER EACH PANEL
NJADRE1559952719 | Administratively Determined Incentive Program | EGG HARBOR TOWNSHIP | 8234 | 7.74 | Residential | Behind the Meter | Yes | EMT Renewables, LLC | AC Electric |  | Accepted | 2025-06-20 | 2025-07-17 | 2026-07-17 | Solar Panels | SEG SOLAR | SEG 430 |  | 0.43 | 18 | 111 | 30 |  | Fixed | Roof
NJADRE1559952727 | Administratively Determined Incentive Program | PHILLIPSBURG | 8865 | 3.44 | Residential | Behind the Meter | Yes | EMT Renewables, LLC | JCP&L |  | Accepted | 2025-06-20 | 2025-07-22 | 2026-07-22 | Solar Panels | SEG SOLAR | SEG 430 |  | 0.43 | 8 | 143 | 35 |  | Fixed | Roof
NJADRE1559952727 | Administratively Determined Incentive Program | PHILLIPSBURG | 8865 | 3.44 | Residential | Behind the Meter | Yes | EMT Renewables, LLC | JCP&L |  | Accepted | 2025-06-20 | 2025-07-22 | 2026-07-22 | Inverters | Enphase | IQ8HC | 380 |  | 8 |  |  | 0.98 |  | Other | UNDER EACH PANEL
NJADRE1559952730 | Administratively Determined Incentive Program | SICKLERVILLE | 8081 | 3.83 | Residential | Behind the Meter | Yes | Power Energy Solutions, LLC | PSE&G |  | Accepted | 2025-06-20 | 2025-07-18 | 2026-07-18 | Inverters | SolarEdge | SE3800H-US | 4 |  | 1 |  |  | 0.97 |  | Outdoor
NJADRE1559952730 | Administratively Determined Incentive Program | SICKLERVILLE | 8081 | 3.83 | Residential | Behind the Meter | Yes | Power Energy Solutions, LLC | PSE&G |  | Accepted | 2025-06-20 | 2025-07-18 | 2026-07-18 | Solar Panels | Trina Solar | TSM-425NE09RC.05 |  | 0.425 | 2 | 347 | 29 |  | Fixed | Roof
NJADRE1559952730 | Administratively Determined Incentive Program | SICKLERVILLE | 8081 | 3.83 | Residential | Behind the Meter | Yes | Power Energy Solutions, LLC | PSE&G |  | Accepted | 2025-06-20 | 2025-07-18 | 2026-07-18 | Solar Panels | Trina Solar | TSM-425NE09RC.05 |  | 0.425 | 7 | 167 | 29 |  | Fixed | Roof
NJADRE1559952732 | Administratively Determined Incentive Program | NEWARK | 7108 | 4.3 | Residential | Behind the Meter | Yes | PosiGen Developer, LLC | PSE&G |  | Accepted | 2025-06-20 | 2025-07-18 | 2026-07-18 | Solar Panels | JINKO EAGLE | G6R JKM430N-54HL4-B |  | 0.43 | 10 | 198 | 27 |  | Fixed | Roof
NJADRE1559952732 | Administratively Determined Incentive Program | NEWARK | 7108 | 4.3 | Residential | Behind the Meter | Yes | PosiGen Developer, LLC | PSE&G |  | Accepted | 2025-06-20 | 2025-07-18 | 2026-07-18 | Inverters | SolarEdge | SE3800H-US | 3800 |  | 1 |  |  | 0.99 |  | Outdoor | within ten feet of meter
NJADRE1559952742 | Administratively Determined Incentive Program | MONROE TOWNSHIP | 8831 | 9.02 | Residential | Behind the Meter | Yes | Pro Custom Solar dba Momentum Solar | JCP&L |  | Accepted | 2025-06-20 | 2025-07-21 | 2026-07-21 | Solar Panels | HANWHA | q.peak duo blk-g10+410 |  | 0.41 | 13 | 172 | 9 |  | Fixed | Roof
NJADRE1559952742 | Administratively Determined Incentive Program | MONROE TOWNSHIP | 8831 | 9.02 | Residential | Behind the Meter | Yes | Pro Custom Solar dba Momentum Solar | JCP&L |  | Accepted | 2025-06-20 | 2025-07-21 | 2026-07-21 | Inverters | ENPHASE | IQ8HC-72-M-DOM-US | 380 |  | 22 |  |  | 0.97 |  | Outdoor
NJADRE1559952742 | Administratively Determined Incentive Program | MONROE TOWNSHIP | 8831 | 9.02 | Residential | Behind the Meter | Yes | Pro Custom Solar dba Momentum Solar | JCP&L |  | Accepted | 2025-06-20 | 2025-07-21 | 2026-07-21 | Solar Panels | HANWHA | q.peak duo blk-g10+410 |  | 0.41 | 9 | 172 | 18 |  | Fixed | Roof
NJADRE1559952745 | Administratively Determined Incentive Program | ERMA | 8204 | 10.32 | Residential | Behind the Meter | Yes | Integrity Solar & Home Solutions, LLC | AC Electric |  | Accepted | 2025-06-20 | 2025-07-17 | 2026-07-17 | Solar Panels | JINKO | JKM430N-54HL4-B |  | 0.43 | 9 | 44 | 8 |  | Fixed | Roof
NJADRE1559952745 | Administratively Determined Incentive Program | ERMA | 8204 | 10.32 | Residential | Behind the Meter | Yes | Integrity Solar & Home Solutions, LLC | AC Electric |  | Accepted | 2025-06-20 | 2025-07-17 | 2026-07-17 | Solar Panels | JINKO | JKM430N-54HL4-B |  | 0.43 | 2 | 223 | 22 |  | Fixed | Roof
NJADRE1559952745 | Administratively Determined Incentive Program | ERMA | 8204 | 10.32 | Residential | Behind the Meter | Yes | Integrity Solar & Home Solutions, LLC | AC Electric |  | Accepted | 2025-06-20 | 2025-07-17 | 2026-07-17 | Inverters | ENPHASE | IQ8HC | 380 |  | 24 |  |  | 0.98 |  | Other | UNDER EACH PANEL
NJADRE1559952745 | Administratively Determined Incentive Program | ERMA | 8204 | 10.32 | Residential | Behind the Meter | Yes | Integrity Solar & Home Solutions, LLC | AC Electric |  | Accepted | 2025-06-20 | 2025-07-17 | 2026-07-17 | Solar Panels | JINKO | JKM430N-54HL4-B |  | 0.43 | 4 | 224 | 14 |  | Fixed | Roof
NJADRE1559952745 | Administratively Determined Incentive Program | ERMA | 8204 | 10.32 | Residential | Behind the Meter | Yes | Integrity Solar & Home Solutions, LLC | AC Electric |  | Accepted | 2025-06-20 | 2025-07-17 | 2026-07-17 | Solar Panels | JINKO | JKM430N-54HL4-B |  | 0.43 | 6 | 224 | 40 |  | Fixed | Roof
NJADRE1559952745 | Administratively Determined Incentive Program | ERMA | 8204 | 10.32 | Residential | Behind the Meter | Yes | Integrity Solar & Home Solutions, LLC | AC Electric |  | Accepted | 2025-06-20 | 2025-07-17 | 2026-07-17 | Solar Panels | JINKO | JKM430N-54HL4-B |  | 0.43 | 3 | 223 | 11 |  | Fixed | Roof
NJADRE1559952749 | Administratively Determined Incentive Program | EAST BRUNSWICK | 8816 | 8.74 | Residential | Behind the Meter | No | Infinity Solar Systems, LLC | PSE&G |  | Accepted | 2025-06-20 | 2025-07-21 | 2026-07-21 | Solar Panels | REC Solar | REC 460AA PURE-RX |  | 0.46 | 12 | 159 | 39 |  | Fixed | Roof
NJADRE1559952749 | Administratively Determined Incentive Program | EAST BRUNSWICK | 8816 | 8.74 | Residential | Behind the Meter | No | Infinity Solar Systems, LLC | PSE&G |  | Accepted | 2025-06-20 | 2025-07-21 | 2026-07-21 | Solar Panels | REC Solar | REC 460AA PURE-RX |  | 0.46 | 7 | 249 | 39 |  | Fixed | Roof
NJADRE1559952749 | Administratively Determined Incentive Program | EAST BRUNSWICK | 8816 | 8.74 | Residential | Behind the Meter | No | Infinity Solar Systems, LLC | PSE&G |  | Accepted | 2025-06-20 | 2025-07-21 | 2026-07-21 | Inverters | Enphase | IQ8X-80-M-US | 380 |  | 19 |  |  | 0.97 |  | Outdoor
NJADRE1559952754 | Administratively Determined Incentive Program | Whitesboro | 8252 | 13.05 | Residential | Behind the Meter | Yes | SunnyMac, LLC | AC Electric |  | Accepted | 2025-06-20 | 2025-07-17 | 2026-07-17 | Solar Panels | HANWHA | Q.TRON BLK M-G2+ |  | 0.435 | 15 | 293 | 21 |  | Fixed | Roof
NJADRE1559952754 | Administratively Determined Incentive Program | Whitesboro | 8252 | 13.05 | Residential | Behind the Meter | Yes | SunnyMac, LLC | AC Electric |  | Accepted | 2025-06-20 | 2025-07-17 | 2026-07-17 | Solar Panels | HANWHA | Q.TRON BLK M-G2+ |  | 0.435 | 15 | 113 | 21 |  | Fixed | Roof
NJADRE1559952754 | Administratively Determined Incentive Program | Whitesboro | 8252 | 13.05 | Residential | Behind the Meter | Yes | SunnyMac, LLC | AC Electric |  | Accepted | 2025-06-20 | 2025-07-17 | 2026-07-17 | Inverters | SOLAREDGE HOME HUB | SE10000H-US | 10000 |  | 1 |  |  | 0.99 |  | Outdoor | next to meter
NJADRE1559952755 | Administratively Determined Incentive Program | Swedesboro | 8085 | 6.45 | Residential | Behind the Meter | Yes | EMT Renewables, LLC | AC Electric |  | Accepted | 2025-06-20 | 2025-07-22 | 2026-07-22 | Inverters | IQ8HC | IQ8+ | 290 |  | 15 |  |  | 0.98 |  | Other | UNDER EACH PANEL
NJADRE1559952755 | Administratively Determined Incentive Program | Swedesboro | 8085 | 6.45 | Residential | Behind the Meter | Yes | EMT Renewables, LLC | AC Electric |  | Accepted | 2025-06-20 | 2025-07-22 | 2026-07-22 | Solar Panels | SEG SOLAR | SEG 430 |  | 0.43 | 8 | 354 | 30 |  | Fixed | Roof
NJADRE1559952755 | Administratively Determined Incentive Program | Swedesboro | 8085 | 6.45 | Residential | Behind the Meter | Yes | EMT Renewables, LLC | AC Electric |  | Accepted | 2025-06-20 | 2025-07-22 | 2026-07-22 | Solar Panels | SEG SOLAR | SEG 430 |  | 0.43 | 7 | 263 | 25 |  | Fixed | Roof
NJADRE1559952764 | Administratively Determined Incentive Program | PARLIN | 8859 | 9.46 | Residential | Behind the Meter | Yes | Infinity Solar Systems, LLC | JCP&L |  | Accepted | 2025-06-20 | 2025-07-18 | 2026-07-18 | Solar Panels | SEG SOLAR | SEG-430-BTD-BG |  | 0.43 | 22 | 125 | 18 |  | Fixed | Roof
NJADRE1559952764 | Administratively Determined Incentive Program | PARLIN | 8859 | 9.46 | Residential | Behind the Meter | Yes | Infinity Solar Systems, LLC | JCP&L |  | Accepted | 2025-06-20 | 2025-07-18 | 2026-07-18 | Inverters | Enphase | IQ8MC-72-M-US | 320 |  | 22 |  |  | 0.97 |  | Outdoor
NJADRE1559952767 | Administratively Determined Incentive Program | CLEMENTON | 8021 | 17.63 | Residential | Behind the Meter | Yes | EMT Renewables, LLC | AC Electric |  | Accepted | 2025-06-20 | 2025-07-22 | 2026-07-22 | Solar Panels | SEG SOLAR | SEG 430 |  | 0.43 | 6 | 188 | 20 |  | Fixed | Roof
NJADRE1559952767 | Administratively Determined Incentive Program | CLEMENTON | 8021 | 17.63 | Residential | Behind the Meter | Yes | EMT Renewables, LLC | AC Electric |  | Accepted | 2025-06-20 | 2025-07-22 | 2026-07-22 | Solar Panels | SEG SOLAR | SEG 430 |  | 0.43 | 6 | 8 | 20 |  | Fixed | Roof
NJADRE1559952767 | Administratively Determined Incentive Program | CLEMENTON | 8021 | 17.63 | Residential | Behind the Meter | Yes | EMT Renewables, LLC | AC Electric |  | Accepted | 2025-06-20 | 2025-07-22 | 2026-07-22 | Solar Panels | SEG SOLAR | SEG 430 |  | 0.43 | 10 | 188 | 27 |  | Fixed | Roof
NJADRE1559952767 | Administratively Determined Incentive Program | CLEMENTON | 8021 | 17.63 | Residential | Behind the Meter | Yes | EMT Renewables, LLC | AC Electric |  | Accepted | 2025-06-20 | 2025-07-22 | 2026-07-22 | Solar Panels | SEG SOLAR | SEG 430 |  | 0.43 | 8 | 188 | 5 |  | Fixed | Roof
NJADRE1559952767 | Administratively Determined Incentive Program | CLEMENTON | 8021 | 17.63 | Residential | Behind the Meter | Yes | EMT Renewables, LLC | AC Electric |  | Accepted | 2025-06-20 | 2025-07-22 | 2026-07-22 | Inverters | IQ8HC | IQ8+ | 290 |  | 41 |  |  | 0.98 |  | Other | UNDER EACH PANEL
NJADRE1559952767 | Administratively Determined Incentive Program | CLEMENTON | 8021 | 17.63 | Residential | Behind the Meter | Yes | EMT Renewables, LLC | AC Electric |  | Accepted | 2025-06-20 | 2025-07-22 | 2026-07-22 | Solar Panels | SEG SOLAR | SEG 430 |  | 0.43 | 9 | 8 | 17 |  | Fixed | Roof
NJADRE1559952767 | Administratively Determined Incentive Program | CLEMENTON | 8021 | 17.63 | Residential | Behind the Meter | Yes | EMT Renewables, LLC | AC Electric |  | Accepted | 2025-06-20 | 2025-07-22 | 2026-07-22 | Solar Panels | SEG SOLAR | SEG 430 |  | 0.43 | 2 | 98 | 27 |  | Fixed | Roof
NJADRE1559952774 | Administratively Determined Incentive Program | MONROE TOWNSHIP | 8831 | 13.94 | Residential | Behind the Meter | Yes | Trinity Solar, LLC | JCP&L |  | Accepted | 2025-06-20 | 2025-07-17 | 2026-07-17 | Solar Panels | Hanwha | Q.PEAK DUO BLK ML-G10+ 410 |  | 0.41 | 14 | 109 | 46 |  | Fixed | Roof
NJADRE1559952774 | Administratively Determined Incentive Program | MONROE TOWNSHIP | 8831 | 13.94 | Residential | Behind the Meter | Yes | Trinity Solar, LLC | JCP&L |  | Accepted | 2025-06-20 | 2025-07-17 | 2026-07-17 | Solar Panels | Hanwha | Q.PEAK DUO BLK ML-G10+ 410 |  | 0.41 | 3 | 109 | 45 |  | Fixed | Roof
NJADRE1559952774 | Administratively Determined Incentive Program | MONROE TOWNSHIP | 8831 | 13.94 | Residential | Behind the Meter | Yes | Trinity Solar, LLC | JCP&L |  | Accepted | 2025-06-20 | 2025-07-17 | 2026-07-17 | Solar Panels | Hanwha | Q.PEAK DUO BLK ML-G10+ 410 |  | 0.41 | 3 | 199 | 34 |  | Fixed | Roof
NJADRE1559952774 | Administratively Determined Incentive Program | MONROE TOWNSHIP | 8831 | 13.94 | Residential | Behind the Meter | Yes | Trinity Solar, LLC | JCP&L |  | Accepted | 2025-06-20 | 2025-07-17 | 2026-07-17 | Inverters | Solar Edge | USE11400H-US | 11400 |  | 1 |  |  | 0.97 |  | Outside
NJADRE1559952774 | Administratively Determined Incentive Program | MONROE TOWNSHIP | 8831 | 13.94 | Residential | Behind the Meter | Yes | Trinity Solar, LLC | JCP&L |  | Accepted | 2025-06-20 | 2025-07-17 | 2026-07-17 | Solar Panels | Hanwha | Q.PEAK DUO BLK ML-G10+ 410 |  | 0.41 | 14 | 199 | 34 |  | Fixed | Roof
NJADRE1559952780 | Administratively Determined Incentive Program | SHORT HILLS | 7078 | 11.89 | Residential | Behind the Meter | No | Tesla Energy Operations, Inc. | JCP&L |  | Accepted | 2025-06-20 | 2025-07-17 | 2026-07-17 | Solar Panels | Hanwha | Q.PEAK DUO BLK ML-G10+/TS 410 |  | 0.41 | 12 | 47 | 30 |  | Fixed | Roof
NJADRE1559952780 | Administratively Determined Incentive Program | SHORT HILLS | 7078 | 11.89 | Residential | Behind the Meter | No | Tesla Energy Operations, Inc. | JCP&L |  | Accepted | 2025-06-20 | 2025-07-17 | 2026-07-17 | Inverters | Tesla | 1707000-XX-Y | 11500 |  | 1 |  |  | 0.98 |  | Outdoor
NJADRE1559952780 | Administratively Determined Incentive Program | SHORT HILLS | 7078 | 11.89 | Residential | Behind the Meter | No | Tesla Energy Operations, Inc. | JCP&L |  | Accepted | 2025-06-20 | 2025-07-17 | 2026-07-17 | Solar Panels | Hanwha | Q.PEAK DUO BLK ML-G10+/TS 410 |  | 0.41 | 4 | 47 | 23 |  | Fixed | Roof
NJADRE1559952780 | Administratively Determined Incentive Program | SHORT HILLS | 7078 | 11.89 | Residential | Behind the Meter | No | Tesla Energy Operations, Inc. | JCP&L |  | Accepted | 2025-06-20 | 2025-07-17 | 2026-07-17 | Solar Panels | Hanwha | Q.PEAK DUO BLK ML-G10+/TS 410 |  | 0.41 | 4 | 227 | 23 |  | Fixed | Roof
NJADRE1559952780 | Administratively Determined Incentive Program | SHORT HILLS | 7078 | 11.89 | Residential | Behind the Meter | No | Tesla Energy Operations, Inc. | JCP&L |  | Accepted | 2025-06-20 | 2025-07-17 | 2026-07-17 | Electric Storage Battery | Tesla | Powerwall 3 |  |  | 2 |  |  |  | Lithium Ion |  | OUTSIDE
NJADRE1559952780 | Administratively Determined Incentive Program | SHORT HILLS | 7078 | 11.89 | Residential | Behind the Meter | No | Tesla Energy Operations, Inc. | JCP&L |  | Accepted | 2025-06-20 | 2025-07-17 | 2026-07-17 | Solar Panels | Hanwha | Q.PEAK DUO BLK ML-G10+/TS 410 |  | 0.41 | 9 | 227 | 30 |  | Fixed | Roof
NJADRE1559952786 | Administratively Determined Incentive Program | PORT NORRIS | 8349 | 8.6 | Residential | Behind the Meter | Yes | EMT Renewables, LLC | AC Electric |  | Accepted | 2025-06-20 | 2025-07-17 | 2026-07-17 | Inverters | ENPHASE | IQ8+ | 290 |  | 20 |  |  | 0.98 |  | Other | UNDER EACH PANEL
NJADRE1559952786 | Administratively Determined Incentive Program | PORT NORRIS | 8349 | 8.6 | Residential | Behind the Meter | Yes | EMT Renewables, LLC | AC Electric |  | Accepted | 2025-06-20 | 2025-07-17 | 2026-07-17 | Solar Panels | SEG SOLAR | SEG 430 |  | 0.43 | 12 | 6 | 21 |  | Fixed | Roof
NJADRE1559952786 | Administratively Determined Incentive Program | PORT NORRIS | 8349 | 8.6 | Residential | Behind the Meter | Yes | EMT Renewables, LLC | AC Electric |  | Accepted | 2025-06-20 | 2025-07-17 | 2026-07-17 | Solar Panels | SEG SOLAR | SEG 430 |  | 0.43 | 5 | 186 | 18 |  | Fixed | Roof
NJADRE1559952786 | Administratively Determined Incentive Program | PORT NORRIS | 8349 | 8.6 | Residential | Behind the Meter | Yes | EMT Renewables, LLC | AC Electric |  | Accepted | 2025-06-20 | 2025-07-17 | 2026-07-17 | Solar Panels | SEG SOLAR | SEG 430 |  | 0.43 | 3 | 6 | 20 |  | Fixed | Roof
NJADRE1559952787 | Administratively Determined Incentive Program | LAKEWOOD | 8701 | 19.11 | Residential | Behind the Meter | Yes | Powerlutions, LLC | JCP&L |  | Accepted | 2025-06-20 | 2025-07-17 | 2026-07-17 | Solar Panels | CANADIAN | CS6.1-54TM-455H |  | 0.455 | 15 | 8 | 38 |  | Fixed | Roof
NJADRE1559952787 | Administratively Determined Incentive Program | LAKEWOOD | 8701 | 19.11 | Residential | Behind the Meter | Yes | Powerlutions, LLC | JCP&L |  | Accepted | 2025-06-20 | 2025-07-17 | 2026-07-17 | Solar Panels | CANADIAN | CS6.1-54TM-455H |  | 0.455 | 1 | 98 | 47 |  | Fixed | Roof
NJADRE1559952787 | Administratively Determined Incentive Program | LAKEWOOD | 8701 | 19.11 | Residential | Behind the Meter | Yes | Powerlutions, LLC | JCP&L |  | Accepted | 2025-06-20 | 2025-07-17 | 2026-07-17 | Inverters | Enphase | IQ8HC-72-M-DOM-US | 380 |  | 42 |  |  | 0.98 |  | Outdoor
NJADRE1559952787 | Administratively Determined Incentive Program | LAKEWOOD | 8701 | 19.11 | Residential | Behind the Meter | Yes | Powerlutions, LLC | JCP&L |  | Accepted | 2025-06-20 | 2025-07-17 | 2026-07-17 | Solar Panels | CANADIAN | CS6.1-54TM-455H |  | 0.455 | 13 | 188 | 15 |  | Fixed | Roof
NJADRE1559952787 | Administratively Determined Incentive Program | LAKEWOOD | 8701 | 19.11 | Residential | Behind the Meter | Yes | Powerlutions, LLC | JCP&L |  | Accepted | 2025-06-20 | 2025-07-17 | 2026-07-17 | Solar Panels | CANADIAN | CS6.1-54TM-455H |  | 0.455 | 1 | 278 | 47 |  | Fixed | Roof
NJADRE1559952787 | Administratively Determined Incentive Program | LAKEWOOD | 8701 | 19.11 | Residential | Behind the Meter | Yes | Powerlutions, LLC | JCP&L |  | Accepted | 2025-06-20 | 2025-07-17 | 2026-07-17 | Solar Panels | CANADIAN | CS6.1-54TM-455H |  | 0.455 | 12 | 188 | 38 |  | Fixed | Roof
NJADRE1559952795 | Administratively Determined Incentive Program | Glen Rock | 7452 | 3.32 | Residential | Behind the Meter | No | Green Power Energy, LLC | PSE&G |  | Accepted | 2025-06-20 | 2025-07-18 | 2026-07-18 | Solar Panels | Hanwha | Q.PEAK DUO BLK ML-G10+ 415 |  | 0.415 | 2 | 251 | 34 |  | Fixed | Roof
NJADRE1559952795 | Administratively Determined Incentive Program | Glen Rock | 7452 | 3.32 | Residential | Behind the Meter | No | Green Power Energy, LLC | PSE&G |  | Accepted | 2025-06-20 | 2025-07-18 | 2026-07-18 | Inverters | Enphase Energy | IQ8MC-72-M-US [240V] | 320 |  | 8 |  |  | 0.98 |  | Outside | Roof
NJADRE1559952795 | Administratively Determined Incentive Program | Glen Rock | 7452 | 3.32 | Residential | Behind the Meter | No | Green Power Energy, LLC | PSE&G |  | Accepted | 2025-06-20 | 2025-07-18 | 2026-07-18 | Solar Panels | Hanwha | Q.PEAK DUO BLK ML-G10+ 415 |  | 0.415 | 5 | 341 | 30 |  | Fixed | Roof
NJADRE1559952795 | Administratively Determined Incentive Program | Glen Rock | 7452 | 3.32 | Residential | Behind the Meter | No | Green Power Energy, LLC | PSE&G |  | Accepted | 2025-06-20 | 2025-07-18 | 2026-07-18 | Solar Panels | Hanwha | Q.PEAK DUO BLK ML-G10+ 415 |  | 0.415 | 1 | 71 | 34 |  | Fixed | Roof
NJADRE1559952799 | Administratively Determined Incentive Program | Bloomfield | 7003 | 30.36 | Commercial | Behind the Meter | No | Solarize Plus | PSE&G |  | Accepted | 2025-06-20 | 2025-07-25 | 2026-07-25 | Solar Panels | PHONO | PS440M8GFH-18/VNH [440W] |  | 0.44 | 61 | 131 | 25 |  | Fixed | Roof
NJADRE1559952799 | Administratively Determined Incentive Program | Bloomfield | 7003 | 30.36 | Commercial | Behind the Meter | No | Solarize Plus | PSE&G |  | Accepted | 2025-06-20 | 2025-07-25 | 2026-07-25 | Inverters | SOLAREDGE | SE10KUS [120/208V] | 1000 |  | 2 |  |  | 0.975 |  | Outdoor
NJADRE1559952799 | Administratively Determined Incentive Program | Bloomfield | 7003 | 30.36 | Commercial | Behind the Meter | No | Solarize Plus | PSE&G |  | Accepted | 2025-06-20 | 2025-07-25 | 2026-07-25 | Solar Panels | PHONO | PS440M8GFH-18/VNH [440W] |  | 0.44 | 8 | 311 | 25 |  | Fixed | Roof
NJADRE1559952807 | Administratively Determined Incentive Program | PILESGROVE | 8098 | 8.6 | Residential | Behind the Meter | Yes | EMT Renewables, LLC | AC Electric |  | Accepted | 2025-06-20 | 2025-07-17 | 2026-07-17 | Solar Panels | SEG SOLAR | SEG 430 |  | 0.43 | 10 | 309 | 26 |  | Fixed | Roof
NJADRE1559952807 | Administratively Determined Incentive Program | PILESGROVE | 8098 | 8.6 | Residential | Behind the Meter | Yes | EMT Renewables, LLC | AC Electric |  | Accepted | 2025-06-20 | 2025-07-17 | 2026-07-17 | Inverters | IQ8HC | IQ8+ | 290 |  | 20 |  |  | 0.98 |  | Other | UNDER EACH PANEL
NJADRE1559952807 | Administratively Determined Incentive Program | PILESGROVE | 8098 | 8.6 | Residential | Behind the Meter | Yes | EMT Renewables, LLC | AC Electric |  | Accepted | 2025-06-20 | 2025-07-17 | 2026-07-17 | Solar Panels | SEG SOLAR | SEG 430 |  | 0.43 | 10 | 129 | 26 |  | Fixed | Roof
NJADRE1559952813 | Administratively Determined Incentive Program | HAMMONTON | 8037 | 6.02 | Residential | Behind the Meter | Yes | PosiGen Developer, LLC | AC Electric |  | Accepted | 2025-06-20 | 2025-07-17 | 2026-07-17 | Solar Panels | JINKO EAGLE | G6R JKM430N-54HL4-B |  | 0.43 | 4 | 346 | 21 |  | Fixed | Roof
NJADRE1559952813 | Administratively Determined Incentive Program | HAMMONTON | 8037 | 6.02 | Residential | Behind the Meter | Yes | PosiGen Developer, LLC | AC Electric |  | Accepted | 2025-06-20 | 2025-07-17 | 2026-07-17 | Inverters | SolarEdge | SE5700H-US | 5700 |  | 1 |  |  | 0.99 |  | Outside | within ten feet of meter
NJADRE1559952813 | Administratively Determined Incentive Program | HAMMONTON | 8037 | 6.02 | Residential | Behind the Meter | Yes | PosiGen Developer, LLC | AC Electric |  | Accepted | 2025-06-20 | 2025-07-17 | 2026-07-17 | Solar Panels | JINKO EAGLE | G6R JKM430N-54HL4-B |  | 0.43 | 10 | 166 | 21 |  | Fixed | Roof
NJADRE1559952815 | Administratively Determined Incentive Program | GIBBSBORO | 8026 | 8.08 | Residential | Behind the Meter | Yes | Power Energy Solutions, LLC | AC Electric |  | Accepted | 2025-06-20 | 2025-07-17 | 2026-07-17 | Solar Panels | Trina Solar | TSM-425NE09RC.05 |  | 0.425 | 2 | 184 | 46 |  | Fixed | Roof
NJADRE1559952815 | Administratively Determined Incentive Program | GIBBSBORO | 8026 | 8.08 | Residential | Behind the Meter | Yes | Power Energy Solutions, LLC | AC Electric |  | Accepted | 2025-06-20 | 2025-07-17 | 2026-07-17 | Inverters | SolarEdge | SE5700H-US | 6 |  | 1 |  |  | 0.97 |  | Outdoor
NJADRE1559952815 | Administratively Determined Incentive Program | GIBBSBORO | 8026 | 8.08 | Residential | Behind the Meter | Yes | Power Energy Solutions, LLC | AC Electric |  | Accepted | 2025-06-20 | 2025-07-17 | 2026-07-17 | Solar Panels | Trina Solar | TSM-425NE09RC.05 |  | 0.425 | 6 | 94 | 29 |  | Fixed | Roof
NJADRE1559952815 | Administratively Determined Incentive Program | GIBBSBORO | 8026 | 8.08 | Residential | Behind the Meter | Yes | Power Energy Solutions, LLC | AC Electric |  | Accepted | 2025-06-20 | 2025-07-17 | 2026-07-17 | Solar Panels | Trina Solar | TSM-425NE09RC.05 |  | 0.425 | 9 | 274 | 29 |  | Fixed | Roof
NJADRE1559952815 | Administratively Determined Incentive Program | GIBBSBORO | 8026 | 8.08 | Residential | Behind the Meter | Yes | Power Energy Solutions, LLC | AC Electric |  | Accepted | 2025-06-20 | 2025-07-17 | 2026-07-17 | Solar Panels | Trina Solar | TSM-425NE09RC.05 |  | 0.425 | 2 | 94 | 7 |  | Fixed | Roof
NJADRE1559952828 | Administratively Determined Incentive Program | Whiting | 8759 | 34.85 | Residential | Behind the Meter | Yes | Define Solar, LLC | JCP&L |  | Accepted | 2025-07-24 | 2025-08-19 | 2026-08-19 | Solar Panels | Znshine | ZXM7-SH108 410 |  | 0.41 | 24 | 52 | 26 |  | Fixed | Roof
NJADRE1559952828 | Administratively Determined Incentive Program | Whiting | 8759 | 34.85 | Residential | Behind the Meter | Yes | Define Solar, LLC | JCP&L |  | Accepted | 2025-07-24 | 2025-08-19 | 2026-08-19 | Solar Panels | Znshine | ZXM7-SH108 410 |  | 0.41 | 18 | 322 | 23 |  | Fixed | Roof
NJADRE1559952828 | Administratively Determined Incentive Program | Whiting | 8759 | 34.85 | Residential | Behind the Meter | Yes | Define Solar, LLC | JCP&L |  | Accepted | 2025-07-24 | 2025-08-19 | 2026-08-19 | Inverters | Enphase | IQ8PLUS-72-2-US | 290 |  | 6 |  |  | 0.976 |  | Outside | Under each pv panel
NJADRE1559952828 | Administratively Determined Incentive Program | Whiting | 8759 | 34.85 | Residential | Behind the Meter | Yes | Define Solar, LLC | JCP&L |  | Accepted | 2025-07-24 | 2025-08-19 | 2026-08-19 | Solar Panels | Znshine | ZXM7-SH108 410 |  | 0.41 | 5 | 232 | 26 |  | Fixed | Roof
NJADRE1559952828 | Administratively Determined Incentive Program | Whiting | 8759 | 34.85 | Residential | Behind the Meter | Yes | Define Solar, LLC | JCP&L |  | Accepted | 2025-07-24 | 2025-08-19 | 2026-08-19 | Solar Panels | Znshine | ZXM7-SH108 410 |  | 0.41 | 18 | 142 | 23 |  | Fixed | Roof
NJADRE1559952828 | Administratively Determined Incentive Program | Whiting | 8759 | 34.85 | Residential | Behind the Meter | Yes | Define Solar, LLC | JCP&L |  | Accepted | 2025-07-24 | 2025-08-19 | 2026-08-19 | Inverters | Enphase | IQ8PLUS-72-2-US | 290 |  | 18 |  |  | 0.976 |  | Outside | Under each pv panel
NJADRE1559952828 | Administratively Determined Incentive Program | Whiting | 8759 | 34.85 | Residential | Behind the Meter | Yes | Define Solar, LLC | JCP&L |  | Accepted | 2025-07-24 | 2025-08-19 | 2026-08-19 | Solar Panels | Znshine | ZXM7-SH108 410 |  | 0.41 | 6 | 232 | 26 |  | Fixed | Roof
NJADRE1559952828 | Administratively Determined Incentive Program | Whiting | 8759 | 34.85 | Residential | Behind the Meter | Yes | Define Solar, LLC | JCP&L |  | Accepted | 2025-07-24 | 2025-08-19 | 2026-08-19 | Inverters | Enphase | IQ8PLUS-72-2-US | 290 |  | 24 |  |  | 0.976 |  | Outside | Under each pv panel
NJADRE1559952828 | Administratively Determined Incentive Program | Whiting | 8759 | 34.85 | Residential | Behind the Meter | Yes | Define Solar, LLC | JCP&L |  | Accepted | 2025-07-24 | 2025-08-19 | 2026-08-19 | Inverters | Enphase | IQ8PLUS-72-2-US | 290 |  | 18 |  |  | 0.976 |  | Outside | Under each pv panel
NJADRE1559952828 | Administratively Determined Incentive Program | Whiting | 8759 | 34.85 | Residential | Behind the Meter | Yes | Define Solar, LLC | JCP&L |  | Accepted | 2025-07-24 | 2025-08-19 | 2026-08-19 | Solar Panels | Znshine | ZXM7-SH108 410 |  | 0.41 | 14 | 232 | 26 |  | Fixed | Roof
NJADRE1559952828 | Administratively Determined Incentive Program | Whiting | 8759 | 34.85 | Residential | Behind the Meter | Yes | Define Solar, LLC | JCP&L |  | Accepted | 2025-07-24 | 2025-08-19 | 2026-08-19 | Inverters | Enphase | IQ8PLUS-72-2-US | 290 |  | 14 |  |  | 0.976 |  | Outside | Under each pv panel
NJADRE1559952828 | Administratively Determined Incentive Program | Whiting | 8759 | 34.85 | Residential | Behind the Meter | Yes | Define Solar, LLC | JCP&L |  | Accepted | 2025-07-24 | 2025-08-19 | 2026-08-19 | Inverters | Enphase | IQ8PLUS-72-2-US | 290 |  | 5 |  |  | 0.976 |  | Outside | Under each pv panel
NJADRE1559952832 | Administratively Determined Incentive Program | MILLVILLE | 8332 | 7.83 | Residential | Behind the Meter | Yes | SunnyMac, LLC | AC Electric |  | Accepted | 2025-06-20 | 2025-07-17 | 2026-07-17 | Inverters | SOLAREDGE HOME HUB | SE5700H-US | 5760 |  | 1 |  |  | 0.99 |  | Outdoor | next to meter
NJADRE1559952832 | Administratively Determined Incentive Program | MILLVILLE | 8332 | 7.83 | Residential | Behind the Meter | Yes | SunnyMac, LLC | AC Electric |  | Accepted | 2025-06-20 | 2025-07-17 | 2026-07-17 | Solar Panels | HANWHA | Q.TRON BLK M-G2+ |  | 0.435 | 18 | 12 | 28 |  | Fixed | Roof
NJADRE1559952838 | Administratively Determined Incentive Program | MILFORD | 8848 | 11.31 | Residential | Behind the Meter | No | Solar Energy World | JCP&L |  | Accepted | 2025-06-20 | 2025-07-18 | 2026-07-18 | Solar Panels | HANWHA | Q.TRON BLKM-G2+ 435W |  | 0.435 | 4 | 187 | 17 |  | Fixed | Roof
NJADRE1559952838 | Administratively Determined Incentive Program | MILFORD | 8848 | 11.31 | Residential | Behind the Meter | No | Solar Energy World | JCP&L |  | Accepted | 2025-06-20 | 2025-07-18 | 2026-07-18 | Inverters | Enphase | IQ8MC-72-M-US | 320 |  | 26 |  |  | 0.97 |  | Outside
NJADRE1559952838 | Administratively Determined Incentive Program | MILFORD | 8848 | 11.31 | Residential | Behind the Meter | No | Solar Energy World | JCP&L |  | Accepted | 2025-06-20 | 2025-07-18 | 2026-07-18 | Solar Panels | HANWHA | Q.TRON BLKM-G2+ 435W |  | 0.435 | 22 | 186 | 17 |  | Fixed | Roof
NJADRE1559952840 | Administratively Determined Incentive Program | TURNERSVILLE | 8012 | 14.19 | Residential | Behind the Meter | Yes | EMT Renewables, LLC | AC Electric |  | Accepted | 2025-06-20 | 2025-07-17 | 2026-07-17 | Inverters | IQ8HC | IQ8+ | 290 |  | 33 |  |  | 0.98 |  | Other | UNDER EACH PANEL
NJADRE1559952840 | Administratively Determined Incentive Program | TURNERSVILLE | 8012 | 14.19 | Residential | Behind the Meter | Yes | EMT Renewables, LLC | AC Electric |  | Accepted | 2025-06-20 | 2025-07-17 | 2026-07-17 | Solar Panels | SEG SOLAR | SEG 430 |  | 0.43 | 14 | 119 | 19 |  | Fixed | Roof
NJADRE1559952840 | Administratively Determined Incentive Program | TURNERSVILLE | 8012 | 14.19 | Residential | Behind the Meter | Yes | EMT Renewables, LLC | AC Electric |  | Accepted | 2025-06-20 | 2025-07-17 | 2026-07-17 | Solar Panels | SEG SOLAR | SEG 430 |  | 0.43 | 19 | 299 | 18 |  | Fixed | Roof
NJADRE1559952842 | Administratively Determined Incentive Program | BRIDGETON | 8302 | 21.73 | Residential | Behind the Meter | Yes | Pro Custom Solar dba Momentum Solar | AC Electric |  | Accepted | 2025-06-20 | 2025-07-17 | 2026-07-17 | Solar Panels | HANWHA | q.peak duo blk-g10+410 |  | 0.41 | 4 | 109 | 20 |  | Fixed | Roof
NJADRE1559952842 | Administratively Determined Incentive Program | BRIDGETON | 8302 | 21.73 | Residential | Behind the Meter | Yes | Pro Custom Solar dba Momentum Solar | AC Electric |  | Accepted | 2025-06-20 | 2025-07-17 | 2026-07-17 | Solar Panels | HANWHA | q.peak duo blk-g10+410 |  | 0.41 | 11 | 289 | 20 |  | Fixed | Roof
NJADRE1559952842 | Administratively Determined Incentive Program | BRIDGETON | 8302 | 21.73 | Residential | Behind the Meter | Yes | Pro Custom Solar dba Momentum Solar | AC Electric |  | Accepted | 2025-06-20 | 2025-07-17 | 2026-07-17 | Solar Panels | Hanwha | q.peak duo blk-g10+410 |  | 0.41 | 16 | 109 | 20 |  | Fixed | Roof
NJADRE1559952842 | Administratively Determined Incentive Program | BRIDGETON | 8302 | 21.73 | Residential | Behind the Meter | Yes | Pro Custom Solar dba Momentum Solar | AC Electric |  | Accepted | 2025-06-20 | 2025-07-17 | 2026-07-17 | Inverters | ENPHASE | IQ8HC-72-M-DOM-US | 380 |  | 53 |  |  | 0.97 |  | Outdoor
NJADRE1559952842 | Administratively Determined Incentive Program | BRIDGETON | 8302 | 21.73 | Residential | Behind the Meter | Yes | Pro Custom Solar dba Momentum Solar | AC Electric |  | Accepted | 2025-06-20 | 2025-07-17 | 2026-07-17 | Solar Panels | HANWHA | q.peak duo blk-g10+410 |  | 0.41 | 16 | 109 | 20 |  | Fixed | Roof
NJADRE1559952842 | Administratively Determined Incentive Program | BRIDGETON | 8302 | 21.73 | Residential | Behind the Meter | Yes | Pro Custom Solar dba Momentum Solar | AC Electric |  | Accepted | 2025-06-20 | 2025-07-17 | 2026-07-17 | Solar Panels | HANWHA | q.peak duo blk-g10+410 |  | 0.41 | 6 | 288 | 20 |  | Fixed | Roof
NJADRE1559952843 | Administratively Determined Incentive Program | GARFIELD | 7026 | 3.28 | Residential | Behind the Meter | Yes | Trinity Solar, LLC | PSE&G |  | Accepted | 2025-06-20 | 2025-07-17 | 2026-07-17 | Inverters | Solar Edge | USE3800H-USMNBL75 | 3800 |  | 1 |  |  | 0.97 |  | Outdoor
NJADRE1559952843 | Administratively Determined Incentive Program | GARFIELD | 7026 | 3.28 | Residential | Behind the Meter | Yes | Trinity Solar, LLC | PSE&G |  | Accepted | 2025-06-20 | 2025-07-17 | 2026-07-17 | Solar Panels | HANWHA | (Q.PEAK DUO BLK ML-G10.C+410) |  | 0.41 | 2 | 252 | 37 |  | Fixed | Roof
NJADRE1559952843 | Administratively Determined Incentive Program | GARFIELD | 7026 | 3.28 | Residential | Behind the Meter | Yes | Trinity Solar, LLC | PSE&G |  | Accepted | 2025-06-20 | 2025-07-17 | 2026-07-17 | Solar Panels | HANWHA | (Q.PEAK DUO BLK ML-G10.C+410) |  | 0.41 | 6 | 252 | 37 |  | Fixed | Roof
NJADRE1559952851 | Administratively Determined Incentive Program | CAPE MAY | 8204 | 16.77 | Residential | Behind the Meter | Yes | EMT Renewables, LLC | AC Electric |  | Accepted | 2025-06-20 | 2025-07-17 | 2026-07-17 | Solar Panels | SEG SOLAR | SEG 430 |  | 0.43 | 14 | 123 | 36 |  | Fixed | Roof
NJADRE1559952851 | Administratively Determined Incentive Program | CAPE MAY | 8204 | 16.77 | Residential | Behind the Meter | Yes | EMT Renewables, LLC | AC Electric |  | Accepted | 2025-06-20 | 2025-07-17 | 2026-07-17 | Solar Panels | SEG SOLAR | SEG 430 |  | 0.43 | 4 | 214 | 51 |  | Fixed | Roof
NJADRE1559952851 | Administratively Determined Incentive Program | CAPE MAY | 8204 | 16.77 | Residential | Behind the Meter | Yes | EMT Renewables, LLC | AC Electric |  | Accepted | 2025-06-20 | 2025-07-17 | 2026-07-17 | Inverters | IQ8HC | IQ8+ | 290 |  | 39 |  |  | 0.98 |  | Other | UNDER EACH PANEL
NJADRE1559952851 | Administratively Determined Incentive Program | CAPE MAY | 8204 | 16.77 | Residential | Behind the Meter | Yes | EMT Renewables, LLC | AC Electric |  | Accepted | 2025-06-20 | 2025-07-17 | 2026-07-17 | Solar Panels | SEG SOLAR | SEG 430 |  | 0.43 | 14 | 124 | 41 |  | Fixed | Roof
NJADRE1559952851 | Administratively Determined Incentive Program | CAPE MAY | 8204 | 16.77 | Residential | Behind the Meter | Yes | EMT Renewables, LLC | AC Electric |  | Accepted | 2025-06-20 | 2025-07-17 | 2026-07-17 | Solar Panels | SEG SOLAR | SEG 430 |  | 0.43 | 7 | 214 | 51 |  | Fixed | Roof
NJADRE1559952855 | Administratively Determined Incentive Program | CLAYTON | 8312 | 4.51 | Residential | Behind the Meter | Yes | Trinity Solar, LLC | AC Electric |  | Accepted | 2025-06-20 | 2025-07-17 | 2026-07-17 | Solar Panels | HANWHA 410 (Q.PEAK DUO BLK ML-G10+410) | HANWHA 410 (Q.PEAK DUO BLK ML-G10+410) |  | 0.41 | 11 | 209 | 26 |  | Fixed | Roof
NJADRE1559952855 | Administratively Determined Incentive Program | CLAYTON | 8312 | 4.51 | Residential | Behind the Meter | Yes | Trinity Solar, LLC | AC Electric |  | Accepted | 2025-06-20 | 2025-07-17 | 2026-07-17 | Inverters | SOLAREDGE | SE3800H-US | 3800 |  | 1 |  |  | 0.97 |  | Outside
NJADRE1559952858 | Administratively Determined Incentive Program | Parlin | 8859 | 8.61 | Residential | Behind the Meter | Yes | Trinity Solar, LLC | JCP&L |  | Accepted | 2025-06-20 | 2025-07-17 | 2026-07-17 | Solar Panels | Hanwha | Q.PEAK DUO BLK ML-G10+ 410 |  | 0.41 | 21 | 230 | 32 |  | Fixed | Roof
NJADRE1559952858 | Administratively Determined Incentive Program | Parlin | 8859 | 8.61 | Residential | Behind the Meter | Yes | Trinity Solar, LLC | JCP&L |  | Accepted | 2025-06-20 | 2025-07-17 | 2026-07-17 | Inverters | Solar Edge | USE7600H-US | 7600 |  | 1 |  |  | 0.97 |  | Outside
NJADRE1559952859 | Administratively Determined Incentive Program | Pennsville | 8070 | 10.44 | Residential | Behind the Meter | Yes | SunnyMac, LLC | AC Electric |  | Accepted | 2025-06-20 | 2025-07-17 | 2026-07-17 | Solar Panels | HANWHA | Q.TRON BLK M-G2+ |  | 0.435 | 6 | 122 | 23 |  | Fixed | Roof
NJADRE1559952859 | Administratively Determined Incentive Program | Pennsville | 8070 | 10.44 | Residential | Behind the Meter | Yes | SunnyMac, LLC | AC Electric |  | Accepted | 2025-06-20 | 2025-07-17 | 2026-07-17 | Solar Panels | HANWHA | Q.TRON BLK M-G2+ |  | 0.435 | 6 | 122 | 14 |  | Fixed | Roof
NJADRE1559952859 | Administratively Determined Incentive Program | Pennsville | 8070 | 10.44 | Residential | Behind the Meter | Yes | SunnyMac, LLC | AC Electric |  | Accepted | 2025-06-20 | 2025-07-17 | 2026-07-17 | Solar Panels | HANWHA | Q.TRON BLK M-G2+ |  | 0.435 | 6 | 302 | 14 |  | Fixed | Roof
NJADRE1559952859 | Administratively Determined Incentive Program | Pennsville | 8070 | 10.44 | Residential | Behind the Meter | Yes | SunnyMac, LLC | AC Electric |  | Accepted | 2025-06-20 | 2025-07-17 | 2026-07-17 | Solar Panels | HANWHA | Q.TRON BLK M-G2+ |  | 0.435 | 6 | 302 | 23 |  | Fixed | Roof
NJADRE1559952859 | Administratively Determined Incentive Program | Pennsville | 8070 | 10.44 | Residential | Behind the Meter | Yes | SunnyMac, LLC | AC Electric |  | Accepted | 2025-06-20 | 2025-07-17 | 2026-07-17 | Inverters | SOLAREDGE HOME HUB | SE7600H-US | 7600 |  | 1 |  |  | 0.99 |  | Outdoor | next to meter
NJADRE1559952860 | Administratively Determined Incentive Program | CLEMENTON | 8021 | 4.51 | Residential | Behind the Meter | Yes | Define Solar, LLC | AC Electric |  | Accepted | 2025-06-20 | 2025-07-17 | 2026-07-17 | Solar Panels | Znshine | ZXM7-SH108 410 |  | 0.41 | 4 | 173 | 29 |  | Fixed | Roof
NJADRE1559952860 | Administratively Determined Incentive Program | CLEMENTON | 8021 | 4.51 | Residential | Behind the Meter | Yes | Define Solar, LLC | AC Electric |  | Accepted | 2025-06-20 | 2025-07-17 | 2026-07-17 | Inverters | Enphase | IQ8PLUS-72-2-US | 290 |  | 4 |  |  | 0.976 |  | Outside | Under each pv panel
NJADRE1559952860 | Administratively Determined Incentive Program | CLEMENTON | 8021 | 4.51 | Residential | Behind the Meter | Yes | Define Solar, LLC | AC Electric |  | Accepted | 2025-06-20 | 2025-07-17 | 2026-07-17 | Solar Panels | Znshine | ZXM7-SH108 410 |  | 0.41 | 4 | 173 | 29 |  | Fixed | Roof
NJADRE1559952860 | Administratively Determined Incentive Program | CLEMENTON | 8021 | 4.51 | Residential | Behind the Meter | Yes | Define Solar, LLC | AC Electric |  | Accepted | 2025-06-20 | 2025-07-17 | 2026-07-17 | Solar Panels | Znshine | ZXM7-SH108 410 |  | 0.41 | 3 | 173 | 29 |  | Fixed | Roof
NJADRE1559952860 | Administratively Determined Incentive Program | CLEMENTON | 8021 | 4.51 | Residential | Behind the Meter | Yes | Define Solar, LLC | AC Electric |  | Accepted | 2025-06-20 | 2025-07-17 | 2026-07-17 | Inverters | Enphase | IQ8PLUS-72-2-US | 290 |  | 4 |  |  | 0.976 |  | Outside | Under each pv panel
NJADRE1559952860 | Administratively Determined Incentive Program | CLEMENTON | 8021 | 4.51 | Residential | Behind the Meter | Yes | Define Solar, LLC | AC Electric |  | Accepted | 2025-06-20 | 2025-07-17 | 2026-07-17 | Inverters | Enphase | IQ8PLUS-72-2-US | 290 |  | 3 |  |  | 0.976 |  | Outside | Under each pv panel
NJADRE1559952862 | Administratively Determined Incentive Program | Long Branch | 7740 | 7.7 | Residential | Behind the Meter | Yes | Sunrun Installation Services, Inc. | JCP&L |  | Accepted | 2025-06-20 | 2025-07-17 | 2026-07-17 | Solar Panels | JA Solar | JAM54S31-405/MR |  | 0.405 | 19 | 249 | 29 |  | Fixed | Roof
NJADRE1559952862 | Administratively Determined Incentive Program | Long Branch | 7740 | 7.7 | Residential | Behind the Meter | Yes | Sunrun Installation Services, Inc. | JCP&L |  | Accepted | 2025-06-20 | 2025-07-17 | 2026-07-17 | Inverters | SolarEdge Technologies | SE5700H-USMN | 5760 |  | 1 |  |  | 0.99 |  | Outdoor
NJADRE1559952867 | Administratively Determined Incentive Program | Hammonton | 8037 | 11.18 | Residential | Behind the Meter | Yes | EMT Renewables, LLC | AC Electric |  | Accepted | 2025-06-20 | 2025-07-22 | 2026-07-22 | Solar Panels | SEG SOLAR | SEG 430 |  | 0.43 | 6 | 218 | 34 |  | Fixed | Roof
NJADRE1559952867 | Administratively Determined Incentive Program | Hammonton | 8037 | 11.18 | Residential | Behind the Meter | Yes | EMT Renewables, LLC | AC Electric |  | Accepted | 2025-06-20 | 2025-07-22 | 2026-07-22 | Inverters | IQ8HC | IQ8+ | 290 |  | 26 |  |  | 0.98 |  | Other | UNDER EACH PANEL
NJADRE1559952867 | Administratively Determined Incentive Program | Hammonton | 8037 | 11.18 | Residential | Behind the Meter | Yes | EMT Renewables, LLC | AC Electric |  | Accepted | 2025-06-20 | 2025-07-22 | 2026-07-22 | Solar Panels | SEG SOLAR | SEG 430 |  | 0.43 | 18 | 218 | 21 |  | Fixed | Roof
NJADRE1559952867 | Administratively Determined Incentive Program | Hammonton | 8037 | 11.18 | Residential | Behind the Meter | Yes | EMT Renewables, LLC | AC Electric |  | Accepted | 2025-06-20 | 2025-07-22 | 2026-07-22 | Solar Panels | SEG SOLAR | SEG 430 |  | 0.43 | 2 | 218 | 20 |  | Fixed | Roof
NJADRE1559952868 | Administratively Determined Incentive Program | North Arlington | 7031 | 6.48 | Residential | Behind the Meter | Yes | Sunrun Installation Services, Inc. | PSE&G |  | Accepted | 2025-06-20 | 2025-07-17 | 2026-07-17 | Inverters | SolarEdge Technologies | SE5700H-USMN | 5760 |  | 1 |  |  | 0.99 |  | Outdoor | Next to meter
NJADRE1559952868 | Administratively Determined Incentive Program | North Arlington | 7031 | 6.48 | Residential | Behind the Meter | Yes | Sunrun Installation Services, Inc. | PSE&G |  | Accepted | 2025-06-20 | 2025-07-17 | 2026-07-17 | Solar Panels | JA Solar | JAM54S31-405/MR |  | 0.405 | 8 | 35 | 23 |  | Fixed | Roof
NJADRE1559952868 | Administratively Determined Incentive Program | North Arlington | 7031 | 6.48 | Residential | Behind the Meter | Yes | Sunrun Installation Services, Inc. | PSE&G |  | Accepted | 2025-06-20 | 2025-07-17 | 2026-07-17 | Solar Panels | JA Solar | JAM54S31-405/MR |  | 0.405 | 8 | 215 | 23 |  | Fixed | Roof
NJADRE1559952873 | Administratively Determined Incentive Program | Newton | 7860 | 13.12 | Residential | Behind the Meter | Yes | Trinity Solar, LLC | JCP&L |  | Accepted | 2025-06-20 | 2025-07-17 | 2026-07-17 | Solar Panels | HANWHA 410 (Q.PEAK DUO BLK ML-G10+410) | HANWHA 410 (Q.PEAK DUO BLK ML-G10+410) |  | 0.41 | 17 | 158 | 19 |  | Fixed | Roof
NJADRE1559952873 | Administratively Determined Incentive Program | Newton | 7860 | 13.12 | Residential | Behind the Meter | Yes | Trinity Solar, LLC | JCP&L |  | Accepted | 2025-06-20 | 2025-07-17 | 2026-07-17 | Solar Panels | HANWHA 410 (Q.PEAK DUO BLK ML-G10+410) | HANWHA 410 (Q.PEAK DUO BLK ML-G10+410) |  | 0.41 | 15 | 338 | 17 |  | Fixed | Roof
NJADRE1559952873 | Administratively Determined Incentive Program | Newton | 7860 | 13.12 | Residential | Behind the Meter | Yes | Trinity Solar, LLC | JCP&L |  | Accepted | 2025-06-20 | 2025-07-17 | 2026-07-17 | Inverters | SOLAREDGE | SE10000H-US | 10000 |  | 1 |  |  | 0.97 |  | Outside
NJADRE1559952880 | Administratively Determined Incentive Program | Marlton | 8053 | 8.93 | Residential | Behind the Meter | Yes | Whitman Construction, LLC | PSE&G |  | Accepted | 2025-06-20 | 2025-07-18 | 2026-07-18 | Solar Panels | JINKO SOLAR | JKM425N-54HL4-B |  | 0.425 | 9 | 111 | 25 |  | Fixed | Roof
NJADRE1559952880 | Administratively Determined Incentive Program | Marlton | 8053 | 8.93 | Residential | Behind the Meter | Yes | Whitman Construction, LLC | PSE&G |  | Accepted | 2025-06-20 | 2025-07-18 | 2026-07-18 | Solar Panels | JINKO SOLAR | JKM425N-54HL4-B |  | 0.425 | 12 | 111 | 25 |  | Fixed | Roof
NJADRE1559952880 | Administratively Determined Incentive Program | Marlton | 8053 | 8.93 | Residential | Behind the Meter | Yes | Whitman Construction, LLC | PSE&G |  | Accepted | 2025-06-20 | 2025-07-18 | 2026-07-18 | Inverters | ENPHASE | IQ8HC-72-M-DOM-US | 380 |  | 21 |  |  | 0.973 |  | Outdoor
NJADRE1559952882 | Administratively Determined Incentive Program | Pennsville | 8070 | 14.35 | Residential | Behind the Meter | Yes | Define Solar, LLC | AC Electric |  | Accepted | 2025-06-20 | 2025-07-18 | 2026-07-18 | Solar Panels | Znshine | ZXM7-SH108 410 |  | 0.41 | 18 | 224 | 31 |  | Fixed | Roof
NJADRE1559952882 | Administratively Determined Incentive Program | Pennsville | 8070 | 14.35 | Residential | Behind the Meter | Yes | Define Solar, LLC | AC Electric |  | Accepted | 2025-06-20 | 2025-07-18 | 2026-07-18 | Solar Panels | Znshine | ZXM7-SH108 410 |  | 0.41 | 10 | 135 | 17 |  | Fixed | Roof
NJADRE1559952882 | Administratively Determined Incentive Program | Pennsville | 8070 | 14.35 | Residential | Behind the Meter | Yes | Define Solar, LLC | AC Electric |  | Accepted | 2025-06-20 | 2025-07-18 | 2026-07-18 | Inverters | Enphase | IQ8PLUS-72-2-US | 290 |  | 7 |  |  | 0.976 |  | Outside | Under each pv panel
NJADRE1559952882 | Administratively Determined Incentive Program | Pennsville | 8070 | 14.35 | Residential | Behind the Meter | Yes | Define Solar, LLC | AC Electric |  | Accepted | 2025-06-20 | 2025-07-18 | 2026-07-18 | Solar Panels | Znshine | ZXM7-SH108 410 |  | 0.41 | 7 | 315 | 17 |  | Fixed | Roof
NJADRE1559952882 | Administratively Determined Incentive Program | Pennsville | 8070 | 14.35 | Residential | Behind the Meter | Yes | Define Solar, LLC | AC Electric |  | Accepted | 2025-06-20 | 2025-07-18 | 2026-07-18 | Inverters | Enphase | IQ8PLUS-72-2-US | 290 |  | 18 |  |  | 0.976 |  | Outside | Under each pv panel
NJADRE1559952882 | Administratively Determined Incentive Program | Pennsville | 8070 | 14.35 | Residential | Behind the Meter | Yes | Define Solar, LLC | AC Electric |  | Accepted | 2025-06-20 | 2025-07-18 | 2026-07-18 | Inverters | Enphase | IQ8PLUS-72-2-US | 290 |  | 10 |  |  | 0.976 |  | Outside | Under each pv panel
NJADRE1559952883 | Administratively Determined Incentive Program | Cedar Grove | 7009 | 5.59 | Residential | Behind the Meter | Yes | Brilliant Installations, Inc. | PSE&G |  | Accepted | 2025-06-23 | 2025-07-18 | 2026-07-18 | Solar Panels | JINKO SOLAR | JKM430N-54HL4-B430 |  | 0.43 | 6 | 22 | 15 |  | Fixed | Roof
NJADRE1559952883 | Administratively Determined Incentive Program | Cedar Grove | 7009 | 5.59 | Residential | Behind the Meter | Yes | Brilliant Installations, Inc. | PSE&G |  | Accepted | 2025-06-23 | 2025-07-18 | 2026-07-18 | Inverters | SOLAREDGE | USE5700H-USMNBL75 | 5700 |  | 1 |  |  | 0.97 |  | Outdoor
NJADRE1559952883 | Administratively Determined Incentive Program | Cedar Grove | 7009 | 5.59 | Residential | Behind the Meter | Yes | Brilliant Installations, Inc. | PSE&G |  | Accepted | 2025-06-23 | 2025-07-18 | 2026-07-18 | Solar Panels | JINKO SOLAR | JKM430N-54HL4-B430 |  | 0.43 | 2 | 22 | 15 |  | Fixed | Roof
NJADRE1559952883 | Administratively Determined Incentive Program | Cedar Grove | 7009 | 5.59 | Residential | Behind the Meter | Yes | Brilliant Installations, Inc. | PSE&G |  | Accepted | 2025-06-23 | 2025-07-18 | 2026-07-18 | Solar Panels | JINKO SOLAR | JKM430N-54HL4-B430 |  | 0.43 | 5 | 202 | 36 |  | Fixed | Roof
NJADRE1559952895 | Administratively Determined Incentive Program | Paterson | 7524 | 6.02 | Residential | Behind the Meter | Yes | PosiGen Developer, LLC | PSE&G |  | Accepted | 2025-06-20 | 2025-07-18 | 2026-07-18 | Solar Panels | JINKO EAGLE | G6R JKM430N-54HL4-B |  | 0.43 | 4 | 288 | 34 |  | Fixed | Roof
NJADRE1559952895 | Administratively Determined Incentive Program | Paterson | 7524 | 6.02 | Residential | Behind the Meter | Yes | PosiGen Developer, LLC | PSE&G |  | Accepted | 2025-06-20 | 2025-07-18 | 2026-07-18 | Solar Panels | JINKO EAGLE | G6R JKM430N-54HL4-B |  | 0.43 | 2 | 108 | 5 |  | Fixed | Roof
NJADRE1559952895 | Administratively Determined Incentive Program | Paterson | 7524 | 6.02 | Residential | Behind the Meter | Yes | PosiGen Developer, LLC | PSE&G |  | Accepted | 2025-06-20 | 2025-07-18 | 2026-07-18 | Inverters | SolarEdge | SE5700H-US | 5700 |  | 1 |  |  | 0.99 |  | Outside | within ten feet of meter
NJADRE1559952895 | Administratively Determined Incentive Program | Paterson | 7524 | 6.02 | Residential | Behind the Meter | Yes | PosiGen Developer, LLC | PSE&G |  | Accepted | 2025-06-20 | 2025-07-18 | 2026-07-18 | Solar Panels | JINKO EAGLE | G6R JKM430N-54HL4-B |  | 0.43 | 8 | 108 | 5 |  | Fixed | Roof
NJADRE1559952900 | Administratively Determined Incentive Program | Berlin | 8009 | 12.3 | Residential | Behind the Meter | Yes | Define Solar, LLC | AC Electric |  | Accepted | 2025-06-20 | 2025-07-18 | 2026-07-18 | Inverters | Enphase | IQ8PLUS-72-2-US | 290 |  | 22 |  |  | 0.976 |  | Outside | Under each pv panel
NJADRE1559952900 | Administratively Determined Incentive Program | Berlin | 8009 | 12.3 | Residential | Behind the Meter | Yes | Define Solar, LLC | AC Electric |  | Accepted | 2025-06-20 | 2025-07-18 | 2026-07-18 | Solar Panels | Znshine | ZXM7-SH108 410 |  | 0.41 | 22 | 164 | 23 |  | Fixed | Roof
NJADRE1559952900 | Administratively Determined Incentive Program | Berlin | 8009 | 12.3 | Residential | Behind the Meter | Yes | Define Solar, LLC | AC Electric |  | Accepted | 2025-06-20 | 2025-07-18 | 2026-07-18 | Inverters | Enphase | IQ8PLUS-72-2-US | 290 |  | 8 |  |  | 0.976 |  | Outside | Under each pv panel
NJADRE1559952900 | Administratively Determined Incentive Program | Berlin | 8009 | 12.3 | Residential | Behind the Meter | Yes | Define Solar, LLC | AC Electric |  | Accepted | 2025-06-20 | 2025-07-18 | 2026-07-18 | Solar Panels | Znshine | ZXM7-SH108 410 |  | 0.41 | 8 | 164 | 23 |  | Fixed | Roof
NJADRE1559952908 | Administratively Determined Incentive Program | Clementon | 8021 | 7.31 | Residential | Behind the Meter | Yes | EMT Renewables, LLC | AC Electric |  | Accepted | 2025-06-20 | 2025-07-22 | 2026-07-22 | Solar Panels | SEG SOLAR | SEG 430 |  | 0.43 | 7 | 94 | 25 |  | Fixed | Roof
NJADRE1559952908 | Administratively Determined Incentive Program | Clementon | 8021 | 7.31 | Residential | Behind the Meter | Yes | EMT Renewables, LLC | AC Electric |  | Accepted | 2025-06-20 | 2025-07-22 | 2026-07-22 | Inverters | IQ8HC | IQ8+ | 290 |  | 17 |  |  | 0.98 |  | Other | UNDER EACH PANEL
NJADRE1559952908 | Administratively Determined Incentive Program | Clementon | 8021 | 7.31 | Residential | Behind the Meter | Yes | EMT Renewables, LLC | AC Electric |  | Accepted | 2025-06-20 | 2025-07-22 | 2026-07-22 | Solar Panels | SEG SOLAR | SEG 430 |  | 0.43 | 10 | 274 | 25 |  | Fixed | Roof
NJADRE1559952916 | Administratively Determined Incentive Program | Stratford | 8084 | 5.655 | Residential | Behind the Meter | Yes | SunnyMac, LLC | AC Electric |  | Accepted | 2025-06-20 | 2025-07-17 | 2026-07-17 | Solar Panels | HANWHA | QTRON BLK M-G2+ |  | 0.435 | 13 | 297 | 22 |  | Fixed | Roof
NJADRE1559952916 | Administratively Determined Incentive Program | Stratford | 8084 | 5.655 | Residential | Behind the Meter | Yes | SunnyMac, LLC | AC Electric |  | Accepted | 2025-06-20 | 2025-07-17 | 2026-07-17 | Inverters | SOLAREDGE | SE3800H-US | 3800 |  | 1 |  |  | 0.99 |  | Outdoor | next to meter
NJADRE1559952919 | Administratively Determined Incentive Program | Bridgeton | 8302 | 13.33 | Residential | Behind the Meter | Yes | EMT Renewables, LLC | AC Electric |  | Accepted | 2025-06-20 | 2025-07-22 | 2026-07-22 | Inverters | IQ8HC | IQ8+ | 290 |  | 31 |  |  | 0.98 |  | Other | UNDER EACH PANEL
NJADRE1559952919 | Administratively Determined Incentive Program | Bridgeton | 8302 | 13.33 | Residential | Behind the Meter | Yes | EMT Renewables, LLC | AC Electric |  | Accepted | 2025-06-20 | 2025-07-22 | 2026-07-22 | Solar Panels | SEG SOLAR | SEG 430 |  | 0.43 | 14 | 186 | 32 |  | Fixed | Roof
NJADRE1559952919 | Administratively Determined Incentive Program | Bridgeton | 8302 | 13.33 | Residential | Behind the Meter | Yes | EMT Renewables, LLC | AC Electric |  | Accepted | 2025-06-20 | 2025-07-22 | 2026-07-22 | Solar Panels | SEG SOLAR | SEG 430 |  | 0.43 | 3 | 187 | 34 |  | Fixed | Roof
NJADRE1559952919 | Administratively Determined Incentive Program | Bridgeton | 8302 | 13.33 | Residential | Behind the Meter | Yes | EMT Renewables, LLC | AC Electric |  | Accepted | 2025-06-20 | 2025-07-22 | 2026-07-22 | Solar Panels | SEG SOLAR | SEG 430 |  | 0.43 | 14 | 6 | 32 |  | Fixed | Roof
NJADRE1559952924 | Administratively Determined Incentive Program | CEDAR GROVE | 7009 | 9.43 | Residential | Behind the Meter | Yes | Trinity Solar, LLC | PSE&G |  | Accepted | 2025-06-20 | 2025-07-18 | 2026-07-18 | Solar Panels | Hanwha | Q.PEAK DUO BLK ML-G10+ 410 |  | 0.41 | 6 | 20 | 38 |  | Fixed | Roof
NJADRE1559952924 | Administratively Determined Incentive Program | CEDAR GROVE | 7009 | 9.43 | Residential | Behind the Meter | Yes | Trinity Solar, LLC | PSE&G |  | Accepted | 2025-06-20 | 2025-07-18 | 2026-07-18 | Solar Panels | Hanwha | Q.PEAK DUO BLK ML-G10+ 410 |  | 0.41 | 5 | 110 | 14 |  | Fixed | Roof
NJADRE1559952924 | Administratively Determined Incentive Program | CEDAR GROVE | 7009 | 9.43 | Residential | Behind the Meter | Yes | Trinity Solar, LLC | PSE&G |  | Accepted | 2025-06-20 | 2025-07-18 | 2026-07-18 | Solar Panels | Hanwha | Q.PEAK DUO BLK ML-G10+ 410 |  | 0.41 | 12 | 200 | 38 |  | Fixed | Roof
NJADRE1559952924 | Administratively Determined Incentive Program | CEDAR GROVE | 7009 | 9.43 | Residential | Behind the Meter | Yes | Trinity Solar, LLC | PSE&G |  | Accepted | 2025-06-20 | 2025-07-18 | 2026-07-18 | Inverters | Solar Edge | USE7600H-US | 7600 |  | 1 |  |  | 0.97 |  | Outside
NJADRE1559952931 | Administratively Determined Incentive Program | Cinnaminson | 8077 | 10.005 | Residential | Behind the Meter | No | SunnyMac, LLC | PSE&G |  | Accepted | 2025-06-20 | 2025-07-22 | 2026-07-22 | Solar Panels | HANWHA | Q.TRON BLK M-G2+ |  | 0.435 | 6 | 231 | 26 |  | Fixed | Roof
NJADRE1559952931 | Administratively Determined Incentive Program | Cinnaminson | 8077 | 10.005 | Residential | Behind the Meter | No | SunnyMac, LLC | PSE&G |  | Accepted | 2025-06-20 | 2025-07-22 | 2026-07-22 | Solar Panels | HANWHA | Q.TRON BLK M-G2+ |  | 0.435 | 3 | 51 | 26 |  | Fixed | Roof
NJADRE1559952931 | Administratively Determined Incentive Program | Cinnaminson | 8077 | 10.005 | Residential | Behind the Meter | No | SunnyMac, LLC | PSE&G |  | Accepted | 2025-06-20 | 2025-07-22 | 2026-07-22 | Inverters | SOLAREDGE HOME HUB | SE7600H-US | 5700 |  | 1 |  |  | 0.99 |  | Outdoor | NEX TO METER
NJADRE1559952931 | Administratively Determined Incentive Program | Cinnaminson | 8077 | 10.005 | Residential | Behind the Meter | No | SunnyMac, LLC | PSE&G |  | Accepted | 2025-06-20 | 2025-07-22 | 2026-07-22 | Solar Panels | HANWHA | Q.TRON BLK M-G2+ |  | 0.435 | 14 | 231 | 26 |  | Fixed | Roof
NJADRE1559952937 | Administratively Determined Incentive Program | Jersey City | 7052 | 10.32 | Residential | Behind the Meter | Yes | PosiGen Developer, LLC | JCP&L |  | Accepted | 2025-06-20 | 2025-07-18 | 2026-07-18 | Solar Panels | Jinko Eagle | G6R JKM430N-54HL4-B |  | 0.43 | 18 | 137 | 21 |  | Fixed | Roof
NJADRE1559952937 | Administratively Determined Incentive Program | Jersey City | 7052 | 10.32 | Residential | Behind the Meter | Yes | PosiGen Developer, LLC | JCP&L |  | Accepted | 2025-06-20 | 2025-07-18 | 2026-07-18 | Solar Panels | Jinko Eagle | G6R JKM430N-54HL4-B |  | 0.43 | 6 | 317 | 21 |  | Fixed | Roof
NJADRE1559952937 | Administratively Determined Incentive Program | Jersey City | 7052 | 10.32 | Residential | Behind the Meter | Yes | PosiGen Developer, LLC | JCP&L |  | Accepted | 2025-06-20 | 2025-07-18 | 2026-07-18 | Inverters | SolarEdge | SE 10000 H-US | 10000 |  | 1 |  |  | 0.99 |  | Outside | Within ten feet of meter
NJADRE1559952944 | Administratively Determined Incentive Program | BERNARDSVILLE | 7924 | 21.07 | Residential | Behind the Meter | No | Green Power Energy, LLC | JCP&L |  | Accepted | 2025-06-20 | 2025-07-17 | 2026-07-17 | Solar Panels | SEG Solar | SEG-430-BTD-BG |  | 0.43 | 17 | 358 | 5 |  | Fixed | Roof
NJADRE1559952944 | Administratively Determined Incentive Program | BERNARDSVILLE | 7924 | 21.07 | Residential | Behind the Meter | No | Green Power Energy, LLC | JCP&L |  | Accepted | 2025-06-20 | 2025-07-17 | 2026-07-17 | Inverters | Enphase Energy | IQ8MC-72-M-US [240V] | 320 |  | 49 |  |  | 0.98 |  | Outside | Roof
NJADRE1559952944 | Administratively Determined Incentive Program | BERNARDSVILLE | 7924 | 21.07 | Residential | Behind the Meter | No | Green Power Energy, LLC | JCP&L |  | Accepted | 2025-06-20 | 2025-07-17 | 2026-07-17 | Solar Panels | SEG Solar | SEG-430-BTD-BG |  | 0.43 | 32 | 177 | 32 |  | Fixed | Roof
NJADRE1559952947 | Administratively Determined Incentive Program | Belle Mead | 8502 | 6.96 | Residential | Behind the Meter | No | Maier Solar Engineering dba Solar Me | PSE&G |  | Accepted | 2025-06-20 | 2025-07-25 | 2026-07-25 | Solar Panels | Hyundai | HIN-T435NF |  | 0.435 | 8 | 128 | 40 |  | Fixed | Roof
NJADRE1559952947 | Administratively Determined Incentive Program | Belle Mead | 8502 | 6.96 | Residential | Behind the Meter | No | Maier Solar Engineering dba Solar Me | PSE&G |  | Accepted | 2025-06-20 | 2025-07-25 | 2026-07-25 | Solar Panels | Hyundai | HIN-T435NF |  | 0.435 | 6 | 218 | 33 |  | Fixed | Roof
NJADRE1559952947 | Administratively Determined Incentive Program | Belle Mead | 8502 | 6.96 | Residential | Behind the Meter | No | Maier Solar Engineering dba Solar Me | PSE&G |  | Accepted | 2025-06-20 | 2025-07-25 | 2026-07-25 | Inverters | Enphase | IQ8AC | 349 |  | 16 |  |  | 0.96 |  | Outdoor | Next to meter
NJADRE1559952947 | Administratively Determined Incentive Program | Belle Mead | 8502 | 6.96 | Residential | Behind the Meter | No | Maier Solar Engineering dba Solar Me | PSE&G |  | Accepted | 2025-06-20 | 2025-07-25 | 2026-07-25 | Solar Panels | Hyundai | HIN-T435NF |  | 0.435 | 2 | 128 | 40 |  | Fixed | Roof
NJADRE1559952953 | Administratively Determined Incentive Program | LAUREL SPRINGS | 8021 | 6.97 | Residential | Behind the Meter | Yes | Trinity Solar, LLC | AC Electric |  | Accepted | 2025-06-20 | 2025-07-18 | 2026-07-18 | Inverters | Solar Edge | USE5700H-USMNBL75 | 5760 |  | 1 |  |  | 0.97 |  | Outdoor
NJADRE1559952953 | Administratively Determined Incentive Program | LAUREL SPRINGS | 8021 | 6.97 | Residential | Behind the Meter | Yes | Trinity Solar, LLC | AC Electric |  | Accepted | 2025-06-20 | 2025-07-18 | 2026-07-18 | Solar Panels | HANWHA | (Q.PEAK DUO BLK ML-G10.C+ 410) |  | 0.41 | 9 | 27 | 37 |  | Fixed | Roof
NJADRE1559952953 | Administratively Determined Incentive Program | LAUREL SPRINGS | 8021 | 6.97 | Residential | Behind the Meter | Yes | Trinity Solar, LLC | AC Electric |  | Accepted | 2025-06-20 | 2025-07-18 | 2026-07-18 | Solar Panels | HANWHA | (Q.PEAK DUO BLK ML-G10.C+ 410) |  | 0.41 | 4 | 207 | 34 |  | Fixed | Roof
NJADRE1559952953 | Administratively Determined Incentive Program | LAUREL SPRINGS | 8021 | 6.97 | Residential | Behind the Meter | Yes | Trinity Solar, LLC | AC Electric |  | Accepted | 2025-06-20 | 2025-07-18 | 2026-07-18 | Solar Panels | HANWHA | (Q.PEAK DUO BLK ML-G10.C+ 410) |  | 0.41 | 3 | 207 | 21 |  | Fixed | Roof
NJADRE1559952953 | Administratively Determined Incentive Program | LAUREL SPRINGS | 8021 | 6.97 | Residential | Behind the Meter | Yes | Trinity Solar, LLC | AC Electric |  | Accepted | 2025-06-20 | 2025-07-18 | 2026-07-18 | Solar Panels | HANWHA | (Q.PEAK DUO BLK ML-G10.C+ 410) |  | 0.41 | 1 | 207 | 37 |  | Fixed | Roof
NJADRE1559952955 | Administratively Determined Incentive Program | Cape May Court House | 8210 | 10.66 | Residential | Behind the Meter | Yes | Define Solar, LLC | AC Electric |  | Accepted | 2025-06-20 | 2025-07-18 | 2026-07-18 | Solar Panels | Znshine | ZXM7-SH108 410 |  | 0.41 | 3 | 149 | 35 |  | Fixed | Roof
NJADRE1559952955 | Administratively Determined Incentive Program | Cape May Court House | 8210 | 10.66 | Residential | Behind the Meter | Yes | Define Solar, LLC | AC Electric |  | Accepted | 2025-06-20 | 2025-07-18 | 2026-07-18 | Inverters | Enphase | IQ8PLUS-72-2-US | 290 |  | 23 |  |  | 0.976 |  | Outside | Under each pv panel
NJADRE1559952955 | Administratively Determined Incentive Program | Cape May Court House | 8210 | 10.66 | Residential | Behind the Meter | Yes | Define Solar, LLC | AC Electric |  | Accepted | 2025-06-20 | 2025-07-18 | 2026-07-18 | Solar Panels | Znshine | ZXM7-SH108 410 |  | 0.41 | 23 | 149 | 35 |  | Fixed | Roof
NJADRE1559952955 | Administratively Determined Incentive Program | Cape May Court House | 8210 | 10.66 | Residential | Behind the Meter | Yes | Define Solar, LLC | AC Electric |  | Accepted | 2025-06-20 | 2025-07-18 | 2026-07-18 | Inverters | Enphase | IQ8PLUS-72-2-US | 290 |  | 3 |  |  | 0.976 |  | Outside | Under each pv panel
NJADRE1559952959 | Administratively Determined Incentive Program | Lindenwold | 8021 | 11.61 | Residential | Behind the Meter | Yes | EMT Renewables, LLC | AC Electric |  | Accepted | 2025-06-20 | 2025-07-22 | 2026-07-22 | Solar Panels | SEG SOLAR | SEG 430 |  | 0.43 | 6 | 34 | 20 |  | Fixed | Roof
NJADRE1559952959 | Administratively Determined Incentive Program | Lindenwold | 8021 | 11.61 | Residential | Behind the Meter | Yes | EMT Renewables, LLC | AC Electric |  | Accepted | 2025-06-20 | 2025-07-22 | 2026-07-22 | Inverters | ENPHASE | IQ8+ | 290 |  | 27 |  |  | 0.98 |  | Other | UNDER EACH PANEL
NJADRE1559952959 | Administratively Determined Incentive Program | Lindenwold | 8021 | 11.61 | Residential | Behind the Meter | Yes | EMT Renewables, LLC | AC Electric |  | Accepted | 2025-06-20 | 2025-07-22 | 2026-07-22 | Solar Panels | SEG SOLAR | SEG 430 |  | 0.43 | 21 | 214 | 20 |  | Fixed | Roof
NJADRE1559952966 | Administratively Determined Incentive Program | CAPE MAY COURT HOUSE | 8210 | 15.48 | Residential | Behind the Meter | Yes | EMT Renewables, LLC | AC Electric |  | Accepted | 2025-06-20 | 2025-07-17 | 2026-07-17 | Solar Panels | SEG SOLAR | SEG 430 |  | 0.43 | 21 | 119 | 28 |  | Fixed | Roof
NJADRE1559952966 | Administratively Determined Incentive Program | CAPE MAY COURT HOUSE | 8210 | 15.48 | Residential | Behind the Meter | Yes | EMT Renewables, LLC | AC Electric |  | Accepted | 2025-06-20 | 2025-07-17 | 2026-07-17 | Solar Panels | SEG SOLAR | SEG 430 |  | 0.43 | 15 | 299 | 28 |  | Fixed | Roof
NJADRE1559952966 | Administratively Determined Incentive Program | CAPE MAY COURT HOUSE | 8210 | 15.48 | Residential | Behind the Meter | Yes | EMT Renewables, LLC | AC Electric |  | Accepted | 2025-06-20 | 2025-07-17 | 2026-07-17 | Inverters | IQ8HC | IQ8+ | 290 |  | 36 |  |  | 0.98 |  | Other | UNDER EACH PANEL
NJADRE1559952967 | Administratively Determined Incentive Program | LAWRENCE TOWNSHIP | 8648 | 13.12 | Residential | Behind the Meter | Yes | Define Solar, LLC | AC Electric |  | Accepted | 2025-06-20 | 2025-07-17 | 2026-07-17 | Solar Panels | Znshine | ZXM7-SH108 410 |  | 0.41 | 6 | 331 | 10 |  | Fixed | Roof
NJADRE1559952967 | Administratively Determined Incentive Program | LAWRENCE TOWNSHIP | 8648 | 13.12 | Residential | Behind the Meter | Yes | Define Solar, LLC | AC Electric |  | Accepted | 2025-06-20 | 2025-07-17 | 2026-07-17 | Inverters | Enphase | IQ8PLUS-72-2-US | 290 |  | 6 |  |  | 0.976 |  | Outside | Under each pv panel
NJADRE1559952967 | Administratively Determined Incentive Program | LAWRENCE TOWNSHIP | 8648 | 13.12 | Residential | Behind the Meter | Yes | Define Solar, LLC | AC Electric |  | Accepted | 2025-06-20 | 2025-07-17 | 2026-07-17 | Inverters | Enphase | IQ8PLUS-72-2-US | 290 |  | 20 |  |  | 0.976 |  | Outside | Under each pv panel
NJADRE1559952967 | Administratively Determined Incentive Program | LAWRENCE TOWNSHIP | 8648 | 13.12 | Residential | Behind the Meter | Yes | Define Solar, LLC | AC Electric |  | Accepted | 2025-06-20 | 2025-07-17 | 2026-07-17 | Inverters | Enphase | IQ8PLUS-72-2-US | 290 |  | 6 |  |  | 0.976 |  | Outside | Under each pv panel
NJADRE1559952967 | Administratively Determined Incentive Program | LAWRENCE TOWNSHIP | 8648 | 13.12 | Residential | Behind the Meter | Yes | Define Solar, LLC | AC Electric |  | Accepted | 2025-06-20 | 2025-07-17 | 2026-07-17 | Solar Panels | Znshine | ZXM7-SH108 410 |  | 0.41 | 6 | 221 | 10 |  | Fixed | Roof
NJADRE1559952967 | Administratively Determined Incentive Program | LAWRENCE TOWNSHIP | 8648 | 13.12 | Residential | Behind the Meter | Yes | Define Solar, LLC | AC Electric |  | Accepted | 2025-06-20 | 2025-07-17 | 2026-07-17 | Solar Panels | Znshine | ZXM7-SH108 410 |  | 0.41 | 20 | 311 | 10 |  | Fixed | Roof
NJADRE1559952981 | Administratively Determined Incentive Program | CAPE MAY COURT HOUSE | 8210 | 18.49 | Residential | Behind the Meter | Yes | EMT Renewables, LLC | AC Electric |  | Accepted | 2025-06-20 | 2025-07-17 | 2026-07-17 | Solar Panels | SEG SOLAR | SEG 430 |  | 0.43 | 3 | 225 | 23 |  | Fixed | Roof
NJADRE1559952981 | Administratively Determined Incentive Program | CAPE MAY COURT HOUSE | 8210 | 18.49 | Residential | Behind the Meter | Yes | EMT Renewables, LLC | AC Electric |  | Accepted | 2025-06-20 | 2025-07-17 | 2026-07-17 | Solar Panels | SEG SOLAR | SEG 430 |  | 0.43 | 6 | 45 | 22 |  | Fixed | Roof
NJADRE1559952981 | Administratively Determined Incentive Program | CAPE MAY COURT HOUSE | 8210 | 18.49 | Residential | Behind the Meter | Yes | EMT Renewables, LLC | AC Electric |  | Accepted | 2025-06-20 | 2025-07-17 | 2026-07-17 | Solar Panels | SEG SOLAR | SEG 430 |  | 0.43 | 5 | 315 | 23 |  | Fixed | Roof
NJADRE1559952981 | Administratively Determined Incentive Program | CAPE MAY COURT HOUSE | 8210 | 18.49 | Residential | Behind the Meter | Yes | EMT Renewables, LLC | AC Electric |  | Accepted | 2025-06-20 | 2025-07-17 | 2026-07-17 | Inverters | IQ8HC | IQ8+ | 290 |  | 43 |  |  | 0.98 |  | Other | UNDER EACH PANEL
NJADRE1559952981 | Administratively Determined Incentive Program | CAPE MAY COURT HOUSE | 8210 | 18.49 | Residential | Behind the Meter | Yes | EMT Renewables, LLC | AC Electric |  | Accepted | 2025-06-20 | 2025-07-17 | 2026-07-17 | Solar Panels | SEG SOLAR | SEG 430 |  | 0.43 | 26 | 135 | 23 |  | Fixed | Roof
NJADRE1559952981 | Administratively Determined Incentive Program | CAPE MAY COURT HOUSE | 8210 | 18.49 | Residential | Behind the Meter | Yes | EMT Renewables, LLC | AC Electric |  | Accepted | 2025-06-20 | 2025-07-17 | 2026-07-17 | Solar Panels | SEG SOLAR | SEG 430 |  | 0.43 | 3 | 45 | 23 |  | Fixed | Roof
NJADRE1559952988 | Administratively Determined Incentive Program | CRESSKILL | 7626 | 13.12 | Residential | Behind the Meter | Yes | Pro Custom Solar dba Momentum Solar | Orange Rockland Electric |  | Accepted | 2025-06-20 | 2025-07-17 | 2026-07-17 | Solar Panels | HANWHA | q.peak duo blk-g10+410 |  | 0.41 | 6 | 41 | 28 |  | Fixed | Roof
NJADRE1559952988 | Administratively Determined Incentive Program | CRESSKILL | 7626 | 13.12 | Residential | Behind the Meter | Yes | Pro Custom Solar dba Momentum Solar | Orange Rockland Electric |  | Accepted | 2025-06-20 | 2025-07-17 | 2026-07-17 | Inverters | ENPHASE | IQ8HC-72-M-DOM-US | 380 |  | 32 |  |  | 0.97 |  | Outdoor
NJADRE1559952988 | Administratively Determined Incentive Program | CRESSKILL | 7626 | 13.12 | Residential | Behind the Meter | Yes | Pro Custom Solar dba Momentum Solar | Orange Rockland Electric |  | Accepted | 2025-06-20 | 2025-07-17 | 2026-07-17 | Solar Panels | Hanwha | q.peak duo blk ml-g10+410 |  | 0.41 | 26 | 41 | 28 |  | Fixed | Roof
NJADRE1559952996 | Administratively Determined Incentive Program | Lakewood | 8701 | 3.32 | Residential | Behind the Meter | Yes | SunPurity, LLC | JCP&L |  | Accepted | 2025-06-20 | 2025-07-25 | 2026-07-25 | Inverters | SolarEdge | SE3800H-US | 3800 |  | 1 |  |  | 0.99 |  | Outdoor
NJADRE1559952996 | Administratively Determined Incentive Program | Lakewood | 8701 | 3.32 | Residential | Behind the Meter | Yes | SunPurity, LLC | JCP&L |  | Accepted | 2025-06-20 | 2025-07-25 | 2026-07-25 | Solar Panels | Hanwha Q cells | Q.PEAK DUO BLK-ML-G10+ 415W |  | 0.415 | 6 | 185 | 34 |  | Fixed | Roof
NJADRE1559952996 | Administratively Determined Incentive Program | Lakewood | 8701 | 3.32 | Residential | Behind the Meter | Yes | SunPurity, LLC | JCP&L |  | Accepted | 2025-06-20 | 2025-07-25 | 2026-07-25 | Solar Panels | Hanwha Q cells | Q.PEAK DUO BLK-ML-G10+ 415W |  | 0.415 | 2 | 5 | 34 |  | Fixed | Roof
NJADRE1559952997 | Administratively Determined Incentive Program | EAST BRUNSWICK | 8816 | 8.2 | Residential | Behind the Meter | No | Tesla Energy Operations, Inc. | PSE&G |  | Accepted | 2025-06-20 | 2025-07-17 | 2026-07-17 | Solar Panels | Hanwha | Q.PEAK DUO BLK ML-G10+/TS 410 |  | 0.41 | 20 | 188 | 23 |  | Fixed | Roof
NJADRE1559952997 | Administratively Determined Incentive Program | EAST BRUNSWICK | 8816 | 8.2 | Residential | Behind the Meter | No | Tesla Energy Operations, Inc. | PSE&G |  | Accepted | 2025-06-20 | 2025-07-17 | 2026-07-17 | Inverters | Tesla | 1538000-XX-Y | 7600 |  | 1 |  |  | 0.98 |  | Outdoor
NJADRE1559952998 | Administratively Determined Incentive Program | LAWRENCE TOWNSHIP | 8648 | 10.32 | Residential | Behind the Meter | No | Green Power Energy, LLC | PSE&G |  | Accepted | 2025-06-20 | 2025-07-17 | 2026-07-17 | Inverters | Enphase Energy | IQ8MC-72-M-US [240V] | 320 |  | 24 |  |  | 0.98 |  | Outside | Roof
NJADRE1559952998 | Administratively Determined Incentive Program | LAWRENCE TOWNSHIP | 8648 | 10.32 | Residential | Behind the Meter | No | Green Power Energy, LLC | PSE&G |  | Accepted | 2025-06-20 | 2025-07-17 | 2026-07-17 | Solar Panels | SEG Solar | SEG-430-BTD-BG |  | 0.43 | 24 | 235 | 18 |  | Fixed | Roof
NJADRE1559953002 | Administratively Determined Incentive Program | Voorhees | 8043 | 11.31 | Residential | Behind the Meter | No | SunnyMac, LLC | AC Electric |  | Accepted | 2025-06-20 | 2025-07-18 | 2026-07-18 | Solar Panels | HANWHA | Q.TRON BLK M-G2+ |  | 0.435 | 5 | 344 | 30 |  | Fixed | Roof
NJADRE1559953002 | Administratively Determined Incentive Program | Voorhees | 8043 | 11.31 | Residential | Behind the Meter | No | SunnyMac, LLC | AC Electric |  | Accepted | 2025-06-20 | 2025-07-18 | 2026-07-18 | Inverters | SOLAREDGE | SE7600H-US | 7600 |  | 1 |  |  | 0.99 |  | Outdoor | next to meter
NJADRE1559953002 | Administratively Determined Incentive Program | Voorhees | 8043 | 11.31 | Residential | Behind the Meter | No | SunnyMac, LLC | AC Electric |  | Accepted | 2025-06-20 | 2025-07-18 | 2026-07-18 | Solar Panels | HANWHA | Q.TRON BLK M-G2+ |  | 0.435 | 6 | 164 | 30 |  | Fixed | Roof
NJADRE1559953002 | Administratively Determined Incentive Program | Voorhees | 8043 | 11.31 | Residential | Behind the Meter | No | SunnyMac, LLC | AC Electric |  | Accepted | 2025-06-20 | 2025-07-18 | 2026-07-18 | Solar Panels | HANWHA | Q.TRON BLK M-G2+ |  | 0.435 | 5 | 254 | 40 |  | Fixed | Roof
NJADRE1559953002 | Administratively Determined Incentive Program | Voorhees | 8043 | 11.31 | Residential | Behind the Meter | No | SunnyMac, LLC | AC Electric |  | Accepted | 2025-06-20 | 2025-07-18 | 2026-07-18 | Solar Panels | HANWHA | Q.TRON BLK M-G2+ |  | 0.435 | 10 | 164 | 30 |  | Fixed | Roof
NJADRE1559953004 | Administratively Determined Incentive Program | MULLICA HILL | 8062 | 17.2 | Residential | Behind the Meter | Yes | PosiGen Developer, LLC | AC Electric |  | Accepted | 2025-06-20 | 2025-07-17 | 2026-07-17 | Solar Panels | Jinko Eagle | G6R JKM430N-54HL4-B |  | 0.43 | 13 | 184 | 37 |  | Fixed | Roof
NJADRE1559953004 | Administratively Determined Incentive Program | MULLICA HILL | 8062 | 17.2 | Residential | Behind the Meter | Yes | PosiGen Developer, LLC | AC Electric |  | Accepted | 2025-06-20 | 2025-07-17 | 2026-07-17 | Inverters | SolarEdge | SE7600H-US | 7600 |  | 2 |  |  | 0.99 |  | Outside | Within ten feet of meter
NJADRE1559953004 | Administratively Determined Incentive Program | MULLICA HILL | 8062 | 17.2 | Residential | Behind the Meter | Yes | PosiGen Developer, LLC | AC Electric |  | Accepted | 2025-06-20 | 2025-07-17 | 2026-07-17 | Solar Panels | Jinko Eagle | G6R JKM430N-54HL4-B |  | 0.43 | 12 | 184 | 37 |  | Fixed | Roof
NJADRE1559953004 | Administratively Determined Incentive Program | MULLICA HILL | 8062 | 17.2 | Residential | Behind the Meter | Yes | PosiGen Developer, LLC | AC Electric |  | Accepted | 2025-06-20 | 2025-07-17 | 2026-07-17 | Solar Panels | Jinko Eagle | G6R JKM430N-54HL4-B |  | 0.43 | 15 | 94 | 27 |  | Fixed | Roof
NJADRE1559953028 | Administratively Determined Incentive Program | LITTLE EGG HARBOR | 8087 | 5.81 | Residential | Behind the Meter | Yes | SunPurity, LLC | AC Electric |  | Accepted | 2025-06-28 | 2025-07-22 | 2026-07-22 | Inverters | SolarEdge | SE5700H-US | 5700 |  | 1 |  |  | 0.99 |  | Outdoor
NJADRE1559953028 | Administratively Determined Incentive Program | LITTLE EGG HARBOR | 8087 | 5.81 | Residential | Behind the Meter | Yes | SunPurity, LLC | AC Electric |  | Accepted | 2025-06-28 | 2025-07-22 | 2026-07-22 | Solar Panels | Hanwha Q cells | Q.PEAK DUO BLK-ML-G10+ 415W |  | 0.415 | 5 | 334 | 23 |  | Fixed | Roof
NJADRE1559953028 | Administratively Determined Incentive Program | LITTLE EGG HARBOR | 8087 | 5.81 | Residential | Behind the Meter | Yes | SunPurity, LLC | AC Electric |  | Accepted | 2025-06-28 | 2025-07-22 | 2026-07-22 | Solar Panels | Hanwha Q cells | Q.PEAK DUO BLK-ML-G10+ 415W |  | 0.415 | 9 | 154 | 23 |  | Fixed | Roof
NJADRE1559953433 | Administratively Determined Incentive Program | NEWARK | 7107 | 5.59 | Residential | Behind the Meter | No | Pro Custom Solar dba Momentum Solar | PSE&G |  | Accepted | 2025-06-20 | 2025-07-17 | 2026-07-17 | Solar Panels | HANWHA | Q.TRON BLK M-G2+430 |  | 0.43 | 13 | 205 | 23 |  | Fixed | Roof
NJADRE1559953433 | Administratively Determined Incentive Program | NEWARK | 7107 | 5.59 | Residential | Behind the Meter | No | Pro Custom Solar dba Momentum Solar | PSE&G |  | Accepted | 2025-06-20 | 2025-07-17 | 2026-07-17 | Inverters | ENPHASE | IQ8PLUS-72-2-US | 290 |  | 13 |  |  | 0.97 |  | Outdoor
NJADRE1559953434 | Administratively Determined Incentive Program | PATERSON | 7502 | 10.32 | Residential | Behind the Meter | Yes | PosiGen Developer, LLC | PSE&G |  | Accepted | 2025-06-20 | 2025-07-17 | 2026-07-17 | Solar Panels | JINKO EAGLE | G6R JKM430N-54HL4-B |  | 0.43 | 14 | 140 | 40 |  | Fixed | Roof
NJADRE1559953434 | Administratively Determined Incentive Program | PATERSON | 7502 | 10.32 | Residential | Behind the Meter | Yes | PosiGen Developer, LLC | PSE&G |  | Accepted | 2025-06-20 | 2025-07-17 | 2026-07-17 | Inverters | SolarEdge | SE10000H-US | 10000 |  | 1 |  |  | 0.99 |  | Outside | within ten feet of meter
NJADRE1559953434 | Administratively Determined Incentive Program | PATERSON | 7502 | 10.32 | Residential | Behind the Meter | Yes | PosiGen Developer, LLC | PSE&G |  | Accepted | 2025-06-20 | 2025-07-17 | 2026-07-17 | Solar Panels | JINKO EAGLE G6R | G6R JKM430N-54HL4-B |  | 0.43 | 10 | 320 | 40 |  | Fixed | Roof
NJADRE1559953438 | Administratively Determined Incentive Program | STAFFORD TOWNSHIP | 8050 | 10.44 | Residential | Behind the Meter | Yes | SunnyMac, LLC | AC Electric |  | Accepted | 2025-06-20 | 2025-07-17 | 2026-07-17 | Solar Panels | HANWHA | Q.TRON BLK M-G2+ |  | 0.435 | 12 | 78 | 11 |  | Fixed | Roof
NJADRE1559953438 | Administratively Determined Incentive Program | STAFFORD TOWNSHIP | 8050 | 10.44 | Residential | Behind the Meter | Yes | SunnyMac, LLC | AC Electric |  | Accepted | 2025-06-20 | 2025-07-17 | 2026-07-17 | Solar Panels | HANWHA | Q.TRON BLK M-G2+ |  | 0.435 | 12 | 258 | 11 |  | Fixed | Roof
NJADRE1559953438 | Administratively Determined Incentive Program | STAFFORD TOWNSHIP | 8050 | 10.44 | Residential | Behind the Meter | Yes | SunnyMac, LLC | AC Electric |  | Accepted | 2025-06-20 | 2025-07-17 | 2026-07-17 | Inverters | SOLAREDGE HOME HUB | SE7600H-US | 7600 |  | 1 |  |  | 0.99 |  | Outdoor | NEX TO METER
NJADRE1559953438 | Administratively Determined Incentive Program | STAFFORD TOWNSHIP | 8050 | 10.44 | Residential | Behind the Meter | Yes | SunnyMac, LLC | AC Electric |  | Accepted | 2025-06-20 | 2025-07-17 | 2026-07-17 | Meters | SOLAREDGE HOME HUB | SE-RGMTR-1D-240C-B |  |  | 1 |  |  |  | Yes | Outdoor
NJADRE1559953444 | Administratively Determined Incentive Program | HACKENSACK | 7601 | 9.55 | Residential | Behind the Meter | Yes | Big Wave Roofing and Solar, LLC | PSE&G |  | Accepted | 2025-06-20 | 2025-07-18 | 2026-07-18 | Inverters | Enphase | IQ8HC-72-M-DOM-US | 380 |  | 23 |  |  | 0.97 |  | Outdoor
NJADRE1559953444 | Administratively Determined Incentive Program | HACKENSACK | 7601 | 9.55 | Residential | Behind the Meter | Yes | Big Wave Roofing and Solar, LLC | PSE&G |  | Accepted | 2025-06-20 | 2025-07-18 | 2026-07-18 | Solar Panels | HANWHA | QCELLS Q.PEAK DUO BLK ML-G10.C+ |  | 0.415 | 5 | 286 | 20 |  | Fixed | Roof
NJADRE1559953444 | Administratively Determined Incentive Program | HACKENSACK | 7601 | 9.55 | Residential | Behind the Meter | Yes | Big Wave Roofing and Solar, LLC | PSE&G |  | Accepted | 2025-06-20 | 2025-07-18 | 2026-07-18 | Solar Panels | HANWHA | QCELLS Q.PEAK DUO BLK ML-G10.C+ |  | 0.415 | 10 | 196 | 20 |  | Fixed | Roof
NJADRE1559953444 | Administratively Determined Incentive Program | HACKENSACK | 7601 | 9.55 | Residential | Behind the Meter | Yes | Big Wave Roofing and Solar, LLC | PSE&G |  | Accepted | 2025-06-20 | 2025-07-18 | 2026-07-18 | Solar Panels | HANWHA | QCELLS Q.PEAK DUO BLK ML-G10.C+ |  | 0.415 | 1 | 196 | 20 |  | Fixed | Roof
NJADRE1559953444 | Administratively Determined Incentive Program | HACKENSACK | 7601 | 9.55 | Residential | Behind the Meter | Yes | Big Wave Roofing and Solar, LLC | PSE&G |  | Accepted | 2025-06-20 | 2025-07-18 | 2026-07-18 | Solar Panels | HANWHA | QCELLS Q.PEAK DUO BLK ML-G10.C+ |  | 0.415 | 7 | 106 | 20 |  | Fixed | Roof
NJADRE1559953446 | Administratively Determined Incentive Program | ASBURY | 8802 | 8.715 | Residential | Behind the Meter | No | Green Power Energy, LLC | JCP&L |  | Accepted | 2025-06-20 | 2025-07-17 | 2026-07-17 | Electric Storage Battery | Enphase Energy | IQBATTERY-5P-1P-NA |  |  | 3 |  |  |  | Lithium Ion |  | Inside and Outside
NJADRE1559953446 | Administratively Determined Incentive Program | ASBURY | 8802 | 8.715 | Residential | Behind the Meter | No | Green Power Energy, LLC | JCP&L |  | Accepted | 2025-06-20 | 2025-07-17 | 2026-07-17 | Inverters | Enphase Energy | IQ8MC-72-M-US [240V] | 320 |  | 21 |  |  | 0.98 |  | Outside | Roof
NJADRE1559953446 | Administratively Determined Incentive Program | ASBURY | 8802 | 8.715 | Residential | Behind the Meter | No | Green Power Energy, LLC | JCP&L |  | Accepted | 2025-06-20 | 2025-07-17 | 2026-07-17 | Solar Panels | Hanwha | Q.PEAK DUO BLK ML-G10+ 415 |  | 0.415 | 21 | 133 | 40 |  | Fixed | Roof
NJADRE1559953458 | Administratively Determined Incentive Program | Elizabeth | 7208 | 12.3 | Residential | Behind the Meter | Yes | Sunrun Installation Services, Inc. | PSE&G |  | Accepted | 2025-06-20 | 2025-07-17 | 2026-07-17 | Solar Panels | Hanwha Q-Cells | Q.PEAK DUO BLK ML-G10+ 410 DCA (MD06G100A-017) |  | 0.41 | 7 | 127 | 27 |  | Fixed | Roof
NJADRE1559953458 | Administratively Determined Incentive Program | Elizabeth | 7208 | 12.3 | Residential | Behind the Meter | Yes | Sunrun Installation Services, Inc. | PSE&G |  | Accepted | 2025-06-20 | 2025-07-17 | 2026-07-17 | Solar Panels | Hanwha Q-Cells | Q.PEAK DUO BLK ML-G10+ 410 DCA (MD06G100A-017) |  | 0.41 | 4 | 307 | 28 |  | Fixed | Roof
NJADRE1559953458 | Administratively Determined Incentive Program | Elizabeth | 7208 | 12.3 | Residential | Behind the Meter | Yes | Sunrun Installation Services, Inc. | PSE&G |  | Accepted | 2025-06-20 | 2025-07-17 | 2026-07-17 | Solar Panels | Hanwha Q-Cells | Q.PEAK DUO BLK ML-G10+ 410 DCA (MD06G100A-017) |  | 0.41 | 11 | 127 | 44 |  | Fixed | Roof
NJADRE1559953458 | Administratively Determined Incentive Program | Elizabeth | 7208 | 12.3 | Residential | Behind the Meter | Yes | Sunrun Installation Services, Inc. | PSE&G |  | Accepted | 2025-06-20 | 2025-07-17 | 2026-07-17 | Inverters | TESLA | Powerwall 3 1707000-xx-y | 11500 |  | 1 |  |  | 0.97 |  | Outdoor | Next to meter
NJADRE1559953458 | Administratively Determined Incentive Program | Elizabeth | 7208 | 12.3 | Residential | Behind the Meter | Yes | Sunrun Installation Services, Inc. | PSE&G |  | Accepted | 2025-06-20 | 2025-07-17 | 2026-07-17 | Electric Storage Battery | TESLA | Powerwall 3 1707000-xx-y |  |  | 1 |  |  |  | Lithium Ion |  | OUTSIDE
NJADRE1559953458 | Administratively Determined Incentive Program | Elizabeth | 7208 | 12.3 | Residential | Behind the Meter | Yes | Sunrun Installation Services, Inc. | PSE&G |  | Accepted | 2025-06-20 | 2025-07-17 | 2026-07-17 | Solar Panels | Hanwha Q-Cells | Q.PEAK DUO BLK ML-G10+ 410 DCA (MD06G100A-017) |  | 0.41 | 8 | 306 | 45 |  | Fixed | Roof
NJADRE1559953459 | Administratively Determined Incentive Program | Delran | 8075 | 8.4 | Residential | Behind the Meter | Yes | SunnyMac, LLC | PSE&G |  | Accepted | 2025-06-20 | 2025-07-18 | 2026-07-18 | Solar Panels | Hanwha Q Cells | Q.PEAK DUO BLK-G10+365 |  | 0.365 | 6 | 45 | 18 |  | Fixed | Roof
NJADRE1559953459 | Administratively Determined Incentive Program | Delran | 8075 | 8.4 | Residential | Behind the Meter | Yes | SunnyMac, LLC | PSE&G |  | Accepted | 2025-06-20 | 2025-07-18 | 2026-07-18 | Meters | SolarEdge Technologies Inc. | SE6000H-US0SHBNC4 |  |  | 1 |  |  |  | Yes | Outdoor
NJADRE1559953459 | Administratively Determined Incentive Program | Delran | 8075 | 8.4 | Residential | Behind the Meter | Yes | SunnyMac, LLC | PSE&G |  | Accepted | 2025-06-20 | 2025-07-18 | 2026-07-18 | Solar Panels | Hanwha Q Cells | Q.PEAK DUO BLK-G10+365 |  | 0.365 | 7 | 135 | 20 |  | Fixed | Roof
NJADRE1559953459 | Administratively Determined Incentive Program | Delran | 8075 | 8.4 | Residential | Behind the Meter | Yes | SunnyMac, LLC | PSE&G |  | Accepted | 2025-06-20 | 2025-07-18 | 2026-07-18 | Inverters | SolarEdge Technologies Inc. | SE6000H-US0SHBNC4 | 6000 |  | 1 |  |  | 0.99 |  | Outside
NJADRE1559953459 | Administratively Determined Incentive Program | Delran | 8075 | 8.4 | Residential | Behind the Meter | Yes | SunnyMac, LLC | PSE&G |  | Accepted | 2025-06-20 | 2025-07-18 | 2026-07-18 | Solar Panels | Hanwha Q Cells | Q.PEAK DUO BLK-G10+365 |  | 0.365 | 10 | 225 | 18 |  | Fixed | Roof
NJADRE1559953460 | Administratively Determined Incentive Program | TRENTON | 8628 | 10.44 | Residential | Behind the Meter | No | SunnyMac, LLC | PSE&G |  | Accepted | 2025-06-20 | 2025-07-18 | 2026-07-18 | Solar Panels | HANWHA | QTRON BLK M-G2+ |  | 0.435 | 6 | 145 | 23 |  | Fixed | Roof
NJADRE1559953460 | Administratively Determined Incentive Program | TRENTON | 8628 | 10.44 | Residential | Behind the Meter | No | SunnyMac, LLC | PSE&G |  | Accepted | 2025-06-20 | 2025-07-18 | 2026-07-18 | Solar Panels | HANWHA | QTRON BLK M-G2+ |  | 0.435 | 5 | 55 | 23 |  | Fixed | Roof
NJADRE1559953460 | Administratively Determined Incentive Program | TRENTON | 8628 | 10.44 | Residential | Behind the Meter | No | SunnyMac, LLC | PSE&G |  | Accepted | 2025-06-20 | 2025-07-18 | 2026-07-18 | Solar Panels | HANWHA | QTRON BLK M-G2+ |  | 0.435 | 5 | 325 | 23 |  | Fixed | Roof
NJADRE1559953460 | Administratively Determined Incentive Program | TRENTON | 8628 | 10.44 | Residential | Behind the Meter | No | SunnyMac, LLC | PSE&G |  | Accepted | 2025-06-20 | 2025-07-18 | 2026-07-18 | Inverters | SOLAREDGE HOME HUB | SE3800H-US | 3800 |  | 2 |  |  | 0.99 |  | Outdoor | next to meter
NJADRE1559953460 | Administratively Determined Incentive Program | TRENTON | 8628 | 10.44 | Residential | Behind the Meter | No | SunnyMac, LLC | PSE&G |  | Accepted | 2025-06-20 | 2025-07-18 | 2026-07-18 | Solar Panels | HANWHA | QTRON BLK M-G2+ |  | 0.435 | 4 | 325 | 24 |  | Fixed | Roof
NJADRE1559953460 | Administratively Determined Incentive Program | TRENTON | 8628 | 10.44 | Residential | Behind the Meter | No | SunnyMac, LLC | PSE&G |  | Accepted | 2025-06-20 | 2025-07-18 | 2026-07-18 | Solar Panels | HANWHA | QTRON BLK M-G2+ |  | 0.435 | 4 | 145 | 24 |  | Fixed | Roof
NJADRE1559953463 | Administratively Determined Incentive Program | Newark | 7112 | 7.74 | Residential | Behind the Meter | Yes | PosiGen Developer, LLC | PSE&G |  | Accepted | 2025-06-20 | 2025-07-17 | 2026-07-17 | Inverters | SOLAREDGE | SE7600H-US | 7600 |  | 1 |  |  | 0.99 |  | Outside | Within ten feet of meter
NJADRE1559953463 | Administratively Determined Incentive Program | Newark | 7112 | 7.74 | Residential | Behind the Meter | Yes | PosiGen Developer, LLC | PSE&G |  | Accepted | 2025-06-20 | 2025-07-17 | 2026-07-17 | Solar Panels | JINKO EAGLE | G6RJKM430N-54HL4-B |  | 0.43 | 8 | 128 | 23 |  | Fixed | Roof
NJADRE1559953463 | Administratively Determined Incentive Program | Newark | 7112 | 7.74 | Residential | Behind the Meter | Yes | PosiGen Developer, LLC | PSE&G |  | Accepted | 2025-06-20 | 2025-07-17 | 2026-07-17 | Solar Panels | JINKO EAGLE | G6RJKM430N-54HL4-B |  | 0.43 | 3 | 218 | 23 |  | Fixed | Roof
NJADRE1559953463 | Administratively Determined Incentive Program | Newark | 7112 | 7.74 | Residential | Behind the Meter | Yes | PosiGen Developer, LLC | PSE&G |  | Accepted | 2025-06-20 | 2025-07-17 | 2026-07-17 | Solar Panels | JINKO EAGLE | G6RJKM430N-54HL4-B |  | 0.43 | 7 | 308 | 23 |  | Fixed | Roof
NJADRE1559953482 | Administratively Determined Incentive Program | PATERSON | 7501 | 12.87 | Residential | Behind the Meter | Yes | SunPurity, LLC | PSE&G |  | Accepted | 2025-06-23 | 2025-07-18 | 2026-07-18 | Inverters | SolarEdge | SE10000H-US | 10000 |  | 1 |  |  | 0.99 |  | Outdoor
NJADRE1559953482 | Administratively Determined Incentive Program | PATERSON | 7501 | 12.87 | Residential | Behind the Meter | Yes | SunPurity, LLC | PSE&G |  | Accepted | 2025-06-23 | 2025-07-18 | 2026-07-18 | Solar Panels | Hanwha Q cells | Q.PEAK DUO BLK-ML-G10+ 415W |  | 0.415 | 6 | 95 | 29 |  | Fixed | Roof
NJADRE1559953482 | Administratively Determined Incentive Program | PATERSON | 7501 | 12.87 | Residential | Behind the Meter | Yes | SunPurity, LLC | PSE&G |  | Accepted | 2025-06-23 | 2025-07-18 | 2026-07-18 | Solar Panels | Hanwha Q cells | Q.PEAK DUO BLK-ML-G10+ 415W |  | 0.415 | 5 | 185 | 15 |  | Fixed | Roof
NJADRE1559953482 | Administratively Determined Incentive Program | PATERSON | 7501 | 12.87 | Residential | Behind the Meter | Yes | SunPurity, LLC | PSE&G |  | Accepted | 2025-06-23 | 2025-07-18 | 2026-07-18 | Solar Panels | Hanwha Q cells | Q.PEAK DUO BLK-ML-G10+ 415W |  | 0.415 | 14 | 95 | 4 |  | Fixed | Roof
NJADRE1559953482 | Administratively Determined Incentive Program | PATERSON | 7501 | 12.87 | Residential | Behind the Meter | Yes | SunPurity, LLC | PSE&G |  | Accepted | 2025-06-23 | 2025-07-18 | 2026-07-18 | Solar Panels | Hanwha Q cells | Q.PEAK DUO BLK-ML-G10+ 415W |  | 0.415 | 6 | 275 | 29 |  | Fixed | Roof
NJADRE1559953551 | Administratively Determined Incentive Program | Williamstown | 8094 | 9.89 | Residential | Behind the Meter | Yes | Integrity Solar & Home Solutions, LLC | AC Electric |  | Accepted | 2025-06-20 | 2025-07-22 | 2026-07-22 | Solar Panels | JINKO | JKM430N-54HL4-B |  | 0.43 | 5 | 94 | 21 |  | Fixed | Roof
NJADRE1559953551 | Administratively Determined Incentive Program | Williamstown | 8094 | 9.89 | Residential | Behind the Meter | Yes | Integrity Solar & Home Solutions, LLC | AC Electric |  | Accepted | 2025-06-20 | 2025-07-22 | 2026-07-22 | Inverters | ENPHASE | IQ8HC | 380 |  | 23 |  |  | 0.98 |  | Other | UNDER EACH PANEL
NJADRE1559953551 | Administratively Determined Incentive Program | Williamstown | 8094 | 9.89 | Residential | Behind the Meter | Yes | Integrity Solar & Home Solutions, LLC | AC Electric |  | Accepted | 2025-06-20 | 2025-07-22 | 2026-07-22 | Solar Panels | JINKO | JKM430N-54HL4-B |  | 0.43 | 2 | 184 | 42 |  | Fixed | Roof
NJADRE1559953551 | Administratively Determined Incentive Program | Williamstown | 8094 | 9.89 | Residential | Behind the Meter | Yes | Integrity Solar & Home Solutions, LLC | AC Electric |  | Accepted | 2025-06-20 | 2025-07-22 | 2026-07-22 | Solar Panels | JINKO | JKM430N-54HL4-B |  | 0.43 | 5 | 274 | 21 |  | Fixed | Roof
NJADRE1559953551 | Administratively Determined Incentive Program | Williamstown | 8094 | 9.89 | Residential | Behind the Meter | Yes | Integrity Solar & Home Solutions, LLC | AC Electric |  | Accepted | 2025-06-20 | 2025-07-22 | 2026-07-22 | Solar Panels | JINKO | JKM430N-54HL4-B |  | 0.43 | 11 | 184 | 42 |  | Fixed | Roof
NJADRE1559953783 | Administratively Determined Incentive Program | Jackson | 8527 | 5.33 | Residential | Behind the Meter | Yes | Trinity Solar, LLC | JCP&L |  | Accepted | 2025-06-20 | 2025-07-17 | 2026-07-17 | Inverters | Solar Edge | USE5700H-US | 5760 |  | 1 |  |  | 0.97 |  | Outside
NJADRE1559953783 | Administratively Determined Incentive Program | Jackson | 8527 | 5.33 | Residential | Behind the Meter | Yes | Trinity Solar, LLC | JCP&L |  | Accepted | 2025-06-20 | 2025-07-17 | 2026-07-17 | Solar Panels | Hanwha | Q.PEAK DUO BLK ML-G10+ 410 |  | 0.41 | 13 | 199 | 23 |  | Fixed | Roof
NJADRE1559953785 | Administratively Determined Incentive Program | PATERSON | 7524 | 4.3 | Residential | Behind the Meter | Yes | PosiGen Developer, LLC | PSE&G |  | Accepted | 2025-06-20 | 2025-07-18 | 2026-07-18 | Solar Panels | JINKO EAGLE | G6RJKM430N-54HL4-B |  | 0.43 | 10 | 275 | 32 |  | Fixed | Roof
NJADRE1559953785 | Administratively Determined Incentive Program | PATERSON | 7524 | 4.3 | Residential | Behind the Meter | Yes | PosiGen Developer, LLC | PSE&G |  | Accepted | 2025-06-20 | 2025-07-18 | 2026-07-18 | Inverters | SOLAREDGE | SE3800H-US | 3800 |  | 1 |  |  | 0.99 |  | Outside | Within ten feet of meter
NJADRE1559953787 | Administratively Determined Incentive Program | EGG HARBOR TOWNSHIP | 8234 | 6.64 | Residential | Behind the Meter | Yes | Big Wave Roofing and Solar, LLC | AC Electric |  | Accepted | 2025-06-20 | 2025-07-18 | 2026-07-18 | Solar Panels | Hanwha | Q.PEAK DUO BLK ML-G10.C+ 415W |  | 0.415 | 16 | 177 | 25 |  | Fixed | Roof
NJADRE1559953787 | Administratively Determined Incentive Program | EGG HARBOR TOWNSHIP | 8234 | 6.64 | Residential | Behind the Meter | Yes | Big Wave Roofing and Solar, LLC | AC Electric |  | Accepted | 2025-06-20 | 2025-07-18 | 2026-07-18 | Inverters | Enphase | IQ8HC-72-M-DOM-US | 380 |  | 16 |  |  | 0.97 |  | Outside
NJADRE1559953796 | Administratively Determined Incentive Program | Stanhope | 7874 | 5.27 | Residential | Behind the Meter | Yes | Sunrun Installation Services, Inc. | JCP&L |  | Accepted | 2025-06-20 | 2025-07-18 | 2026-07-18 | Inverters | SolarEdge Technologies | SE3800H-USMN | 3800 |  | 1 |  |  | 0.99 |  | Outdoor | Next to meter
NJADRE1559953796 | Administratively Determined Incentive Program | Stanhope | 7874 | 5.27 | Residential | Behind the Meter | Yes | Sunrun Installation Services, Inc. | JCP&L |  | Accepted | 2025-06-20 | 2025-07-18 | 2026-07-18 | Solar Panels | JA Solar | JAM54S31-405/MR |  | 0.405 | 8 | 85 | 30 |  | Fixed | Roof
NJADRE1559953796 | Administratively Determined Incentive Program | Stanhope | 7874 | 5.27 | Residential | Behind the Meter | Yes | Sunrun Installation Services, Inc. | JCP&L |  | Accepted | 2025-06-20 | 2025-07-18 | 2026-07-18 | Solar Panels | JA Solar | JAM54S31-405/MR |  | 0.405 | 5 | 265 | 30 |  | Fixed | Roof
NJADRE1559953798 | Administratively Determined Incentive Program | MARLTON | 8053 | 7.74 | Residential | Behind the Meter | Yes | PosiGen Developer, LLC | PSE&G |  | Accepted | 2025-06-20 | 2025-07-18 | 2026-07-18 | Inverters | SolarEdge | SE7600H-US | 7600 |  | 1 |  |  | 0.99 |  | Outside | within ten feet of meter
NJADRE1559953798 | Administratively Determined Incentive Program | MARLTON | 8053 | 7.74 | Residential | Behind the Meter | Yes | PosiGen Developer, LLC | PSE&G |  | Accepted | 2025-06-20 | 2025-07-18 | 2026-07-18 | Solar Panels | JINKO EAGLE | G6R JKM430N-54HL4-B |  | 0.43 | 15 | 152 | 23 |  | Fixed | Roof
NJADRE1559953798 | Administratively Determined Incentive Program | MARLTON | 8053 | 7.74 | Residential | Behind the Meter | Yes | PosiGen Developer, LLC | PSE&G |  | Accepted | 2025-06-20 | 2025-07-18 | 2026-07-18 | Solar Panels | JINKO EAGLE | G6R JKM430N-54HL4-B |  | 0.43 | 3 | 152 | 23 |  | Fixed | Roof
NJADRE1559953800 | Administratively Determined Incentive Program | Lindenwold | 8021 | 12.75 | Residential | Behind the Meter | Yes | Whitman Construction, LLC | AC Electric |  | Accepted | 2025-06-20 | 2025-07-18 | 2026-07-18 | Solar Panels | JINKO SOLAR | JKM425N-54HL4-B |  | 0.425 | 2 | 211 | 24 |  | Fixed | Roof
NJADRE1559953800 | Administratively Determined Incentive Program | Lindenwold | 8021 | 12.75 | Residential | Behind the Meter | Yes | Whitman Construction, LLC | AC Electric |  | Accepted | 2025-06-20 | 2025-07-18 | 2026-07-18 | Inverters | ENPHASE | IQ8HC-72-M-DOM-US | 380 |  | 30 |  |  | 0.973 |  | Outdoor
NJADRE1559953800 | Administratively Determined Incentive Program | Lindenwold | 8021 | 12.75 | Residential | Behind the Meter | Yes | Whitman Construction, LLC | AC Electric |  | Accepted | 2025-06-20 | 2025-07-18 | 2026-07-18 | Solar Panels | JINKO SOLAR | JKM425N-54HL4-B |  | 0.425 | 12 | 31 | 24 |  | Fixed | Roof
NJADRE1559953800 | Administratively Determined Incentive Program | Lindenwold | 8021 | 12.75 | Residential | Behind the Meter | Yes | Whitman Construction, LLC | AC Electric |  | Accepted | 2025-06-20 | 2025-07-18 | 2026-07-18 | Solar Panels | JINKO SOLAR | JKM425N-54HL4-B |  | 0.425 | 16 | 211 | 24 |  | Fixed | Roof
NJADRE1559953802 | Administratively Determined Incentive Program | Cherry Hill | 8003 | 15.05 | Residential | Behind the Meter | No | Green Power Energy, LLC | PSE&G |  | Accepted | 2025-06-20 | 2025-07-18 | 2026-07-18 | Inverters | Enphase Energy | IQ8MC-72-M-US [240V] | 320 |  | 35 |  |  | 0.98 |  | Outside | Roof
NJADRE1559953802 | Administratively Determined Incentive Program | Cherry Hill | 8003 | 15.05 | Residential | Behind the Meter | No | Green Power Energy, LLC | PSE&G |  | Accepted | 2025-06-20 | 2025-07-18 | 2026-07-18 | Solar Panels | SEG Solar | SEG-430-BTD-BG |  | 0.43 | 3 | 183 | 27 |  | Fixed | Roof
NJADRE1559953802 | Administratively Determined Incentive Program | Cherry Hill | 8003 | 15.05 | Residential | Behind the Meter | No | Green Power Energy, LLC | PSE&G |  | Accepted | 2025-06-20 | 2025-07-18 | 2026-07-18 | Solar Panels | SEG Solar | SEG-430-BTD-BG |  | 0.43 | 20 | 273 | 23 |  | Fixed | Roof
NJADRE1559953802 | Administratively Determined Incentive Program | Cherry Hill | 8003 | 15.05 | Residential | Behind the Meter | No | Green Power Energy, LLC | PSE&G |  | Accepted | 2025-06-20 | 2025-07-18 | 2026-07-18 | Solar Panels | SEG Solar | SEG-430-BTD-BG |  | 0.43 | 12 | 273 | 30 |  | Fixed | Roof
NJADRE1559953806 | Administratively Determined Incentive Program | Forked River | 8731 | 9.84 | Residential | Behind the Meter | Yes | Trinity Solar, LLC | JCP&L |  | Accepted | 2025-06-20 | 2025-07-18 | 2026-07-18 | Solar Panels | HANWHA | (Q.PEAK DUO BLK ML-G10+ 410) |  | 0.41 | 24 | 188 | 23 |  | Fixed | Roof
NJADRE1559953806 | Administratively Determined Incentive Program | Forked River | 8731 | 9.84 | Residential | Behind the Meter | Yes | Trinity Solar, LLC | JCP&L |  | Accepted | 2025-06-20 | 2025-07-18 | 2026-07-18 | Inverters | Solar Edge | USE7600H-USMNBL75 | 7600 |  | 1 |  |  | 0.97 |  | Outdoor
NJADRE1559953827 | Administratively Determined Incentive Program | Sayreville | 8872 | 10.32 | Residential | Behind the Meter | Yes | PosiGen Developer, LLC | JCP&L |  | Accepted | 2025-06-20 | 2025-07-18 | 2026-07-18 | Solar Panels | JINKO EAGLE | G6RJKM430N-54HL4-B |  | 0.43 | 12 | 165 | 5 |  | Fixed | Roof
NJADRE1559953827 | Administratively Determined Incentive Program | Sayreville | 8872 | 10.32 | Residential | Behind the Meter | Yes | PosiGen Developer, LLC | JCP&L |  | Accepted | 2025-06-20 | 2025-07-18 | 2026-07-18 | Inverters | SOLAREDGE | SE10000H-US | 10000 |  | 1 |  |  | 0.99 |  | Outside | Within ten feet of meter
NJADRE1559953827 | Administratively Determined Incentive Program | Sayreville | 8872 | 10.32 | Residential | Behind the Meter | Yes | PosiGen Developer, LLC | JCP&L |  | Accepted | 2025-06-20 | 2025-07-18 | 2026-07-18 | Solar Panels | JINKO EAGLE | G6RJKM430N-54HL4-B |  | 0.43 | 12 | 345 | 27 |  | Fixed | Roof
NJADRE1559953830 | Administratively Determined Incentive Program | Somerdale | 8083 | 8.1 | Residential | Behind the Meter | Yes | Sunrun Installation Services, Inc. | PSE&G |  | Accepted | 2025-06-20 | 2025-07-18 | 2026-07-18 | Inverters | SolarEdge Technologies | SE5700H-USMN | 5760 |  | 1 |  |  | 0.99 |  | Outdoor | Next to meter
NJADRE1559953830 | Administratively Determined Incentive Program | Somerdale | 8083 | 8.1 | Residential | Behind the Meter | Yes | Sunrun Installation Services, Inc. | PSE&G |  | Accepted | 2025-06-20 | 2025-07-18 | 2026-07-18 | Solar Panels | JA Solar | JAM54S31-405/MR |  | 0.405 | 20 | 226 | 26 |  | Fixed | Roof
NJADRE1559953838 | Administratively Determined Incentive Program | Hackettstown | 7840 | 9.43 | Residential | Behind the Meter | Yes | Trinity Solar, LLC | JCP&L |  | Accepted | 2025-06-20 | 2025-07-18 | 2026-07-18 | Solar Panels | Hanwha | Q.PEAK DUO BLK ML-G10+ 410 |  | 0.41 | 8 | 325 | 31 |  | Fixed | Roof
NJADRE1559953838 | Administratively Determined Incentive Program | Hackettstown | 7840 | 9.43 | Residential | Behind the Meter | Yes | Trinity Solar, LLC | JCP&L |  | Accepted | 2025-06-20 | 2025-07-18 | 2026-07-18 | Solar Panels | Hanwha | Q.PEAK DUO BLK ML-G10+ 410 |  | 0.41 | 11 | 145 | 31 |  | Fixed | Roof
NJADRE1559953838 | Administratively Determined Incentive Program | Hackettstown | 7840 | 9.43 | Residential | Behind the Meter | Yes | Trinity Solar, LLC | JCP&L |  | Accepted | 2025-06-20 | 2025-07-18 | 2026-07-18 | Inverters | Solar Edge | USE7600H-US | 7600 |  | 1 |  |  | 0.97 |  | Outside
NJADRE1559953838 | Administratively Determined Incentive Program | Hackettstown | 7840 | 9.43 | Residential | Behind the Meter | Yes | Trinity Solar, LLC | JCP&L |  | Accepted | 2025-06-20 | 2025-07-18 | 2026-07-18 | Solar Panels | Hanwha | Q.PEAK DUO BLK ML-G10+ 410 |  | 0.41 | 4 | 145 | 33 |  | Fixed | Roof
NJADRE1559953846 | Administratively Determined Incentive Program | Mays Landing | 8330 | 21.25 | Residential | Behind the Meter | Yes | Maier Solar Engineering dba Solar Me | AC Electric |  | Accepted | 2025-06-23 | 2025-07-18 | 2026-07-18 | Solar Panels | Jinko | JKM425N-54HL4-B |  | 0.425 | 2 | 112 | 11 |  | Fixed | Roof
NJADRE1559953846 | Administratively Determined Incentive Program | Mays Landing | 8330 | 21.25 | Residential | Behind the Meter | Yes | Maier Solar Engineering dba Solar Me | AC Electric |  | Accepted | 2025-06-23 | 2025-07-18 | 2026-07-18 | Solar Panels | Jinko | JKM425N-54HL4-B |  | 0.425 | 20 | 202 | 37 |  | Fixed | Roof
NJADRE1559953846 | Administratively Determined Incentive Program | Mays Landing | 8330 | 21.25 | Residential | Behind the Meter | Yes | Maier Solar Engineering dba Solar Me | AC Electric |  | Accepted | 2025-06-23 | 2025-07-18 | 2026-07-18 | Inverters | Solar Edge | SE7600H-US | 7600 |  | 1 |  |  | 0.97 |  | Outside | Next to meter
NJADRE1559953846 | Administratively Determined Incentive Program | Mays Landing | 8330 | 21.25 | Residential | Behind the Meter | Yes | Maier Solar Engineering dba Solar Me | AC Electric |  | Accepted | 2025-06-23 | 2025-07-18 | 2026-07-18 | Solar Panels | Jinko | JKM425N-54HL4-B |  | 0.425 | 28 | 202 | 10 |  | Fixed | Roof
NJADRE1559953846 | Administratively Determined Incentive Program | Mays Landing | 8330 | 21.25 | Residential | Behind the Meter | Yes | Maier Solar Engineering dba Solar Me | AC Electric |  | Accepted | 2025-06-23 | 2025-07-18 | 2026-07-18 | Inverters | Solar Edge | SE10000H-US | 10000 |  | 1 |  |  | 0.97 |  | Outside | Next to meter
NJADRE1559953847 | Administratively Determined Incentive Program | Gloucester | 8029 | 10.75 | Residential | Behind the Meter | No | Green Power Energy, LLC | PSE&G |  | Accepted | 2025-06-20 | 2025-07-18 | 2026-07-18 | Solar Panels | SEG Solar | SEG-430-BTD-BG |  | 0.43 | 25 | 117 | 27 |  | Fixed | Roof
NJADRE1559953847 | Administratively Determined Incentive Program | Gloucester | 8029 | 10.75 | Residential | Behind the Meter | No | Green Power Energy, LLC | PSE&G |  | Accepted | 2025-06-20 | 2025-07-18 | 2026-07-18 | Inverters | Enphase Energy | IQ8MC-72-M-US [240V] | 320 |  | 25 |  |  | 0.98 |  | Outside | Roof
NJADRE1559953861 | Administratively Determined Incentive Program | West Orange | 7052 | 6.8 | Residential | Behind the Meter | Yes | Whitman Construction, LLC | PSE&G |  | Accepted | 2025-06-20 | 2025-07-18 | 2026-07-18 | Solar Panels | JINKO SOLAR | JKM425N-54HL4-B |  | 0.425 | 10 | 113 | 46 |  | Fixed | Roof
NJADRE1559953861 | Administratively Determined Incentive Program | West Orange | 7052 | 6.8 | Residential | Behind the Meter | Yes | Whitman Construction, LLC | PSE&G |  | Accepted | 2025-06-20 | 2025-07-18 | 2026-07-18 | Solar Panels | JINKO SOLAR | JKM425N-54HL4-B |  | 0.425 | 6 | 293 | 46 |  | Fixed | Roof
NJADRE1559953861 | Administratively Determined Incentive Program | West Orange | 7052 | 6.8 | Residential | Behind the Meter | Yes | Whitman Construction, LLC | PSE&G |  | Accepted | 2025-06-20 | 2025-07-18 | 2026-07-18 | Inverters | ENPHASE | IQ8HC-72-M-DOM-US | 380 |  | 16 |  |  | 0.973 |  | Outdoor
NJADRE1559953903 | Administratively Determined Incentive Program | West Orange | 7052 | 6.02 | Residential | Behind the Meter | Yes | PosiGen Developer, LLC | PSE&G |  | Accepted | 2025-06-20 | 2025-07-18 | 2026-07-18 | Solar Panels | JINKO EAGLE | G6R JKM430N-54HL4-B |  | 0.43 | 9 | 287 | 19 |  | Fixed | Roof
NJADRE1559953903 | Administratively Determined Incentive Program | West Orange | 7052 | 6.02 | Residential | Behind the Meter | Yes | PosiGen Developer, LLC | PSE&G |  | Accepted | 2025-06-20 | 2025-07-18 | 2026-07-18 | Inverters | SolarEdge | SE5700H-US | 5700 |  | 1 |  |  | 0.99 |  | Outside | within ten feet of meter
NJADRE1559953903 | Administratively Determined Incentive Program | West Orange | 7052 | 6.02 | Residential | Behind the Meter | Yes | PosiGen Developer, LLC | PSE&G |  | Accepted | 2025-06-20 | 2025-07-18 | 2026-07-18 | Solar Panels | JINKO EAGLE | G6R JKM430N-54HL4-B |  | 0.43 | 5 | 287 | 17 |  | Fixed | Roof
NJADRE1559953918 | Administratively Determined Incentive Program | Leonia | 7605 | 11.48 | Residential | Behind the Meter | Yes | Trinity Solar, LLC | PSE&G |  | Accepted | 2025-06-20 | 2025-07-18 | 2026-07-18 | Inverters | SOLAREDGE | SE10000H-US | 10000 |  | 1 |  |  | 0.97 |  | Outside
NJADRE1559953918 | Administratively Determined Incentive Program | Leonia | 7605 | 11.48 | Residential | Behind the Meter | Yes | Trinity Solar, LLC | PSE&G |  | Accepted | 2025-06-20 | 2025-07-18 | 2026-07-18 | Solar Panels | HANWHA 410 (Q.PEAK DUO BLK ML-G10+410) | HANWHA 410 (Q.PEAK DUO BLK ML-G10+410) |  | 0.41 | 3 | 96 | 17 |  | Fixed | Roof
NJADRE1559953918 | Administratively Determined Incentive Program | Leonia | 7605 | 11.48 | Residential | Behind the Meter | Yes | Trinity Solar, LLC | PSE&G |  | Accepted | 2025-06-20 | 2025-07-18 | 2026-07-18 | Solar Panels | HANWHA 410 (Q.PEAK DUO BLK ML-G10+410) | HANWHA 410 (Q.PEAK DUO BLK ML-G10+410) |  | 0.41 | 3 | 96 | 17 |  | Fixed | Roof
NJADRE1559953918 | Administratively Determined Incentive Program | Leonia | 7605 | 11.48 | Residential | Behind the Meter | Yes | Trinity Solar, LLC | PSE&G |  | Accepted | 2025-06-20 | 2025-07-18 | 2026-07-18 | Solar Panels | HANWHA 410 (Q.PEAK DUO BLK ML-G10+410) | HANWHA 410 (Q.PEAK DUO BLK ML-G10+410) |  | 0.41 | 8 | 276 | 37 |  | Fixed | Roof
NJADRE1559953918 | Administratively Determined Incentive Program | Leonia | 7605 | 11.48 | Residential | Behind the Meter | Yes | Trinity Solar, LLC | PSE&G |  | Accepted | 2025-06-20 | 2025-07-18 | 2026-07-18 | Solar Panels | HANWHA 410 (Q.PEAK DUO BLK ML-G10+410) | HANWHA 410 (Q.PEAK DUO BLK ML-G10+410) |  | 0.41 | 2 | 276 | 32 |  | Fixed | Roof
NJADRE1559953918 | Administratively Determined Incentive Program | Leonia | 7605 | 11.48 | Residential | Behind the Meter | Yes | Trinity Solar, LLC | PSE&G |  | Accepted | 2025-06-20 | 2025-07-18 | 2026-07-18 | Solar Panels | HANWHA 410 (Q.PEAK DUO BLK ML-G10+410) | HANWHA 410 (Q.PEAK DUO BLK ML-G10+410) |  | 0.41 | 4 | 276 | 18 |  | Fixed | Roof
NJADRE1559953918 | Administratively Determined Incentive Program | Leonia | 7605 | 11.48 | Residential | Behind the Meter | Yes | Trinity Solar, LLC | PSE&G |  | Accepted | 2025-06-20 | 2025-07-18 | 2026-07-18 | Solar Panels | HANWHA 410 (Q.PEAK DUO BLK ML-G10+410) | HANWHA 410 (Q.PEAK DUO BLK ML-G10+410) |  | 0.41 | 2 | 96 | 32 |  | Fixed | Roof
NJADRE1559953918 | Administratively Determined Incentive Program | Leonia | 7605 | 11.48 | Residential | Behind the Meter | Yes | Trinity Solar, LLC | PSE&G |  | Accepted | 2025-06-20 | 2025-07-18 | 2026-07-18 | Solar Panels | HANWHA 410 (Q.PEAK DUO BLK ML-G10+410) | HANWHA 410 (Q.PEAK DUO BLK ML-G10+410) |  | 0.41 | 6 | 96 | 37 |  | Fixed | Roof
NJADRE1559953921 | Administratively Determined Incentive Program | Newfield | 8344 | 10.44 | Residential | Behind the Meter | Yes | SunnyMac, LLC | AC Electric |  | Accepted | 2025-06-20 | 2025-07-18 | 2026-07-18 | Solar Panels | HANWHA | Q.TRON BLK M-G2+ |  | 0.435 | 18 | 274 | 30 |  | Fixed | Roof
NJADRE1559953921 | Administratively Determined Incentive Program | Newfield | 8344 | 10.44 | Residential | Behind the Meter | Yes | SunnyMac, LLC | AC Electric |  | Accepted | 2025-06-20 | 2025-07-18 | 2026-07-18 | Inverters | SOLAREDGE HOME HUB | SE7600H-US | 7600 |  | 1 |  |  | 0.99 |  | Outdoor | next to meter
NJADRE1559953921 | Administratively Determined Incentive Program | Newfield | 8344 | 10.44 | Residential | Behind the Meter | Yes | SunnyMac, LLC | AC Electric |  | Accepted | 2025-06-20 | 2025-07-18 | 2026-07-18 | Solar Panels | HANWHA | Q.TRON BLK M-G2+ |  | 0.435 | 6 | 95 | 31 |  | Fixed | Roof
NJADRE1559953921 | Administratively Determined Incentive Program | Newfield | 8344 | 10.44 | Residential | Behind the Meter | Yes | SunnyMac, LLC | AC Electric |  | Accepted | 2025-06-20 | 2025-07-18 | 2026-07-18 | Meters | SOLAREDGE HOME HUB | SE-RGMTR-1D-240C-B |  |  | 1 |  |  |  | Yes | Outdoor
NJADRE1559953941 | Administratively Determined Incentive Program | ISELIN | 8830 | 8.82 | Residential | Behind the Meter | No | Public Service Solar, LLC | PSE&G |  | Accepted | 2025-06-20 | 2025-07-18 | 2026-07-18 | Solar Panels | Panasonic | EVPV420HK2 |  | 0.42 | 7 | 268 | 14 |  | Fixed | Roof
NJADRE1559953941 | Administratively Determined Incentive Program | ISELIN | 8830 | 8.82 | Residential | Behind the Meter | No | Public Service Solar, LLC | PSE&G |  | Accepted | 2025-06-20 | 2025-07-18 | 2026-07-18 | Solar Panels | Panasonic | EVPV420HK2 |  | 0.42 | 9 | 88 | 38 |  | Fixed | Roof
NJADRE1559953941 | Administratively Determined Incentive Program | ISELIN | 8830 | 8.82 | Residential | Behind the Meter | No | Public Service Solar, LLC | PSE&G |  | Accepted | 2025-06-20 | 2025-07-18 | 2026-07-18 | Solar Panels | Panasonic | EVPV420HK2 |  | 0.42 | 5 | 268 | 14 |  | Fixed | Roof
NJADRE1559953941 | Administratively Determined Incentive Program | ISELIN | 8830 | 8.82 | Residential | Behind the Meter | No | Public Service Solar, LLC | PSE&G |  | Accepted | 2025-06-20 | 2025-07-18 | 2026-07-18 | Inverters | Enphase | iQ8HC-72-M-US | 380 |  | 21 |  |  | 0.96 |  | Outdoor | Under Panels
NJADRE1559953942 | Administratively Determined Incentive Program | Lakehurst | 8733 | 2.87 | Residential | Behind the Meter | Yes | Sunrun Installation Services, Inc. | JCP&L |  | Accepted | 2025-06-20 | 2025-07-18 | 2026-07-18 | Electric Storage Battery | TESLA | Powerwall 3 1707000-xx-y |  |  | 1 |  |  |  | Lithium Ion |  | OUTSIDE
NJADRE1559953942 | Administratively Determined Incentive Program | Lakehurst | 8733 | 2.87 | Residential | Behind the Meter | Yes | Sunrun Installation Services, Inc. | JCP&L |  | Accepted | 2025-06-20 | 2025-07-18 | 2026-07-18 | Solar Panels | Hanwha Q-Cells | Q.PEAK DUO BLK ML-G10+ 410 DCA (MD06G100A-017) |  | 0.41 | 7 | 177 | 16 |  | Fixed | Roof
NJADRE1559953942 | Administratively Determined Incentive Program | Lakehurst | 8733 | 2.87 | Residential | Behind the Meter | Yes | Sunrun Installation Services, Inc. | JCP&L |  | Accepted | 2025-06-20 | 2025-07-18 | 2026-07-18 | Inverters | TESLA | Powerwall 3 1707000-xx-y | 11500 |  | 1 |  |  | 0.97 |  | Outdoor | Next to meter
NJADRE1559953948 | Administratively Determined Incentive Program | WESTVILLE | 8093 | 10.32 | Residential | Behind the Meter | Yes | PosiGen Developer, LLC | PSE&G |  | Accepted | 2025-06-20 | 2025-07-18 | 2026-07-18 | Solar Panels | JINKO EAGLE | G6R JKM430N-54HL4-B |  | 0.43 | 5 | 150 | 5 |  | Fixed | Roof
NJADRE1559953948 | Administratively Determined Incentive Program | WESTVILLE | 8093 | 10.32 | Residential | Behind the Meter | Yes | PosiGen Developer, LLC | PSE&G |  | Accepted | 2025-06-20 | 2025-07-18 | 2026-07-18 | Solar Panels | JINKO EAGLE | G6R JKM430N-54HL4-B |  | 0.43 | 4 | 330 | 27 |  | Fixed | Roof
NJADRE1559953948 | Administratively Determined Incentive Program | WESTVILLE | 8093 | 10.32 | Residential | Behind the Meter | Yes | PosiGen Developer, LLC | PSE&G |  | Accepted | 2025-06-20 | 2025-07-18 | 2026-07-18 | Inverters | SolarEdge | SE10000H-US | 10000 |  | 1 |  |  | 0.99 |  | Outside | within ten feet of meter
NJADRE1559953948 | Administratively Determined Incentive Program | WESTVILLE | 8093 | 10.32 | Residential | Behind the Meter | Yes | PosiGen Developer, LLC | PSE&G |  | Accepted | 2025-06-20 | 2025-07-18 | 2026-07-18 | Solar Panels | JINKO EAGLE | G6R JKM430N-54HL4-B |  | 0.43 | 15 | 150 | 27 |  | Fixed | Roof
NJADRE1559953953 | Administratively Determined Incentive Program | MANAHAWKIN | 8050 | 3.825 | Residential | Behind the Meter | Yes | Whitman Construction, LLC | AC Electric |  | Accepted | 2025-06-20 | 2025-07-18 | 2026-07-18 | Solar Panels | JINKO SOLAR | JKM425N-54HL4-B |  | 0.425 | 9 | 121 | 18 |  | Fixed | Roof
NJADRE1559953953 | Administratively Determined Incentive Program | MANAHAWKIN | 8050 | 3.825 | Residential | Behind the Meter | Yes | Whitman Construction, LLC | AC Electric |  | Accepted | 2025-06-20 | 2025-07-18 | 2026-07-18 | Inverters | ENPHASE | IQ8PLUS-72-2-US | 290 |  | 9 |  |  | 0.975 |  | Outdoor
NJADRE1559953953 | Administratively Determined Incentive Program | MANAHAWKIN | 8050 | 3.825 | Residential | Behind the Meter | Yes | Whitman Construction, LLC | AC Electric |  | Accepted | 2025-06-20 | 2025-07-18 | 2026-07-18 | Meters | ENPHASE | X-IQ-AM1-240-5-HDK |  |  | 1 |  |  |  | Yes | Outdoor
NJADRE1559953996 | Administratively Determined Incentive Program | MAPLE SHADE | 8052 | 3.87 | Residential | Behind the Meter | Yes | Integrity Solar & Home Solutions, LLC | PSE&G |  | Accepted | 2025-06-20 | 2025-07-18 | 2026-07-18 | Solar Panels | JINKO | JKM430N-54HL4-B |  | 0.43 | 9 | 91 | 36 |  | Fixed | Roof
NJADRE1559953996 | Administratively Determined Incentive Program | MAPLE SHADE | 8052 | 3.87 | Residential | Behind the Meter | Yes | Integrity Solar & Home Solutions, LLC | PSE&G |  | Accepted | 2025-06-20 | 2025-07-18 | 2026-07-18 | Inverters | ENPHASE | IQ8HC | 380 |  | 9 |  |  | 0.98 |  | Other | UNDER EACH PANEL
NJADRE1559954111 | Administratively Determined Incentive Program | MIDDLESEX | 8846 | 12.3 | Residential | Behind the Meter | Yes | Trinity Solar, LLC | PSE&G |  | Accepted | 2025-06-20 | 2025-07-18 | 2026-07-18 | Solar Panels | Hanwha | Q.PEAK DUO BLK ML-G10+ 410 |  | 0.41 | 10 | 320 | 31 |  | Fixed | Roof
NJADRE1559954111 | Administratively Determined Incentive Program | MIDDLESEX | 8846 | 12.3 | Residential | Behind the Meter | Yes | Trinity Solar, LLC | PSE&G |  | Accepted | 2025-06-20 | 2025-07-18 | 2026-07-18 | Solar Panels | Hanwha | Q.PEAK DUO BLK ML-G10+ 410 |  | 0.41 | 20 | 140 | 31 |  | Fixed | Roof
NJADRE1559954111 | Administratively Determined Incentive Program | MIDDLESEX | 8846 | 12.3 | Residential | Behind the Meter | Yes | Trinity Solar, LLC | PSE&G |  | Accepted | 2025-06-20 | 2025-07-18 | 2026-07-18 | Inverters | Solar Edge | USE10000H-US | 10000 |  | 1 |  |  | 0.97 |  | Outside
NJADRE1559954549 | Administratively Determined Incentive Program | WEST ORANGE | 7052 | 9.03 | Residential | Behind the Meter | No | EMT Renewables, LLC | PSE&G |  | Accepted | 2025-06-20 | 2025-07-18 | 2026-07-18 | Solar Panels | Q CELLS | Q TRON |  | 0.43 | 3 | 122 | 37 |  | Fixed | Roof
NJADRE1559954549 | Administratively Determined Incentive Program | WEST ORANGE | 7052 | 9.03 | Residential | Behind the Meter | No | EMT Renewables, LLC | PSE&G |  | Accepted | 2025-06-20 | 2025-07-18 | 2026-07-18 | Solar Panels | Q CELLS | Q TRON |  | 0.43 | 7 | 212 | 37 |  | Fixed | Roof
NJADRE1559954549 | Administratively Determined Incentive Program | WEST ORANGE | 7052 | 9.03 | Residential | Behind the Meter | No | EMT Renewables, LLC | PSE&G |  | Accepted | 2025-06-20 | 2025-07-18 | 2026-07-18 | Solar Panels | Q CELLS | Q TRON |  | 0.43 | 11 | 212 | 38 |  | Fixed | Roof
NJADRE1559954549 | Administratively Determined Incentive Program | WEST ORANGE | 7052 | 9.03 | Residential | Behind the Meter | No | EMT Renewables, LLC | PSE&G |  | Accepted | 2025-06-20 | 2025-07-18 | 2026-07-18 | Inverters | Q.MI.349B | IQ8+ | 290 |  | 21 |  |  | 0.98 |  | Other | UNDER EACH PANEL
NJADRE1559954604 | Administratively Determined Incentive Program | OLD BRIDGE | 8857 | 6.15 | Residential | Behind the Meter | Yes | Sunrun Installation Services, Inc. | JCP&L |  | Accepted | 2025-06-20 | 2025-07-18 | 2026-07-18 | Electric Storage Battery | TESLA | Powerwall 3 1707000-xx-y |  |  | 1 |  |  |  | Lithium Ion |  | OUTSIDE
NJADRE1559954604 | Administratively Determined Incentive Program | OLD BRIDGE | 8857 | 6.15 | Residential | Behind the Meter | Yes | Sunrun Installation Services, Inc. | JCP&L |  | Accepted | 2025-06-20 | 2025-07-18 | 2026-07-18 | Inverters | TESLA | Powerwall 3 1707000-xx-y | 11500 |  | 1 |  |  | 0.97 |  | Outdoor | Next to meter
NJADRE1559954604 | Administratively Determined Incentive Program | OLD BRIDGE | 8857 | 6.15 | Residential | Behind the Meter | Yes | Sunrun Installation Services, Inc. | JCP&L |  | Accepted | 2025-06-20 | 2025-07-18 | 2026-07-18 | Solar Panels | Hanwha Q-Cells | Q.PEAK DUO BLK ML-G10+ 410 |  | 0.41 | 5 | 26 | 23 |  | Fixed | Roof
NJADRE1559954604 | Administratively Determined Incentive Program | OLD BRIDGE | 8857 | 6.15 | Residential | Behind the Meter | Yes | Sunrun Installation Services, Inc. | JCP&L |  | Accepted | 2025-06-20 | 2025-07-18 | 2026-07-18 | Solar Panels | Hanwha Q-Cells | Q.PEAK DUO BLK ML-G10+ 410 |  | 0.41 | 10 | 206 | 22 |  | Fixed | Roof
NJADRE1559954607 | Administratively Determined Incentive Program | EAST BRUNSWICK | 8816 | 8.2 | Residential | Behind the Meter | Yes | Reliable Power and Solar | PSE&G |  | Accepted | 2025-06-20 | 2025-07-18 | 2026-07-18 | Inverters | Enphase | IQ8 plus | 290 |  | 20 |  |  | 0.97 |  | Outdoor
NJADRE1559954607 | Administratively Determined Incentive Program | EAST BRUNSWICK | 8816 | 8.2 | Residential | Behind the Meter | Yes | Reliable Power and Solar | PSE&G |  | Accepted | 2025-06-20 | 2025-07-18 | 2026-07-18 | Solar Panels | mission | MSE140HTOB410 |  | 0.41 | 20 | 172 | 23 |  | Fixed | Roof
NJADRE1559954615 | Administratively Determined Incentive Program | BERGENFIELD | 7621 | 6.88 | Residential | Behind the Meter | Yes | PosiGen Developer, LLC | PSE&G |  | Accepted | 2025-06-20 | 2025-07-18 | 2026-07-18 | Inverters | SOLAREDGE | SE5700H-US | 5700 |  | 1 |  |  | 0.99 |  | Outside | Within ten feet of meter
NJADRE1559954615 | Administratively Determined Incentive Program | BERGENFIELD | 7621 | 6.88 | Residential | Behind the Meter | Yes | PosiGen Developer, LLC | PSE&G |  | Accepted | 2025-06-20 | 2025-07-18 | 2026-07-18 | Solar Panels | JINKO EAGLE | G6RJKM430N-54HL4-B |  | 0.43 | 6 | 177 | 45 |  | Fixed | Roof
NJADRE1559954615 | Administratively Determined Incentive Program | BERGENFIELD | 7621 | 6.88 | Residential | Behind the Meter | Yes | PosiGen Developer, LLC | PSE&G |  | Accepted | 2025-06-20 | 2025-07-18 | 2026-07-18 | Solar Panels | JINKO EAGLE | G6RJKM430N-54HL4-B |  | 0.43 | 10 | 357 | 45 |  | Fixed | Roof
NJADRE1559954617 | Administratively Determined Incentive Program | BERLIN | 8009 | 14.62 | Residential | Behind the Meter | Yes | Integrity Solar & Home Solutions, LLC | AC Electric |  | Accepted | 2025-06-20 | 2025-07-22 | 2026-07-22 | Inverters | ENPHASE | IQ8HC | 380 |  | 34 |  |  | 0.98 |  | Other | UNDER EACH PANEL
NJADRE1559954617 | Administratively Determined Incentive Program | BERLIN | 8009 | 14.62 | Residential | Behind the Meter | Yes | Integrity Solar & Home Solutions, LLC | AC Electric |  | Accepted | 2025-06-20 | 2025-07-22 | 2026-07-22 | Solar Panels | JINKO | JKM430N-54HL4-B |  | 0.43 | 18 | 94 | 20 |  | Fixed | Roof
NJADRE1559954617 | Administratively Determined Incentive Program | BERLIN | 8009 | 14.62 | Residential | Behind the Meter | Yes | Integrity Solar & Home Solutions, LLC | AC Electric |  | Accepted | 2025-06-20 | 2025-07-22 | 2026-07-22 | Solar Panels | JINKO | JKM430N-54HL4-B |  | 0.43 | 16 | 274 | 20 |  | Fixed | Roof
NJADRE1559954620 | Administratively Determined Incentive Program | Washington Township | 8080 | 13.485 | Residential | Behind the Meter | Yes | Skyline Solar, LLC | AC Electric |  | Accepted | 2025-06-20 | 2025-07-18 | 2026-07-18 | Solar Panels | Hanwha | Q.TRON BLK M-G2+ 435 |  | 0.435 | 19 | 316 | 28 |  | Fixed | Roof
NJADRE1559954620 | Administratively Determined Incentive Program | Washington Township | 8080 | 13.485 | Residential | Behind the Meter | Yes | Skyline Solar, LLC | AC Electric |  | Accepted | 2025-06-20 | 2025-07-18 | 2026-07-18 | Solar Panels | Hanwha | Q.TRON BLK M-G2+ 435 |  | 0.435 | 6 | 226 | 35 |  | Fixed | Roof
NJADRE1559954620 | Administratively Determined Incentive Program | Washington Township | 8080 | 13.485 | Residential | Behind the Meter | Yes | Skyline Solar, LLC | AC Electric |  | Accepted | 2025-06-20 | 2025-07-18 | 2026-07-18 | Inverters | Enphase | IQ8HC-72-M-DOM-US | 380 |  | 31 |  |  | 0.977 |  | Outside
NJADRE1559954620 | Administratively Determined Incentive Program | Washington Township | 8080 | 13.485 | Residential | Behind the Meter | Yes | Skyline Solar, LLC | AC Electric |  | Accepted | 2025-06-20 | 2025-07-18 | 2026-07-18 | Solar Panels | Hanwha | Q.TRON BLK M-G2+ 435 |  | 0.435 | 6 | 136 | 28 |  | Fixed | Roof
NJADRE1559954624 | Administratively Determined Incentive Program | TUCKERTON | 8087 | 6.02 | Residential | Behind the Meter | Yes | PosiGen Developer, LLC | AC Electric |  | Accepted | 2025-06-20 | 2025-07-18 | 2026-07-18 | Solar Panels | JINKO EAGLE | G6R JKM430N-54HL4-B |  | 0.43 | 6 | 265 | 27 |  | Fixed | Roof
NJADRE1559954624 | Administratively Determined Incentive Program | TUCKERTON | 8087 | 6.02 | Residential | Behind the Meter | Yes | PosiGen Developer, LLC | AC Electric |  | Accepted | 2025-06-20 | 2025-07-18 | 2026-07-18 | Inverters | SolarEdge | SE5700H-US | 5700 |  | 1 |  |  | 0.99 |  | Outside | within ten feet of meter
NJADRE1559954624 | Administratively Determined Incentive Program | TUCKERTON | 8087 | 6.02 | Residential | Behind the Meter | Yes | PosiGen Developer, LLC | AC Electric |  | Accepted | 2025-06-20 | 2025-07-18 | 2026-07-18 | Solar Panels | JINKO EAGLE | G6R JKM430N-54HL4-B |  | 0.43 | 3 | 265 | 27 |  | Fixed | Roof
NJADRE1559954624 | Administratively Determined Incentive Program | TUCKERTON | 8087 | 6.02 | Residential | Behind the Meter | Yes | PosiGen Developer, LLC | AC Electric |  | Accepted | 2025-06-20 | 2025-07-18 | 2026-07-18 | Solar Panels | JINKO EAGLE | G6R JKM430N-54HL4-B |  | 0.43 | 5 | 85 | 27 |  | Fixed | Roof
NJADRE1559954630 | Administratively Determined Incentive Program | HIGH BRIDGE | 8829 | 13.28 | Residential | Behind the Meter | Yes | SunPurity, LLC | JCP&L |  | Accepted | 2025-06-20 | 2025-07-18 | 2026-07-18 | Inverters | SolarEdge | SE10000H-US | 10000 |  | 1 |  |  | 0.99 |  | Outdoor
NJADRE1559954630 | Administratively Determined Incentive Program | HIGH BRIDGE | 8829 | 13.28 | Residential | Behind the Meter | Yes | SunPurity, LLC | JCP&L |  | Accepted | 2025-06-20 | 2025-07-18 | 2026-07-18 | Solar Panels | Hanwha Q cells | Q.PEAK DUO BLK-ML-G10+ 415W |  | 0.415 | 16 | 292 | 22 |  | Fixed | Roof
NJADRE1559954630 | Administratively Determined Incentive Program | HIGH BRIDGE | 8829 | 13.28 | Residential | Behind the Meter | Yes | SunPurity, LLC | JCP&L |  | Accepted | 2025-06-20 | 2025-07-18 | 2026-07-18 | Solar Panels | Hanwha Q cells | Q.PEAK DUO BLK-ML-G10+ 415W |  | 0.415 | 16 | 112 | 22 |  | Fixed | Roof
NJADRE1559954640 | Administratively Determined Incentive Program | CAPE MAY | 8204 | 6.15 | Residential | Behind the Meter | Yes | Trinity Solar, LLC | AC Electric |  | Accepted | 2025-06-20 | 2025-07-18 | 2026-07-18 | Solar Panels | Hanwha | Q.PEAK DUO BLK ML-G10+ 410 |  | 0.41 | 9 | 304 | 10 |  | Fixed | Roof
NJADRE1559954640 | Administratively Determined Incentive Program | CAPE MAY | 8204 | 6.15 | Residential | Behind the Meter | Yes | Trinity Solar, LLC | AC Electric |  | Accepted | 2025-06-20 | 2025-07-18 | 2026-07-18 | Solar Panels | Hanwha | Q.PEAK DUO BLK ML-G10+ 410 |  | 0.41 | 6 | 214 | 34 |  | Fixed | Roof
NJADRE1559954640 | Administratively Determined Incentive Program | CAPE MAY | 8204 | 6.15 | Residential | Behind the Meter | Yes | Trinity Solar, LLC | AC Electric |  | Accepted | 2025-06-20 | 2025-07-18 | 2026-07-18 | Inverters | Solar Edge | USE5700H-US | 5760 |  | 1 |  |  | 0.97 |  | Outside
NJADRE1559954641 | Administratively Determined Incentive Program | WHARTON | 7885 | 4.3 | Residential | Behind the Meter | Yes | PosiGen Developer, LLC | JCP&L |  | Accepted | 2025-06-20 | 2025-07-18 | 2026-07-18 | Solar Panels | JINKO EAGLE | G6RJKM430N-54HL4-B |  | 0.43 | 10 | 199 | 17 |  | Fixed | Roof
NJADRE1559954641 | Administratively Determined Incentive Program | WHARTON | 7885 | 4.3 | Residential | Behind the Meter | Yes | PosiGen Developer, LLC | JCP&L |  | Accepted | 2025-06-20 | 2025-07-18 | 2026-07-18 | Inverters | SOLAREDGE | SE3800H-US | 3800 |  | 1 |  |  | 0.99 |  | Outside | Within ten feet of meter
NJADRE1559954659 | Administratively Determined Incentive Program | LITTLE EGG HARBOR TOWNSHIP | 8087 | 8.7 | Residential | Behind the Meter | Yes | Skyline Solar, LLC | AC Electric |  | Accepted | 2025-06-20 | 2025-07-21 | 2026-07-21 | Solar Panels | Hanwha | Q.TRON BLK M-G2+ 435 |  | 0.435 | 5 | 280 | 18 |  | Fixed | Roof
NJADRE1559954659 | Administratively Determined Incentive Program | LITTLE EGG HARBOR TOWNSHIP | 8087 | 8.7 | Residential | Behind the Meter | Yes | Skyline Solar, LLC | AC Electric |  | Accepted | 2025-06-20 | 2025-07-21 | 2026-07-21 | Solar Panels | Hanwha | Q.TRON BLK M-G2+ 435 |  | 0.435 | 3 | 100 | 19 |  | Fixed | Roof
NJADRE1559954659 | Administratively Determined Incentive Program | LITTLE EGG HARBOR TOWNSHIP | 8087 | 8.7 | Residential | Behind the Meter | Yes | Skyline Solar, LLC | AC Electric |  | Accepted | 2025-06-20 | 2025-07-21 | 2026-07-21 | Solar Panels | Hanwha | Q.TRON BLK M-G2+ 435 |  | 0.435 | 3 | 280 | 19 |  | Fixed | Roof
NJADRE1559954659 | Administratively Determined Incentive Program | LITTLE EGG HARBOR TOWNSHIP | 8087 | 8.7 | Residential | Behind the Meter | Yes | Skyline Solar, LLC | AC Electric |  | Accepted | 2025-06-20 | 2025-07-21 | 2026-07-21 | Solar Panels | Hanwha | Q.TRON BLK M-G2+ 435 |  | 0.435 | 9 | 100 | 18 |  | Fixed | Roof
NJADRE1559954659 | Administratively Determined Incentive Program | LITTLE EGG HARBOR TOWNSHIP | 8087 | 8.7 | Residential | Behind the Meter | Yes | Skyline Solar, LLC | AC Electric |  | Accepted | 2025-06-20 | 2025-07-21 | 2026-07-21 | Inverters | Enphase | IQ8PLUS-72-2-US | 290 |  | 20 |  |  | 0.977 |  | Outside
NJADRE1559954662 | Administratively Determined Incentive Program | CLIFTON | 7014 | 7.74 | Residential | Behind the Meter | Yes | PosiGen Developer, LLC | PSE&G |  | Accepted | 2025-06-20 | 2025-07-18 | 2026-07-18 | Solar Panels | JINKO EAGLE | G6R JKM430N-54HL4-B |  | 0.43 | 9 | 35 | 43 |  | Fixed | Roof
NJADRE1559954662 | Administratively Determined Incentive Program | CLIFTON | 7014 | 7.74 | Residential | Behind the Meter | Yes | PosiGen Developer, LLC | PSE&G |  | Accepted | 2025-06-20 | 2025-07-18 | 2026-07-18 | Solar Panels | JINKO EAGLE | G6R JKM430N-54HL4-B |  | 0.43 | 9 | 215 | 43 |  | Fixed | Roof
NJADRE1559954662 | Administratively Determined Incentive Program | CLIFTON | 7014 | 7.74 | Residential | Behind the Meter | Yes | PosiGen Developer, LLC | PSE&G |  | Accepted | 2025-06-20 | 2025-07-18 | 2026-07-18 | Inverters | SolarEdge | SE7600H-US | 7600 |  | 1 |  |  | 0.99 |  | Outside | within ten feet of meter
NJADRE1559954663 | Administratively Determined Incentive Program | JACKSON | 8527 | 27.2 | Residential | Behind the Meter | Yes | Whitman Construction, LLC | AC Electric |  | Accepted | 2025-06-20 | 2025-07-18 | 2026-07-18 | Solar Panels | JINKO SOLAR | JKM425N-54HL4-B |  | 0.425 | 18 | 268 | 37 |  | Fixed | Roof
NJADRE1559954663 | Administratively Determined Incentive Program | JACKSON | 8527 | 27.2 | Residential | Behind the Meter | Yes | Whitman Construction, LLC | AC Electric |  | Accepted | 2025-06-20 | 2025-07-18 | 2026-07-18 | Solar Panels | JINKO SOLAR | JKM425N-54HL4-B |  | 0.425 | 31 | 88 | 37 |  | Fixed | Roof
NJADRE1559954663 | Administratively Determined Incentive Program | JACKSON | 8527 | 27.2 | Residential | Behind the Meter | Yes | Whitman Construction, LLC | AC Electric |  | Accepted | 2025-06-20 | 2025-07-18 | 2026-07-18 | Solar Panels | JINKO SOLAR | JKM425N-54HL4-B |  | 0.425 | 8 | 178 | 37 |  | Fixed | Roof
NJADRE1559954663 | Administratively Determined Incentive Program | JACKSON | 8527 | 27.2 | Residential | Behind the Meter | Yes | Whitman Construction, LLC | AC Electric |  | Accepted | 2025-06-20 | 2025-07-18 | 2026-07-18 | Solar Panels | JINKO SOLAR | JKM425N-54HL4-B |  | 0.425 | 7 | 268 | 37 |  | Fixed | Roof
NJADRE1559954663 | Administratively Determined Incentive Program | JACKSON | 8527 | 27.2 | Residential | Behind the Meter | Yes | Whitman Construction, LLC | AC Electric |  | Accepted | 2025-06-20 | 2025-07-18 | 2026-07-18 | Inverters | ENPHASE | IQ8PLUS-72-2-US | 290 |  | 64 |  |  | 0.975 |  | Outdoor
NJADRE1559954668 | Administratively Determined Incentive Program | ATLANTIC CITY | 8401 | 6.02 | Residential | Behind the Meter | Yes | PosiGen Developer, LLC | AC Electric |  | Accepted | 2025-06-20 | 2025-07-18 | 2026-07-18 | Solar Panels | JINKO EAGLE | G6RJKM430N-54HL4-B |  | 0.43 | 12 | 110 | 37 |  | Fixed | Roof
NJADRE1559954668 | Administratively Determined Incentive Program | ATLANTIC CITY | 8401 | 6.02 | Residential | Behind the Meter | Yes | PosiGen Developer, LLC | AC Electric |  | Accepted | 2025-06-20 | 2025-07-18 | 2026-07-18 | Inverters | SOLAREDGE | SE5700H-US | 5700 |  | 1 |  |  | 0.99 |  | Outside | Within ten feet of meter
NJADRE1559954668 | Administratively Determined Incentive Program | ATLANTIC CITY | 8401 | 6.02 | Residential | Behind the Meter | Yes | PosiGen Developer, LLC | AC Electric |  | Accepted | 2025-06-20 | 2025-07-18 | 2026-07-18 | Solar Panels | JINKO EAGLE | G6RJKM430N-54HL4-B |  | 0.43 | 2 | 290 | 37 |  | Fixed | Roof
NJADRE1559954669 | Administratively Determined Incentive Program | Penns Grove | 8069 | 6.09 | Residential | Behind the Meter | Yes | SunnyMac, LLC | AC Electric |  | Accepted | 2025-06-20 | 2025-07-19 | 2026-07-19 | Solar Panels | HANWHA | Q.TRON BLK M-G2+ |  | 0.435 | 14 | 119 | 22 |  | Fixed | Roof
NJADRE1559954669 | Administratively Determined Incentive Program | Penns Grove | 8069 | 6.09 | Residential | Behind the Meter | Yes | SunnyMac, LLC | AC Electric |  | Accepted | 2025-06-20 | 2025-07-19 | 2026-07-19 | Inverters | SOLAREDGE HOME HUB | SE5700H-US | 5760 |  | 1 |  |  | 0.99 |  | Outdoor | next to meter
NJADRE1559954680 | Administratively Determined Incentive Program | SOUTH PLAINFIELD | 7080 | 3.645 | Residential | Behind the Meter | Yes | Sunrun Installation Services, Inc. | PSE&G |  | Accepted | 2025-06-20 | 2025-07-18 | 2026-07-18 | Solar Panels | JA SOLAR | JAM54S31-405/MR |  | 0.405 | 2 | 351 | 30 |  | Fixed | Roof
NJADRE1559954680 | Administratively Determined Incentive Program | SOUTH PLAINFIELD | 7080 | 3.645 | Residential | Behind the Meter | Yes | Sunrun Installation Services, Inc. | PSE&G |  | Accepted | 2025-06-20 | 2025-07-18 | 2026-07-18 | Solar Panels | JA SOLAR | JAM54S31-405/MR |  | 0.405 | 4 | 81 | 30 |  | Fixed | Roof
NJADRE1559954680 | Administratively Determined Incentive Program | SOUTH PLAINFIELD | 7080 | 3.645 | Residential | Behind the Meter | Yes | Sunrun Installation Services, Inc. | PSE&G |  | Accepted | 2025-06-20 | 2025-07-18 | 2026-07-18 | Solar Panels | JA SOLAR | JAM54S31-405/MR |  | 0.405 | 3 | 171 | 30 |  | Fixed | Roof
NJADRE1559954680 | Administratively Determined Incentive Program | SOUTH PLAINFIELD | 7080 | 3.645 | Residential | Behind the Meter | Yes | Sunrun Installation Services, Inc. | PSE&G |  | Accepted | 2025-06-20 | 2025-07-18 | 2026-07-18 | Inverters | SOLAREDGE TECHNOLOGIES | SE3800H-USMN | 3800 |  | 1 |  |  | 0.99 |  | Outdoor
NJADRE1559954682 | Administratively Determined Incentive Program | Lacey | 8734 | 19.14 | Residential | Behind the Meter | No | SunnyMac, LLC | JCP&L |  | Accepted | 2025-06-20 | 2025-07-18 | 2026-07-18 | Solar Panels | HANWHA | Q.TRON BLK M-G2+ |  | 0.435 | 20 | 4 | 23 |  | Fixed | Roof
NJADRE1559954682 | Administratively Determined Incentive Program | Lacey | 8734 | 19.14 | Residential | Behind the Meter | No | SunnyMac, LLC | JCP&L |  | Accepted | 2025-06-20 | 2025-07-18 | 2026-07-18 | Solar Panels | HANWHA | Q.TRON BLK M-G2+ |  | 0.435 | 2 | 4 | 15 |  | Fixed | Roof
NJADRE1559954682 | Administratively Determined Incentive Program | Lacey | 8734 | 19.14 | Residential | Behind the Meter | No | SunnyMac, LLC | JCP&L |  | Accepted | 2025-06-20 | 2025-07-18 | 2026-07-18 | Solar Panels | HANWHA | Q.TRON BLK M-G2+ |  | 0.435 | 2 | 94 | 23 |  | Fixed | Roof
NJADRE1559954682 | Administratively Determined Incentive Program | Lacey | 8734 | 19.14 | Residential | Behind the Meter | No | SunnyMac, LLC | JCP&L |  | Accepted | 2025-06-20 | 2025-07-18 | 2026-07-18 | Inverters | SOLAREDGE HOME HUB | SE7600H-US | 7600 |  | 2 |  |  | 0.99 |  | Outdoor | next to meter
NJADRE1559954682 | Administratively Determined Incentive Program | Lacey | 8734 | 19.14 | Residential | Behind the Meter | No | SunnyMac, LLC | JCP&L |  | Accepted | 2025-06-20 | 2025-07-18 | 2026-07-18 | Solar Panels | HANWHA | Q.TRON BLK M-G2+ |  | 0.435 | 2 | 274 | 23 |  | Fixed | Roof
NJADRE1559954682 | Administratively Determined Incentive Program | Lacey | 8734 | 19.14 | Residential | Behind the Meter | No | SunnyMac, LLC | JCP&L |  | Accepted | 2025-06-20 | 2025-07-18 | 2026-07-18 | Solar Panels | HANWHA | Q.TRON BLK M-G2+ |  | 0.435 | 18 | 184 | 23 |  | Fixed | Roof
NJADRE1559954684 | Administratively Determined Incentive Program | WENONAH | 8090 | 16.095 | Residential | Behind the Meter | Yes | Skyline Solar, LLC | AC Electric |  | Accepted | 2025-06-20 | 2025-07-18 | 2026-07-18 | Solar Panels | Hanwha | Q.TRON BLK M-G2+ 435 |  | 0.435 | 10 | 304 | 19 |  | Fixed | Roof
NJADRE1559954684 | Administratively Determined Incentive Program | WENONAH | 8090 | 16.095 | Residential | Behind the Meter | Yes | Skyline Solar, LLC | AC Electric |  | Accepted | 2025-06-20 | 2025-07-18 | 2026-07-18 | Solar Panels | Hanwha | Q.TRON BLK M-G2+ 435 |  | 0.435 | 8 | 124 | 22 |  | Fixed | Roof
NJADRE1559954684 | Administratively Determined Incentive Program | WENONAH | 8090 | 16.095 | Residential | Behind the Meter | Yes | Skyline Solar, LLC | AC Electric |  | Accepted | 2025-06-20 | 2025-07-18 | 2026-07-18 | Solar Panels | Hanwha | Q.TRON BLK M-G2+ 435 |  | 0.435 | 10 | 304 | 20 |  | Fixed | Roof
NJADRE1559954684 | Administratively Determined Incentive Program | WENONAH | 8090 | 16.095 | Residential | Behind the Meter | Yes | Skyline Solar, LLC | AC Electric |  | Accepted | 2025-06-20 | 2025-07-18 | 2026-07-18 | Inverters | Enphase | IQ8HC-72-M-DOM-US | 380 |  | 37 |  |  | 0.977 |  | Outside
NJADRE1559954684 | Administratively Determined Incentive Program | WENONAH | 8090 | 16.095 | Residential | Behind the Meter | Yes | Skyline Solar, LLC | AC Electric |  | Accepted | 2025-06-20 | 2025-07-18 | 2026-07-18 | Solar Panels | Hanwha | Q.TRON BLK M-G2+ 435 |  | 0.435 | 9 | 124 | 23 |  | Fixed | Roof
NJADRE1559954697 | Administratively Determined Incentive Program | FREEHOLD | 7728 | 5.67 | Residential | Behind the Meter | Yes | Mona Lee GoodLeap Resi Solar | JCP&L |  | Accepted | 2025-06-20 | 2025-07-18 | 2026-07-18 | Inverters | SOLAREDGE | USE5700H-USMNBL75 | 5760 |  | 1 |  |  | 0.99 |  | Outdoor
NJADRE1559954697 | Administratively Determined Incentive Program | FREEHOLD | 7728 | 5.67 | Residential | Behind the Meter | Yes | Mona Lee GoodLeap Resi Solar | JCP&L |  | Accepted | 2025-06-20 | 2025-07-18 | 2026-07-18 | Solar Panels | JA SOLAR | JAM54S31-405/MR |  | 0.405 | 14 | 166 | 38 |  | Fixed | Roof
NJADRE1559954697 | Administratively Determined Incentive Program | FREEHOLD | 7728 | 5.67 | Residential | Behind the Meter | Yes | Mona Lee GoodLeap Resi Solar | JCP&L |  | Accepted | 2025-06-20 | 2025-07-18 | 2026-07-18 | Electric Storage Battery | SOLAREDGE TECHNOLOGIES LTD | BAT-10K1P |  |  | 1 |  |  |  | Lithium Ion |  | outside
NJADRE1559954701 | Administratively Determined Incentive Program | EAST ORANGE | 7017 | 6.02 | Residential | Behind the Meter | Yes | PosiGen Developer, LLC | PSE&G |  | Accepted | 2025-06-20 | 2025-07-18 | 2026-07-18 | Inverters | SOLAREDGE | SE5700H-US | 5700 |  | 1 |  |  | 0.99 |  | Outside | Within ten feet of meter
NJADRE1559954701 | Administratively Determined Incentive Program | EAST ORANGE | 7017 | 6.02 | Residential | Behind the Meter | Yes | PosiGen Developer, LLC | PSE&G |  | Accepted | 2025-06-20 | 2025-07-18 | 2026-07-18 | Solar Panels | JINKO EAGLE | G6RJKM430N-54HL4-B |  | 0.43 | 10 | 123 | 23 |  | Fixed | Roof
NJADRE1559954701 | Administratively Determined Incentive Program | EAST ORANGE | 7017 | 6.02 | Residential | Behind the Meter | Yes | PosiGen Developer, LLC | PSE&G |  | Accepted | 2025-06-20 | 2025-07-18 | 2026-07-18 | Solar Panels | JINKO EAGLE | G6RJKM430N-54HL4-B |  | 0.43 | 4 | 303 | 23 |  | Fixed | Roof
NJADRE1559954764 | Administratively Determined Incentive Program | Mine Hill | 7803 | 8.5 | Residential | Behind the Meter | Yes | Fusion Solar Energy, LLC | JCP&L |  | Accepted | 2025-06-23 | 2025-07-18 | 2026-07-18 | Solar Panels | JINKO SOLAR | JKM425N-54HL4-B |  | 0.425 | 20 | 180 | 20 |  | Fixed | Roof
NJADRE1559954764 | Administratively Determined Incentive Program | Mine Hill | 7803 | 8.5 | Residential | Behind the Meter | Yes | Fusion Solar Energy, LLC | JCP&L |  | Accepted | 2025-06-23 | 2025-07-18 | 2026-07-18 | Inverters | ENPHASE | IQ7HC-72-M-DOM-US | 380 |  | 20 |  |  | 0.97 |  | Outside | Roof
NJADRE1559954795 | Administratively Determined Incentive Program | CAMDEN | 8105 | 3.69 | Residential | Behind the Meter | Yes | Bright Ops, Inc. | PSE&G |  | Accepted | 2025-06-20 | 2025-07-18 | 2026-07-18 | Inverters | SolarEdge Technologies | SE3800H - USMN | 3800 |  | 1 |  |  | 0.98 |  | Outdoor | Outside
NJADRE1559954795 | Administratively Determined Incentive Program | CAMDEN | 8105 | 3.69 | Residential | Behind the Meter | Yes | Bright Ops, Inc. | PSE&G |  | Accepted | 2025-06-20 | 2025-07-18 | 2026-07-18 | Solar Panels | Hanwha Q-Cells | Q.PEAK DUO BLK ML-G10+ 410 |  | 0.41 | 9 | 168 | 9 |  | Fixed | Roof
NJADRE1559955232 | Administratively Determined Incentive Program | MOORESTOWN | 8057 | 9.46 | Residential | Behind the Meter | No | Green Power Energy, LLC | PSE&G |  | Accepted | 2025-06-20 | 2025-07-18 | 2026-07-18 | Solar Panels | SEG Solar | SEG-430-BTD-BG |  | 0.43 | 22 | 234 | 34 |  | Fixed | Roof
NJADRE1559955232 | Administratively Determined Incentive Program | MOORESTOWN | 8057 | 9.46 | Residential | Behind the Meter | No | Green Power Energy, LLC | PSE&G |  | Accepted | 2025-06-20 | 2025-07-18 | 2026-07-18 | Inverters | Enphase Energy | IQ8MC-72-M-US [240V] | 320 |  | 22 |  |  | 0.98 |  | Outside | Roof
NJADRE1559957757 | Administratively Determined Incentive Program | Clifton | 7011 | 2.87 | Residential | Behind the Meter | Yes | Trinity Solar, LLC | PSE&G |  | Accepted | 2025-06-21 | 2025-07-18 | 2026-07-18 | Inverters | Enphase | IQ8PLUS-72-2-US | 290 |  | 7 |  |  | 0.97 |  | Outdoor
NJADRE1559957757 | Administratively Determined Incentive Program | Clifton | 7011 | 2.87 | Residential | Behind the Meter | Yes | Trinity Solar, LLC | PSE&G |  | Accepted | 2025-06-21 | 2025-07-18 | 2026-07-18 | Solar Panels | HANWHA | (Q.PEAK DUO BLK ML-G10.C+ 410) |  | 0.41 | 4 | 331 | 44 |  | Fixed | Roof
NJADRE1559957757 | Administratively Determined Incentive Program | Clifton | 7011 | 2.87 | Residential | Behind the Meter | Yes | Trinity Solar, LLC | PSE&G |  | Accepted | 2025-06-21 | 2025-07-18 | 2026-07-18 | Solar Panels | HANWHA | (Q.PEAK DUO BLK ML-G10.C+ 410) |  | 0.41 | 3 | 151 | 18 |  | Fixed | Roof
NJADRE1559957771 | Administratively Determined Incentive Program | NORTHFIELD | 8225 | 8.61 | Residential | Behind the Meter | Yes | Trinity Solar, LLC | AC Electric |  | Accepted | 2025-06-21 | 2025-07-18 | 2026-07-18 | Solar Panels | HANWHA | (Q.PEAK DUO BLK ML-G10+ 410/TS) |  | 0.41 | 4 | 25 | 10 |  | Fixed | Roof
NJADRE1559957771 | Administratively Determined Incentive Program | NORTHFIELD | 8225 | 8.61 | Residential | Behind the Meter | Yes | Trinity Solar, LLC | AC Electric |  | Accepted | 2025-06-21 | 2025-07-18 | 2026-07-18 | Inverters | Solar Edge | USE7600H-USMNBL75 | 7600 |  | 1 |  |  | 0.97 |  | Outdoor
NJADRE1559957771 | Administratively Determined Incentive Program | NORTHFIELD | 8225 | 8.61 | Residential | Behind the Meter | Yes | Trinity Solar, LLC | AC Electric |  | Accepted | 2025-06-21 | 2025-07-18 | 2026-07-18 | Solar Panels | 410 (Q.PEAK DUO BLK ML-G10+ 410/TS) | HANWHA |  | 0.41 | 12 | 205 | 26 |  | Fixed | Roof
NJADRE1559957771 | Administratively Determined Incentive Program | NORTHFIELD | 8225 | 8.61 | Residential | Behind the Meter | Yes | Trinity Solar, LLC | AC Electric |  | Accepted | 2025-06-21 | 2025-07-18 | 2026-07-18 | Solar Panels | HANWHA | (Q.PEAK DUO BLK ML-G10+ 410/TS) |  | 0.41 | 2 | 25 | 26 |  | Fixed | Roof
NJADRE1559957771 | Administratively Determined Incentive Program | NORTHFIELD | 8225 | 8.61 | Residential | Behind the Meter | Yes | Trinity Solar, LLC | AC Electric |  | Accepted | 2025-06-21 | 2025-07-18 | 2026-07-18 | Solar Panels | HANWHA | (Q.PEAK DUO BLK ML-G10+ 410/TS) |  | 0.41 | 3 | 25 | 9 |  | Fixed | Roof
NJADRE1559957776 | Administratively Determined Incentive Program | WEST ORANGE | 7052 | 7.79 | Residential | Behind the Meter | Yes | Trinity Solar, LLC | PSE&G |  | Accepted | 2025-06-21 | 2025-07-18 | 2026-07-18 | Inverters | Solar Edge | USE7600H-USMNBL75 | 7600 |  | 1 |  |  | 0.97 |  | Outdoor
NJADRE1559957776 | Administratively Determined Incentive Program | WEST ORANGE | 7052 | 7.79 | Residential | Behind the Meter | Yes | Trinity Solar, LLC | PSE&G |  | Accepted | 2025-06-21 | 2025-07-18 | 2026-07-18 | Solar Panels | HANWHA | (Q.PEAK DUO BLK ML-G10+ 410) |  | 0.41 | 16 | 220 | 44 |  | Fixed | Roof
NJADRE1559957776 | Administratively Determined Incentive Program | WEST ORANGE | 7052 | 7.79 | Residential | Behind the Meter | Yes | Trinity Solar, LLC | PSE&G |  | Accepted | 2025-06-21 | 2025-07-18 | 2026-07-18 | Solar Panels | HANWHA | (Q.PEAK DUO BLK ML-G10+ 410) |  | 0.41 | 3 | 310 | 5 |  | Fixed | Roof
NJADRE1559958112 | Administratively Determined Incentive Program | NEWARK | 7103 | 14.76 | Residential | Behind the Meter | Yes | Bright Ops, Inc. | PSE&G |  | Accepted | 2025-06-21 | 2025-07-18 | 2026-07-18 | Inverters | SolarEdge | SE10000H-USSN | 10000 |  | 1 |  |  | 0.98 |  | Outdoor | OUTSIDE
NJADRE1559958112 | Administratively Determined Incentive Program | NEWARK | 7103 | 14.76 | Residential | Behind the Meter | Yes | Bright Ops, Inc. | PSE&G |  | Accepted | 2025-06-21 | 2025-07-18 | 2026-07-18 | Solar Panels | HANWHA Q-CELLS | Q.Peak Duo Blk Ml-G10+410 |  | 0.41 | 5 | 201 | 27 |  | Fixed | Roof
NJADRE1559958112 | Administratively Determined Incentive Program | NEWARK | 7103 | 14.76 | Residential | Behind the Meter | Yes | Bright Ops, Inc. | PSE&G |  | Accepted | 2025-06-21 | 2025-07-18 | 2026-07-18 | Solar Panels | HANWHA Q-CELLS | Q.Peak Duo Blk Ml-G10+410 |  | 0.41 | 5 | 201 | 56 |  | Fixed | Roof
NJADRE1559958112 | Administratively Determined Incentive Program | NEWARK | 7103 | 14.76 | Residential | Behind the Meter | Yes | Bright Ops, Inc. | PSE&G |  | Accepted | 2025-06-21 | 2025-07-18 | 2026-07-18 | Solar Panels | HANWHA Q-CELLS | Q.Peak Duo Blk Ml-G10+410 |  | 0.41 | 14 | 291 | 18 |  | Fixed | Roof
NJADRE1559958112 | Administratively Determined Incentive Program | NEWARK | 7103 | 14.76 | Residential | Behind the Meter | Yes | Bright Ops, Inc. | PSE&G |  | Accepted | 2025-06-21 | 2025-07-18 | 2026-07-18 | Solar Panels | HANWHA Q-CELLS | Q.Peak Duo Blk Ml-G10+410 |  | 0.41 | 12 | 109 | 18 |  | Fixed | Roof
NJADRE1559958615 | Administratively Determined Incentive Program | PATERSON | 7501 | 16.15 | Residential | Behind the Meter | Yes | Fusion Solar Energy, LLC | PSE&G |  | Accepted | 2025-06-22 | 2025-07-18 | 2026-07-18 | Solar Panels | JINKO SOLAR | JKM425N-54HL4-B |  | 0.425 | 10 | 260.53 | 36 |  | Fixed | Roof
NJADRE1559958615 | Administratively Determined Incentive Program | PATERSON | 7501 | 16.15 | Residential | Behind the Meter | Yes | Fusion Solar Energy, LLC | PSE&G |  | Accepted | 2025-06-22 | 2025-07-18 | 2026-07-18 | Solar Panels | JINKO SOLAR | JKM425N-54HL4-B |  | 0.425 | 9 | 80.53 | 37 |  | Fixed | Roof
NJADRE1559958615 | Administratively Determined Incentive Program | PATERSON | 7501 | 16.15 | Residential | Behind the Meter | Yes | Fusion Solar Energy, LLC | PSE&G |  | Accepted | 2025-06-22 | 2025-07-18 | 2026-07-18 | Solar Panels | JINKO SOLAR | JKM425N-54HL4-B |  | 0.425 | 7 | 261.01 | 18 |  | Fixed | Roof
NJADRE1559958615 | Administratively Determined Incentive Program | PATERSON | 7501 | 16.15 | Residential | Behind the Meter | Yes | Fusion Solar Energy, LLC | PSE&G |  | Accepted | 2025-06-22 | 2025-07-18 | 2026-07-18 | Solar Panels | JINKO SOLAR | JKM425N-54HL4-B |  | 0.425 | 6 | 80.96 | 39 |  | Fixed | Roof
NJADRE1559958615 | Administratively Determined Incentive Program | PATERSON | 7501 | 16.15 | Residential | Behind the Meter | Yes | Fusion Solar Energy, LLC | PSE&G |  | Accepted | 2025-06-22 | 2025-07-18 | 2026-07-18 | Inverters | ENPHASE | IQ8HC-72-M-DOM-US | 380 |  | 38 |  |  | 0.97 |  | Outside | Roof
NJADRE1559958615 | Administratively Determined Incentive Program | PATERSON | 7501 | 16.15 | Residential | Behind the Meter | Yes | Fusion Solar Energy, LLC | PSE&G |  | Accepted | 2025-06-22 | 2025-07-18 | 2026-07-18 | Solar Panels | JINKO SOLAR | JKM425N-54HL4-B |  | 0.425 | 6 | 263.75 | 29 |  | Fixed | Roof
NJADRE1559958928 | Administratively Determined Incentive Program | HADDONFIELD | 8033 | 23.46 | Residential | Behind the Meter | No | Exact Solar | PSE&G |  | Accepted | 2025-06-23 | 2025-07-29 | 2026-07-29 | Solar Panels | REC | REC460AA Pure-RX |  | 0.46 | 2 | 351.6 | 30 |  | Fixed | Roof
NJADRE1559958928 | Administratively Determined Incentive Program | HADDONFIELD | 8033 | 23.46 | Residential | Behind the Meter | No | Exact Solar | PSE&G |  | Accepted | 2025-06-23 | 2025-07-29 | 2026-07-29 | Solar Panels | REC | REC460AA Pure-RX |  | 0.46 | 6 | 351 | 52 |  | Fixed | Roof
NJADRE1559958928 | Administratively Determined Incentive Program | HADDONFIELD | 8033 | 23.46 | Residential | Behind the Meter | No | Exact Solar | PSE&G |  | Accepted | 2025-06-23 | 2025-07-29 | 2026-07-29 | Solar Panels | REC | REC460AA Pure-RX |  | 0.46 | 18 | 260.4 | 45 |  | Fixed | Roof
NJADRE1559958928 | Administratively Determined Incentive Program | HADDONFIELD | 8033 | 23.46 | Residential | Behind the Meter | No | Exact Solar | PSE&G |  | Accepted | 2025-06-23 | 2025-07-29 | 2026-07-29 | Inverters | Enphase | IQ8X-80-M-US(240V) | 380 |  | 51 |  |  | 0.973 |  | Outside | Under the panels
NJADRE1559958928 | Administratively Determined Incentive Program | HADDONFIELD | 8033 | 23.46 | Residential | Behind the Meter | No | Exact Solar | PSE&G |  | Accepted | 2025-06-23 | 2025-07-29 | 2026-07-29 | Solar Panels | REC | REC460AA Pure-RX |  | 0.46 | 9 | 262 | 45 |  | Fixed | Roof
NJADRE1559958928 | Administratively Determined Incentive Program | HADDONFIELD | 8033 | 23.46 | Residential | Behind the Meter | No | Exact Solar | PSE&G |  | Accepted | 2025-06-23 | 2025-07-29 | 2026-07-29 | Solar Panels | REC | REC460AA Pure-RX |  | 0.46 | 16 | 81 | 44 |  | Fixed | Roof
NJADRE1559959004 | Administratively Determined Incentive Program | MILLSTONE TOWNSHIP | 8535 | 17 | Residential | Behind the Meter | Yes | Fusion Solar Energy, LLC | JCP&L |  | Accepted | 2025-06-22 | 2025-07-18 | 2026-07-18 | Inverters | ENPHASE | IQ7HC-72-M-DOM-US | 380 |  | 40 |  |  | 0.97 |  | Outside | Roof
NJADRE1559959004 | Administratively Determined Incentive Program | MILLSTONE TOWNSHIP | 8535 | 17 | Residential | Behind the Meter | Yes | Fusion Solar Energy, LLC | JCP&L |  | Accepted | 2025-06-22 | 2025-07-18 | 2026-07-18 | Solar Panels | JINKO SOLAR | JKM425N-54HL4-B |  | 0.425 | 40 | 180 | 20 |  | Fixed | Roof
NJADRE1559959020 | Administratively Determined Incentive Program | STANHOPE | 7874 | 11.48 | Residential | Behind the Meter | Yes | Trinity Solar, LLC | JCP&L |  | Accepted | 2025-06-22 | 2025-07-18 | 2026-07-18 | Solar Panels | HANWHA 410 (Q.PEAK DUO BLK ML-G10+ 410) | HANWHA 410 (Q.PEAK DUO BLK ML-G10+ 410) |  | 0.41 | 4 | 209 | 21 |  | Fixed | Roof
NJADRE1559959020 | Administratively Determined Incentive Program | STANHOPE | 7874 | 11.48 | Residential | Behind the Meter | Yes | Trinity Solar, LLC | JCP&L |  | Accepted | 2025-06-22 | 2025-07-18 | 2026-07-18 | Inverters | SOLAREDGE | SE10000H-US | 10000 |  | 1 |  |  | 0.97 |  | Outside
NJADRE1559959020 | Administratively Determined Incentive Program | STANHOPE | 7874 | 11.48 | Residential | Behind the Meter | Yes | Trinity Solar, LLC | JCP&L |  | Accepted | 2025-06-22 | 2025-07-18 | 2026-07-18 | Solar Panels | HANWHA 410 (Q.PEAK DUO BLK ML-G10+ 410) | HANWHA 410 (Q.PEAK DUO BLK ML-G10+ 410) |  | 0.41 | 9 | 29 | 12 |  | Fixed | Roof
NJADRE1559959020 | Administratively Determined Incentive Program | STANHOPE | 7874 | 11.48 | Residential | Behind the Meter | Yes | Trinity Solar, LLC | JCP&L |  | Accepted | 2025-06-22 | 2025-07-18 | 2026-07-18 | Solar Panels | HANWHA 410 (Q.PEAK DUO BLK ML-G10+ 410) | HANWHA 410 (Q.PEAK DUO BLK ML-G10+ 410) |  | 0.41 | 4 | 29 | 20 |  | Fixed | Roof
NJADRE1559959020 | Administratively Determined Incentive Program | STANHOPE | 7874 | 11.48 | Residential | Behind the Meter | Yes | Trinity Solar, LLC | JCP&L |  | Accepted | 2025-06-22 | 2025-07-18 | 2026-07-18 | Solar Panels | HANWHA 410 (Q.PEAK DUO BLK ML-G10+ 410) | HANWHA 410 (Q.PEAK DUO BLK ML-G10+ 410) |  | 0.41 | 11 | 119 | 30 |  | Fixed | Roof
NJADRE1559959173 | Administratively Determined Incentive Program | Westfield | 7090 | 11 | Residential | Behind the Meter | No | Exact Solar | PSE&G |  | Accepted | 2025-06-24 | 2025-08-06 | 2026-08-06 | Inverters | Enphase | IQ8MC-72-M-US | 320 |  | 25 |  |  | 0.974 |  | Outside | Under the panels
NJADRE1559959173 | Administratively Determined Incentive Program | Westfield | 7090 | 11 | Residential | Behind the Meter | No | Exact Solar | PSE&G |  | Accepted | 2025-06-24 | 2025-08-06 | 2026-08-06 | Solar Panels | VSUN | VSUN440N-108BMH |  | 0.44 | 9 | 214.8 | 21 |  | Fixed | Roof
NJADRE1559959173 | Administratively Determined Incentive Program | Westfield | 7090 | 11 | Residential | Behind the Meter | No | Exact Solar | PSE&G |  | Accepted | 2025-06-24 | 2025-08-06 | 2026-08-06 | Solar Panels | VSUN | VSUN440N-108BMH |  | 0.44 | 16 | 215.5 | 38 |  | Fixed | Roof
NJADRE1559959527 | Administratively Determined Incentive Program | BROWNS MILLS | 8015 | 11.9 | Residential | Behind the Meter | Yes | Whitman Construction, LLC | JCP&L |  | Accepted | 2025-06-23 | 2025-07-18 | 2026-07-18 | Solar Panels | JINKO SOLAR | JKM425N-54HL4-B |  | 0.425 | 19 | 211 | 15 |  | Fixed | Roof
NJADRE1559959527 | Administratively Determined Incentive Program | BROWNS MILLS | 8015 | 11.9 | Residential | Behind the Meter | Yes | Whitman Construction, LLC | JCP&L |  | Accepted | 2025-06-23 | 2025-07-18 | 2026-07-18 | Solar Panels | JINKO SOLAR | JKM425N-54HL4-B |  | 0.425 | 9 | 211 | 7 |  | Fixed | Roof
NJADRE1559959527 | Administratively Determined Incentive Program | BROWNS MILLS | 8015 | 11.9 | Residential | Behind the Meter | Yes | Whitman Construction, LLC | JCP&L |  | Accepted | 2025-06-23 | 2025-07-18 | 2026-07-18 | Inverters | ENPHASE | IQ8PLUS-72-2-US | 290 |  | 28 |  |  | 0.975 |  | Outdoor
NJADRE1559959534 | Administratively Determined Incentive Program | Maplewood | 7040 | 3.69 | Residential | Behind the Meter | Yes | Sunrun Installation Services, Inc. | PSE&G |  | Accepted | 2025-06-23 | 2025-07-18 | 2026-07-18 | Inverters | TESLA | Powerwall 3 1707000-xx-y | 11500 |  | 1 |  |  | 0.97 |  | Outdoor | Next to meter
NJADRE1559959534 | Administratively Determined Incentive Program | Maplewood | 7040 | 3.69 | Residential | Behind the Meter | Yes | Sunrun Installation Services, Inc. | PSE&G |  | Accepted | 2025-06-23 | 2025-07-18 | 2026-07-18 | Solar Panels | Hanwha Q-Cells | Q.PEAK DUO BLK ML-G10+ 410 DCA (MD06G100A-017) |  | 0.41 | 5 | 198 | 27 |  | Fixed | Roof
NJADRE1559959534 | Administratively Determined Incentive Program | Maplewood | 7040 | 3.69 | Residential | Behind the Meter | Yes | Sunrun Installation Services, Inc. | PSE&G |  | Accepted | 2025-06-23 | 2025-07-18 | 2026-07-18 | Electric Storage Battery | TESLA | Powerwall 3 1707000-xx-y |  |  | 1 |  |  |  | Lithium Ion |  | OUTSIDE
NJADRE1559959534 | Administratively Determined Incentive Program | Maplewood | 7040 | 3.69 | Residential | Behind the Meter | Yes | Sunrun Installation Services, Inc. | PSE&G |  | Accepted | 2025-06-23 | 2025-07-18 | 2026-07-18 | Solar Panels | Hanwha Q-Cells | Q.PEAK DUO BLK ML-G10+ 410 DCA (MD06G100A-017) |  | 0.41 | 4 | 17 | 25 |  | Fixed | Roof
NJADRE1559959534 | Administratively Determined Incentive Program | Maplewood | 7040 | 3.69 | Residential | Behind the Meter | Yes | Sunrun Installation Services, Inc. | PSE&G |  | Accepted | 2025-06-23 | 2025-07-18 | 2026-07-18 | Meters | Tesla | Powerwall 3 1707000-xx-y |  |  | 1 |  |  |  | Yes | Outdoor
NJADRE1559959548 | Administratively Determined Incentive Program | Clementon | 8021 | 14.45 | Residential | Behind the Meter | Yes | Power Energy Solutions, LLC | AC Electric |  | Accepted | 2025-06-23 | 2025-07-18 | 2026-07-18 | Inverters | SolarEdge | SE7600H-US | 8 |  | 1 |  |  | 0.97 |  | Outdoor
NJADRE1559959548 | Administratively Determined Incentive Program | Clementon | 8021 | 14.45 | Residential | Behind the Meter | Yes | Power Energy Solutions, LLC | AC Electric |  | Accepted | 2025-06-23 | 2025-07-18 | 2026-07-18 | Solar Panels | Trina Solar | TSM-425NE09RC.05 |  | 0.425 | 14 | 144 | 15 |  | Fixed | Roof
NJADRE1559959548 | Administratively Determined Incentive Program | Clementon | 8021 | 14.45 | Residential | Behind the Meter | Yes | Power Energy Solutions, LLC | AC Electric |  | Accepted | 2025-06-23 | 2025-07-18 | 2026-07-18 | Solar Panels | Trina Solar | TSM-425NE09RC.05 |  | 0.425 | 8 | 325 | 20 |  | Fixed | Roof
NJADRE1559959548 | Administratively Determined Incentive Program | Clementon | 8021 | 14.45 | Residential | Behind the Meter | Yes | Power Energy Solutions, LLC | AC Electric |  | Accepted | 2025-06-23 | 2025-07-18 | 2026-07-18 | Solar Panels | Trina Solar | TSM-425NE09RC.05 |  | 0.425 | 12 | 145 | 20 |  | Fixed | Roof
NJADRE1559959554 | Administratively Determined Incentive Program | Irvington | 7111 | 2.835 | Residential | Behind the Meter | Yes | Sunrun Installation Services, Inc. | PSE&G |  | Accepted | 2025-06-23 | 2025-07-18 | 2026-07-18 | Inverters | Growatt New Energy Technology Co Ltd | MIN 3800TL-XH-US | 3800 |  | 1 |  |  | 0.98 |  | Outdoor | Next to meter
NJADRE1559959554 | Administratively Determined Incentive Program | Irvington | 7111 | 2.835 | Residential | Behind the Meter | Yes | Sunrun Installation Services, Inc. | PSE&G |  | Accepted | 2025-06-23 | 2025-07-18 | 2026-07-18 | Solar Panels | JA Solar | JAM54S31-405/MR |  | 0.405 | 7 | 101 | 17 |  | Fixed | Roof
NJADRE1559959555 | Administratively Determined Incentive Program | Old Bridge | 8857 | 8.5 | Residential | Behind the Meter | Yes | Power Energy Solutions, LLC | JCP&L |  | Accepted | 2025-06-23 | 2025-07-21 | 2026-07-21 | Inverters | SolarEdge | SE5700H-US | 6 |  | 1 |  |  | 0.97 |  | Outdoor
NJADRE1559959555 | Administratively Determined Incentive Program | Old Bridge | 8857 | 8.5 | Residential | Behind the Meter | Yes | Power Energy Solutions, LLC | JCP&L |  | Accepted | 2025-06-23 | 2025-07-21 | 2026-07-21 | Solar Panels | Trina Solar | TSM-425NE09RC.05 |  | 0.425 | 2 | 134 | 30 |  | Fixed | Roof
NJADRE1559959555 | Administratively Determined Incentive Program | Old Bridge | 8857 | 8.5 | Residential | Behind the Meter | Yes | Power Energy Solutions, LLC | JCP&L |  | Accepted | 2025-06-23 | 2025-07-21 | 2026-07-21 | Solar Panels | Trina Solar | TSM-425NE09RC.05 |  | 0.425 | 2 | 225 | 32 |  | Fixed | Roof
NJADRE1559959555 | Administratively Determined Incentive Program | Old Bridge | 8857 | 8.5 | Residential | Behind the Meter | Yes | Power Energy Solutions, LLC | JCP&L |  | Accepted | 2025-06-23 | 2025-07-21 | 2026-07-21 | Solar Panels | Trina Solar | TSM-425NE09RC.05 |  | 0.425 | 16 | 135 | 32 |  | Fixed | Roof
NJADRE1559959556 | Administratively Determined Incentive Program | Egg Harbor | 8234 | 13.94 | Residential | Behind the Meter | Yes | Trinity Solar, LLC | AC Electric |  | Accepted | 2025-06-23 | 2025-07-18 | 2026-07-18 | Solar Panels | HANWHA | (Q.PEAK DUO BLK ML-G10+ 410) |  | 0.41 | 17 | 149 | 23 |  | Fixed | Roof
NJADRE1559959556 | Administratively Determined Incentive Program | Egg Harbor | 8234 | 13.94 | Residential | Behind the Meter | Yes | Trinity Solar, LLC | AC Electric |  | Accepted | 2025-06-23 | 2025-07-18 | 2026-07-18 | Inverters | Solar Edge | USE11400H-USMNBL75 | 11400 |  | 1 |  |  | 0.97 |  | Outdoor
NJADRE1559959556 | Administratively Determined Incentive Program | Egg Harbor | 8234 | 13.94 | Residential | Behind the Meter | Yes | Trinity Solar, LLC | AC Electric |  | Accepted | 2025-06-23 | 2025-07-18 | 2026-07-18 | Solar Panels | HANWHA | (Q.PEAK DUO BLK ML-G10+ 410) |  | 0.41 | 14 | 329 | 18 |  | Fixed | Roof
NJADRE1559959556 | Administratively Determined Incentive Program | Egg Harbor | 8234 | 13.94 | Residential | Behind the Meter | Yes | Trinity Solar, LLC | AC Electric |  | Accepted | 2025-06-23 | 2025-07-18 | 2026-07-18 | Solar Panels | HANWHA | (Q.PEAK DUO BLK ML-G10+ 410) |  | 0.41 | 3 | 149 | 23 |  | Fixed | Roof
NJADRE1559959573 | Administratively Determined Incentive Program | Egg Harbor | 8215 | 10.2 | Residential | Behind the Meter | Yes | Power Energy Solutions, LLC | AC Electric |  | Accepted | 2025-06-23 | 2025-07-18 | 2026-07-18 | Solar Panels | Trina Solar | TSM-425NE09RC.05 |  | 0.425 | 4 | 132 | 31 |  | Fixed | Roof
NJADRE1559959573 | Administratively Determined Incentive Program | Egg Harbor | 8215 | 10.2 | Residential | Behind the Meter | Yes | Power Energy Solutions, LLC | AC Electric |  | Accepted | 2025-06-23 | 2025-07-18 | 2026-07-18 | Inverters | SolarEdge | SE5700H-US | 6 |  | 1 |  |  | 0.97 |  | Outdoor
NJADRE1559959573 | Administratively Determined Incentive Program | Egg Harbor | 8215 | 10.2 | Residential | Behind the Meter | Yes | Power Energy Solutions, LLC | AC Electric |  | Accepted | 2025-06-23 | 2025-07-18 | 2026-07-18 | Solar Panels | Trina Solar | TSM-425NE09RC.05 |  | 0.425 | 20 | 131 | 27 |  | Fixed | Roof
NJADRE1559959575 | Administratively Determined Incentive Program | Southampton | 8088 | 20.88 | Residential | Behind the Meter | No | SunnyMac, LLC | PSE&G |  | Accepted | 2025-06-23 | 2025-07-18 | 2026-07-18 | Solar Panels | HANWHA | Q.TRON BLK M-G2+ |  | 0.435 | 11 | 67 | 18 |  | Fixed | Roof
NJADRE1559959575 | Administratively Determined Incentive Program | Southampton | 8088 | 20.88 | Residential | Behind the Meter | No | SunnyMac, LLC | PSE&G |  | Accepted | 2025-06-23 | 2025-07-18 | 2026-07-18 | Solar Panels | HANWHA | Q.TRON BLK M-G2+ |  | 0.435 | 7 | 247 | 30 |  | Fixed | Roof
NJADRE1559959575 | Administratively Determined Incentive Program | Southampton | 8088 | 20.88 | Residential | Behind the Meter | No | SunnyMac, LLC | PSE&G |  | Accepted | 2025-06-23 | 2025-07-18 | 2026-07-18 | Solar Panels | HANWHA | Q.TRON BLK M-G2+ |  | 0.435 | 10 | 67 | 14 |  | Fixed | Roof
NJADRE1559959575 | Administratively Determined Incentive Program | Southampton | 8088 | 20.88 | Residential | Behind the Meter | No | SunnyMac, LLC | PSE&G |  | Accepted | 2025-06-23 | 2025-07-18 | 2026-07-18 | Inverters | SOLAREDGE HOME HUB | SE10000H-US | 10000 |  | 1 |  |  | 0.99 |  | Outdoor | next to meter
NJADRE1559959575 | Administratively Determined Incentive Program | Southampton | 8088 | 20.88 | Residential | Behind the Meter | No | SunnyMac, LLC | PSE&G |  | Accepted | 2025-06-23 | 2025-07-18 | 2026-07-18 | Solar Panels | HANWHA | Q.TRON BLK M-G2+ |  | 0.435 | 4 | 247 | 33 |  | Fixed | Roof
NJADRE1559959575 | Administratively Determined Incentive Program | Southampton | 8088 | 20.88 | Residential | Behind the Meter | No | SunnyMac, LLC | PSE&G |  | Accepted | 2025-06-23 | 2025-07-18 | 2026-07-18 | Solar Panels | HANWHA | Q.TRON BLK M-G2+ |  | 0.435 | 16 | 247 | 30 |  | Fixed | Roof
NJADRE1559959575 | Administratively Determined Incentive Program | Southampton | 8088 | 20.88 | Residential | Behind the Meter | No | SunnyMac, LLC | PSE&G |  | Accepted | 2025-06-23 | 2025-07-18 | 2026-07-18 | Inverters | SOLAREDGE HOME HUB | SE5700H-US | 5760 |  | 1 |  |  | 0.99 |  | Outdoor | next to meter
NJADRE1559959578 | Administratively Determined Incentive Program | IRVINGTON | 7111 | 7.74 | Residential | Behind the Meter | No | Infinity Solar Systems, LLC | PSE&G |  | Accepted | 2025-06-23 | 2025-07-21 | 2026-07-21 | Inverters | Enphase | IQ8MC-72-M-US | 320 |  | 18 |  |  | 0.97 |  | Outdoor
NJADRE1559959578 | Administratively Determined Incentive Program | IRVINGTON | 7111 | 7.74 | Residential | Behind the Meter | No | Infinity Solar Systems, LLC | PSE&G |  | Accepted | 2025-06-23 | 2025-07-21 | 2026-07-21 | Solar Panels | SEG Solar | SEG-430-BTD-BG |  | 0.43 | 2 | 306 | 8 |  | Fixed | Roof
NJADRE1559959578 | Administratively Determined Incentive Program | IRVINGTON | 7111 | 7.74 | Residential | Behind the Meter | No | Infinity Solar Systems, LLC | PSE&G |  | Accepted | 2025-06-23 | 2025-07-21 | 2026-07-21 | Solar Panels | SEG Solar | SEG-430-BTD-BG |  | 0.43 | 6 | 216 | 24 |  | Fixed | Roof
NJADRE1559959578 | Administratively Determined Incentive Program | IRVINGTON | 7111 | 7.74 | Residential | Behind the Meter | No | Infinity Solar Systems, LLC | PSE&G |  | Accepted | 2025-06-23 | 2025-07-21 | 2026-07-21 | Solar Panels | SEG Solar | SEG-430-BTD-BG |  | 0.43 | 5 | 36 | 24 |  | Fixed | Roof
NJADRE1559959578 | Administratively Determined Incentive Program | IRVINGTON | 7111 | 7.74 | Residential | Behind the Meter | No | Infinity Solar Systems, LLC | PSE&G |  | Accepted | 2025-06-23 | 2025-07-21 | 2026-07-21 | Solar Panels | SEG Solar | SEG-430-BTD-BG |  | 0.43 | 5 | 126 | 32 |  | Fixed | Roof
NJADRE1559959592 | Administratively Determined Incentive Program | WEST CREEK | 8092 | 9.84 | Residential | Behind the Meter | Yes | Trinity Solar, LLC | AC Electric |  | Accepted | 2025-06-23 | 2025-07-18 | 2026-07-18 | Solar Panels | HANWHA 410 (Q.PEAK DUO BLK ML-G10+410) | HANWHA 410 (Q.PEAK DUO BLK ML-G10+410) |  | 0.41 | 24 | 220 | 31 |  | Fixed | Ground
NJADRE1559959592 | Administratively Determined Incentive Program | WEST CREEK | 8092 | 9.84 | Residential | Behind the Meter | Yes | Trinity Solar, LLC | AC Electric |  | Accepted | 2025-06-23 | 2025-07-18 | 2026-07-18 | Inverters | SOLAREDGE | SE7600H-US | 7600 |  | 1 |  |  | 0.97 |  | Outside
NJADRE1559959593 | Administratively Determined Incentive Program | KEANSBURG | 7734 | 11.9 | Residential | Behind the Meter | Yes | Maier Solar Engineering dba Solar Me | JCP&L |  | Accepted | 2025-06-23 | 2025-07-18 | 2026-07-18 | Solar Panels | Jinko | JKM425N-54HL4-B |  | 0.425 | 28 | 217 | 34 |  | Fixed | Roof
NJADRE1559959593 | Administratively Determined Incentive Program | KEANSBURG | 7734 | 11.9 | Residential | Behind the Meter | Yes | Maier Solar Engineering dba Solar Me | JCP&L |  | Accepted | 2025-06-23 | 2025-07-18 | 2026-07-18 | Inverters | Solar Edge | SE10000H-US | 10000 |  | 1 |  |  | 0.97 |  | Outside | Next to meter
NJADRE1559959598 | Administratively Determined Incentive Program | MANALAPAN | 7726 | 20.01 | Residential | Behind the Meter | Yes | SunnyMac, LLC | JCP&L |  | Accepted | 2025-06-23 | 2025-07-18 | 2026-07-18 | Solar Panels | HANWHA | Q.TRON BLK M-G2+ |  | 0.435 | 21 | 340 | 19 |  | Fixed | Roof
NJADRE1559959598 | Administratively Determined Incentive Program | MANALAPAN | 7726 | 20.01 | Residential | Behind the Meter | Yes | SunnyMac, LLC | JCP&L |  | Accepted | 2025-06-23 | 2025-07-18 | 2026-07-18 | Solar Panels | HANWHA | Q.TRON BLK M-G2+ |  | 0.435 | 4 | 250 | 22 |  | Fixed | Roof
NJADRE1559959598 | Administratively Determined Incentive Program | MANALAPAN | 7726 | 20.01 | Residential | Behind the Meter | Yes | SunnyMac, LLC | JCP&L |  | Accepted | 2025-06-23 | 2025-07-18 | 2026-07-18 | Solar Panels | HANWHA | Q.TRON BLK M-G2+ |  | 0.435 | 21 | 160 | 19 |  | Fixed | Roof
NJADRE1559959598 | Administratively Determined Incentive Program | MANALAPAN | 7726 | 20.01 | Residential | Behind the Meter | Yes | SunnyMac, LLC | JCP&L |  | Accepted | 2025-06-23 | 2025-07-18 | 2026-07-18 | Inverters | SOLAREDGE HOME HUB | SE7600H-US | 7600 |  | 1 |  |  | 0.99 |  | Outdoor | next to meter
NJADRE1559959598 | Administratively Determined Incentive Program | MANALAPAN | 7726 | 20.01 | Residential | Behind the Meter | Yes | SunnyMac, LLC | JCP&L |  | Accepted | 2025-06-23 | 2025-07-18 | 2026-07-18 | Inverters | SOLAREDGE HOME HUB | SE5700H-US | 5760 |  | 1 |  |  | 0.99 |  | Outdoor | next to meter
NJADRE1559959600 | Administratively Determined Incentive Program | EWING | 8628 | 7.65 | Residential | Behind the Meter | Yes | Power Energy Solutions, LLC | PSE&G |  | Accepted | 2025-06-23 | 2025-07-18 | 2026-07-18 | Solar Panels | Trina Solar | TSM-425NE09RC.05 |  | 0.425 | 9 | 85 | 29 |  | Fixed | Roof
NJADRE1559959600 | Administratively Determined Incentive Program | EWING | 8628 | 7.65 | Residential | Behind the Meter | Yes | Power Energy Solutions, LLC | PSE&G |  | Accepted | 2025-06-23 | 2025-07-18 | 2026-07-18 | Inverters | SolarEdge | SE5700H-US | 6 |  | 1 |  |  | 0.97 |  | Outdoor
NJADRE1559959600 | Administratively Determined Incentive Program | EWING | 8628 | 7.65 | Residential | Behind the Meter | Yes | Power Energy Solutions, LLC | PSE&G |  | Accepted | 2025-06-23 | 2025-07-18 | 2026-07-18 | Solar Panels | Trina Solar | TSM-425NE09RC.05 |  | 0.425 | 7 | 265 | 29 |  | Fixed | Roof
NJADRE1559959600 | Administratively Determined Incentive Program | EWING | 8628 | 7.65 | Residential | Behind the Meter | Yes | Power Energy Solutions, LLC | PSE&G |  | Accepted | 2025-06-23 | 2025-07-18 | 2026-07-18 | Solar Panels | Trina Solar | TSM-425NE09RC.05 |  | 0.425 | 2 | 85 | 29 |  | Fixed | Roof
NJADRE1559959614 | Administratively Determined Incentive Program | Plainfield | 7073 | 10.25 | Residential | Behind the Meter | Yes | Pro Custom Solar dba Momentum Solar | PSE&G |  | Accepted | 2025-06-23 | 2025-07-18 | 2026-07-18 | Inverters | ENPHASE | IQ8HC-72-M-DOM-US | 380 |  | 25 |  |  | 0.97 |  | Outdoor
NJADRE1559959614 | Administratively Determined Incentive Program | Plainfield | 7073 | 10.25 | Residential | Behind the Meter | Yes | Pro Custom Solar dba Momentum Solar | PSE&G |  | Accepted | 2025-06-23 | 2025-07-18 | 2026-07-18 | Solar Panels | HANWHA | q.peak duo blk-g10+410 |  | 0.41 | 13 | 131 | 21 |  | Fixed | Roof
NJADRE1559959614 | Administratively Determined Incentive Program | Plainfield | 7073 | 10.25 | Residential | Behind the Meter | Yes | Pro Custom Solar dba Momentum Solar | PSE&G |  | Accepted | 2025-06-23 | 2025-07-18 | 2026-07-18 | Solar Panels | Hanwha | q.peak duo blk ml-g10+410 |  | 0.41 | 12 | 311 | 22 |  | Fixed | Roof
NJADRE1559959622 | Administratively Determined Incentive Program | MONROE TOWNSHIP | 8831 | 2.05 | Residential | Behind the Meter | Yes | Pro Custom Solar dba Momentum Solar | JCP&L |  | Accepted | 2025-06-23 | 2025-07-21 | 2026-07-21 | Solar Panels | Hanwha | Q.PEAK DUO BLK ML-G10+410 |  | 0.41 | 5 | 243 | 25 |  | Fixed | Roof
NJADRE1559959622 | Administratively Determined Incentive Program | MONROE TOWNSHIP | 8831 | 2.05 | Residential | Behind the Meter | Yes | Pro Custom Solar dba Momentum Solar | JCP&L |  | Accepted | 2025-06-23 | 2025-07-21 | 2026-07-21 | Inverters | ENPHASE | IQ8HC-72-M-DOM-US | 380 |  | 5 |  |  | 0.97 |  | Outdoor
NJADRE1559959630 | Administratively Determined Incentive Program | TEANECK | 7666 | 12.71 | Residential | Behind the Meter | Yes | Trinity Solar, LLC | PSE&G |  | Accepted | 2025-06-23 | 2025-07-18 | 2026-07-18 | Solar Panels | HANWHA | (Q.PEAK DUO BLK ML-G10.C+ 410) |  | 0.41 | 12 | 111 | 34 |  | Fixed | Roof
NJADRE1559959630 | Administratively Determined Incentive Program | TEANECK | 7666 | 12.71 | Residential | Behind the Meter | Yes | Trinity Solar, LLC | PSE&G |  | Accepted | 2025-06-23 | 2025-07-18 | 2026-07-18 | Solar Panels | HANWHA | (Q.PEAK DUO BLK ML-G10.C+ 410) |  | 0.41 | 4 | 291 | 34 |  | Fixed | Roof
NJADRE1559959630 | Administratively Determined Incentive Program | TEANECK | 7666 | 12.71 | Residential | Behind the Meter | Yes | Trinity Solar, LLC | PSE&G |  | Accepted | 2025-06-23 | 2025-07-18 | 2026-07-18 | Solar Panels | HANWHA | (Q.PEAK DUO BLK ML-G10.C+ 410) |  | 0.41 | 6 | 291 | 11 |  | Fixed | Roof
NJADRE1559959630 | Administratively Determined Incentive Program | TEANECK | 7666 | 12.71 | Residential | Behind the Meter | Yes | Trinity Solar, LLC | PSE&G |  | Accepted | 2025-06-23 | 2025-07-18 | 2026-07-18 | Solar Panels | HANWHA | (Q.PEAK DUO BLK ML-G10.C+ 410) |  | 0.41 | 9 | 201 | 30 |  | Fixed | Roof
NJADRE1559959630 | Administratively Determined Incentive Program | TEANECK | 7666 | 12.71 | Residential | Behind the Meter | Yes | Trinity Solar, LLC | PSE&G |  | Accepted | 2025-06-23 | 2025-07-18 | 2026-07-18 | Inverters | Solar Edge | USE10000H-USMNBL75 | 10000 |  | 1 |  |  | 0.97 |  | Outdoor
NJADRE1559959637 | Administratively Determined Incentive Program | Millville | 8332 | 10.36 | Residential | Behind the Meter | No | Sustainable Energy Systems, LLC | AC Electric |  | Accepted | 2025-06-23 | 2025-07-18 | 2026-07-18 | Inverters | SolarEdge Technologies | SE10000H-US | 10 |  | 1 |  |  | 0.99 |  | Outside
NJADRE1559959637 | Administratively Determined Incentive Program | Millville | 8332 | 10.36 | Residential | Behind the Meter | No | Sustainable Energy Systems, LLC | AC Electric |  | Accepted | 2025-06-23 | 2025-07-18 | 2026-07-18 | Solar Panels | REC | REC370AA |  | 0.37 | 28 | 184 | 30 |  | Fixed | Ground
NJADRE1559959638 | Administratively Determined Incentive Program | Barrington | 8007 | 7.31 | Residential | Behind the Meter | No | Velocity Energy & Home Solutions, Inc. | PSE&G |  | Accepted | 2025-06-23 | 2025-07-18 | 2026-07-18 | Solar Panels | seg | SEG430w |  | 0.43 | 17 | 201 | 20 |  | Fixed | Roof
NJADRE1559959638 | Administratively Determined Incentive Program | Barrington | 8007 | 7.31 | Residential | Behind the Meter | No | Velocity Energy & Home Solutions, Inc. | PSE&G |  | Accepted | 2025-06-23 | 2025-07-18 | 2026-07-18 | Inverters | enphase | iq8plus | 290 |  | 17 |  |  | 0.99 |  | Outside | behind panels
NJADRE1559959640 | Administratively Determined Incentive Program | MINE HILL | 7803 | 9.57 | Residential | Behind the Meter | Yes | SunnyMac, LLC | JCP&L |  | Accepted | 2025-06-23 | 2025-07-18 | 2026-07-18 | Solar Panels | HANWHA | Q.TRON BLK M-G2+ |  | 0.435 | 22 | 122 | 24 |  | Fixed | Roof
NJADRE1559959640 | Administratively Determined Incentive Program | MINE HILL | 7803 | 9.57 | Residential | Behind the Meter | Yes | SunnyMac, LLC | JCP&L |  | Accepted | 2025-06-23 | 2025-07-18 | 2026-07-18 | Inverters | SOLAREDGE HOME HUB | SE7600H-US | 7600 |  | 1 |  |  | 0.99 |  | Outdoor | next to meter
NJADRE1559959640 | Administratively Determined Incentive Program | MINE HILL | 7803 | 9.57 | Residential | Behind the Meter | Yes | SunnyMac, LLC | JCP&L |  | Accepted | 2025-06-23 | 2025-07-18 | 2026-07-18 | Meters | SOLAREDGE HOME HUB | SE-RGMTR-1D-240C-B |  |  | 1 |  |  |  | Yes | Outdoor
NJADRE1559959642 | Administratively Determined Incentive Program | SOMERDALE | 8083 | 4.92 | Residential | Behind the Meter | Yes | Pro Custom Solar dba Momentum Solar | PSE&G |  | Accepted | 2025-06-23 | 2025-07-18 | 2026-07-18 | Inverters | ENPHASE | IQ8HC-72-M-DOM-US | 380 |  | 12 |  |  | 0.97 |  | Outdoor
NJADRE1559959642 | Administratively Determined Incentive Program | SOMERDALE | 8083 | 4.92 | Residential | Behind the Meter | Yes | Pro Custom Solar dba Momentum Solar | PSE&G |  | Accepted | 2025-06-23 | 2025-07-18 | 2026-07-18 | Solar Panels | Hanwha | q.peak duo blk-g10+410 |  | 0.41 | 12 | 151 | 32 |  | Fixed | Roof
NJADRE1559959648 | Administratively Determined Incentive Program | LINDEN | 7036 | 13.12 | Residential | Behind the Meter | Yes | Pro Custom Solar dba Momentum Solar | PSE&G |  | Accepted | 2025-06-23 | 2025-07-18 | 2026-07-18 | Solar Panels | Hanwha | Q.PEAK DUO BLK ML-G10+410 |  | 0.41 | 7 | 129 | 19 |  | Fixed | Roof
NJADRE1559959648 | Administratively Determined Incentive Program | LINDEN | 7036 | 13.12 | Residential | Behind the Meter | Yes | Pro Custom Solar dba Momentum Solar | PSE&G |  | Accepted | 2025-06-23 | 2025-07-18 | 2026-07-18 | Solar Panels | Hanwha | Q.PEAK DUO BLK ML-G10+410 |  | 0.41 | 6 | 39 | 20 |  | Fixed | Roof
NJADRE1559959648 | Administratively Determined Incentive Program | LINDEN | 7036 | 13.12 | Residential | Behind the Meter | Yes | Pro Custom Solar dba Momentum Solar | PSE&G |  | Accepted | 2025-06-23 | 2025-07-18 | 2026-07-18 | Solar Panels | Hanwha | Q.PEAK DUO BLK ML-G10+410 |  | 0.41 | 7 | 309 | 18 |  | Fixed | Roof
NJADRE1559959648 | Administratively Determined Incentive Program | LINDEN | 7036 | 13.12 | Residential | Behind the Meter | Yes | Pro Custom Solar dba Momentum Solar | PSE&G |  | Accepted | 2025-06-23 | 2025-07-18 | 2026-07-18 | Inverters | ENPHASE | IQ8HC-72-M-DOM-US | 380 |  | 32 |  |  | 0.97 |  | Outdoor
NJADRE1559959648 | Administratively Determined Incentive Program | LINDEN | 7036 | 13.12 | Residential | Behind the Meter | Yes | Pro Custom Solar dba Momentum Solar | PSE&G |  | Accepted | 2025-06-23 | 2025-07-18 | 2026-07-18 | Solar Panels | Hanwha | Q.PEAK DUO BLK ML-G10+410 |  | 0.41 | 6 | 219 | 22 |  | Fixed | Roof
NJADRE1559959648 | Administratively Determined Incentive Program | LINDEN | 7036 | 13.12 | Residential | Behind the Meter | Yes | Pro Custom Solar dba Momentum Solar | PSE&G |  | Accepted | 2025-06-23 | 2025-07-18 | 2026-07-18 | Solar Panels | Hanwha | Q.PEAK DUO BLK ML-G10+410 |  | 0.41 | 6 | 219 | 4 |  | Fixed | Roof
NJADRE1559959649 | Administratively Determined Incentive Program | Hammonton | 8037 | 16.53 | Residential | Behind the Meter | No | SunnyMac, LLC | AC Electric |  | Accepted | 2025-06-23 | 2025-07-18 | 2026-07-18 | Solar Panels | HANWHA | QTRON BLK M-G2+ |  | 0.435 | 3 | 133 | 22 |  | Fixed | Roof
NJADRE1559959649 | Administratively Determined Incentive Program | Hammonton | 8037 | 16.53 | Residential | Behind the Meter | No | SunnyMac, LLC | AC Electric |  | Accepted | 2025-06-23 | 2025-07-18 | 2026-07-18 | Solar Panels | HANWHA | QTRON BLK M-G2+ |  | 0.435 | 15 | 43 | 21 |  | Fixed | Roof
NJADRE1559959649 | Administratively Determined Incentive Program | Hammonton | 8037 | 16.53 | Residential | Behind the Meter | No | SunnyMac, LLC | AC Electric |  | Accepted | 2025-06-23 | 2025-07-18 | 2026-07-18 | Solar Panels | HANWHA | QTRON BLK M-G2+ |  | 0.435 | 2 | 313 | 22 |  | Fixed | Roof
NJADRE1559959649 | Administratively Determined Incentive Program | Hammonton | 8037 | 16.53 | Residential | Behind the Meter | No | SunnyMac, LLC | AC Electric |  | Accepted | 2025-06-23 | 2025-07-18 | 2026-07-18 | Solar Panels | HANWHA | QTRON BLK M-G2+ |  | 0.435 | 18 | 223 | 21 |  | Fixed | Roof
NJADRE1559959649 | Administratively Determined Incentive Program | Hammonton | 8037 | 16.53 | Residential | Behind the Meter | No | SunnyMac, LLC | AC Electric |  | Accepted | 2025-06-23 | 2025-07-18 | 2026-07-18 | Inverters | SOLAREDGE HOME HUB | SE11400H-US | 11400 |  | 1 |  |  | 0.99 |  | Outdoor | next to meter
NJADRE1559959650 | Administratively Determined Incentive Program | Washington | 7882 | 31.57 | Residential | Behind the Meter | Yes | Trinity Solar, LLC | JCP&L |  | Accepted | 2025-06-23 | 2025-07-18 | 2026-07-18 | Solar Panels | HANWHA 410 (Q.PEAK DUO BLK ML-G10+410) | HANWHA 410 (Q.PEAK DUO BLK ML-G10+410) |  | 0.41 | 29 | 234 | 15 |  | Fixed | Roof
NJADRE1559959650 | Administratively Determined Incentive Program | Washington | 7882 | 31.57 | Residential | Behind the Meter | Yes | Trinity Solar, LLC | JCP&L |  | Accepted | 2025-06-23 | 2025-07-18 | 2026-07-18 | Solar Panels | HANWHA 410 (Q.PEAK DUO BLK ML-G10+410) | HANWHA 410 (Q.PEAK DUO BLK ML-G10+410) |  | 0.41 | 48 | 54 | 15 |  | Fixed | Roof
NJADRE1559959650 | Administratively Determined Incentive Program | Washington | 7882 | 31.57 | Residential | Behind the Meter | Yes | Trinity Solar, LLC | JCP&L |  | Accepted | 2025-06-23 | 2025-07-18 | 2026-07-18 | Inverters | SOLAREDGE | SE10000H-US | 10000 |  | 1 |  |  | 0.97 |  | Outside
NJADRE1559959650 | Administratively Determined Incentive Program | Washington | 7882 | 31.57 | Residential | Behind the Meter | Yes | Trinity Solar, LLC | JCP&L |  | Accepted | 2025-06-23 | 2025-07-18 | 2026-07-18 | Inverters | SOLAREDGE | SE7600H-US | 7600 |  | 2 |  |  | 0.97 |  | Outside
NJADRE1559959651 | Administratively Determined Incentive Program | SOMERSET | 8873 | 9.02 | Residential | Behind the Meter | Yes | Sunrun Installation Services, Inc. | PSE&G |  | Accepted | 2025-06-23 | 2025-07-18 | 2026-07-18 | Inverters | TESLA | Powerwall 3 1707000-xx-y | 11500 |  | 1 |  |  | 0.97 |  | Outdoor | Next to meter
NJADRE1559959651 | Administratively Determined Incentive Program | SOMERSET | 8873 | 9.02 | Residential | Behind the Meter | Yes | Sunrun Installation Services, Inc. | PSE&G |  | Accepted | 2025-06-23 | 2025-07-18 | 2026-07-18 | Electric Storage Battery | TESLA | Powerwall 3 1707000-xx-y |  |  | 1 |  |  |  | Lithium Ion |  | OUTSIDE
NJADRE1559959651 | Administratively Determined Incentive Program | SOMERSET | 8873 | 9.02 | Residential | Behind the Meter | Yes | Sunrun Installation Services, Inc. | PSE&G |  | Accepted | 2025-06-23 | 2025-07-18 | 2026-07-18 | Solar Panels | Hanwha Q-Cells | Q.PEAK DUO BLK ML-G10+ 410 DCA (MD06G100A-017) |  | 0.41 | 22 | 128 | 22 |  | Fixed | Roof
NJADRE1559959652 | Administratively Determined Incentive Program | Hackettstown | 7840 | 7.38 | Residential | Behind the Meter | No | Tesla Energy Operations, Inc. | JCP&L |  | Accepted | 2025-06-23 | 2025-07-18 | 2026-07-18 | Solar Panels | Hanwha | Q.PEAK DUO BLK ML-G10+/TS 410 |  | 0.41 | 9 | 331 | 34 |  | Fixed | Roof
NJADRE1559959652 | Administratively Determined Incentive Program | Hackettstown | 7840 | 7.38 | Residential | Behind the Meter | No | Tesla Energy Operations, Inc. | JCP&L |  | Accepted | 2025-06-23 | 2025-07-18 | 2026-07-18 | Solar Panels | Hanwha | Q.PEAK DUO BLK ML-G10+/TS 410 |  | 0.41 | 4 | 151 | 34 |  | Fixed | Roof
NJADRE1559959652 | Administratively Determined Incentive Program | Hackettstown | 7840 | 7.38 | Residential | Behind the Meter | No | Tesla Energy Operations, Inc. | JCP&L |  | Accepted | 2025-06-23 | 2025-07-18 | 2026-07-18 | Electric Storage Battery | Tesla | Powerwall 3 |  |  | 1 |  |  |  | Lithium Ion |  | OUTSIDE
NJADRE1559959652 | Administratively Determined Incentive Program | Hackettstown | 7840 | 7.38 | Residential | Behind the Meter | No | Tesla Energy Operations, Inc. | JCP&L |  | Accepted | 2025-06-23 | 2025-07-18 | 2026-07-18 | Inverters | Tesla | 1538000-XX-Y | 7600 |  | 1 |  |  | 0.98 |  | Outdoor
NJADRE1559959652 | Administratively Determined Incentive Program | Hackettstown | 7840 | 7.38 | Residential | Behind the Meter | No | Tesla Energy Operations, Inc. | JCP&L |  | Accepted | 2025-06-23 | 2025-07-18 | 2026-07-18 | Solar Panels | Hanwha | Q.PEAK DUO BLK ML-G10+/TS 410 |  | 0.41 | 5 | 335 | 34 |  | Fixed | Roof
NJADRE1559959659 | Administratively Determined Incentive Program | Wayne | 7470 | 6.56 | Residential | Behind the Meter | Yes | Trinity Solar, LLC | PSE&G |  | Accepted | 2025-06-23 | 2025-07-18 | 2026-07-18 | Solar Panels | Hanwha | Q.PEAK DUO BLK ML-G10+ 410 |  | 0.41 | 6 | 239 | 21 |  | Fixed | Roof
NJADRE1559959659 | Administratively Determined Incentive Program | Wayne | 7470 | 6.56 | Residential | Behind the Meter | Yes | Trinity Solar, LLC | PSE&G |  | Accepted | 2025-06-23 | 2025-07-18 | 2026-07-18 | Inverters | Solar Edge | USE5700H-US | 5760 |  | 1 |  |  | 0.97 |  | Outside
NJADRE1559959659 | Administratively Determined Incentive Program | Wayne | 7470 | 6.56 | Residential | Behind the Meter | Yes | Trinity Solar, LLC | PSE&G |  | Accepted | 2025-06-23 | 2025-07-18 | 2026-07-18 | Solar Panels | Hanwha | Q.PEAK DUO BLK ML-G10+ 410 |  | 0.41 | 4 | 149 | 40 |  | Fixed | Roof
NJADRE1559959659 | Administratively Determined Incentive Program | Wayne | 7470 | 6.56 | Residential | Behind the Meter | Yes | Trinity Solar, LLC | PSE&G |  | Accepted | 2025-06-23 | 2025-07-18 | 2026-07-18 | Solar Panels | Hanwha | Q.PEAK DUO BLK ML-G10+ 410 |  | 0.41 | 6 | 239 | 23 |  | Fixed | Roof
NJADRE1559959671 | Administratively Determined Incentive Program | FRANKLINVILLE | 8322 | 4.455 | Residential | Behind the Meter | Yes | Sunrun Installation Services, Inc. | AC Electric |  | Accepted | 2025-06-23 | 2025-07-18 | 2026-07-18 | Inverters | SOLAREDGE TECHNOLOGIES | SE3800H-USMN | 3800 |  | 1 |  |  | 0.99 |  | Outdoor
NJADRE1559959671 | Administratively Determined Incentive Program | FRANKLINVILLE | 8322 | 4.455 | Residential | Behind the Meter | Yes | Sunrun Installation Services, Inc. | AC Electric |  | Accepted | 2025-06-23 | 2025-07-18 | 2026-07-18 | Solar Panels | JA SOLAR | JAM54S31-405/MR |  | 0.405 | 11 | 357 | 22 |  | Fixed | Roof
NJADRE1559959675 | Administratively Determined Incentive Program | Pinehurst | 8201 | 8.505 | Residential | Behind the Meter | Yes | Sunrun Installation Services, Inc. | AC Electric |  | Accepted | 2025-06-23 | 2025-07-18 | 2026-07-18 | Inverters | SolarEdge Technologies | SE5700H-USMN | 5760 |  | 1 |  |  | 0.99 |  | Outdoor | Next to meter
NJADRE1559959675 | Administratively Determined Incentive Program | Pinehurst | 8201 | 8.505 | Residential | Behind the Meter | Yes | Sunrun Installation Services, Inc. | AC Electric |  | Accepted | 2025-06-23 | 2025-07-18 | 2026-07-18 | Solar Panels | JA Solar | JAM54S31-405/MR |  | 0.405 | 4 | 281 | 21 |  | Fixed | Roof
NJADRE1559959675 | Administratively Determined Incentive Program | Pinehurst | 8201 | 8.505 | Residential | Behind the Meter | Yes | Sunrun Installation Services, Inc. | AC Electric |  | Accepted | 2025-06-23 | 2025-07-18 | 2026-07-18 | Solar Panels | JA Solar | JAM54S31-405/MR |  | 0.405 | 17 | 101 | 21 |  | Fixed | Roof
NJADRE1559959680 | Administratively Determined Incentive Program | WOODBURY | 8096 | 13.6 | Residential | Behind the Meter | Yes | Power Energy Solutions, LLC | PSE&G |  | Accepted | 2025-06-23 | 2025-07-18 | 2026-07-18 | Solar Panels | Trina Solar | TSM-425NE09RC.05 |  | 0.425 | 13 | 200 | 24 |  | Fixed | Roof
NJADRE1559959680 | Administratively Determined Incentive Program | WOODBURY | 8096 | 13.6 | Residential | Behind the Meter | Yes | Power Energy Solutions, LLC | PSE&G |  | Accepted | 2025-06-23 | 2025-07-18 | 2026-07-18 | Solar Panels | Trina Solar | TSM-425NE09RC.05 |  | 0.425 | 4 | 202 | 16 |  | Fixed | Roof
NJADRE1559959680 | Administratively Determined Incentive Program | WOODBURY | 8096 | 13.6 | Residential | Behind the Meter | Yes | Power Energy Solutions, LLC | PSE&G |  | Accepted | 2025-06-23 | 2025-07-18 | 2026-07-18 | Solar Panels | Trina Solar | TSM-425NE09RC.05 |  | 0.425 | 14 | 20 | 24 |  | Fixed | Roof
NJADRE1559959680 | Administratively Determined Incentive Program | WOODBURY | 8096 | 13.6 | Residential | Behind the Meter | Yes | Power Energy Solutions, LLC | PSE&G |  | Accepted | 2025-06-23 | 2025-07-18 | 2026-07-18 | Inverters | Enphase | IQ8+-72-2-US | 290 |  | 32 |  |  | 0.97 |  | Outdoor
NJADRE1559959680 | Administratively Determined Incentive Program | WOODBURY | 8096 | 13.6 | Residential | Behind the Meter | Yes | Power Energy Solutions, LLC | PSE&G |  | Accepted | 2025-06-23 | 2025-07-18 | 2026-07-18 | Solar Panels | Trina Solar | TSM-425NE09RC.05 |  | 0.425 | 1 | 200 | 24 |  | Fixed | Roof
NJADRE1559959694 | Administratively Determined Incentive Program | MATAWAN | 7747 | 17.22 | Residential | Behind the Meter | Yes | Pro Custom Solar dba Momentum Solar | JCP&L |  | Accepted | 2025-06-23 | 2025-07-21 | 2026-07-21 | Solar Panels | HANWHA | q.peak duo blk-g10+410 |  | 0.41 | 3 | 88 | 26 |  | Fixed | Roof
NJADRE1559959694 | Administratively Determined Incentive Program | MATAWAN | 7747 | 17.22 | Residential | Behind the Meter | Yes | Pro Custom Solar dba Momentum Solar | JCP&L |  | Accepted | 2025-06-23 | 2025-07-21 | 2026-07-21 | Solar Panels | HANWHA | q.peak duo blk ml-g10+410 |  | 0.41 | 10 | 267 | 26 |  | Fixed | Roof
NJADRE1559959694 | Administratively Determined Incentive Program | MATAWAN | 7747 | 17.22 | Residential | Behind the Meter | Yes | Pro Custom Solar dba Momentum Solar | JCP&L |  | Accepted | 2025-06-23 | 2025-07-21 | 2026-07-21 | Inverters | ENPHASE | IQ8HC-72-M-DOM-US | 380 |  | 42 |  |  | 0.97 |  | Outdoor
NJADRE1559959694 | Administratively Determined Incentive Program | MATAWAN | 7747 | 17.22 | Residential | Behind the Meter | Yes | Pro Custom Solar dba Momentum Solar | JCP&L |  | Accepted | 2025-06-23 | 2025-07-21 | 2026-07-21 | Solar Panels | HANWHA | q.peak duo blk-g10+410 |  | 0.41 | 12 | 86 | 26 |  | Fixed | Roof
NJADRE1559959694 | Administratively Determined Incentive Program | MATAWAN | 7747 | 17.22 | Residential | Behind the Meter | Yes | Pro Custom Solar dba Momentum Solar | JCP&L |  | Accepted | 2025-06-23 | 2025-07-21 | 2026-07-21 | Solar Panels | HANWHA | q.peak duo blk ml-g10+410 |  | 0.41 | 7 | 177 | 37 |  | Fixed | Roof
NJADRE1559959694 | Administratively Determined Incentive Program | MATAWAN | 7747 | 17.22 | Residential | Behind the Meter | Yes | Pro Custom Solar dba Momentum Solar | JCP&L |  | Accepted | 2025-06-23 | 2025-07-21 | 2026-07-21 | Solar Panels | HANWHA | q.peak duo blk-g10+410 |  | 0.41 | 6 | 267 | 26 |  | Fixed | Roof
NJADRE1559959694 | Administratively Determined Incentive Program | MATAWAN | 7747 | 17.22 | Residential | Behind the Meter | Yes | Pro Custom Solar dba Momentum Solar | JCP&L |  | Accepted | 2025-06-23 | 2025-07-21 | 2026-07-21 | Solar Panels | HANWHA | q.peak duo blk ml-g10+410 |  | 0.41 | 4 | 357 | 37 |  | Fixed | Roof
NJADRE1559959696 | Administratively Determined Incentive Program | West Deptford | 8093 | 11.89 | Residential | Behind the Meter | Yes | Trinity Solar, LLC | PSE&G |  | Accepted | 2025-06-23 | 2025-07-18 | 2026-07-18 | Solar Panels | HANWHA | (Q.PEAK DUO BLK ML-G10.C+ 410) |  | 0.41 | 12 | 239 | 26 |  | Fixed | Roof
NJADRE1559959696 | Administratively Determined Incentive Program | West Deptford | 8093 | 11.89 | Residential | Behind the Meter | Yes | Trinity Solar, LLC | PSE&G |  | Accepted | 2025-06-23 | 2025-07-18 | 2026-07-18 | Solar Panels | HANWHA | (Q.PEAK DUO BLK ML-G10.C+ 410) |  | 0.41 | 4 | 149 | 29 |  | Fixed | Roof
NJADRE1559959696 | Administratively Determined Incentive Program | West Deptford | 8093 | 11.89 | Residential | Behind the Meter | Yes | Trinity Solar, LLC | PSE&G |  | Accepted | 2025-06-23 | 2025-07-18 | 2026-07-18 | Inverters | Solar Edge | USE10000H-USMNBL75 | 10000 |  | 1 |  |  | 0.97 |  | Outdoor
NJADRE1559959696 | Administratively Determined Incentive Program | West Deptford | 8093 | 11.89 | Residential | Behind the Meter | Yes | Trinity Solar, LLC | PSE&G |  | Accepted | 2025-06-23 | 2025-07-18 | 2026-07-18 | Solar Panels | HANWHA | (Q.PEAK DUO BLK ML-G10.C+ 410) |  | 0.41 | 4 | 239 | 22 |  | Fixed | Roof
NJADRE1559959696 | Administratively Determined Incentive Program | West Deptford | 8093 | 11.89 | Residential | Behind the Meter | Yes | Trinity Solar, LLC | PSE&G |  | Accepted | 2025-06-23 | 2025-07-18 | 2026-07-18 | Solar Panels | HANWHA | (Q.PEAK DUO BLK ML-G10.C+ 410) |  | 0.41 | 9 | 59 | 26 |  | Fixed | Roof
NJADRE1559959697 | Administratively Determined Incentive Program | RED BANK | 7701 | 6.885 | Residential | Behind the Meter | Yes | Sunrun Installation Services, Inc. | JCP&L |  | Accepted | 2025-06-23 | 2025-07-18 | 2026-07-18 | Inverters | SolarEdge Technologies | SE5700H-USMN | 5760 |  | 1 |  |  | 0.99 |  | Outdoor
NJADRE1559959697 | Administratively Determined Incentive Program | RED BANK | 7701 | 6.885 | Residential | Behind the Meter | Yes | Sunrun Installation Services, Inc. | JCP&L |  | Accepted | 2025-06-23 | 2025-07-18 | 2026-07-18 | Solar Panels | JA Solar | JAM54S31-405/MR |  | 0.405 | 12 | 264 | 22 |  | Fixed | Roof
NJADRE1559959697 | Administratively Determined Incentive Program | RED BANK | 7701 | 6.885 | Residential | Behind the Meter | Yes | Sunrun Installation Services, Inc. | JCP&L |  | Accepted | 2025-06-23 | 2025-07-18 | 2026-07-18 | Solar Panels | JA Solar | JAM54S31-405/MR |  | 0.405 | 5 | 84 | 22 |  | Fixed | Roof
NJADRE1559959705 | Administratively Determined Incentive Program | BURLINGTON | 8016 | 9.135 | Residential | Behind the Meter | Yes | SunnyMac, LLC | PSE&G |  | Accepted | 2025-06-23 | 2025-07-18 | 2026-07-18 | Solar Panels | HANWHA | Q.TRON BLK M-G2+ |  | 0.435 | 10 | 248 | 21 |  | Fixed | Roof
NJADRE1559959705 | Administratively Determined Incentive Program | BURLINGTON | 8016 | 9.135 | Residential | Behind the Meter | Yes | SunnyMac, LLC | PSE&G |  | Accepted | 2025-06-23 | 2025-07-18 | 2026-07-18 | Inverters | SOLAREDGE HOME HUB | SE7600H-US | 7600 |  | 1 |  |  | 0.99 |  | Outdoor | next to meter
NJADRE1559959705 | Administratively Determined Incentive Program | BURLINGTON | 8016 | 9.135 | Residential | Behind the Meter | Yes | SunnyMac, LLC | PSE&G |  | Accepted | 2025-06-23 | 2025-07-18 | 2026-07-18 | Solar Panels | HANWHA | Q.TRON BLK M-G2+ |  | 0.435 | 11 | 248 | 19 |  | Fixed | Roof
NJADRE1559959705 | Administratively Determined Incentive Program | BURLINGTON | 8016 | 9.135 | Residential | Behind the Meter | Yes | SunnyMac, LLC | PSE&G |  | Accepted | 2025-06-23 | 2025-07-18 | 2026-07-18 | Meters | SOLAREDGE HOME HUB | SE-RGMTR-1D-240C-B |  |  | 1 |  |  |  | Yes | Outdoor
NJADRE1559959709 | Administratively Determined Incentive Program | BRICK | 8723 | 4.92 | Residential | Behind the Meter | Yes | Trinity Solar, LLC | JCP&L |  | Accepted | 2025-06-23 | 2025-07-18 | 2026-07-18 | Solar Panels | Hanwha | Q.PEAK DUO BLK ML-G10+ 410 |  | 0.41 | 12 | 236 | 22 |  | Fixed | Roof
NJADRE1559959709 | Administratively Determined Incentive Program | BRICK | 8723 | 4.92 | Residential | Behind the Meter | Yes | Trinity Solar, LLC | JCP&L |  | Accepted | 2025-06-23 | 2025-07-18 | 2026-07-18 | Inverters | Solar Edge | USE3800H-US | 3800 |  | 1 |  |  | 0.97 |  | Outside
NJADRE1559959712 | Administratively Determined Incentive Program | CHERRY HILL | 8034 | 16.15 | Residential | Behind the Meter | Yes | Power Energy Solutions, LLC | PSE&G |  | Accepted | 2025-06-23 | 2025-07-18 | 2026-07-18 | Inverters | SolarEdge | SE10000H-US | 10000 |  | 1 |  |  | 0.97 |  | Outdoor
NJADRE1559959712 | Administratively Determined Incentive Program | CHERRY HILL | 8034 | 16.15 | Residential | Behind the Meter | Yes | Power Energy Solutions, LLC | PSE&G |  | Accepted | 2025-06-23 | 2025-07-18 | 2026-07-18 | Solar Panels | Trina Solar | TSM-425NE09RC.05 |  | 0.425 | 22 | 110 | 24 |  | Fixed | Roof
NJADRE1559959712 | Administratively Determined Incentive Program | CHERRY HILL | 8034 | 16.15 | Residential | Behind the Meter | Yes | Power Energy Solutions, LLC | PSE&G |  | Accepted | 2025-06-23 | 2025-07-18 | 2026-07-18 | Solar Panels | Trina Solar | TSM-425NE09RC.05 |  | 0.425 | 16 | 290 | 24 |  | Fixed | Roof
NJADRE1559959716 | Administratively Determined Incentive Program | PLAINFIELD | 7062 | 5.525 | Residential | Behind the Meter | Yes | Whitman Construction, LLC | PSE&G |  | Accepted | 2025-06-23 | 2025-07-18 | 2026-07-18 | Solar Panels | JINKO SOLAR | JKM425N-54HL4-B |  | 0.425 | 3 | 218 | 32 |  | Fixed | Roof
NJADRE1559959716 | Administratively Determined Incentive Program | PLAINFIELD | 7062 | 5.525 | Residential | Behind the Meter | Yes | Whitman Construction, LLC | PSE&G |  | Accepted | 2025-06-23 | 2025-07-18 | 2026-07-18 | Solar Panels | JINKO SOLAR | JKM425N-54HL4-B |  | 0.425 | 9 | 218 | 25 |  | Fixed | Roof
NJADRE1559959716 | Administratively Determined Incentive Program | PLAINFIELD | 7062 | 5.525 | Residential | Behind the Meter | Yes | Whitman Construction, LLC | PSE&G |  | Accepted | 2025-06-23 | 2025-07-18 | 2026-07-18 | Inverters | ENPHASE | IQ8HC-72-M-DOM-US | 380 |  | 13 |  |  | 0.973 |  | Outdoor
NJADRE1559959716 | Administratively Determined Incentive Program | PLAINFIELD | 7062 | 5.525 | Residential | Behind the Meter | Yes | Whitman Construction, LLC | PSE&G |  | Accepted | 2025-06-23 | 2025-07-18 | 2026-07-18 | Solar Panels | JINKO SOLAR | JKM425N-54HL4-B |  | 0.425 | 1 | 218 | 16 |  | Fixed | Roof
NJADRE1559959730 | Administratively Determined Incentive Program | Greenwich | 8323 | 15.05 | Residential | Behind the Meter | No | RCL Enterprises, Inc. | AC Electric |  | Accepted | 2025-06-23 | 2025-07-18 | 2026-07-18 | Inverters | Enphase | IQ8HC-72-M-DOM-US | 380 |  | 35 |  |  | 0.97 |  | Outside
NJADRE1559959730 | Administratively Determined Incentive Program | Greenwich | 8323 | 15.05 | Residential | Behind the Meter | No | RCL Enterprises, Inc. | AC Electric |  | Accepted | 2025-06-23 | 2025-07-18 | 2026-07-18 | Solar Panels | SEG Solar | SEG-430-BTD-BG |  | 0.43 | 35 | 180 | 25 |  | Fixed | Ground
NJADRE1559959745 | Administratively Determined Incentive Program | Union | 7083 | 4.455 | Residential | Behind the Meter | Yes | Sunrun Installation Services, Inc. | PSE&G |  | Accepted | 2025-06-23 | 2025-08-04 | 2026-08-04 | Solar Panels | JA SOLAR | JAM54S31-405/MR |  | 0.405 | 6 | 142 | 23 |  | Fixed | Roof
NJADRE1559959745 | Administratively Determined Incentive Program | Union | 7083 | 4.455 | Residential | Behind the Meter | Yes | Sunrun Installation Services, Inc. | PSE&G |  | Accepted | 2025-06-23 | 2025-08-04 | 2026-08-04 | Inverters | SOLAREDGE TECHNOLOGIES | SE3800H-USMN | 3800 |  | 1 |  |  | 0.99 |  | Outdoor
NJADRE1559959745 | Administratively Determined Incentive Program | Union | 7083 | 4.455 | Residential | Behind the Meter | Yes | Sunrun Installation Services, Inc. | PSE&G |  | Accepted | 2025-06-23 | 2025-08-04 | 2026-08-04 | Solar Panels | JA SOLAR | JAM54S31-405/MR |  | 0.405 | 2 | 52 | 16 |  | Fixed | Roof
NJADRE1559959745 | Administratively Determined Incentive Program | Union | 7083 | 4.455 | Residential | Behind the Meter | Yes | Sunrun Installation Services, Inc. | PSE&G |  | Accepted | 2025-06-23 | 2025-08-04 | 2026-08-04 | Solar Panels | JA SOLAR | JAM54S31-405/MR |  | 0.405 | 3 | 232 | 16 |  | Fixed | Roof
NJADRE1559959749 | Administratively Determined Incentive Program | Brick | 8724 | 2.87 | Residential | Behind the Meter | Yes | Sunrun Installation Services, Inc. | JCP&L |  | Accepted | 2025-06-23 | 2025-07-18 | 2026-07-18 | Inverters | TESLA | Powerwall 3 1707000-xx-y | 11500 |  | 1 |  |  | 0.97 |  | Outdoor | Next to meter
NJADRE1559959749 | Administratively Determined Incentive Program | Brick | 8724 | 2.87 | Residential | Behind the Meter | Yes | Sunrun Installation Services, Inc. | JCP&L |  | Accepted | 2025-06-23 | 2025-07-18 | 2026-07-18 | Solar Panels | Hanwha Q-Cells | Q.PEAK DUO BLK ML-G10+ 410 DCA (MD06G100A-017) |  | 0.41 | 7 | 49 | 44 |  | Fixed | Roof
NJADRE1559959749 | Administratively Determined Incentive Program | Brick | 8724 | 2.87 | Residential | Behind the Meter | Yes | Sunrun Installation Services, Inc. | JCP&L |  | Accepted | 2025-06-23 | 2025-07-18 | 2026-07-18 | Electric Storage Battery | TESLA | Powerwall 3 1707000-xx-y |  |  | 1 |  |  |  | Lithium Ion |  | OUTSIDE
NJADRE1559959756 | Administratively Determined Incentive Program | Lakewood | 8701 | 13.95 | Residential | Behind the Meter | Yes | Powerlutions, LLC | JCP&L |  | Accepted | 2025-06-23 | 2025-07-23 | 2026-07-23 | Inverters | Enphase | IQ8HC-72-M-DOM-US | 380 |  | 31 |  |  | 0.98 |  | Outdoor
NJADRE1559959756 | Administratively Determined Incentive Program | Lakewood | 8701 | 13.95 | Residential | Behind the Meter | Yes | Powerlutions, LLC | JCP&L |  | Accepted | 2025-06-23 | 2025-07-23 | 2026-07-23 | Solar Panels | CANADIAN | CS6.1-54TM-450H |  | 0.45 | 6 | 212 | 33 |  | Fixed | Roof
NJADRE1559959756 | Administratively Determined Incentive Program | Lakewood | 8701 | 13.95 | Residential | Behind the Meter | Yes | Powerlutions, LLC | JCP&L |  | Accepted | 2025-06-23 | 2025-07-23 | 2026-07-23 | Solar Panels | CANADIAN | CS6.1-54TM-450H |  | 0.45 | 25 | 122 | 34 |  | Fixed | Roof
NJADRE1559959763 | Administratively Determined Incentive Program | Newark | 7106 | 2.46 | Residential | Behind the Meter | Yes | Pro Custom Solar dba Momentum Solar | PSE&G |  | Accepted | 2025-06-23 | 2025-07-18 | 2026-07-18 | Solar Panels | Hanwha | Q.PEAK DUO BLK ML-G10+410 |  | 0.41 | 3 | 113 | 6 |  | Fixed | Roof
NJADRE1559959763 | Administratively Determined Incentive Program | Newark | 7106 | 2.46 | Residential | Behind the Meter | Yes | Pro Custom Solar dba Momentum Solar | PSE&G |  | Accepted | 2025-06-23 | 2025-07-18 | 2026-07-18 | Inverters | ENPHASE | IQ8HC-72-M-DOM-US | 380 |  | 6 |  |  | 0.97 |  | Outdoor
NJADRE1559959763 | Administratively Determined Incentive Program | Newark | 7106 | 2.46 | Residential | Behind the Meter | Yes | Pro Custom Solar dba Momentum Solar | PSE&G |  | Accepted | 2025-06-23 | 2025-07-18 | 2026-07-18 | Solar Panels | Hanwha | Q.PEAK DUO BLK ML-G10+410 |  | 0.41 | 3 | 293 | 7 |  | Fixed | Roof
NJADRE1559959767 | Administratively Determined Incentive Program | Rio Grande | 8242 | 6.96 | Residential | Behind the Meter | Yes | SunnyMac, LLC | AC Electric |  | Accepted | 2025-06-23 | 2025-07-18 | 2026-07-18 | Inverters | SOLAREDGE HOME HUB | SE5700H-US | 5760 |  | 1 |  |  | 0.99 |  | Outdoor | next to meter
NJADRE1559959767 | Administratively Determined Incentive Program | Rio Grande | 8242 | 6.96 | Residential | Behind the Meter | Yes | SunnyMac, LLC | AC Electric |  | Accepted | 2025-06-23 | 2025-07-18 | 2026-07-18 | Solar Panels | HANWHA | Q.TRON BLK M-G2+ |  | 0.435 | 5 | 298 | 18 |  | Fixed | Roof
NJADRE1559959767 | Administratively Determined Incentive Program | Rio Grande | 8242 | 6.96 | Residential | Behind the Meter | Yes | SunnyMac, LLC | AC Electric |  | Accepted | 2025-06-23 | 2025-07-18 | 2026-07-18 | Solar Panels | HANWHA | Q.TRON BLK M-G2+ |  | 0.435 | 5 | 298 | 17 |  | Fixed | Roof
NJADRE1559959767 | Administratively Determined Incentive Program | Rio Grande | 8242 | 6.96 | Residential | Behind the Meter | Yes | SunnyMac, LLC | AC Electric |  | Accepted | 2025-06-23 | 2025-07-18 | 2026-07-18 | Solar Panels | HANWHA | Q.TRON BLK M-G2+ |  | 0.435 | 2 | 298 | 28 |  | Fixed | Roof
NJADRE1559959767 | Administratively Determined Incentive Program | Rio Grande | 8242 | 6.96 | Residential | Behind the Meter | Yes | SunnyMac, LLC | AC Electric |  | Accepted | 2025-06-23 | 2025-07-18 | 2026-07-18 | Solar Panels | HANWHA | Q.TRON BLK M-G2+ |  | 0.435 | 4 | 298 | 10 |  | Fixed | Roof
NJADRE1559959783 | Administratively Determined Incentive Program | Winslow Twp | 8081 | 10.125 | Residential | Behind the Meter | Yes | Mona Lee GoodLeap Resi Solar | AC Electric |  | Accepted | 2025-06-23 | 2025-07-18 | 2026-07-18 | Solar Panels | JA SOLAR | JAM54S31-405/MR |  | 0.405 | 8 | 73 | 30 |  | Fixed | Roof
NJADRE1559959783 | Administratively Determined Incentive Program | Winslow Twp | 8081 | 10.125 | Residential | Behind the Meter | Yes | Mona Lee GoodLeap Resi Solar | AC Electric |  | Accepted | 2025-06-23 | 2025-07-18 | 2026-07-18 | Inverters | SOLAREDGE TECHNOLOGIES LTD | USE7600H-USMNBL75 | 7600 |  | 1 |  |  | 0.99 |  | Outdoor
NJADRE1559959783 | Administratively Determined Incentive Program | Winslow Twp | 8081 | 10.125 | Residential | Behind the Meter | Yes | Mona Lee GoodLeap Resi Solar | AC Electric |  | Accepted | 2025-06-23 | 2025-07-18 | 2026-07-18 | Solar Panels | JA SOLAR | JAM54S31-405/MR |  | 0.405 | 5 | 253 | 26 |  | Fixed | Roof
NJADRE1559959783 | Administratively Determined Incentive Program | Winslow Twp | 8081 | 10.125 | Residential | Behind the Meter | Yes | Mona Lee GoodLeap Resi Solar | AC Electric |  | Accepted | 2025-06-23 | 2025-07-18 | 2026-07-18 | Solar Panels | JA SOLAR | JAM54S31-405/MR |  | 0.405 | 12 | 253 | 30 |  | Fixed | Roof
NJADRE1559959792 | Administratively Determined Incentive Program | Ewing Twp | 8618 | 6.885 | Residential | Behind the Meter | Yes | Sunrun Installation Services, Inc. | PSE&G |  | Accepted | 2025-06-23 | 2025-07-18 | 2026-07-18 | Inverters | SOLAREDGE TECHNOLOGIES | SE5700H-USMN | 5760 |  | 1 |  |  | 0.99 |  | Outdoor
NJADRE1559959792 | Administratively Determined Incentive Program | Ewing Twp | 8618 | 6.885 | Residential | Behind the Meter | Yes | Sunrun Installation Services, Inc. | PSE&G |  | Accepted | 2025-06-23 | 2025-07-18 | 2026-07-18 | Solar Panels | JA SOLAR | JAM54S31-405/MR |  | 0.405 | 3 | 217 | 23 |  | Fixed | Roof
NJADRE1559959792 | Administratively Determined Incentive Program | Ewing Twp | 8618 | 6.885 | Residential | Behind the Meter | Yes | Sunrun Installation Services, Inc. | PSE&G |  | Accepted | 2025-06-23 | 2025-07-18 | 2026-07-18 | Solar Panels | JA SOLAR | JAM54S31-405/MR |  | 0.405 | 14 | 128 | 23 |  | Fixed | Roof
NJADRE1559959799 | Administratively Determined Incentive Program | Ewing Twp | 8638 | 11.89 | Residential | Behind the Meter | Yes | Pro Custom Solar dba Momentum Solar | PSE&G |  | Accepted | 2025-06-23 | 2025-07-21 | 2026-07-21 | Solar Panels | HANWHA | q.peak duo blk-g10+410 |  | 0.41 | 4 | 231 | 25 |  | Fixed | Roof
NJADRE1559959799 | Administratively Determined Incentive Program | Ewing Twp | 8638 | 11.89 | Residential | Behind the Meter | Yes | Pro Custom Solar dba Momentum Solar | PSE&G |  | Accepted | 2025-06-23 | 2025-07-21 | 2026-07-21 | Solar Panels | HANWHA | q.peak duo blk-g10+410 |  | 0.41 | 8 | 232 | 26 |  | Fixed | Roof
NJADRE1559959799 | Administratively Determined Incentive Program | Ewing Twp | 8638 | 11.89 | Residential | Behind the Meter | Yes | Pro Custom Solar dba Momentum Solar | PSE&G |  | Accepted | 2025-06-23 | 2025-07-21 | 2026-07-21 | Solar Panels | HANWHA | q.peak duo blk-g10+410 |  | 0.41 | 13 | 52 | 27 |  | Fixed | Roof
NJADRE1559959799 | Administratively Determined Incentive Program | Ewing Twp | 8638 | 11.89 | Residential | Behind the Meter | Yes | Pro Custom Solar dba Momentum Solar | PSE&G |  | Accepted | 2025-06-23 | 2025-07-21 | 2026-07-21 | Solar Panels | HANWHA | q.peak duo blk-g10+410 |  | 0.41 | 4 | 231 | 25 |  | Fixed | Roof
NJADRE1559959799 | Administratively Determined Incentive Program | Ewing Twp | 8638 | 11.89 | Residential | Behind the Meter | Yes | Pro Custom Solar dba Momentum Solar | PSE&G |  | Accepted | 2025-06-23 | 2025-07-21 | 2026-07-21 | Inverters | ENPHASE | IQ8HC-72-M-DOM-US | 380 |  | 29 |  |  | 0.97 |  | Outdoor
NJADRE1559959816 | Administratively Determined Incentive Program | Millstone | 8535 | 22.95 | Residential | Behind the Meter | Yes | Power Energy Solutions, LLC | JCP&L |  | Accepted | 2025-06-23 | 2025-07-21 | 2026-07-21 | Solar Panels | Trina Solar | TSM-425NE09RC.05 |  | 0.425 | 9 | 6 | 32 |  | Fixed | Roof
NJADRE1559959816 | Administratively Determined Incentive Program | Millstone | 8535 | 22.95 | Residential | Behind the Meter | Yes | Power Energy Solutions, LLC | JCP&L |  | Accepted | 2025-06-23 | 2025-07-21 | 2026-07-21 | Solar Panels | Trina Solar | TSM-425NE09RC.05 |  | 0.425 | 12 | 186 | 30 |  | Fixed | Roof
NJADRE1559959816 | Administratively Determined Incentive Program | Millstone | 8535 | 22.95 | Residential | Behind the Meter | Yes | Power Energy Solutions, LLC | JCP&L |  | Accepted | 2025-06-23 | 2025-07-21 | 2026-07-21 | Inverters | SolarEdge | SE5700H-US | 6 |  | 2 |  |  | 0.97 |  | Outdoor
NJADRE1559959816 | Administratively Determined Incentive Program | Millstone | 8535 | 22.95 | Residential | Behind the Meter | Yes | Power Energy Solutions, LLC | JCP&L |  | Accepted | 2025-06-23 | 2025-07-21 | 2026-07-21 | Solar Panels | Trina Solar | TSM-425NE09RC.05 |  | 0.425 | 5 | 96 | 49 |  | Fixed | Roof
NJADRE1559959816 | Administratively Determined Incentive Program | Millstone | 8535 | 22.95 | Residential | Behind the Meter | Yes | Power Energy Solutions, LLC | JCP&L |  | Accepted | 2025-06-23 | 2025-07-21 | 2026-07-21 | Solar Panels | Trina Solar | TSM-425NE09RC.05 |  | 0.425 | 2 | 96 | 43 |  | Fixed | Roof
NJADRE1559959816 | Administratively Determined Incentive Program | Millstone | 8535 | 22.95 | Residential | Behind the Meter | Yes | Power Energy Solutions, LLC | JCP&L |  | Accepted | 2025-06-23 | 2025-07-21 | 2026-07-21 | Solar Panels | Trina Solar | TSM-425NE09RC.05 |  | 0.425 | 6 | 6 | 29 |  | Fixed | Roof
NJADRE1559959816 | Administratively Determined Incentive Program | Millstone | 8535 | 22.95 | Residential | Behind the Meter | Yes | Power Energy Solutions, LLC | JCP&L |  | Accepted | 2025-06-23 | 2025-07-21 | 2026-07-21 | Solar Panels | Trina Solar | TSM-425NE09RC.05 |  | 0.425 | 18 | 186 | 32 |  | Fixed | Roof
NJADRE1559959816 | Administratively Determined Incentive Program | Millstone | 8535 | 22.95 | Residential | Behind the Meter | Yes | Power Energy Solutions, LLC | JCP&L |  | Accepted | 2025-06-23 | 2025-07-21 | 2026-07-21 | Solar Panels | Trina Solar | TSM-425NE09RC.05 |  | 0.425 | 2 | 276 | 43 |  | Fixed | Roof
NJADRE1559959819 | Administratively Determined Incentive Program | East Brunswick | 8816 | 21.15 | Commercial | Behind the Meter | No | PV4U, LLC | PSE&G |  | Accepted | 2025-06-23 | 2025-07-18 | 2026-07-18 | Inverters | SOLAREDGE | SE17. 3K-US | 17300 |  | 1 |  |  | 0.98 |  | Outside
NJADRE1559959819 | Administratively Determined Incentive Program | East Brunswick | 8816 | 21.15 | Commercial | Behind the Meter | No | PV4U, LLC | PSE&G |  | Accepted | 2025-06-23 | 2025-07-18 | 2026-07-18 | Solar Panels | Canadian Solar | CS3W-450MS |  | 0.45 | 47 | 65 | 20 |  | Fixed | Roof
NJADRE1559960034 | Administratively Determined Incentive Program | OLD BRIDGE | 8857 | 17.4 | Residential | Behind the Meter | No | NJ Solar Power, LLC | JCP&L |  | Accepted | 2025-06-23 | 2025-07-18 | 2026-07-18 | Inverters | SolarEdge | SE7600H-US | 15200 |  | 2 |  |  | 0.99 |  | Outside
NJADRE1559960034 | Administratively Determined Incentive Program | OLD BRIDGE | 8857 | 17.4 | Residential | Behind the Meter | No | NJ Solar Power, LLC | JCP&L |  | Accepted | 2025-06-23 | 2025-07-18 | 2026-07-18 | Solar Panels | Hanwha | Q.TRON BLK M-G2+ 435 |  | 0.435 | 28 | 233 | 32 |  | Fixed | Roof | Roof 1
NJADRE1559960034 | Administratively Determined Incentive Program | OLD BRIDGE | 8857 | 17.4 | Residential | Behind the Meter | No | NJ Solar Power, LLC | JCP&L |  | Accepted | 2025-06-23 | 2025-07-18 | 2026-07-18 | Solar Panels | Hanwha | Q.TRON BLK M-G2+ 435 |  | 0.435 | 12 | 53 | 32 |  | Fixed | Roof | Roof 2
NJADRE1559960055 | Administratively Determined Incentive Program | Franklin Twp | 8873 | 4.1 | Residential | Behind the Meter | Yes | Sunrun Installation Services, Inc. | PSE&G |  | Accepted | 2025-06-23 | 2025-07-18 | 2026-07-18 | Inverters | TESLA | Powerwall 3 1707000-xx-y | 11500 |  | 1 |  |  | 0.97 |  | Outdoor | Next to meter
NJADRE1559960055 | Administratively Determined Incentive Program | Franklin Twp | 8873 | 4.1 | Residential | Behind the Meter | Yes | Sunrun Installation Services, Inc. | PSE&G |  | Accepted | 2025-06-23 | 2025-07-18 | 2026-07-18 | Solar Panels | Hanwha Q-Cells | Q.PEAK DUO BLK ML-G10+ 410 DCA (MD06G100A-017) |  | 0.41 | 5 | 333 | 36 |  | Fixed | Roof
NJADRE1559960055 | Administratively Determined Incentive Program | Franklin Twp | 8873 | 4.1 | Residential | Behind the Meter | Yes | Sunrun Installation Services, Inc. | PSE&G |  | Accepted | 2025-06-23 | 2025-07-18 | 2026-07-18 | Solar Panels | Hanwha Q-Cells | Q.PEAK DUO BLK ML-G10+ 410 DCA (MD06G100A-017) |  | 0.41 | 5 | 153 | 36 |  | Fixed | Roof
NJADRE1559960055 | Administratively Determined Incentive Program | Franklin Twp | 8873 | 4.1 | Residential | Behind the Meter | Yes | Sunrun Installation Services, Inc. | PSE&G |  | Accepted | 2025-06-23 | 2025-07-18 | 2026-07-18 | Electric Storage Battery | TESLA | Powerwall 3 1707000-xx-y |  |  | 1 |  |  |  | Lithium Ion |  | OUTSIDE
NJADRE1559960066 | Administratively Determined Incentive Program | Cape May | 8204 | 4.92 | Residential | Behind the Meter | Yes | Trinity Solar, LLC | AC Electric |  | Accepted | 2025-06-23 | 2025-07-18 | 2026-07-18 | Solar Panels | HANWHA | (Q.PEAK DUO BLK ML-G10+ 410.C+) |  | 0.41 | 12 | 213 | 23 |  | Fixed | Roof
NJADRE1559960066 | Administratively Determined Incentive Program | Cape May | 8204 | 4.92 | Residential | Behind the Meter | Yes | Trinity Solar, LLC | AC Electric |  | Accepted | 2025-06-23 | 2025-07-18 | 2026-07-18 | Inverters | Solar Edge | USE3800H-USMNBL75 | 3800 |  | 1 |  |  | 0.97 |  | Outdoor
NJADRE1559960271 | Administratively Determined Incentive Program | Lakewood | 8701 | 12.285 | Residential | Behind the Meter | Yes | Powerlutions, LLC | JCP&L |  | Accepted | 2025-06-23 | 2025-07-18 | 2026-07-18 | Solar Panels | CANADIAN | CS6.1-54TM-455H |  | 0.455 | 15 | 208 | 35 |  | Fixed | Roof
NJADRE1559960271 | Administratively Determined Incentive Program | Lakewood | 8701 | 12.285 | Residential | Behind the Meter | Yes | Powerlutions, LLC | JCP&L |  | Accepted | 2025-06-23 | 2025-07-18 | 2026-07-18 | Solar Panels | CANADIAN | CS6.1-54TM-455H |  | 0.455 | 3 | 118 | 20 |  | Fixed | Roof
NJADRE1559960271 | Administratively Determined Incentive Program | Lakewood | 8701 | 12.285 | Residential | Behind the Meter | Yes | Powerlutions, LLC | JCP&L |  | Accepted | 2025-06-23 | 2025-07-18 | 2026-07-18 | Solar Panels | CANADIAN | CS6.1-54TM-455H |  | 0.455 | 6 | 118 | 35 |  | Fixed | Roof
NJADRE1559960271 | Administratively Determined Incentive Program | Lakewood | 8701 | 12.285 | Residential | Behind the Meter | Yes | Powerlutions, LLC | JCP&L |  | Accepted | 2025-06-23 | 2025-07-18 | 2026-07-18 | Inverters | Enphase | IQ8HC-72-M-DOM-US | 380 |  | 27 |  |  | 0.98 |  | Outdoor
NJADRE1559960271 | Administratively Determined Incentive Program | Lakewood | 8701 | 12.285 | Residential | Behind the Meter | Yes | Powerlutions, LLC | JCP&L |  | Accepted | 2025-06-23 | 2025-07-18 | 2026-07-18 | Solar Panels | CANADIAN | CS6.1-54TM-455H |  | 0.455 | 3 | 118 | 20 |  | Fixed | Roof
NJADRE1559960331 | Administratively Determined Incentive Program | WANAQUE | 7420 | 8.6 | Residential | Behind the Meter | Yes | Sustainable Energy Systems, LLC | JCP&L |  | Accepted | 2025-06-30 | 2025-07-23 | 2026-07-23 | Inverters | SolarEdge Technologies | SE7600H-US | 7600 |  | 1 |  |  | 0.99 |  | Outside
NJADRE1559960331 | Administratively Determined Incentive Program | WANAQUE | 7420 | 8.6 | Residential | Behind the Meter | Yes | Sustainable Energy Systems, LLC | JCP&L |  | Accepted | 2025-06-30 | 2025-07-23 | 2026-07-23 | Solar Panels | SEG Solar | SEG-430-BTD-BG |  | 0.43 | 10 | 99 | 44 |  | Fixed | Roof
NJADRE1559960331 | Administratively Determined Incentive Program | WANAQUE | 7420 | 8.6 | Residential | Behind the Meter | Yes | Sustainable Energy Systems, LLC | JCP&L |  | Accepted | 2025-06-30 | 2025-07-23 | 2026-07-23 | Solar Panels | SEG Solar | SEG-430-BTD-BG |  | 0.43 | 8 | 279 | 44 |  | Fixed | Roof
NJADRE1559960331 | Administratively Determined Incentive Program | WANAQUE | 7420 | 8.6 | Residential | Behind the Meter | Yes | Sustainable Energy Systems, LLC | JCP&L |  | Accepted | 2025-06-30 | 2025-07-23 | 2026-07-23 | Solar Panels | SEG Solar | SEG-430-BTD-BG |  | 0.43 | 2 | 99 | 14 |  | Fixed | Roof
NJADRE1559960332 | Administratively Determined Incentive Program | Toms River | 8755 | 15.3 | Residential | Behind the Meter | Yes | Powerlutions, LLC | JCP&L |  | Accepted | 2025-06-23 | 2025-07-18 | 2026-07-18 | Solar Panels | CANADIAN | CS6.1-54TM-450H |  | 0.45 | 5 | 146 | 38 |  | Fixed | Roof
NJADRE1559960332 | Administratively Determined Incentive Program | Toms River | 8755 | 15.3 | Residential | Behind the Meter | Yes | Powerlutions, LLC | JCP&L |  | Accepted | 2025-06-23 | 2025-07-18 | 2026-07-18 | Solar Panels | CANADIAN | CS6.1-54TM-450H |  | 0.45 | 14 | 146 | 38 |  | Fixed | Roof
NJADRE1559960332 | Administratively Determined Incentive Program | Toms River | 8755 | 15.3 | Residential | Behind the Meter | Yes | Powerlutions, LLC | JCP&L |  | Accepted | 2025-06-23 | 2025-07-18 | 2026-07-18 | Inverters | Enphase | IQ8HC-72-M-DOM-US | 380 |  | 34 |  |  | 0.98 |  | Outdoor
NJADRE1559960332 | Administratively Determined Incentive Program | Toms River | 8755 | 15.3 | Residential | Behind the Meter | Yes | Powerlutions, LLC | JCP&L |  | Accepted | 2025-06-23 | 2025-07-18 | 2026-07-18 | Solar Panels | CANADIAN | CS6.1-54TM-450H |  | 0.45 | 15 | 236 | 31 |  | Fixed | Roof
NJADRE1559960333 | Administratively Determined Incentive Program | NORTH BERGEN | 7047 | 410 | Commercial | Behind the Meter | No | Solar Energy Systems, LLC | PSE&G |  | Accepted | 2025-07-16 | 2025-08-18 | 2026-08-18 | Solar Panels | Silfab | SIL-500HM |  | 0.5 | 820 | 205 | 10 |  | Fixed | Roof
NJADRE1559960333 | Administratively Determined Incentive Program | NORTH BERGEN | 7047 | 410 | Commercial | Behind the Meter | No | Solar Energy Systems, LLC | PSE&G |  | Accepted | 2025-07-16 | 2025-08-18 | 2026-08-18 | Inverters | Solectria | PVI-60TL | 60000 |  | 5 |  |  | 0.988 |  | Outside | Roof
NJADRE1559960342 | Administratively Determined Incentive Program | Randolph | 7869 | 9.02 | Residential | Behind the Meter | Yes | Trinity Solar, LLC | JCP&L |  | Accepted | 2025-06-23 | 2025-07-18 | 2026-07-18 | Solar Panels | HANWHA | (Q.PEAK DUO BLK ML-G10.C+ 410) |  | 0.41 | 22 | 140 | 26 |  | Fixed | Roof
NJADRE1559960342 | Administratively Determined Incentive Program | Randolph | 7869 | 9.02 | Residential | Behind the Meter | Yes | Trinity Solar, LLC | JCP&L |  | Accepted | 2025-06-23 | 2025-07-18 | 2026-07-18 | Inverters | Solar Edge | USE7600H-USMNBL75 | 7600 |  | 1 |  |  | 0.97 |  | Outdoor
NJADRE1559960345 | Administratively Determined Incentive Program | Kearny | 7032 | 3.28 | Residential | Behind the Meter | Yes | Trinity Solar, LLC | PSE&G |  | Accepted | 2025-06-23 | 2025-07-18 | 2026-07-18 | Inverters | Solar Edge | USE3800H-US | 3800 |  | 1 |  |  | 0.97 |  | Outside
NJADRE1559960345 | Administratively Determined Incentive Program | Kearny | 7032 | 3.28 | Residential | Behind the Meter | Yes | Trinity Solar, LLC | PSE&G |  | Accepted | 2025-06-23 | 2025-07-18 | 2026-07-18 | Solar Panels | Hanwha | Q.PEAK DUO BLK ML-G10+ 410 |  | 0.41 | 8 | 216 | 36 |  | Fixed | Roof
NJADRE1559960367 | Administratively Determined Incentive Program | Egg Harbor City | 8215 | 4.2 | Residential | Behind the Meter | No | Sea Bright Solar, LLC | AC Electric |  | Accepted | 2025-06-23 | 2025-07-22 | 2026-07-22 | Inverters | Enphase | IQ8PLUS-72-2-US | 290 |  | 12 |  |  | 0.97 |  | Outdoor
NJADRE1559960367 | Administratively Determined Incentive Program | Egg Harbor City | 8215 | 4.2 | Residential | Behind the Meter | No | Sea Bright Solar, LLC | AC Electric |  | Accepted | 2025-06-23 | 2025-07-22 | 2026-07-22 | Solar Panels | SunPower | SPR-X21-350-BLK |  | 0.35 | 12 | 222 | 20 |  | Fixed | Roof
NJADRE1559960374 | Administratively Determined Incentive Program | Boonton | 7005 | 5.33 | Residential | Behind the Meter | Yes | Pro Custom Solar dba Momentum Solar | JCP&L |  | Accepted | 2025-06-23 | 2025-07-18 | 2026-07-18 | Inverters | ENPHASE | IQ8HC-72-M-DOM-US | 380 |  | 13 |  |  | 0.97 |  | Outdoor
NJADRE1559960374 | Administratively Determined Incentive Program | Boonton | 7005 | 5.33 | Residential | Behind the Meter | Yes | Pro Custom Solar dba Momentum Solar | JCP&L |  | Accepted | 2025-06-23 | 2025-07-18 | 2026-07-18 | Solar Panels | Hanwha | Q.PEAK DUO BLK ML-G10+410 |  | 0.41 | 7 | 206 | 28 |  | Fixed | Roof
NJADRE1559960374 | Administratively Determined Incentive Program | Boonton | 7005 | 5.33 | Residential | Behind the Meter | Yes | Pro Custom Solar dba Momentum Solar | JCP&L |  | Accepted | 2025-06-23 | 2025-07-18 | 2026-07-18 | Solar Panels | Hanwha | Q.PEAK DUO BLK ML-G10+410 |  | 0.41 | 6 | 296 | 4 |  | Fixed | Roof
NJADRE1559960381 | Administratively Determined Incentive Program | Howell | 7731 | 18.06 | Residential | Behind the Meter | Yes | Velocity Energy & Home Solutions, Inc. | JCP&L |  | Accepted | 2025-06-23 | 2025-07-22 | 2026-07-22 | Solar Panels | seg | 430w |  | 0.43 | 17 | 353 | 25 |  | Fixed | Roof
NJADRE1559960381 | Administratively Determined Incentive Program | Howell | 7731 | 18.06 | Residential | Behind the Meter | Yes | Velocity Energy & Home Solutions, Inc. | JCP&L |  | Accepted | 2025-06-23 | 2025-07-22 | 2026-07-22 | Solar Panels | seg | 430w |  | 0.43 | 25 | 173 | 25 |  | Fixed | Roof
NJADRE1559960381 | Administratively Determined Incentive Program | Howell | 7731 | 18.06 | Residential | Behind the Meter | Yes | Velocity Energy & Home Solutions, Inc. | JCP&L |  | Accepted | 2025-06-23 | 2025-07-22 | 2026-07-22 | Inverters | enphase | iq8hc | 380 |  | 42 |  |  | 0.99 |  | Outside | behind panels
NJADRE1559960389 | Administratively Determined Incentive Program | East Brunswick | 8816 | 50.85 | Commercial | Behind the Meter | No | PV4U, LLC | PSE&G |  | Accepted | 2025-06-23 | 2025-07-18 | 2026-07-18 | Solar Panels | Canadian Solar | CS3W-450MS |  | 0.45 | 18 | 65 | 20 |  | Fixed | Roof
NJADRE1559960389 | Administratively Determined Incentive Program | East Brunswick | 8816 | 50.85 | Commercial | Behind the Meter | No | PV4U, LLC | PSE&G |  | Accepted | 2025-06-23 | 2025-07-18 | 2026-07-18 | Inverters | SOLAREDGE | SE17. 3K-US | 17300 |  | 2 |  |  | 0.98 |  | Outside
NJADRE1559960389 | Administratively Determined Incentive Program | East Brunswick | 8816 | 50.85 | Commercial | Behind the Meter | No | PV4U, LLC | PSE&G |  | Accepted | 2025-06-23 | 2025-07-18 | 2026-07-18 | Solar Panels | Canadian Solar | CS3W-450MS |  | 0.45 | 95 | 245 | 20 |  | Fixed | Roof
NJADRE1559960392 | Administratively Determined Incentive Program | Buena | 8310 | 9.03 | Residential | Behind the Meter | Yes | Velocity Energy & Home Solutions, Inc. | AC Electric |  | Accepted | 2025-06-23 | 2025-07-30 | 2026-07-30 | Solar Panels | seg | 430w |  | 0.43 | 21 | 184 | 28 |  | Fixed | Roof
NJADRE1559960392 | Administratively Determined Incentive Program | Buena | 8310 | 9.03 | Residential | Behind the Meter | Yes | Velocity Energy & Home Solutions, Inc. | AC Electric |  | Accepted | 2025-06-23 | 2025-07-30 | 2026-07-30 | Inverters | enphase | iq8hc | 380 |  | 21 |  |  | 0.99 |  | Outside | behind panels
NJADRE1559960412 | Administratively Determined Incentive Program | PARKERTOWN | 8087 | 14.76 | Residential | Behind the Meter | Yes | Big Wave Roofing and Solar, LLC | AC Electric |  | Accepted | 2025-06-23 | 2025-07-21 | 2026-07-21 | Solar Panels | MISSION SOLAR | MSE410HT0B |  | 0.41 | 20 | 306 | 10 |  | Fixed | Roof
NJADRE1559960412 | Administratively Determined Incentive Program | PARKERTOWN | 8087 | 14.76 | Residential | Behind the Meter | Yes | Big Wave Roofing and Solar, LLC | AC Electric |  | Accepted | 2025-06-23 | 2025-07-21 | 2026-07-21 | Solar Panels | MISSION SOLAR | MSE410HT0B |  | 0.41 | 16 | 126 | 28 |  | Fixed | Roof
NJADRE1559960412 | Administratively Determined Incentive Program | PARKERTOWN | 8087 | 14.76 | Residential | Behind the Meter | Yes | Big Wave Roofing and Solar, LLC | AC Electric |  | Accepted | 2025-06-23 | 2025-07-21 | 2026-07-21 | Inverters | Enphase | IQ8PLUS-72-2-US | 290 |  | 36 |  |  | 0.97 |  | Outdoor
NJADRE1559960419 | Administratively Determined Incentive Program | East Brunswick | 8816 | 6.525 | Residential | Behind the Meter | No | NJ Solar Power, LLC | PSE&G |  | Accepted | 2025-06-23 | 2025-07-18 | 2026-07-18 | Solar Panels | Hanwha | Q.TRON BLK M-G2+ 435 |  | 0.435 | 15 | 173 | 34 |  | Fixed | Roof | Roof 1
NJADRE1559960419 | Administratively Determined Incentive Program | East Brunswick | 8816 | 6.525 | Residential | Behind the Meter | No | NJ Solar Power, LLC | PSE&G |  | Accepted | 2025-06-23 | 2025-07-18 | 2026-07-18 | Inverters | SolarEdge | SE5700H-US | 5760 |  | 1 |  |  | 0.99 |  | Outdoor
NJADRE1559960425 | Administratively Determined Incentive Program | Egg Harbor | 8234 | 3.48 | Residential | Behind the Meter | Yes | SunnyMac, LLC | AC Electric |  | Accepted | 2025-06-23 | 2025-07-18 | 2026-07-18 | Solar Panels | HANWHA | Q.TRON BLK M-G2+ |  | 0.435 | 8 | 21 | 18 |  | Fixed | Roof
NJADRE1559960425 | Administratively Determined Incentive Program | Egg Harbor | 8234 | 3.48 | Residential | Behind the Meter | Yes | SunnyMac, LLC | AC Electric |  | Accepted | 2025-06-23 | 2025-07-18 | 2026-07-18 | Inverters | SOLAREDGE HOME HUB | SE3800H-US | 3800 |  | 1 |  |  | 0.99 |  | Outdoor | next to meter
NJADRE1559960448 | Administratively Determined Incentive Program | Pennsville | 8070 | 10.32 | Residential | Behind the Meter | Yes | RCL Enterprises, Inc. | AC Electric |  | Accepted | 2025-06-23 | 2025-07-18 | 2026-07-18 | Solar Panels | SEG Solar | SEG-430-BTD-BG |  | 0.43 | 24 | 105 | 10 |  | Fixed | Roof
NJADRE1559960448 | Administratively Determined Incentive Program | Pennsville | 8070 | 10.32 | Residential | Behind the Meter | Yes | RCL Enterprises, Inc. | AC Electric |  | Accepted | 2025-06-23 | 2025-07-18 | 2026-07-18 | Inverters | Enphase | IQ8HC-72-M-DOM-US | 380 |  | 24 |  |  | 0.97 |  | Outside
NJADRE1559960454 | Administratively Determined Incentive Program | Piscataway | 8854 | 13.05 | Residential | Behind the Meter | No | Sea Bright Solar, LLC | PSE&G |  | Accepted | 2025-06-25 | 2025-07-21 | 2026-07-21 | Solar Panels | Q Cell | Q.TRON BLK M-G2+ 435 |  | 0.435 | 15 | 316 | 35 |  | Fixed | Roof
NJADRE1559960454 | Administratively Determined Incentive Program | Piscataway | 8854 | 13.05 | Residential | Behind the Meter | No | Sea Bright Solar, LLC | PSE&G |  | Accepted | 2025-06-25 | 2025-07-21 | 2026-07-21 | Solar Panels | Q Cell | Q.TRON BLK M-G2+ 435 |  | 0.435 | 7 | 46 | 40 |  | Fixed | Roof
NJADRE1559960454 | Administratively Determined Incentive Program | Piscataway | 8854 | 13.05 | Residential | Behind the Meter | No | Sea Bright Solar, LLC | PSE&G |  | Accepted | 2025-06-25 | 2025-07-21 | 2026-07-21 | Inverters | Enphase | IQ8A-72-2-US | 349 |  | 30 |  |  | 0.97 |  | Outdoor
NJADRE1559960454 | Administratively Determined Incentive Program | Piscataway | 8854 | 13.05 | Residential | Behind the Meter | No | Sea Bright Solar, LLC | PSE&G |  | Accepted | 2025-06-25 | 2025-07-21 | 2026-07-21 | Solar Panels | Q Cell | Q.TRON BLK M-G2+ 435 |  | 0.435 | 8 | 136 | 35 |  | Fixed | Roof
NJADRE1559960455 | Administratively Determined Incentive Program | TINTON FALLS | 7753 | 10.005 | Residential | Behind the Meter | No | Skyline Solar, LLC | PSE&G |  | Accepted | 2025-06-24 | 2025-07-22 | 2026-07-22 | Solar Panels | Hanwha | Q. Tron BLK M-G2+ |  | 0.435 | 5 | 304 | 22 |  | Fixed | Roof
NJADRE1559960455 | Administratively Determined Incentive Program | TINTON FALLS | 7753 | 10.005 | Residential | Behind the Meter | No | Skyline Solar, LLC | PSE&G |  | Accepted | 2025-06-24 | 2025-07-22 | 2026-07-22 | Solar Panels | Hanwha | Q. Tron BLK M-G2+ |  | 0.435 | 14 | 124 | 22 |  | Fixed | Roof
NJADRE1559960455 | Administratively Determined Incentive Program | TINTON FALLS | 7753 | 10.005 | Residential | Behind the Meter | No | Skyline Solar, LLC | PSE&G |  | Accepted | 2025-06-24 | 2025-07-22 | 2026-07-22 | Solar Panels | Hanwha | Q. Tron BLK M-G2+ |  | 0.435 | 4 | 124 | 22 |  | Fixed | Roof
NJADRE1559960455 | Administratively Determined Incentive Program | TINTON FALLS | 7753 | 10.005 | Residential | Behind the Meter | No | Skyline Solar, LLC | PSE&G |  | Accepted | 2025-06-24 | 2025-07-22 | 2026-07-22 | Inverters | Enphase | IQ8HC-72-M-DOM-US | 380 |  | 23 |  |  | 0.976 |  | Outside
NJADRE1559960457 | Administratively Determined Incentive Program | TOMS RIVER | 8757 | 10.125 | Residential | Behind the Meter | Yes | Solar Energy World | JCP&L |  | Accepted | 2025-06-23 | 2025-07-21 | 2026-07-21 | Solar Panels | LONGi | LR5-54HPB-405M |  | 0.405 | 18 | 348 | 22 |  | Fixed | Roof
NJADRE1559960457 | Administratively Determined Incentive Program | TOMS RIVER | 8757 | 10.125 | Residential | Behind the Meter | Yes | Solar Energy World | JCP&L |  | Accepted | 2025-06-23 | 2025-07-21 | 2026-07-21 | Inverters | Enphase | IQ8HC-72-M-DOM-US | 384 |  | 25 |  |  | 0.97 |  | Outside
NJADRE1559960457 | Administratively Determined Incentive Program | TOMS RIVER | 8757 | 10.125 | Residential | Behind the Meter | Yes | Solar Energy World | JCP&L |  | Accepted | 2025-06-23 | 2025-07-21 | 2026-07-21 | Solar Panels | LONGi | LR5-54HPB-405M |  | 0.405 | 7 | 168 | 23 |  | Fixed | Roof
NJADRE1559960471 | Administratively Determined Incentive Program | New Providence | 7974 | 13.94 | Residential | Behind the Meter | Yes | Pro Custom Solar dba Momentum Solar | JCP&L |  | Accepted | 2025-06-23 | 2025-07-18 | 2026-07-18 | Solar Panels | Hanwha | Q.PEAK DUO BLK ML-G10+410 |  | 0.41 | 8 | 139 | 19 |  | Fixed | Roof
NJADRE1559960471 | Administratively Determined Incentive Program | New Providence | 7974 | 13.94 | Residential | Behind the Meter | Yes | Pro Custom Solar dba Momentum Solar | JCP&L |  | Accepted | 2025-06-23 | 2025-07-18 | 2026-07-18 | Solar Panels | Hanwha | Q.PEAK DUO BLK ML-G10+410 |  | 0.41 | 11 | 319 | 19 |  | Fixed | Roof
NJADRE1559960471 | Administratively Determined Incentive Program | New Providence | 7974 | 13.94 | Residential | Behind the Meter | Yes | Pro Custom Solar dba Momentum Solar | JCP&L |  | Accepted | 2025-06-23 | 2025-07-18 | 2026-07-18 | Solar Panels | Hanwha | Q.PEAK DUO BLK ML-G10+410 |  | 0.41 | 3 | 319 | 19 |  | Fixed | Roof
NJADRE1559960471 | Administratively Determined Incentive Program | New Providence | 7974 | 13.94 | Residential | Behind the Meter | Yes | Pro Custom Solar dba Momentum Solar | JCP&L |  | Accepted | 2025-06-23 | 2025-07-18 | 2026-07-18 | Inverters | ENPHASE | IQ8HC-72-M-DOM-US | 380 |  | 34 |  |  | 0.97 |  | Outdoor
NJADRE1559960471 | Administratively Determined Incentive Program | New Providence | 7974 | 13.94 | Residential | Behind the Meter | Yes | Pro Custom Solar dba Momentum Solar | JCP&L |  | Accepted | 2025-06-23 | 2025-07-18 | 2026-07-18 | Solar Panels | Hanwha | Q.PEAK DUO BLK ML-G10+410 |  | 0.41 | 12 | 139 | 19 |  | Fixed | Roof
NJADRE1559960479 | Administratively Determined Incentive Program | Plainfield | 7063 | 6.8 | Residential | Behind the Meter | Yes | Power Energy Solutions, LLC | PSE&G |  | Accepted | 2025-06-23 | 2025-07-18 | 2026-07-18 | Solar Panels | Trina Solar | TSM-425NE09RC.05 |  | 0.425 | 16 | 230 | 38 |  | Fixed | Roof
NJADRE1559960479 | Administratively Determined Incentive Program | Plainfield | 7063 | 6.8 | Residential | Behind the Meter | Yes | Power Energy Solutions, LLC | PSE&G |  | Accepted | 2025-06-23 | 2025-07-18 | 2026-07-18 | Inverters | SolarEdge | SE3800H-US | 4 |  | 1 |  |  | 0.97 |  | Outdoor
NJADRE1559960497 | Administratively Determined Incentive Program | WILLIAMSTOWN | 8094 | 4.1 | Residential | Behind the Meter | Yes | Trinity Solar, LLC | AC Electric |  | Accepted | 2025-06-25 | 2025-07-20 | 2026-07-20 | Solar Panels | Hanwha | Q.PEAK DUO BLK ML-G10+ 410 |  | 0.41 | 10 | 81 | 23 |  | Fixed | Roof
NJADRE1559960497 | Administratively Determined Incentive Program | WILLIAMSTOWN | 8094 | 4.1 | Residential | Behind the Meter | Yes | Trinity Solar, LLC | AC Electric |  | Accepted | 2025-06-25 | 2025-07-20 | 2026-07-20 | Inverters | Solar Edge | USE3800H-US | 3800 |  | 1 |  |  | 0.97 |  | Outside
NJADRE1559960503 | Administratively Determined Incentive Program | Burlington | 8016 | 5.16 | Residential | Behind the Meter | Yes | Velocity Energy & Home Solutions, Inc. | PSE&G |  | Accepted | 2025-06-23 | 2025-07-22 | 2026-07-22 | Inverters | enphase | iq8hc | 380 |  | 12 |  |  | 0.99 |  | Outside | behind panels
NJADRE1559960503 | Administratively Determined Incentive Program | Burlington | 8016 | 5.16 | Residential | Behind the Meter | Yes | Velocity Energy & Home Solutions, Inc. | PSE&G |  | Accepted | 2025-06-23 | 2025-07-22 | 2026-07-22 | Solar Panels | seg | 430w |  | 0.43 | 12 | 242 | 30 |  | Fixed | Roof
NJADRE1559960527 | Administratively Determined Incentive Program | Turnersville | 8012 | 8.7 | Residential | Behind the Meter | Yes | Velocity Energy & Home Solutions, Inc. | AC Electric |  | Accepted | 2025-06-23 | 2025-07-22 | 2026-07-22 | Solar Panels | hin | 435w |  | 0.435 | 7 | 197 | 30 |  | Fixed | Roof
NJADRE1559960527 | Administratively Determined Incentive Program | Turnersville | 8012 | 8.7 | Residential | Behind the Meter | Yes | Velocity Energy & Home Solutions, Inc. | AC Electric |  | Accepted | 2025-06-23 | 2025-07-22 | 2026-07-22 | Solar Panels | hin | 435w |  | 0.435 | 13 | 197 | 30 |  | Fixed | Roof
NJADRE1559960527 | Administratively Determined Incentive Program | Turnersville | 8012 | 8.7 | Residential | Behind the Meter | Yes | Velocity Energy & Home Solutions, Inc. | AC Electric |  | Accepted | 2025-06-23 | 2025-07-22 | 2026-07-22 | Inverters | enphase | iq8plus | 290 |  | 20 |  |  | 0.99 |  | Outside | behind panels
NJADRE1559960541 | Administratively Determined Incentive Program | Bridgewater | 8807 | 12.71 | Residential | Behind the Meter | Yes | Trinity Solar, LLC | PSE&G |  | Accepted | 2025-06-23 | 2025-07-21 | 2026-07-21 | Solar Panels | HANWHA 410 (Q.PEAK DUO BLK ML-G10+410) | HANWHA 410 (Q.PEAK DUO BLK ML-G10+410) |  | 0.41 | 10 | 256 | 23 |  | Fixed | Roof
NJADRE1559960541 | Administratively Determined Incentive Program | Bridgewater | 8807 | 12.71 | Residential | Behind the Meter | Yes | Trinity Solar, LLC | PSE&G |  | Accepted | 2025-06-23 | 2025-07-21 | 2026-07-21 | Solar Panels | HANWHA 410 (Q.PEAK DUO BLK ML-G10+410) | HANWHA 410 (Q.PEAK DUO BLK ML-G10+410) |  | 0.41 | 5 | 76 | 23 |  | Fixed | Roof
NJADRE1559960541 | Administratively Determined Incentive Program | Bridgewater | 8807 | 12.71 | Residential | Behind the Meter | Yes | Trinity Solar, LLC | PSE&G |  | Accepted | 2025-06-23 | 2025-07-21 | 2026-07-21 | Inverters | SOLAREDGE | SE10000H-US | 10000 |  | 1 |  |  | 0.97 |  | Outside
NJADRE1559960541 | Administratively Determined Incentive Program | Bridgewater | 8807 | 12.71 | Residential | Behind the Meter | Yes | Trinity Solar, LLC | PSE&G |  | Accepted | 2025-06-23 | 2025-07-21 | 2026-07-21 | Solar Panels | HANWHA 410 (Q.PEAK DUO BLK ML-G10+410) | HANWHA 410 (Q.PEAK DUO BLK ML-G10+410) |  | 0.41 | 6 | 76 | 22 |  | Fixed | Roof
NJADRE1559960541 | Administratively Determined Incentive Program | Bridgewater | 8807 | 12.71 | Residential | Behind the Meter | Yes | Trinity Solar, LLC | PSE&G |  | Accepted | 2025-06-23 | 2025-07-21 | 2026-07-21 | Solar Panels | HANWHA 410 (Q.PEAK DUO BLK ML-G10+410) | HANWHA 410 (Q.PEAK DUO BLK ML-G10+410) |  | 0.41 | 10 | 256 | 22 |  | Fixed | Roof
NJADRE1559960556 | Administratively Determined Incentive Program | Hillside | 7205 | 5.525 | Residential | Behind the Meter | Yes | Power Energy Solutions, LLC | PSE&G |  | Accepted | 2025-06-23 | 2025-07-18 | 2026-07-18 | Inverters | SolarEdge | SE3800H-US | 4 |  | 1 |  |  | 0.97 |  | Outdoor
NJADRE1559960556 | Administratively Determined Incentive Program | Hillside | 7205 | 5.525 | Residential | Behind the Meter | Yes | Power Energy Solutions, LLC | PSE&G |  | Accepted | 2025-06-23 | 2025-07-18 | 2026-07-18 | Solar Panels | Trina Solar | TSM-425NE09RC.05 |  | 0.425 | 13 | 257 | 32 |  | Fixed | Roof
NJADRE1559960579 | Administratively Determined Incentive Program | ISELIN | 8830 | 9.66 | Residential | Behind the Meter | No | Infinity Solar Systems, LLC | PSE&G |  | Accepted | 2025-06-23 | 2025-07-21 | 2026-07-21 | Solar Panels | REC Solar | REC 460AA PURE-RX |  | 0.46 | 21 | 89 | 9 |  | Fixed | Roof
NJADRE1559960579 | Administratively Determined Incentive Program | ISELIN | 8830 | 9.66 | Residential | Behind the Meter | No | Infinity Solar Systems, LLC | PSE&G |  | Accepted | 2025-06-23 | 2025-07-21 | 2026-07-21 | Inverters | TESLA | 1707000-xx-y | 5 |  | 1 |  |  | 0.97 |  | Outdoor
NJADRE1559961176 | Administratively Determined Incentive Program | SWEDESBORO | 8085 | 12.71 | Residential | Behind the Meter | Yes | Define Solar, LLC | AC Electric |  | Accepted | 2025-06-23 | 2025-07-18 | 2026-07-18 | Solar Panels | Znshine | ZXM7-SH108 410W |  | 0.41 | 26 | 93 | 32 |  | Fixed | Roof
NJADRE1559961176 | Administratively Determined Incentive Program | SWEDESBORO | 8085 | 12.71 | Residential | Behind the Meter | Yes | Define Solar, LLC | AC Electric |  | Accepted | 2025-06-23 | 2025-07-18 | 2026-07-18 | Solar Panels | Znshine | ZXM7-SH108 410W |  | 0.41 | 5 | 273 | 32 |  | Fixed | Roof
NJADRE1559961176 | Administratively Determined Incentive Program | SWEDESBORO | 8085 | 12.71 | Residential | Behind the Meter | Yes | Define Solar, LLC | AC Electric |  | Accepted | 2025-06-23 | 2025-07-18 | 2026-07-18 | Inverters | Enphase | IQ8PLUS-72-2-US | 290 |  | 26 |  |  | 0.976 |  | Outside | Under each pv panel
NJADRE1559961176 | Administratively Determined Incentive Program | SWEDESBORO | 8085 | 12.71 | Residential | Behind the Meter | Yes | Define Solar, LLC | AC Electric |  | Accepted | 2025-06-23 | 2025-07-18 | 2026-07-18 | Inverters | Enphase | IQ8PLUS-72-2-US | 290 |  | 5 |  |  | 0.976 |  | Outside | Under each pv panel
NJADRE1559961188 | Administratively Determined Incentive Program | FLANDERS | 7836 | 11.48 | Residential | Behind the Meter | No | Tesla Energy Operations, Inc. | JCP&L |  | Accepted | 2025-06-23 | 2025-07-18 | 2026-07-18 | Solar Panels | Hanwha | Q.PEAK DUO BLK ML-G10+/TS 410 |  | 0.41 | 3 | 82 | 18 |  | Fixed | Roof
NJADRE1559961188 | Administratively Determined Incentive Program | FLANDERS | 7836 | 11.48 | Residential | Behind the Meter | No | Tesla Energy Operations, Inc. | JCP&L |  | Accepted | 2025-06-23 | 2025-07-18 | 2026-07-18 | Solar Panels | Hanwha | Q.PEAK DUO BLK ML-G10+/TS 410 |  | 0.41 | 11 | 262 | 18 |  | Fixed | Roof
NJADRE1559961188 | Administratively Determined Incentive Program | FLANDERS | 7836 | 11.48 | Residential | Behind the Meter | No | Tesla Energy Operations, Inc. | JCP&L |  | Accepted | 2025-06-23 | 2025-07-18 | 2026-07-18 | Electric Storage Battery | Tesla | Powerwall 3 |  |  | 2 |  |  |  | Lithium Ion |  | OUTSIDE
NJADRE1559961188 | Administratively Determined Incentive Program | FLANDERS | 7836 | 11.48 | Residential | Behind the Meter | No | Tesla Energy Operations, Inc. | JCP&L |  | Accepted | 2025-06-23 | 2025-07-18 | 2026-07-18 | Solar Panels | Hanwha | Q.PEAK DUO BLK ML-G10+/TS 410 |  | 0.41 | 5 | 262 | 13 |  | Fixed | Roof
NJADRE1559961188 | Administratively Determined Incentive Program | FLANDERS | 7836 | 11.48 | Residential | Behind the Meter | No | Tesla Energy Operations, Inc. | JCP&L |  | Accepted | 2025-06-23 | 2025-07-18 | 2026-07-18 | Solar Panels | Hanwha | Q.PEAK DUO BLK ML-G10+/TS 410 |  | 0.41 | 9 | 18 | 82 |  | Fixed | Roof
NJADRE1559961188 | Administratively Determined Incentive Program | FLANDERS | 7836 | 11.48 | Residential | Behind the Meter | No | Tesla Energy Operations, Inc. | JCP&L |  | Accepted | 2025-06-23 | 2025-07-18 | 2026-07-18 | Inverters | Tesla | 1707000-XX-Y | 11500 |  | 1 |  |  | 0.98 |  | Outdoor
NJADRE1559961216 | Administratively Determined Incentive Program | BRICK | 8723 | 10.44 | Residential | Behind the Meter | No | SunnyMac, LLC | JCP&L |  | Accepted | 2025-06-23 | 2025-07-18 | 2026-07-18 | Solar Panels | HANWHA | Q.TRON BLK M-G2+ |  | 0.435 | 3 | 262 | 11 |  | Fixed | Roof
NJADRE1559961216 | Administratively Determined Incentive Program | BRICK | 8723 | 10.44 | Residential | Behind the Meter | No | SunnyMac, LLC | JCP&L |  | Accepted | 2025-06-23 | 2025-07-18 | 2026-07-18 | Solar Panels | HANWHA | Q.TRON BLK M-G2+ |  | 0.435 | 10 | 82 | 23 |  | Fixed | Roof
NJADRE1559961216 | Administratively Determined Incentive Program | BRICK | 8723 | 10.44 | Residential | Behind the Meter | No | SunnyMac, LLC | JCP&L |  | Accepted | 2025-06-23 | 2025-07-18 | 2026-07-18 | Solar Panels | HANWHA | Q.TRON BLK M-G2+ |  | 0.435 | 11 | 262 | 23 |  | Fixed | Roof
NJADRE1559961216 | Administratively Determined Incentive Program | BRICK | 8723 | 10.44 | Residential | Behind the Meter | No | SunnyMac, LLC | JCP&L |  | Accepted | 2025-06-23 | 2025-07-18 | 2026-07-18 | Inverters | SOLAREDGE HOME HUB | SE7600H-US | 7600 |  | 1 |  |  | 0.99 |  | Outdoor | next to meter
NJADRE1559961595 | Administratively Determined Incentive Program | LONG BRANCH | 7740 | 6.15 | Residential | Behind the Meter | Yes | Pro Custom Solar dba Momentum Solar | JCP&L |  | Accepted | 2025-06-23 | 2025-07-18 | 2026-07-18 | Solar Panels | Hanwha | Q.PEAK DUO BLK ML-G10+410 |  | 0.41 | 15 | 264 | 26 |  | Fixed | Roof
NJADRE1559961595 | Administratively Determined Incentive Program | LONG BRANCH | 7740 | 6.15 | Residential | Behind the Meter | Yes | Pro Custom Solar dba Momentum Solar | JCP&L |  | Accepted | 2025-06-23 | 2025-07-18 | 2026-07-18 | Inverters | ENPHASE | IQ8HC-72-M-DOM-US | 380 |  | 15 |  |  | 0.97 |  | Outdoor
NJADRE1559961598 | Administratively Determined Incentive Program | MULLICA HILL | 8062 | 18.06 | Residential | Behind the Meter | Yes | Velocity Energy & Home Solutions, Inc. | AC Electric |  | Accepted | 2025-06-23 | 2025-07-18 | 2026-07-18 | Solar Panels | seg | 430w |  | 0.43 | 21 | 244 | 28 |  | Fixed | Roof
NJADRE1559961598 | Administratively Determined Incentive Program | MULLICA HILL | 8062 | 18.06 | Residential | Behind the Meter | Yes | Velocity Energy & Home Solutions, Inc. | AC Electric |  | Accepted | 2025-06-23 | 2025-07-18 | 2026-07-18 | Inverters | enphase | iq8plus | 290 |  | 42 |  |  | 0.99 |  | Outside | behind panels
NJADRE1559961598 | Administratively Determined Incentive Program | MULLICA HILL | 8062 | 18.06 | Residential | Behind the Meter | Yes | Velocity Energy & Home Solutions, Inc. | AC Electric |  | Accepted | 2025-06-23 | 2025-07-18 | 2026-07-18 | Solar Panels | seg | 430w |  | 0.43 | 21 | 64 | 28 |  | Fixed | Roof
NJADRE1559961617 | Administratively Determined Incentive Program | EASTAMPTON | 8060 | 9.135 | Residential | Behind the Meter | Yes | Velocity Energy & Home Solutions, Inc. | AC Electric |  | Accepted | 2025-06-23 | 2025-07-18 | 2026-07-18 | Inverters | enphase | iq8plus | 290 |  | 21 |  |  | 0.99 |  | Outside | behind panels
NJADRE1559961617 | Administratively Determined Incentive Program | EASTAMPTON | 8060 | 9.135 | Residential | Behind the Meter | Yes | Velocity Energy & Home Solutions, Inc. | AC Electric |  | Accepted | 2025-06-23 | 2025-07-18 | 2026-07-18 | Solar Panels | hin | 435w |  | 0.435 | 21 | 187 | 30 |  | Fixed | Roof
NJADRE1559961623 | Administratively Determined Incentive Program | LINDEN | 7036 | 6.15 | Residential | Behind the Meter | Yes | Sunrun Installation Services, Inc. | PSE&G |  | Accepted | 2025-06-23 | 2025-07-18 | 2026-07-18 | Inverters | Tesla | POWERWALL 3 1707000-XX-Y | 11500 |  | 1 |  |  | 0.97 |  | Outdoor
NJADRE1559961623 | Administratively Determined Incentive Program | LINDEN | 7036 | 6.15 | Residential | Behind the Meter | Yes | Sunrun Installation Services, Inc. | PSE&G |  | Accepted | 2025-06-23 | 2025-07-18 | 2026-07-18 | Electric Storage Battery | Tesla | POWERWALL 3 1707000-XX-Y |  |  | 1 |  |  |  | Lithium Ion |  | OUTSIDE
NJADRE1559961623 | Administratively Determined Incentive Program | LINDEN | 7036 | 6.15 | Residential | Behind the Meter | Yes | Sunrun Installation Services, Inc. | PSE&G |  | Accepted | 2025-06-23 | 2025-07-18 | 2026-07-18 | Solar Panels | HANWHA Q-CELLS | Q.PEAK DUO BLK ML-G10+ 410 DCA |  | 0.41 | 15 | 130 | 20 |  | Fixed | Roof
NJADRE1559961623 | Administratively Determined Incentive Program | LINDEN | 7036 | 6.15 | Residential | Behind the Meter | Yes | Sunrun Installation Services, Inc. | PSE&G |  | Accepted | 2025-06-23 | 2025-07-18 | 2026-07-18 | Meters | Tesla | POWERWALL 3 1707000-XX-Y |  |  | 1 |  |  |  | Yes | Outdoor
NJADRE1559961628 | Administratively Determined Incentive Program | SOMERSET | 8873 | 7.47 | Residential | Behind the Meter | Yes | Sunrun Installation Services, Inc. | PSE&G |  | Accepted | 2025-06-23 | 2025-07-18 | 2026-07-18 | Solar Panels | Hanwha Q-Cells | Q.PEAK DUO BLK ML-G10.C+ 415 (MD06G100A-017) |  | 0.415 | 3 | 219 | 28 |  | Fixed | Roof
NJADRE1559961628 | Administratively Determined Incentive Program | SOMERSET | 8873 | 7.47 | Residential | Behind the Meter | Yes | Sunrun Installation Services, Inc. | PSE&G |  | Accepted | 2025-06-23 | 2025-07-18 | 2026-07-18 | Solar Panels | Hanwha Q-Cells | Q.PEAK DUO BLK ML-G10.C+ 415 (MD06G100A-017) |  | 0.415 | 15 | 219 | 28 |  | Fixed | Roof
NJADRE1559961628 | Administratively Determined Incentive Program | SOMERSET | 8873 | 7.47 | Residential | Behind the Meter | Yes | Sunrun Installation Services, Inc. | PSE&G |  | Accepted | 2025-06-23 | 2025-07-18 | 2026-07-18 | Electric Storage Battery | TESLA | Powerwall 3 1707000-xx-y |  |  | 1 |  |  |  | Lithium Ion |  | Outside
NJADRE1559961628 | Administratively Determined Incentive Program | SOMERSET | 8873 | 7.47 | Residential | Behind the Meter | Yes | Sunrun Installation Services, Inc. | PSE&G |  | Accepted | 2025-06-23 | 2025-07-18 | 2026-07-18 | Inverters | TESLA | Powerwall 3 1707000-xx-y | 11500 |  | 1 |  |  | 0.97 |  | Outdoor | Next to meter
NJADRE1559961678 | Administratively Determined Incentive Program | MOORESTOWN | 8057 | 13.28 | Residential | Behind the Meter | No | Green Power Energy, LLC | PSE&G |  | Accepted | 2025-06-23 | 2025-07-18 | 2026-07-18 | Solar Panels | Hanwha | Q.PEAK DUO BLK ML-G10+ 415 |  | 0.415 | 20 | 157 | 30 |  | Fixed | Roof
NJADRE1559961678 | Administratively Determined Incentive Program | MOORESTOWN | 8057 | 13.28 | Residential | Behind the Meter | No | Green Power Energy, LLC | PSE&G |  | Accepted | 2025-06-23 | 2025-07-18 | 2026-07-18 | Solar Panels | Hanwha | Q.PEAK DUO BLK ML-G10+ 415 |  | 0.415 | 12 | 157 | 37 |  | Fixed | Roof
NJADRE1559961678 | Administratively Determined Incentive Program | MOORESTOWN | 8057 | 13.28 | Residential | Behind the Meter | No | Green Power Energy, LLC | PSE&G |  | Accepted | 2025-06-23 | 2025-07-18 | 2026-07-18 | Inverters | Enphase Energy | IQ8MC-72-M-US [240V] | 320 |  | 32 |  |  | 0.98 |  | Outside | Roof
NJADRE1559961684 | Administratively Determined Incentive Program | SOUTHAMPTON TOWNSHIP | 8088 | 21.5 | Residential | Behind the Meter | Yes | Integrity Solar & Home Solutions, LLC | PSE&G |  | Accepted | 2025-06-23 | 2025-07-18 | 2026-07-18 | Solar Panels | JINKO | JKM430N-54HL4-B |  | 0.43 | 20 | 285 | 24 |  | Fixed | Roof
NJADRE1559961684 | Administratively Determined Incentive Program | SOUTHAMPTON TOWNSHIP | 8088 | 21.5 | Residential | Behind the Meter | Yes | Integrity Solar & Home Solutions, LLC | PSE&G |  | Accepted | 2025-06-23 | 2025-07-18 | 2026-07-18 | Solar Panels | JINKO | JKM430N-54HL4-B |  | 0.43 | 15 | 15 | 22 |  | Fixed | Roof
NJADRE1559961684 | Administratively Determined Incentive Program | SOUTHAMPTON TOWNSHIP | 8088 | 21.5 | Residential | Behind the Meter | Yes | Integrity Solar & Home Solutions, LLC | PSE&G |  | Accepted | 2025-06-23 | 2025-07-18 | 2026-07-18 | Inverters | ENPHASE | IQ8HC | 380 |  | 50 |  |  | 0.98 |  | Other | UNDER EACH PANEL
NJADRE1559961684 | Administratively Determined Incentive Program | SOUTHAMPTON TOWNSHIP | 8088 | 21.5 | Residential | Behind the Meter | Yes | Integrity Solar & Home Solutions, LLC | PSE&G |  | Accepted | 2025-06-23 | 2025-07-18 | 2026-07-18 | Solar Panels | JINKO | JKM430N-54HL4-B |  | 0.43 | 15 | 195 | 22 |  | Fixed | Roof
NJADRE1559961690 | Administratively Determined Incentive Program | SOUTH PLAINFIELD | 7080 | 12.71 | Residential | Behind the Meter | Yes | Pro Custom Solar dba Momentum Solar | PSE&G |  | Accepted | 2025-06-23 | 2025-07-18 | 2026-07-18 | Solar Panels | Hanwha | Q.PEAK DUO BLK ML-G10+410 |  | 0.41 | 6 | 172 | 26 |  | Fixed | Roof
NJADRE1559961690 | Administratively Determined Incentive Program | SOUTH PLAINFIELD | 7080 | 12.71 | Residential | Behind the Meter | Yes | Pro Custom Solar dba Momentum Solar | PSE&G |  | Accepted | 2025-06-23 | 2025-07-18 | 2026-07-18 | Inverters | ENPHASE | IQ8HC-72-M-DOM-US | 380 |  | 31 |  |  | 0.97 |  | Outdoor
NJADRE1559961690 | Administratively Determined Incentive Program | SOUTH PLAINFIELD | 7080 | 12.71 | Residential | Behind the Meter | Yes | Pro Custom Solar dba Momentum Solar | PSE&G |  | Accepted | 2025-06-23 | 2025-07-18 | 2026-07-18 | Solar Panels | Hanwha | Q.PEAK DUO BLK ML-G10+410 |  | 0.41 | 5 | 352 | 11 |  | Fixed | Roof
NJADRE1559961690 | Administratively Determined Incentive Program | SOUTH PLAINFIELD | 7080 | 12.71 | Residential | Behind the Meter | Yes | Pro Custom Solar dba Momentum Solar | PSE&G |  | Accepted | 2025-06-23 | 2025-07-18 | 2026-07-18 | Solar Panels | Hanwha | Q.PEAK DUO BLK ML-G10+410 |  | 0.41 | 12 | 352 | 26 |  | Fixed | Roof
NJADRE1559961690 | Administratively Determined Incentive Program | SOUTH PLAINFIELD | 7080 | 12.71 | Residential | Behind the Meter | Yes | Pro Custom Solar dba Momentum Solar | PSE&G |  | Accepted | 2025-06-23 | 2025-07-18 | 2026-07-18 | Solar Panels | Hanwha | Q.PEAK DUO BLK ML-G10+410 |  | 0.41 | 4 | 262 | 26 |  | Fixed | Roof
NJADRE1559961690 | Administratively Determined Incentive Program | SOUTH PLAINFIELD | 7080 | 12.71 | Residential | Behind the Meter | Yes | Pro Custom Solar dba Momentum Solar | PSE&G |  | Accepted | 2025-06-23 | 2025-07-18 | 2026-07-18 | Solar Panels | Hanwha | Q.PEAK DUO BLK ML-G10+410 |  | 0.41 | 4 | 82 | 26 |  | Fixed | Roof
NJADRE1559961694 | Administratively Determined Incentive Program | WHITING | 8759 | 13.53 | Residential | Behind the Meter | Yes | Pro Custom Solar dba Momentum Solar | JCP&L |  | Accepted | 2025-06-23 | 2025-07-18 | 2026-07-18 | Solar Panels | HANWHA | q.peak duo blk-g10+410 |  | 0.41 | 3 | 109 | 35 |  | Fixed | Roof
NJADRE1559961694 | Administratively Determined Incentive Program | WHITING | 8759 | 13.53 | Residential | Behind the Meter | Yes | Pro Custom Solar dba Momentum Solar | JCP&L |  | Accepted | 2025-06-23 | 2025-07-18 | 2026-07-18 | Solar Panels | HANWHA | q.peak duo blk-g10+410 |  | 0.41 | 16 | 19 | 35 |  | Fixed | Roof
NJADRE1559961694 | Administratively Determined Incentive Program | WHITING | 8759 | 13.53 | Residential | Behind the Meter | Yes | Pro Custom Solar dba Momentum Solar | JCP&L |  | Accepted | 2025-06-23 | 2025-07-18 | 2026-07-18 | Solar Panels | HANWHA | q.peak duo blk-g10+410 |  | 0.41 | 3 | 289 | 35 |  | Fixed | Roof
NJADRE1559961694 | Administratively Determined Incentive Program | WHITING | 8759 | 13.53 | Residential | Behind the Meter | Yes | Pro Custom Solar dba Momentum Solar | JCP&L |  | Accepted | 2025-06-23 | 2025-07-18 | 2026-07-18 | Solar Panels | HANWHA | q.peak duo blk-g10+410 |  | 0.41 | 11 | 199 | 35 |  | Fixed | Roof
NJADRE1559961694 | Administratively Determined Incentive Program | WHITING | 8759 | 13.53 | Residential | Behind the Meter | Yes | Pro Custom Solar dba Momentum Solar | JCP&L |  | Accepted | 2025-06-23 | 2025-07-18 | 2026-07-18 | Inverters | ENPHASE | IQ8HC-72-M-DOM-US | 380 |  | 33 |  |  | 0.97 |  | Outdoor
NJADRE1559961704 | Administratively Determined Incentive Program | NEWFIELD | 8344 | 12.76 | Residential | Behind the Meter | No | Azimuth Renewable Energy, LLC | AC Electric |  | Accepted | 2025-06-23 | 2025-07-23 | 2026-07-23 | Solar Panels | Axitec | AC-440TGBL/108BB(440W) |  | 0.44 | 19 | 203 | 34 |  | Fixed | Roof
NJADRE1559961704 | Administratively Determined Incentive Program | NEWFIELD | 8344 | 12.76 | Residential | Behind the Meter | No | Azimuth Renewable Energy, LLC | AC Electric |  | Accepted | 2025-06-23 | 2025-07-23 | 2026-07-23 | Meters | Enphase | Gateway |  |  | 1 |  |  |  | Yes | Outdoor
NJADRE1559961704 | Administratively Determined Incentive Program | NEWFIELD | 8344 | 12.76 | Residential | Behind the Meter | No | Azimuth Renewable Energy, LLC | AC Electric |  | Accepted | 2025-06-23 | 2025-07-23 | 2026-07-23 | Solar Panels | Axitec | AC-440TGBL/108BB(440W) |  | 0.44 | 10 | 25 | 34 |  | Fixed | Roof
NJADRE1559961704 | Administratively Determined Incentive Program | NEWFIELD | 8344 | 12.76 | Residential | Behind the Meter | No | Azimuth Renewable Energy, LLC | AC Electric |  | Accepted | 2025-06-23 | 2025-07-23 | 2026-07-23 | Inverters | Enphase | IQ8plus 72 | 290 |  | 29 |  |  | 0.97 |  | Outside
NJADRE1559961710 | Administratively Determined Incentive Program | BAYVILLE | 8721 | 5.67 | Residential | Behind the Meter | No | Power Home Remodeling Group | JCP&L |  | Accepted | 2025-06-23 | 2025-07-18 | 2026-07-18 | Meters | SolarEdge | Revenue Grade Data Ansi C12.20 |  |  | 1 |  |  |  | Yes | Outdoor
NJADRE1559961710 | Administratively Determined Incentive Program | BAYVILLE | 8721 | 5.67 | Residential | Behind the Meter | No | Power Home Remodeling Group | JCP&L |  | Accepted | 2025-06-23 | 2025-07-18 | 2026-07-18 | Inverters | SolarEdge | SE3800H-US | 3800 |  | 1 |  |  | 0.99 |  | Outside
NJADRE1559961710 | Administratively Determined Incentive Program | BAYVILLE | 8721 | 5.67 | Residential | Behind the Meter | No | Power Home Remodeling Group | JCP&L |  | Accepted | 2025-06-23 | 2025-07-18 | 2026-07-18 | Solar Panels | JA Solar | JAM54S31 405/Mr |  | 0.405 | 8 | 151 | 17 |  | Fixed | Roof
NJADRE1559961710 | Administratively Determined Incentive Program | BAYVILLE | 8721 | 5.67 | Residential | Behind the Meter | No | Power Home Remodeling Group | JCP&L |  | Accepted | 2025-06-23 | 2025-07-18 | 2026-07-18 | Solar Panels | JA Solar | JAM54S31 405/MR |  | 0.405 | 6 | 331 | 17 |  | Fixed | Roof
NJADRE1559961729 | Administratively Determined Incentive Program | SOUTH BRUNSWICK TWP | 8824 | 7.29 | Residential | Behind the Meter | Yes | Sunrun Installation Services, Inc. | PSE&G |  | Accepted | 2025-06-23 | 2025-07-18 | 2026-07-18 | Inverters | SolarEdge Technologies | SE5700H-USMN | 5760 |  | 1 |  |  | 0.99 |  | Outdoor | Next to meter
NJADRE1559961729 | Administratively Determined Incentive Program | SOUTH BRUNSWICK TWP | 8824 | 7.29 | Residential | Behind the Meter | Yes | Sunrun Installation Services, Inc. | PSE&G |  | Accepted | 2025-06-23 | 2025-07-18 | 2026-07-18 | Solar Panels | JA Solar | JAM54S31-405/MR |  | 0.405 | 18 | 136 | 18 |  | Fixed | Roof
NJADRE1559961736 | Administratively Determined Incentive Program | ORANGE | 7050 | 6.8 | Residential | Behind the Meter | Yes | Fusion Solar Energy, LLC | PSE&G |  | Accepted | 2025-06-23 | 2025-07-18 | 2026-07-18 | Solar Panels | JINKO SOLAR | JKM425N-54HL4-B |  | 0.425 | 4 | 37 | 40 |  | Fixed | Roof
NJADRE1559961736 | Administratively Determined Incentive Program | ORANGE | 7050 | 6.8 | Residential | Behind the Meter | Yes | Fusion Solar Energy, LLC | PSE&G |  | Accepted | 2025-06-23 | 2025-07-18 | 2026-07-18 | Solar Panels | JINKO SOLAR | JKM425N-54HL4-B |  | 0.425 | 4 | 217 | 40 |  | Fixed | Roof
NJADRE1559961736 | Administratively Determined Incentive Program | ORANGE | 7050 | 6.8 | Residential | Behind the Meter | Yes | Fusion Solar Energy, LLC | PSE&G |  | Accepted | 2025-06-23 | 2025-07-18 | 2026-07-18 | Solar Panels | JINKO SOLAR | JKM425N-54HL4-B |  | 0.425 | 2 | 127 | 40 |  | Fixed | Roof
NJADRE1559961736 | Administratively Determined Incentive Program | ORANGE | 7050 | 6.8 | Residential | Behind the Meter | Yes | Fusion Solar Energy, LLC | PSE&G |  | Accepted | 2025-06-23 | 2025-07-18 | 2026-07-18 | Solar Panels | JINKO SOLAR | JKM425N-54HL4-B |  | 0.425 | 6 | 307 | 44 |  | Fixed | Roof
NJADRE1559961736 | Administratively Determined Incentive Program | ORANGE | 7050 | 6.8 | Residential | Behind the Meter | Yes | Fusion Solar Energy, LLC | PSE&G |  | Accepted | 2025-06-23 | 2025-07-18 | 2026-07-18 | Inverters | ENPHASE | IQ8HC-72-M-DOM-US | 380 |  | 16 |  |  | 0.973 |  | Outside | Roof
NJADRE1559961773 | Administratively Determined Incentive Program | PENNSAUKEN TOWNSHIP | 8110 | 6.48 | Residential | Behind the Meter | Yes | Freedom Forever New Jersey, LLC | PSE&G |  | Accepted | 2025-06-23 | 2025-07-18 | 2026-07-18 | Inverters | SolarEdge | SE5700H-US | 5700 |  | 1 |  |  | 0.99 |  | Outside
NJADRE1559961773 | Administratively Determined Incentive Program | PENNSAUKEN TOWNSHIP | 8110 | 6.48 | Residential | Behind the Meter | Yes | Freedom Forever New Jersey, LLC | PSE&G |  | Accepted | 2025-06-23 | 2025-07-18 | 2026-07-18 | Solar Panels | JA Solar | JAM54S31-405/MR |  | 0.405 | 16 | 141 | 2 |  | Fixed | Roof
NJADRE1559962250 | Administratively Determined Incentive Program | MANVILLE | 8835 | 8.5 | Residential | Behind the Meter | Yes | Fusion Solar Energy, LLC | PSE&G |  | Accepted | 2025-06-23 | 2025-07-21 | 2026-07-21 | Inverters | ENPHASE | IQ8HC-72-M-DOM-US | 380 |  | 20 |  |  | 0.973 |  | Outside | Roof
NJADRE1559962250 | Administratively Determined Incentive Program | MANVILLE | 8835 | 8.5 | Residential | Behind the Meter | Yes | Fusion Solar Energy, LLC | PSE&G |  | Accepted | 2025-06-23 | 2025-07-21 | 2026-07-21 | Solar Panels | JINKO SOLAR | JKM425N-54HL4-B |  | 0.425 | 12 | 270.04 | 21 |  | Fixed | Roof
NJADRE1559962250 | Administratively Determined Incentive Program | MANVILLE | 8835 | 8.5 | Residential | Behind the Meter | Yes | Fusion Solar Energy, LLC | PSE&G |  | Accepted | 2025-06-23 | 2025-07-21 | 2026-07-21 | Solar Panels | JINKO SOLAR | JKM425N-54HL4-B |  | 0.425 | 8 | 90.04 | 21 |  | Fixed | Roof
NJADRE1559962260 | Administratively Determined Incentive Program | BAYONNE | 7002 | 10.79 | Residential | Behind the Meter | Yes | SunPurity, LLC | PSE&G |  | Accepted | 2025-06-24 | 2025-07-19 | 2026-07-19 | Solar Panels | Hanwha Q cells | Q.PEAK DUO BLK-ML-G10+ 415W |  | 0.415 | 6 | 123 | 20 |  | Fixed | Roof
NJADRE1559962260 | Administratively Determined Incentive Program | BAYONNE | 7002 | 10.79 | Residential | Behind the Meter | Yes | SunPurity, LLC | PSE&G |  | Accepted | 2025-06-24 | 2025-07-19 | 2026-07-19 | Inverters | SolarEdge | SE5700H-US | 5700 |  | 1 |  |  | 0.99 |  | Outdoor
NJADRE1559962260 | Administratively Determined Incentive Program | BAYONNE | 7002 | 10.79 | Residential | Behind the Meter | Yes | SunPurity, LLC | PSE&G |  | Accepted | 2025-06-24 | 2025-07-19 | 2026-07-19 | Inverters | SolarEdge | SE3800H-US | 3800 |  | 1 |  |  | 0.99 |  | Outdoor
NJADRE1559962260 | Administratively Determined Incentive Program | BAYONNE | 7002 | 10.79 | Residential | Behind the Meter | Yes | SunPurity, LLC | PSE&G |  | Accepted | 2025-06-24 | 2025-07-19 | 2026-07-19 | Solar Panels | Hanwha Q cells | Q.PEAK DUO BLK-ML-G10+ 415W |  | 0.415 | 4 | 132 | 46 |  | Fixed | Roof
NJADRE1559962260 | Administratively Determined Incentive Program | BAYONNE | 7002 | 10.79 | Residential | Behind the Meter | Yes | SunPurity, LLC | PSE&G |  | Accepted | 2025-06-24 | 2025-07-19 | 2026-07-19 | Solar Panels | Hanwha Q cells | Q.PEAK DUO BLK-ML-G10+ 415W |  | 0.415 | 16 | 222 | 46 |  | Fixed | Roof
NJADRE1559962264 | Administratively Determined Incentive Program | BUDD LAKE | 7828 | 16.185 | Residential | Behind the Meter | Yes | SunPurity, LLC | JCP&L |  | Accepted | 2025-06-24 | 2025-07-19 | 2026-07-19 | Solar Panels | Hanwha Q cells | Q.PEAK DUO BLK-ML-G10+ 415W |  | 0.415 | 2 | 246 | 14 |  | Fixed | Roof
NJADRE1559962264 | Administratively Determined Incentive Program | BUDD LAKE | 7828 | 16.185 | Residential | Behind the Meter | Yes | SunPurity, LLC | JCP&L |  | Accepted | 2025-06-24 | 2025-07-19 | 2026-07-19 | Solar Panels | Hanwha Q cells | Q.PEAK DUO BLK-ML-G10+ 415W |  | 0.415 | 6 | 0 | 0 |  | Fixed | Roof
NJADRE1559962264 | Administratively Determined Incentive Program | BUDD LAKE | 7828 | 16.185 | Residential | Behind the Meter | Yes | SunPurity, LLC | JCP&L |  | Accepted | 2025-06-24 | 2025-07-19 | 2026-07-19 | Inverters | SolarEdge | SE11400H-US | 11400 |  | 1 |  |  | 0.99 |  | Outdoor
NJADRE1559962264 | Administratively Determined Incentive Program | BUDD LAKE | 7828 | 16.185 | Residential | Behind the Meter | Yes | SunPurity, LLC | JCP&L |  | Accepted | 2025-06-24 | 2025-07-19 | 2026-07-19 | Solar Panels | Hanwha Q cells | Q.PEAK DUO BLK-ML-G10+ 415W |  | 0.415 | 7 | 336 | 11 |  | Fixed | Roof
NJADRE1559962264 | Administratively Determined Incentive Program | BUDD LAKE | 7828 | 16.185 | Residential | Behind the Meter | Yes | SunPurity, LLC | JCP&L |  | Accepted | 2025-06-24 | 2025-07-19 | 2026-07-19 | Solar Panels | Hanwha Q cells | Q.PEAK DUO BLK-ML-G10+ 415W |  | 0.415 | 11 | 0 | 0 |  | Fixed | Roof
NJADRE1559962264 | Administratively Determined Incentive Program | BUDD LAKE | 7828 | 16.185 | Residential | Behind the Meter | Yes | SunPurity, LLC | JCP&L |  | Accepted | 2025-06-24 | 2025-07-19 | 2026-07-19 | Solar Panels | Hanwha Q cells | Q.PEAK DUO BLK-ML-G10+ 415W |  | 0.415 | 13 | 156 | 14 |  | Fixed | Roof
NJADRE1559962325 | Administratively Determined Incentive Program | Woodbine | 8270 | 13.76 | Residential | Behind the Meter | Yes | Sun Up Zero Down, LLC | AC Electric |  | Accepted | 2025-06-27 | 2025-07-29 | 2026-07-29 | Meters | Enphase | TBD |  |  | 1 |  |  |  | Yes | Outdoor
NJADRE1559962325 | Administratively Determined Incentive Program | Woodbine | 8270 | 13.76 | Residential | Behind the Meter | Yes | Sun Up Zero Down, LLC | AC Electric |  | Accepted | 2025-06-27 | 2025-07-29 | 2026-07-29 | Inverters | Enphase | IQ8PLUS-72-2-US | 290 |  | 32 |  |  | 0.976 |  | Outdoor
NJADRE1559962325 | Administratively Determined Incentive Program | Woodbine | 8270 | 13.76 | Residential | Behind the Meter | Yes | Sun Up Zero Down, LLC | AC Electric |  | Accepted | 2025-06-27 | 2025-07-29 | 2026-07-29 | Solar Panels | SEG | SEG-430-BTD-BG |  | 0.43 | 32 | 149 | 27 |  | Fixed | Roof
NJADRE1559964361 | Administratively Determined Incentive Program | GIBBSTOWN | 8027 | 3.645 | Residential | Behind the Meter | Yes | Sunrun Installation Services, Inc. | AC Electric |  | Accepted | 2025-06-24 | 2025-07-18 | 2026-07-18 | Inverters | SolarEdge Technologies | SE3800H-USMN | 3800 |  | 1 |  |  | 0.99 |  | Outdoor | Next to meter
NJADRE1559964361 | Administratively Determined Incentive Program | GIBBSTOWN | 8027 | 3.645 | Residential | Behind the Meter | Yes | Sunrun Installation Services, Inc. | AC Electric |  | Accepted | 2025-06-24 | 2025-07-18 | 2026-07-18 | Solar Panels | JA Solar | JAM54S31-405/MR |  | 0.405 | 9 | 160 | 25 |  | Fixed | Roof
NJADRE1559964369 | Administratively Determined Incentive Program | Parsippany | 7054 | 7.29 | Residential | Behind the Meter | Yes | Sunrun Installation Services, Inc. | JCP&L |  | Accepted | 2025-06-24 | 2025-07-18 | 2026-07-18 | Solar Panels | JA Solar | JAM54S31-405/MR |  | 0.405 | 3 | 270 | 20 |  | Fixed | Roof
NJADRE1559964369 | Administratively Determined Incentive Program | Parsippany | 7054 | 7.29 | Residential | Behind the Meter | Yes | Sunrun Installation Services, Inc. | JCP&L |  | Accepted | 2025-06-24 | 2025-07-18 | 2026-07-18 | Solar Panels | JA Solar | JAM54S31-405/MR |  | 0.405 | 15 | 90 | 20 |  | Fixed | Roof
NJADRE1559964369 | Administratively Determined Incentive Program | Parsippany | 7054 | 7.29 | Residential | Behind the Meter | Yes | Sunrun Installation Services, Inc. | JCP&L |  | Accepted | 2025-06-24 | 2025-07-18 | 2026-07-18 | Inverters | SolarEdge Technologies | SE5700H-USMN | 5760 |  | 1 |  |  | 0.99 |  | Outdoor | Next to meter
NJADRE1559964378 | Administratively Determined Incentive Program | Vineland | 8360 | 10.53 | Residential | Behind the Meter | Yes | Sunrun Installation Services, Inc. | Vineland Muni Electric |  | Accepted | 2025-06-24 | 2025-07-18 | 2026-07-18 | Solar Panels | JA Solar | JAM54S31-405/MR |  | 0.405 | 5 | 93 | 12 |  | Fixed | Roof
NJADRE1559964378 | Administratively Determined Incentive Program | Vineland | 8360 | 10.53 | Residential | Behind the Meter | Yes | Sunrun Installation Services, Inc. | Vineland Muni Electric |  | Accepted | 2025-06-24 | 2025-07-18 | 2026-07-18 | Solar Panels | JA Solar | JAM54S31-405/MR |  | 0.405 | 8 | 94 | 32 |  | Fixed | Roof
NJADRE1559964378 | Administratively Determined Incentive Program | Vineland | 8360 | 10.53 | Residential | Behind the Meter | Yes | Sunrun Installation Services, Inc. | Vineland Muni Electric |  | Accepted | 2025-06-24 | 2025-07-18 | 2026-07-18 | Inverters | SolarEdge Technologies | SE7600H-USMN | 7600 |  | 1 |  |  | 0.99 |  | Outdoor | Next to meter
NJADRE1559964378 | Administratively Determined Incentive Program | Vineland | 8360 | 10.53 | Residential | Behind the Meter | Yes | Sunrun Installation Services, Inc. | Vineland Muni Electric |  | Accepted | 2025-06-24 | 2025-07-18 | 2026-07-18 | Solar Panels | JA Solar | JAM54S31-405/MR |  | 0.405 | 13 | 274 | 34 |  | Fixed | Roof
NJADRE1559964383 | Administratively Determined Incentive Program | Whitesboro | 8252 | 11.745 | Residential | Behind the Meter | Yes | SunnyMac, LLC | AC Electric |  | Accepted | 2025-06-24 | 2025-07-19 | 2026-07-19 | Solar Panels | HANWHA | Q.TRON BLK M-G2+ |  | 0.435 | 2 | 209 | 19 |  | Fixed | Roof
NJADRE1559964383 | Administratively Determined Incentive Program | Whitesboro | 8252 | 11.745 | Residential | Behind the Meter | Yes | SunnyMac, LLC | AC Electric |  | Accepted | 2025-06-24 | 2025-07-19 | 2026-07-19 | Solar Panels | HANWHA | Q.TRON BLK M-G2+ |  | 0.435 | 9 | 297 | 21 |  | Fixed | Roof
NJADRE1559964383 | Administratively Determined Incentive Program | Whitesboro | 8252 | 11.745 | Residential | Behind the Meter | Yes | SunnyMac, LLC | AC Electric |  | Accepted | 2025-06-24 | 2025-07-19 | 2026-07-19 | Inverters | SOLAREDGE HOME HUB | SE3800H-US | 3800 |  | 1 |  |  | 0.99 |  | Outdoor | next to meter
NJADRE1559964383 | Administratively Determined Incentive Program | Whitesboro | 8252 | 11.745 | Residential | Behind the Meter | Yes | SunnyMac, LLC | AC Electric |  | Accepted | 2025-06-24 | 2025-07-19 | 2026-07-19 | Solar Panels | HANWHA | Q.TRON BLK M-G2+ |  | 0.435 | 16 | 209 | 13 |  | Fixed | Roof
NJADRE1559964383 | Administratively Determined Incentive Program | Whitesboro | 8252 | 11.745 | Residential | Behind the Meter | Yes | SunnyMac, LLC | AC Electric |  | Accepted | 2025-06-24 | 2025-07-19 | 2026-07-19 | Inverters | SOLAREDGE HOME HUB | SE5700H-US | 5760 |  | 1 |  |  | 0.99 |  | Outdoor | next to meter
NJADRE1559964726 | Administratively Determined Incentive Program | Upper Township | 8223 | 23.925 | Residential | Behind the Meter | Yes | SunnyMac, LLC | AC Electric |  | Accepted | 2025-06-24 | 2025-07-19 | 2026-07-19 | Solar Panels | HANWHA | Q.TRON BLK M-G2+ |  | 0.435 | 27 | 105 | 23 |  | Fixed | Roof
NJADRE1559964726 | Administratively Determined Incentive Program | Upper Township | 8223 | 23.925 | Residential | Behind the Meter | Yes | SunnyMac, LLC | AC Electric |  | Accepted | 2025-06-24 | 2025-07-19 | 2026-07-19 | Solar Panels | HANWHA | Q.TRON BLK M-G2+ |  | 0.435 | 28 | 285 | 23 |  | Fixed | Roof
NJADRE1559964726 | Administratively Determined Incentive Program | Upper Township | 8223 | 23.925 | Residential | Behind the Meter | Yes | SunnyMac, LLC | AC Electric |  | Accepted | 2025-06-24 | 2025-07-19 | 2026-07-19 | Inverters | SOLAREDGE HOME HUB | SE10000H-US | 10000 |  | 1 |  |  | 0.99 |  | Outdoor | next to meter
NJADRE1559964726 | Administratively Determined Incentive Program | Upper Township | 8223 | 23.925 | Residential | Behind the Meter | Yes | SunnyMac, LLC | AC Electric |  | Accepted | 2025-06-24 | 2025-07-19 | 2026-07-19 | Inverters | SOLAREDGE HOME HUB | SE5700H-US | 5760 |  | 1 |  |  | 0.99 |  | Outdoor | next to meter
NJADRE1559969373 | Administratively Determined Incentive Program | Trenton | 8690 | 13.12 | Residential | Behind the Meter | Yes | Trinity Solar, LLC | PSE&G |  | Accepted | 2025-06-24 | 2025-07-18 | 2026-07-18 | Solar Panels | Hanwha | Q.PEAK DUO BLK ML-G10+ 410 |  | 0.41 | 4 | 16 | 18 |  | Fixed | Roof
NJADRE1559969373 | Administratively Determined Incentive Program | Trenton | 8690 | 13.12 | Residential | Behind the Meter | Yes | Trinity Solar, LLC | PSE&G |  | Accepted | 2025-06-24 | 2025-07-18 | 2026-07-18 | Inverters | Solar Edge | USE10000H-US | 10000 |  | 1 |  |  | 0.97 |  | Outside
NJADRE1559969373 | Administratively Determined Incentive Program | Trenton | 8690 | 13.12 | Residential | Behind the Meter | Yes | Trinity Solar, LLC | PSE&G |  | Accepted | 2025-06-24 | 2025-07-18 | 2026-07-18 | Solar Panels | Hanwha | Q.PEAK DUO BLK ML-G10+ 410 |  | 0.41 | 5 | 106 | 29 |  | Fixed | Roof
NJADRE1559969373 | Administratively Determined Incentive Program | Trenton | 8690 | 13.12 | Residential | Behind the Meter | Yes | Trinity Solar, LLC | PSE&G |  | Accepted | 2025-06-24 | 2025-07-18 | 2026-07-18 | Solar Panels | Hanwha | Q.PEAK DUO BLK ML-G10+ 410 |  | 0.41 | 3 | 196 | 18 |  | Fixed | Roof
NJADRE1559969373 | Administratively Determined Incentive Program | Trenton | 8690 | 13.12 | Residential | Behind the Meter | Yes | Trinity Solar, LLC | PSE&G |  | Accepted | 2025-06-24 | 2025-07-18 | 2026-07-18 | Solar Panels | Hanwha | Q.PEAK DUO BLK ML-G10+ 410 |  | 0.41 | 20 | 196 | 19 |  | Fixed | Roof
NJADRE1559969382 | Administratively Determined Incentive Program | Fieldsboro | 8505 | 7.74 | Residential | Behind the Meter | Yes | Infinity Solar Systems, LLC | PSE&G |  | Accepted | 2025-06-24 | 2025-07-22 | 2026-07-22 | Solar Panels | SEG SOLAR | SEG-430-BTD-BG |  | 0.43 | 6 | 134 | 27 |  | Fixed | Roof
NJADRE1559969382 | Administratively Determined Incentive Program | Fieldsboro | 8505 | 7.74 | Residential | Behind the Meter | Yes | Infinity Solar Systems, LLC | PSE&G |  | Accepted | 2025-06-24 | 2025-07-22 | 2026-07-22 | Inverters | Enphase | IQ8MC-72-M-US | 320 |  | 18 |  |  | 0.97 |  | Outdoor
NJADRE1559969382 | Administratively Determined Incentive Program | Fieldsboro | 8505 | 7.74 | Residential | Behind the Meter | Yes | Infinity Solar Systems, LLC | PSE&G |  | Accepted | 2025-06-24 | 2025-07-22 | 2026-07-22 | Solar Panels | SEG SOLAR | SEG-430-BTD-BG |  | 0.43 | 12 | 134 | 27 |  | Fixed | Roof
NJADRE1559969386 | Administratively Determined Incentive Program | Plainfield | 7063 | 5.81 | Residential | Behind the Meter | Yes | Big Wave Roofing and Solar, LLC | PSE&G |  | Accepted | 2025-06-24 | 2025-07-18 | 2026-07-18 | Inverters | Enphase | IQ8HC-72-M-DOM-US | 380 |  | 14 |  |  | 0.97 |  | Outdoor
NJADRE1559969386 | Administratively Determined Incentive Program | Plainfield | 7063 | 5.81 | Residential | Behind the Meter | Yes | Big Wave Roofing and Solar, LLC | PSE&G |  | Accepted | 2025-06-24 | 2025-07-18 | 2026-07-18 | Solar Panels | HANWHA | QCELLS Q.PEAK DUO BLK ML-G10.C+415w |  | 0.415 | 3 | 219 | 21 |  | Fixed | Roof
NJADRE1559969386 | Administratively Determined Incentive Program | Plainfield | 7063 | 5.81 | Residential | Behind the Meter | Yes | Big Wave Roofing and Solar, LLC | PSE&G |  | Accepted | 2025-06-24 | 2025-07-18 | 2026-07-18 | Solar Panels | HANWHA | QCELLS Q.PEAK DUO BLK ML-G10.C+415w |  | 0.415 | 11 | 129 | 36 |  | Fixed | Roof
NJADRE1559969387 | Administratively Determined Incentive Program | Wayne | 7470 | 15.05 | Residential | Behind the Meter | No | Infinity Solar Systems, LLC | JCP&L |  | Accepted | 2025-06-24 | 2025-07-21 | 2026-07-21 | Inverters | TESLA | TESLA POWERWALL 3 1707000-xx-y | 12 |  | 1 |  |  | 0.97 |  | Outdoor
NJADRE1559969387 | Administratively Determined Incentive Program | Wayne | 7470 | 15.05 | Residential | Behind the Meter | No | Infinity Solar Systems, LLC | JCP&L |  | Accepted | 2025-06-24 | 2025-07-21 | 2026-07-21 | Solar Panels | SEG Solar | SEG-430-BTD-BG |  | 0.43 | 18 | 250 | 23 |  | Fixed | Roof
NJADRE1559969387 | Administratively Determined Incentive Program | Wayne | 7470 | 15.05 | Residential | Behind the Meter | No | Infinity Solar Systems, LLC | JCP&L |  | Accepted | 2025-06-24 | 2025-07-21 | 2026-07-21 | Solar Panels | SEG Solar | SEG-430-BTD-BG |  | 0.43 | 17 | 250 | 23 |  | Fixed | Roof
NJADRE1559969405 | Administratively Determined Incentive Program | Hopatcong | 7843 | 9.135 | Residential | Behind the Meter | Yes | SunnyMac, LLC | JCP&L |  | Accepted | 2025-06-24 | 2025-07-19 | 2026-07-19 | Inverters | SOLAREDGE HOME HUB | SE7600H-US | 7600 |  | 1 |  |  | 0.99 |  | Outdoor | next to meter
NJADRE1559969405 | Administratively Determined Incentive Program | Hopatcong | 7843 | 9.135 | Residential | Behind the Meter | Yes | SunnyMac, LLC | JCP&L |  | Accepted | 2025-06-24 | 2025-07-19 | 2026-07-19 | Solar Panels | HANWHA | Q.TRON BLK M-G2+ |  | 0.435 | 2 | 34 | 23 |  | Fixed | Roof
NJADRE1559969405 | Administratively Determined Incentive Program | Hopatcong | 7843 | 9.135 | Residential | Behind the Meter | Yes | SunnyMac, LLC | JCP&L |  | Accepted | 2025-06-24 | 2025-07-19 | 2026-07-19 | Solar Panels | HANWHA | Q.TRON BLK M-G2+ |  | 0.435 | 13 | 124 | 26 |  | Fixed | Roof
NJADRE1559969405 | Administratively Determined Incentive Program | Hopatcong | 7843 | 9.135 | Residential | Behind the Meter | Yes | SunnyMac, LLC | JCP&L |  | Accepted | 2025-06-24 | 2025-07-19 | 2026-07-19 | Solar Panels | HANWHA | Q.TRON BLK M-G2+ |  | 0.435 | 6 | 34 | 26 |  | Fixed | Roof
NJADRE1559969412 | Administratively Determined Incentive Program | Lakewood | 8701 | 9.84 | Residential | Behind the Meter | Yes | Trinity Solar, LLC | JCP&L |  | Accepted | 2025-06-24 | 2025-07-18 | 2026-07-18 | Solar Panels | Hanwha | Q.PEAK DUO BLK ML-G10+ 410 |  | 0.41 | 7 | 225 | 33 |  | Fixed | Roof
NJADRE1559969412 | Administratively Determined Incentive Program | Lakewood | 8701 | 9.84 | Residential | Behind the Meter | Yes | Trinity Solar, LLC | JCP&L |  | Accepted | 2025-06-24 | 2025-07-18 | 2026-07-18 | Inverters | Solar Edge | USE7600H-US | 7600 |  | 1 |  |  | 0.97 |  | Outside
NJADRE1559969412 | Administratively Determined Incentive Program | Lakewood | 8701 | 9.84 | Residential | Behind the Meter | Yes | Trinity Solar, LLC | JCP&L |  | Accepted | 2025-06-24 | 2025-07-18 | 2026-07-18 | Solar Panels | Hanwha | Q.PEAK DUO BLK ML-G10+ 410 |  | 0.41 | 13 | 135 | 28 |  | Fixed | Roof
NJADRE1559969412 | Administratively Determined Incentive Program | Lakewood | 8701 | 9.84 | Residential | Behind the Meter | Yes | Trinity Solar, LLC | JCP&L |  | Accepted | 2025-06-24 | 2025-07-18 | 2026-07-18 | Solar Panels | Hanwha | Q.PEAK DUO BLK ML-G10+ 410 |  | 0.41 | 4 | 45 | 33 |  | Fixed | Roof
NJADRE1559969415 | Administratively Determined Incentive Program | Gloucester Township | 8081 | 11.745 | Residential | Behind the Meter | Yes | SunnyMac, LLC | AC Electric |  | Accepted | 2025-06-24 | 2025-07-19 | 2026-07-19 | Solar Panels | HANWHA | Q.TRON BLK M-G2+ |  | 0.435 | 3 | 211 | 26 |  | Fixed | Roof
NJADRE1559969415 | Administratively Determined Incentive Program | Gloucester Township | 8081 | 11.745 | Residential | Behind the Meter | Yes | SunnyMac, LLC | AC Electric |  | Accepted | 2025-06-24 | 2025-07-19 | 2026-07-19 | Solar Panels | HANWHA | Q.TRON BLK M-G2+ |  | 0.435 | 2 | 301 | 26 |  | Fixed | Roof
NJADRE1559969415 | Administratively Determined Incentive Program | Gloucester Township | 8081 | 11.745 | Residential | Behind the Meter | Yes | SunnyMac, LLC | AC Electric |  | Accepted | 2025-06-24 | 2025-07-19 | 2026-07-19 | Solar Panels | HANWHA | Q.TRON BLK M-G2+ |  | 0.435 | 12 | 121 | 26 |  | Fixed | Roof
NJADRE1559969415 | Administratively Determined Incentive Program | Gloucester Township | 8081 | 11.745 | Residential | Behind the Meter | Yes | SunnyMac, LLC | AC Electric |  | Accepted | 2025-06-24 | 2025-07-19 | 2026-07-19 | Solar Panels | HANWHA | Q.TRON BLK M-G2+ |  | 0.435 | 2 | 121 | 26 |  | Fixed | Roof
NJADRE1559969415 | Administratively Determined Incentive Program | Gloucester Township | 8081 | 11.745 | Residential | Behind the Meter | Yes | SunnyMac, LLC | AC Electric |  | Accepted | 2025-06-24 | 2025-07-19 | 2026-07-19 | Inverters | SOLAREDGE HOME HUB | SE7600H-US | 7600 |  | 1 |  |  | 0.99 |  | Outdoor | next to meter
NJADRE1559969415 | Administratively Determined Incentive Program | Gloucester Township | 8081 | 11.745 | Residential | Behind the Meter | Yes | SunnyMac, LLC | AC Electric |  | Accepted | 2025-06-24 | 2025-07-19 | 2026-07-19 | Solar Panels | HANWHA | Q.TRON BLK M-G2+ |  | 0.435 | 8 | 301 | 26 |  | Fixed | Roof
NJADRE1559969429 | Administratively Determined Incentive Program | Hamilton | 8330 | 6.525 | Residential | Behind the Meter | Yes | SunnyMac, LLC | AC Electric |  | Accepted | 2025-06-24 | 2025-07-19 | 2026-07-19 | Solar Panels | HANWHA | Q.TRON BLK M-G2+ |  | 0.435 | 3 | 170 | 28 |  | Fixed | Roof
NJADRE1559969429 | Administratively Determined Incentive Program | Hamilton | 8330 | 6.525 | Residential | Behind the Meter | Yes | SunnyMac, LLC | AC Electric |  | Accepted | 2025-06-24 | 2025-07-19 | 2026-07-19 | Solar Panels | HANWHA | Q.TRON BLK M-G2+ |  | 0.435 | 7 | 170 | 33 |  | Fixed | Roof
NJADRE1559969429 | Administratively Determined Incentive Program | Hamilton | 8330 | 6.525 | Residential | Behind the Meter | Yes | SunnyMac, LLC | AC Electric |  | Accepted | 2025-06-24 | 2025-07-19 | 2026-07-19 | Inverters | SOLAREDGE HOME HUB | SE5700H-US | 5760 |  | 1 |  |  | 0.99 |  | Outdoor | next to meter
NJADRE1559969429 | Administratively Determined Incentive Program | Hamilton | 8330 | 6.525 | Residential | Behind the Meter | Yes | SunnyMac, LLC | AC Electric |  | Accepted | 2025-06-24 | 2025-07-19 | 2026-07-19 | Solar Panels | HANWHA | Q.TRON BLK M-G2+ |  | 0.435 | 3 | 260 | 33 |  | Fixed | Roof
NJADRE1559969429 | Administratively Determined Incentive Program | Hamilton | 8330 | 6.525 | Residential | Behind the Meter | Yes | SunnyMac, LLC | AC Electric |  | Accepted | 2025-06-24 | 2025-07-19 | 2026-07-19 | Solar Panels | HANWHA | Q.TRON BLK M-G2+ |  | 0.435 | 2 | 170 | 34 |  | Fixed | Roof
NJADRE1559969445 | Administratively Determined Incentive Program | Lindenwold | 8021 | 6.09 | Residential | Behind the Meter | Yes | SunnyMac, LLC | AC Electric |  | Accepted | 2025-06-24 | 2025-07-19 | 2026-07-19 | Solar Panels | HANWHA | Q.TRON BLK M-G2+ |  | 0.435 | 5 | 279 | 30 |  | Fixed | Roof
NJADRE1559969445 | Administratively Determined Incentive Program | Lindenwold | 8021 | 6.09 | Residential | Behind the Meter | Yes | SunnyMac, LLC | AC Electric |  | Accepted | 2025-06-24 | 2025-07-19 | 2026-07-19 | Solar Panels | HANWHA | Q.TRON BLK M-G2+ |  | 0.435 | 5 | 99 | 30 |  | Fixed | Roof
NJADRE1559969445 | Administratively Determined Incentive Program | Lindenwold | 8021 | 6.09 | Residential | Behind the Meter | Yes | SunnyMac, LLC | AC Electric |  | Accepted | 2025-06-24 | 2025-07-19 | 2026-07-19 | Solar Panels | HANWHA | Q.TRON BLK M-G2+ |  | 0.435 | 2 | 9 | 30 |  | Fixed | Roof
NJADRE1559969445 | Administratively Determined Incentive Program | Lindenwold | 8021 | 6.09 | Residential | Behind the Meter | Yes | SunnyMac, LLC | AC Electric |  | Accepted | 2025-06-24 | 2025-07-19 | 2026-07-19 | Solar Panels | HANWHA | Q.TRON BLK M-G2+ |  | 0.435 | 2 | 189 | 30 |  | Fixed | Roof
NJADRE1559969445 | Administratively Determined Incentive Program | Lindenwold | 8021 | 6.09 | Residential | Behind the Meter | Yes | SunnyMac, LLC | AC Electric |  | Accepted | 2025-06-24 | 2025-07-19 | 2026-07-19 | Inverters | SOLAREDGE HOME HUB | SE5700H-US | 5760 |  | 1 |  |  | 0.99 |  | Outdoor | next to meter
NJADRE1559969447 | Administratively Determined Incentive Program | Livingston | 7039 | 5.52 | Residential | Behind the Meter | No | Infinity Solar Systems, LLC | PSE&G |  | Accepted | 2025-06-24 | 2025-07-18 | 2026-07-18 | Solar Panels | REC Solar | REC 460AA PURE-RX |  | 0.46 | 9 | 114 | 17 |  | Fixed | Roof
NJADRE1559969447 | Administratively Determined Incentive Program | Livingston | 7039 | 5.52 | Residential | Behind the Meter | No | Infinity Solar Systems, LLC | PSE&G |  | Accepted | 2025-06-24 | 2025-07-18 | 2026-07-18 | Inverters | Enphase | IQ8X-80-M-US | 380 |  | 12 |  |  | 0.97 |  | Outdoor
NJADRE1559969447 | Administratively Determined Incentive Program | Livingston | 7039 | 5.52 | Residential | Behind the Meter | No | Infinity Solar Systems, LLC | PSE&G |  | Accepted | 2025-06-24 | 2025-07-18 | 2026-07-18 | Solar Panels | REC Solar | REC 460AA PURE-RX |  | 0.46 | 3 | 204 | 40 |  | Fixed | Roof
NJADRE1559969461 | Administratively Determined Incentive Program | Woodbridge Twp | 7001 | 4.92 | Residential | Behind the Meter | Yes | Sunrun Installation Services, Inc. | PSE&G |  | Accepted | 2025-06-24 | 2025-07-18 | 2026-07-18 | Solar Panels | HANWHA Q-CELLS | Q.PEAK DUO BLK ML-G10+ 410 |  | 0.41 | 6 | 213 | 34 |  | Fixed | Roof
NJADRE1559969461 | Administratively Determined Incentive Program | Woodbridge Twp | 7001 | 4.92 | Residential | Behind the Meter | Yes | Sunrun Installation Services, Inc. | PSE&G |  | Accepted | 2025-06-24 | 2025-07-18 | 2026-07-18 | Inverters | SOLAREDGE TECHNOLOGIES | SE3800H-USMN | 3800 |  | 1 |  |  | 0.99 |  | Outdoor
NJADRE1559969461 | Administratively Determined Incentive Program | Woodbridge Twp | 7001 | 4.92 | Residential | Behind the Meter | Yes | Sunrun Installation Services, Inc. | PSE&G |  | Accepted | 2025-06-24 | 2025-07-18 | 2026-07-18 | Solar Panels | HANWHA Q-CELLS | Q.PEAK DUO BLK ML-G10+ 410 |  | 0.41 | 6 | 33 | 39 |  | Fixed | Roof
NJADRE1559969465 | Administratively Determined Incentive Program | South Brunswick | 8540 | 19.44 | Residential | Behind the Meter | Yes | Sunrun Installation Services, Inc. | PSE&G |  | Accepted | 2025-06-24 | 2025-07-18 | 2026-07-18 | Solar Panels | JA Solar | JAM54S31-405/MR |  | 0.405 | 21 | 87 | 18 |  | Fixed | Roof
NJADRE1559969465 | Administratively Determined Incentive Program | South Brunswick | 8540 | 19.44 | Residential | Behind the Meter | Yes | Sunrun Installation Services, Inc. | PSE&G |  | Accepted | 2025-06-24 | 2025-07-18 | 2026-07-18 | Inverters | SolarEdge Technologies | SE5700H-USMN | 5760 |  | 1 |  |  | 0.99 |  | Outdoor | Next to meter
NJADRE1559969465 | Administratively Determined Incentive Program | South Brunswick | 8540 | 19.44 | Residential | Behind the Meter | Yes | Sunrun Installation Services, Inc. | PSE&G |  | Accepted | 2025-06-24 | 2025-07-18 | 2026-07-18 | Inverters | SolarEdge Technologies | SE7600H-USMN | 7600 |  | 1 |  |  | 0.99 |  | Outdoor | Next to meter
NJADRE1559969465 | Administratively Determined Incentive Program | South Brunswick | 8540 | 19.44 | Residential | Behind the Meter | Yes | Sunrun Installation Services, Inc. | PSE&G |  | Accepted | 2025-06-24 | 2025-07-18 | 2026-07-18 | Solar Panels | JA Solar | JAM54S31-405/MR |  | 0.405 | 20 | 267 | 19 |  | Fixed | Roof
NJADRE1559969465 | Administratively Determined Incentive Program | South Brunswick | 8540 | 19.44 | Residential | Behind the Meter | Yes | Sunrun Installation Services, Inc. | PSE&G |  | Accepted | 2025-06-24 | 2025-07-18 | 2026-07-18 | Solar Panels | JA Solar | JAM54S31-405/MR |  | 0.405 | 7 | 267 | 20 |  | Fixed | Roof
NJADRE1559969465 | Administratively Determined Incentive Program | South Brunswick | 8540 | 19.44 | Residential | Behind the Meter | Yes | Sunrun Installation Services, Inc. | PSE&G |  | Accepted | 2025-06-24 | 2025-07-18 | 2026-07-18 | Electric Storage Battery | TESLA | Powerwall 3 1707000-xx-y |  |  | 1 |  |  |  | Lithium Ion |  | INSIDE
NJADRE1559969477 | Administratively Determined Incentive Program | Westampton | 8060 | 9.02 | Residential | Behind the Meter | Yes | Trinity Solar, LLC | PSE&G |  | Accepted | 2025-06-24 | 2025-07-18 | 2026-07-18 | Solar Panels | Hanwha | Q.PEAK DUO BLK ML-G10+ 410 |  | 0.41 | 10 | 306 | 26 |  | Fixed | Roof
NJADRE1559969477 | Administratively Determined Incentive Program | Westampton | 8060 | 9.02 | Residential | Behind the Meter | Yes | Trinity Solar, LLC | PSE&G |  | Accepted | 2025-06-24 | 2025-07-18 | 2026-07-18 | Solar Panels | Hanwha | Q.PEAK DUO BLK ML-G10+ 410 |  | 0.41 | 12 | 126 | 26 |  | Fixed | Roof
NJADRE1559969477 | Administratively Determined Incentive Program | Westampton | 8060 | 9.02 | Residential | Behind the Meter | Yes | Trinity Solar, LLC | PSE&G |  | Accepted | 2025-06-24 | 2025-07-18 | 2026-07-18 | Inverters | Solar Edge | USE7600H-US | 7600 |  | 1 |  |  | 0.97 |  | Outside
NJADRE1559969517 | Administratively Determined Incentive Program | North Plainfield | 7060 | 6.885 | Residential | Behind the Meter | Yes | Sunrun Installation Services, Inc. | PSE&G |  | Accepted | 2025-06-24 | 2025-07-18 | 2026-07-18 | Solar Panels | JA SOLAR | JAM54S31-405/MR |  | 0.405 | 14 | 131 | 33 |  | Fixed | Roof
NJADRE1559969517 | Administratively Determined Incentive Program | North Plainfield | 7060 | 6.885 | Residential | Behind the Meter | Yes | Sunrun Installation Services, Inc. | PSE&G |  | Accepted | 2025-06-24 | 2025-07-18 | 2026-07-18 | Inverters | SOLAREDGE TECHNOLOGIES | SE5700H-USMN | 5760 |  | 1 |  |  | 0.99 |  | Outdoor
NJADRE1559969517 | Administratively Determined Incentive Program | North Plainfield | 7060 | 6.885 | Residential | Behind the Meter | Yes | Sunrun Installation Services, Inc. | PSE&G |  | Accepted | 2025-06-24 | 2025-07-18 | 2026-07-18 | Solar Panels | JA SOLAR | JAM54S31-405/MR |  | 0.405 | 3 | 221 | 13 |  | Fixed | Roof
NJADRE1559969526 | Administratively Determined Incentive Program | Rahway | 7065 | 7.38 | Residential | Behind the Meter | Yes | EMT Renewables, LLC | PSE&G |  | Accepted | 2025-06-24 | 2025-07-18 | 2026-07-18 | Inverters | IQ8HC | IQ8+ | 290 |  | 18 |  |  | 0.98 |  | Other | UNDER EACH PANEL
NJADRE1559969526 | Administratively Determined Incentive Program | Rahway | 7065 | 7.38 | Residential | Behind the Meter | Yes | EMT Renewables, LLC | PSE&G |  | Accepted | 2025-06-24 | 2025-07-18 | 2026-07-18 | Solar Panels | MSE PERC | MSE-410 |  | 0.41 | 9 | 30 | 27 |  | Fixed | Roof
NJADRE1559969526 | Administratively Determined Incentive Program | Rahway | 7065 | 7.38 | Residential | Behind the Meter | Yes | EMT Renewables, LLC | PSE&G |  | Accepted | 2025-06-24 | 2025-07-18 | 2026-07-18 | Solar Panels | MSE PERC | MSE-410 |  | 0.41 | 9 | 210 | 27 |  | Fixed | Roof
NJADRE1559969543 | Administratively Determined Incentive Program | Lakewood | 8701 | 18.655 | Residential | Behind the Meter | Yes | Kamtech Solar Solutions | JCP&L |  | Accepted | 2025-06-24 | 2025-07-18 | 2026-07-18 | Solar Panels | CANADIAN SOLAR | CS6. 1-64TM-455 |  | 0.455 | 2 | 278 | 30 |  | Fixed | Roof
NJADRE1559969543 | Administratively Determined Incentive Program | Lakewood | 8701 | 18.655 | Residential | Behind the Meter | Yes | Kamtech Solar Solutions | JCP&L |  | Accepted | 2025-06-24 | 2025-07-18 | 2026-07-18 | Solar Panels | CANADIAN SOLAR | CS6. 1-64TM-455 |  | 0.455 | 15 | 188 | 35 |  | Fixed | Roof
NJADRE1559969543 | Administratively Determined Incentive Program | Lakewood | 8701 | 18.655 | Residential | Behind the Meter | Yes | Kamtech Solar Solutions | JCP&L |  | Accepted | 2025-06-24 | 2025-07-18 | 2026-07-18 | Solar Panels | CANADIAN SOLAR | CS6. 1-64TM-455 |  | 0.455 | 2 | 98 | 30 |  | Fixed | Roof
NJADRE1559969543 | Administratively Determined Incentive Program | Lakewood | 8701 | 18.655 | Residential | Behind the Meter | Yes | Kamtech Solar Solutions | JCP&L |  | Accepted | 2025-06-24 | 2025-07-18 | 2026-07-18 | Inverters | ENPHASE | IQ8X-80-M-US | 384 |  | 41 |  |  | 0.97 |  | Outdoor | ROOFTOP
NJADRE1559969543 | Administratively Determined Incentive Program | Lakewood | 8701 | 18.655 | Residential | Behind the Meter | Yes | Kamtech Solar Solutions | JCP&L |  | Accepted | 2025-06-24 | 2025-07-18 | 2026-07-18 | Solar Panels | CANADIAN SOLAR | CS6. 1-64TM-455 |  | 0.455 | 22 | 8 | 35 |  | Fixed | Roof
NJADRE1559969554 | Administratively Determined Incentive Program | Colts Neck | 7722 | 19.14 | Residential | Behind the Meter | No | NJ Solar Power, LLC | JCP&L |  | Accepted | 2025-06-24 | 2025-07-18 | 2026-07-18 | Inverters | SolarEdge | SE7600H-US | 15200 |  | 2 |  |  | 0.99 |  | Outside
NJADRE1559969554 | Administratively Determined Incentive Program | Colts Neck | 7722 | 19.14 | Residential | Behind the Meter | No | NJ Solar Power, LLC | JCP&L |  | Accepted | 2025-06-24 | 2025-07-18 | 2026-07-18 | Solar Panels | Hanwha | Q.TRON BLK M-G2+ 435 |  | 0.435 | 12 | 147 | 35 |  | Fixed | Roof | Roof 2
NJADRE1559969554 | Administratively Determined Incentive Program | Colts Neck | 7722 | 19.14 | Residential | Behind the Meter | No | NJ Solar Power, LLC | JCP&L |  | Accepted | 2025-06-24 | 2025-07-18 | 2026-07-18 | Solar Panels | Hanwha | Q.TRON BLK M-G2+ 435 |  | 0.435 | 32 | 57 | 37 |  | Fixed | Roof | Roof 1
NJADRE1559969555 | Administratively Determined Incentive Program | Swedesboro | 8085 | 17.425 | Residential | Behind the Meter | Yes | Power Energy Solutions, LLC | AC Electric |  | Accepted | 2025-06-24 | 2025-07-23 | 2026-07-23 | Solar Panels | Trina Solar | TSM-425NE09RC.05 |  | 0.425 | 6 | 50 | 3 |  | Fixed | Roof
NJADRE1559969555 | Administratively Determined Incentive Program | Swedesboro | 8085 | 17.425 | Residential | Behind the Meter | Yes | Power Energy Solutions, LLC | AC Electric |  | Accepted | 2025-06-24 | 2025-07-23 | 2026-07-23 | Inverters | SolarEdge | SE10000H-US | 10 |  | 1 |  |  | 0.97 |  | Outdoor
NJADRE1559969555 | Administratively Determined Incentive Program | Swedesboro | 8085 | 17.425 | Residential | Behind the Meter | Yes | Power Energy Solutions, LLC | AC Electric |  | Accepted | 2025-06-24 | 2025-07-23 | 2026-07-23 | Solar Panels | Trina Solar | TSM-425NE09RC.05 |  | 0.425 | 8 | 228 | 36 |  | Fixed | Roof
NJADRE1559969555 | Administratively Determined Incentive Program | Swedesboro | 8085 | 17.425 | Residential | Behind the Meter | Yes | Power Energy Solutions, LLC | AC Electric |  | Accepted | 2025-06-24 | 2025-07-23 | 2026-07-23 | Solar Panels | Trina Solar | TSM-425NE09RC.05 |  | 0.425 | 7 | 48 | 36 |  | Fixed | Roof
NJADRE1559969555 | Administratively Determined Incentive Program | Swedesboro | 8085 | 17.425 | Residential | Behind the Meter | Yes | Power Energy Solutions, LLC | AC Electric |  | Accepted | 2025-06-24 | 2025-07-23 | 2026-07-23 | Solar Panels | Trina Solar | TSM-425NE09RC.05 |  | 0.425 | 20 | 50 | 7 |  | Fixed | Roof
NJADRE1559969565 | Administratively Determined Incentive Program | Westville | 8093 | 9.62 | Residential | Behind the Meter | Yes | Sustainable Energy Systems, LLC | PSE&G |  | Accepted | 2025-06-27 | 2025-07-23 | 2026-07-23 | Solar Panels | REC | REC370AA Black |  | 0.37 | 22 | 270 | 30 |  | Fixed | Roof
NJADRE1559969565 | Administratively Determined Incentive Program | Westville | 8093 | 9.62 | Residential | Behind the Meter | Yes | Sustainable Energy Systems, LLC | PSE&G |  | Accepted | 2025-06-27 | 2025-07-23 | 2026-07-23 | Inverters | SolarEdge Technologies | SE7600H-US | 8 |  | 1 |  |  | 0.99 |  | Outside
NJADRE1559969565 | Administratively Determined Incentive Program | Westville | 8093 | 9.62 | Residential | Behind the Meter | Yes | Sustainable Energy Systems, LLC | PSE&G |  | Accepted | 2025-06-27 | 2025-07-23 | 2026-07-23 | Solar Panels | REC | REC370AA Black |  | 0.37 | 4 | 180 | 32 |  | Fixed | Roof
NJADRE1559969568 | Administratively Determined Incentive Program | Tuckerton | 8087 | 9.02 | Residential | Behind the Meter | Yes | Pro Custom Solar dba Momentum Solar | AC Electric |  | Accepted | 2025-06-24 | 2025-07-18 | 2026-07-18 | Inverters | ENPHASE | IQ8HC-72-M-DOM-US | 380 |  | 22 |  |  | 0.97 |  | Outdoor
NJADRE1559969568 | Administratively Determined Incentive Program | Tuckerton | 8087 | 9.02 | Residential | Behind the Meter | Yes | Pro Custom Solar dba Momentum Solar | AC Electric |  | Accepted | 2025-06-24 | 2025-07-18 | 2026-07-18 | Solar Panels | Hanwha | Q.PEAK DUO BLK ML-G10+410 |  | 0.41 | 22 | 97 | 12 |  | Fixed | Roof
NJADRE1559969571 | Administratively Determined Incentive Program | METUCHEN | 8840 | 14.875 | Residential | Behind the Meter | Yes | Maier Solar Engineering dba Solar Me | PSE&G |  | Accepted | 2025-06-24 | 2025-07-18 | 2026-07-18 | Solar Panels | Jinko | JKM425N-54HL4-B |  | 0.425 | 3 | 186 | 33 |  | Fixed | Roof
NJADRE1559969571 | Administratively Determined Incentive Program | METUCHEN | 8840 | 14.875 | Residential | Behind the Meter | Yes | Maier Solar Engineering dba Solar Me | PSE&G |  | Accepted | 2025-06-24 | 2025-07-18 | 2026-07-18 | Solar Panels | Jinko | JKM425N-54HL4-B |  | 0.425 | 10 | 186 | 23 |  | Fixed | Roof
NJADRE1559969571 | Administratively Determined Incentive Program | METUCHEN | 8840 | 14.875 | Residential | Behind the Meter | Yes | Maier Solar Engineering dba Solar Me | PSE&G |  | Accepted | 2025-06-24 | 2025-07-18 | 2026-07-18 | Solar Panels | Jinko | JKM425N-54HL4-B |  | 0.425 | 4 | 96 | 33 |  | Fixed | Roof
NJADRE1559969571 | Administratively Determined Incentive Program | METUCHEN | 8840 | 14.875 | Residential | Behind the Meter | Yes | Maier Solar Engineering dba Solar Me | PSE&G |  | Accepted | 2025-06-24 | 2025-07-18 | 2026-07-18 | Solar Panels | Jinko | JKM425N-54HL4-B |  | 0.425 | 10 | 276 | 33 |  | Fixed | Roof
NJADRE1559969571 | Administratively Determined Incentive Program | METUCHEN | 8840 | 14.875 | Residential | Behind the Meter | Yes | Maier Solar Engineering dba Solar Me | PSE&G |  | Accepted | 2025-06-24 | 2025-07-18 | 2026-07-18 | Inverters | Enphase | IQ8+ | 290 |  | 35 |  |  | 0.96 |  | Outdoor | Next to meter
NJADRE1559969571 | Administratively Determined Incentive Program | METUCHEN | 8840 | 14.875 | Residential | Behind the Meter | Yes | Maier Solar Engineering dba Solar Me | PSE&G |  | Accepted | 2025-06-24 | 2025-07-18 | 2026-07-18 | Solar Panels | Jinko | JKM425N-54HL4-B |  | 0.425 | 2 | 96 | 33 |  | Fixed | Roof
NJADRE1559969571 | Administratively Determined Incentive Program | METUCHEN | 8840 | 14.875 | Residential | Behind the Meter | Yes | Maier Solar Engineering dba Solar Me | PSE&G |  | Accepted | 2025-06-24 | 2025-07-18 | 2026-07-18 | Solar Panels | Jinko | JKM425N-54HL4-B |  | 0.425 | 6 | 96 | 20 |  | Fixed | Roof
NJADRE1559969577 | Administratively Determined Incentive Program | Woodbridge | 7095 | 5.33 | Residential | Behind the Meter | Yes | EMT Renewables, LLC | PSE&G |  | Accepted | 2025-06-24 | 2025-07-18 | 2026-07-18 | Solar Panels | MSE PERC | MSE-410 |  | 0.41 | 6 | 2 | 20 |  | Fixed | Roof
NJADRE1559969577 | Administratively Determined Incentive Program | Woodbridge | 7095 | 5.33 | Residential | Behind the Meter | Yes | EMT Renewables, LLC | PSE&G |  | Accepted | 2025-06-24 | 2025-07-18 | 2026-07-18 | Solar Panels | MSE PERC | MSE-410 |  | 0.41 | 2 | 182 | 20 |  | Fixed | Roof
NJADRE1559969577 | Administratively Determined Incentive Program | Woodbridge | 7095 | 5.33 | Residential | Behind the Meter | Yes | EMT Renewables, LLC | PSE&G |  | Accepted | 2025-06-24 | 2025-07-18 | 2026-07-18 | Solar Panels | MSE PERC | MSE-410 |  | 0.41 | 3 | 182 | 46 |  | Fixed | Roof
NJADRE1559969577 | Administratively Determined Incentive Program | Woodbridge | 7095 | 5.33 | Residential | Behind the Meter | Yes | EMT Renewables, LLC | PSE&G |  | Accepted | 2025-06-24 | 2025-07-18 | 2026-07-18 | Inverters | IQ8HC | IQ8+ | 290 |  | 13 |  |  | 0.98 |  | Other | UNDER EACH PANEL
NJADRE1559969577 | Administratively Determined Incentive Program | Woodbridge | 7095 | 5.33 | Residential | Behind the Meter | Yes | EMT Renewables, LLC | PSE&G |  | Accepted | 2025-06-24 | 2025-07-18 | 2026-07-18 | Solar Panels | MSE PERC | MSE-410 |  | 0.41 | 1 | 182 | 25 |  | Fixed | Roof
NJADRE1559969577 | Administratively Determined Incentive Program | Woodbridge | 7095 | 5.33 | Residential | Behind the Meter | Yes | EMT Renewables, LLC | PSE&G |  | Accepted | 2025-06-24 | 2025-07-18 | 2026-07-18 | Solar Panels | MSE PERC | MSE-410 |  | 0.41 | 1 | 2 | 18 |  | Fixed | Roof
NJADRE1559969591 | Administratively Determined Incentive Program | Roselle | 7203 | 5.74 | Residential | Behind the Meter | Yes | EMT Renewables, LLC | PSE&G |  | Accepted | 2025-06-24 | 2025-07-22 | 2026-07-22 | Solar Panels | MSE PERC | MSE-410 |  | 0.41 | 14 | 260 | 31 |  | Fixed | Roof
NJADRE1559969591 | Administratively Determined Incentive Program | Roselle | 7203 | 5.74 | Residential | Behind the Meter | Yes | EMT Renewables, LLC | PSE&G |  | Accepted | 2025-06-24 | 2025-07-22 | 2026-07-22 | Inverters | IQ8HC | IQ8+ | 290 |  | 14 |  |  | 0.98 |  | Other | UNDER EACH PANEL
NJADRE1559969600 | Administratively Determined Incentive Program | WEST ORANGE | 7052 | 5.74 | Residential | Behind the Meter | Yes | Sunrun Installation Services, Inc. | PSE&G |  | Accepted | 2025-06-24 | 2025-07-22 | 2026-07-22 | Electric Storage Battery | Tesla | POWERWALL 3 1707000-XX-Y |  |  | 1 |  |  |  | Lithium Ion |  | OUTSIDE
NJADRE1559969600 | Administratively Determined Incentive Program | WEST ORANGE | 7052 | 5.74 | Residential | Behind the Meter | Yes | Sunrun Installation Services, Inc. | PSE&G |  | Accepted | 2025-06-24 | 2025-07-22 | 2026-07-22 | Inverters | Tesla | POWERWALL 3 1707000-XX-Y | 11500 |  | 1 |  |  | 0.97 |  | Outdoor
NJADRE1559969600 | Administratively Determined Incentive Program | WEST ORANGE | 7052 | 5.74 | Residential | Behind the Meter | Yes | Sunrun Installation Services, Inc. | PSE&G |  | Accepted | 2025-06-24 | 2025-07-22 | 2026-07-22 | Solar Panels | HANWHA Q-CELLS | Q.PEAK DUO BLK ML-G10+ 410 DCA |  | 0.41 | 14 | 118 | 33 |  | Fixed | Roof
NJADRE1559969603 | Administratively Determined Incentive Program | Toms River | 8753 | 4.1 | Residential | Behind the Meter | Yes | Trinity Solar, LLC | JCP&L |  | Accepted | 2025-06-24 | 2025-07-18 | 2026-07-18 | Solar Panels | Hanwha | Q.PEAK DUO BLK ML-G10+ 410 |  | 0.41 | 10 | 184 | 18 |  | Fixed | Roof
NJADRE1559969603 | Administratively Determined Incentive Program | Toms River | 8753 | 4.1 | Residential | Behind the Meter | Yes | Trinity Solar, LLC | JCP&L |  | Accepted | 2025-06-24 | 2025-07-18 | 2026-07-18 | Inverters | Solar Edge | USE3800H-US | 3800 |  | 1 |  |  | 0.97 |  | Outside
NJADRE1559969609 | Administratively Determined Incentive Program | Gibbstown | 8027 | 6.525 | Residential | Behind the Meter | Yes | SunnyMac, LLC | AC Electric |  | Accepted | 2025-06-24 | 2025-07-18 | 2026-07-18 | Solar Panels | HANWHA | Q.TRON BLK M-G2+ |  | 0.435 | 15 | 179 | 19 |  | Fixed | Roof
NJADRE1559969609 | Administratively Determined Incentive Program | Gibbstown | 8027 | 6.525 | Residential | Behind the Meter | Yes | SunnyMac, LLC | AC Electric |  | Accepted | 2025-06-24 | 2025-07-18 | 2026-07-18 | Inverters | SOLAREDGE HOME HUB | SE5700H-US | 5760 |  | 1 |  |  | 0.99 |  | Outdoor | next to meter
NJADRE1559969610 | Administratively Determined Incentive Program | VILLAS | 8251 | 17.2 | Residential | Behind the Meter | Yes | Pro Custom Solar dba Momentum Solar | AC Electric |  | Accepted | 2025-06-24 | 2025-07-21 | 2026-07-21 | Solar Panels | Hanwha | Q.TRON BLK M-G2+430 |  | 0.43 | 12 | 113 | 30 |  | Fixed | Roof
NJADRE1559969610 | Administratively Determined Incentive Program | VILLAS | 8251 | 17.2 | Residential | Behind the Meter | Yes | Pro Custom Solar dba Momentum Solar | AC Electric |  | Accepted | 2025-06-24 | 2025-07-21 | 2026-07-21 | Solar Panels | Hanwha | Q.TRON BLK M-G2+430 |  | 0.43 | 12 | 293 | 30 |  | Fixed | Roof
NJADRE1559969610 | Administratively Determined Incentive Program | VILLAS | 8251 | 17.2 | Residential | Behind the Meter | Yes | Pro Custom Solar dba Momentum Solar | AC Electric |  | Accepted | 2025-06-24 | 2025-07-21 | 2026-07-21 | Solar Panels | Hanwha | Q.TRON BLK M-G2+430 |  | 0.43 | 16 | 293 | 32 |  | Fixed | Roof
NJADRE1559969610 | Administratively Determined Incentive Program | VILLAS | 8251 | 17.2 | Residential | Behind the Meter | Yes | Pro Custom Solar dba Momentum Solar | AC Electric |  | Accepted | 2025-06-24 | 2025-07-21 | 2026-07-21 | Inverters | ENPHASE | IQ8HC-72-M-DOM-US | 380 |  | 40 |  |  | 0.97 |  | Outdoor
NJADRE1559969624 | Administratively Determined Incentive Program | SICKLERVILLE | 8081 | 10.25 | Residential | Behind the Meter | Yes | EMT Renewables, LLC | AC Electric |  | Accepted | 2025-06-24 | 2025-07-22 | 2026-07-22 | Solar Panels | MSE PERC | MSE-410 |  | 0.41 | 25 | 163 | 29 |  | Fixed | Roof
NJADRE1559969624 | Administratively Determined Incentive Program | SICKLERVILLE | 8081 | 10.25 | Residential | Behind the Meter | Yes | EMT Renewables, LLC | AC Electric |  | Accepted | 2025-06-24 | 2025-07-22 | 2026-07-22 | Inverters | Enphase | IQ8HC | 380 |  | 25 |  |  | 0.98 |  | Other | UNDER EACH PANEL
NJADRE1559969643 | Administratively Determined Incentive Program | BAYONNE | 7002 | 6.97 | Residential | Behind the Meter | Yes | Trinity Solar, LLC | PSE&G |  | Accepted | 2025-06-24 | 2025-07-18 | 2026-07-18 | Inverters | SOLAREDGE | SE6000H-US | 6000 |  | 1 |  |  | 0.97 |  | Outside
NJADRE1559969643 | Administratively Determined Incentive Program | BAYONNE | 7002 | 6.97 | Residential | Behind the Meter | Yes | Trinity Solar, LLC | PSE&G |  | Accepted | 2025-06-24 | 2025-07-18 | 2026-07-18 | Solar Panels | HANWHA 410 (Q.PEAK DUO BLK ML-G10+410) | HANWHA 410 (Q.PEAK DUO BLK ML-G10+410) |  | 0.41 | 17 | 122 | 24 |  | Fixed | Roof
NJADRE1559969644 | Administratively Determined Incentive Program | SICKLERVILLE | 8081 | 5.33 | Residential | Behind the Meter | Yes | EMT Renewables, LLC | AC Electric |  | Accepted | 2025-06-24 | 2025-07-18 | 2026-07-18 | Solar Panels | MSE PERC | MSE-410 |  | 0.41 | 2 | 219 | 24 |  | Fixed | Roof
NJADRE1559969644 | Administratively Determined Incentive Program | SICKLERVILLE | 8081 | 5.33 | Residential | Behind the Meter | Yes | EMT Renewables, LLC | AC Electric |  | Accepted | 2025-06-24 | 2025-07-18 | 2026-07-18 | Inverters | ENPHASE | IQ8+ | 290 |  | 13 |  |  | 0.98 |  | Other | UNDER EACH PANEL
NJADRE1559969644 | Administratively Determined Incentive Program | SICKLERVILLE | 8081 | 5.33 | Residential | Behind the Meter | Yes | EMT Renewables, LLC | AC Electric |  | Accepted | 2025-06-24 | 2025-07-18 | 2026-07-18 | Solar Panels | MSE PERC | MSE-410 |  | 0.41 | 2 | 221 | 30 |  | Fixed | Roof
NJADRE1559969644 | Administratively Determined Incentive Program | SICKLERVILLE | 8081 | 5.33 | Residential | Behind the Meter | Yes | EMT Renewables, LLC | AC Electric |  | Accepted | 2025-06-24 | 2025-07-18 | 2026-07-18 | Solar Panels | MSE PERC | MSE-410 |  | 0.41 | 9 | 39 | 35 |  | Fixed | Roof
NJADRE1559969645 | Administratively Determined Incentive Program | LANDING | 7850 | 10.125 | Residential | Behind the Meter | No | Power Home Remodeling Group | JCP&L |  | Accepted | 2025-06-24 | 2025-07-22 | 2026-07-22 | Meters | SolarEdge | Revenue Grade Data Ansi C12.20 |  |  | 1 |  |  |  | Yes | Outdoor
NJADRE1559969645 | Administratively Determined Incentive Program | LANDING | 7850 | 10.125 | Residential | Behind the Meter | No | Power Home Remodeling Group | JCP&L |  | Accepted | 2025-06-24 | 2025-07-22 | 2026-07-22 | Solar Panels | JA Solar | JAM54S31 405/MR |  | 0.405 | 13 | 136 | 19 |  | Fixed | Roof
NJADRE1559969645 | Administratively Determined Incentive Program | LANDING | 7850 | 10.125 | Residential | Behind the Meter | No | Power Home Remodeling Group | JCP&L |  | Accepted | 2025-06-24 | 2025-07-22 | 2026-07-22 | Inverters | SolarEdge | SE7600H-US | 7600 |  | 1 |  |  | 0.99 |  | Outside
NJADRE1559969645 | Administratively Determined Incentive Program | LANDING | 7850 | 10.125 | Residential | Behind the Meter | No | Power Home Remodeling Group | JCP&L |  | Accepted | 2025-06-24 | 2025-07-22 | 2026-07-22 | Solar Panels | JA Solar | JAM54S31 405/MR |  | 0.405 | 6 | 316 | 19 |  | Fixed | Roof
NJADRE1559969645 | Administratively Determined Incentive Program | LANDING | 7850 | 10.125 | Residential | Behind the Meter | No | Power Home Remodeling Group | JCP&L |  | Accepted | 2025-06-24 | 2025-07-22 | 2026-07-22 | Solar Panels | JA Solar | JAM54S31 405/MR |  | 0.405 | 6 | 226 | 19 |  | Fixed | Roof
NJADRE1559969658 | Administratively Determined Incentive Program | EGG HARBOR TOWNSHIP | 8234 | 12.9 | Residential | Behind the Meter | Yes | Pro Custom Solar dba Momentum Solar | AC Electric |  | Accepted | 2025-06-24 | 2025-07-18 | 2026-07-18 | Solar Panels | Hanwha | Q.TRON BLK M-G2+430 |  | 0.43 | 6 | 216 | 13 |  | Fixed | Roof
NJADRE1559969658 | Administratively Determined Incentive Program | EGG HARBOR TOWNSHIP | 8234 | 12.9 | Residential | Behind the Meter | Yes | Pro Custom Solar dba Momentum Solar | AC Electric |  | Accepted | 2025-06-24 | 2025-07-18 | 2026-07-18 | Solar Panels | Hanwha | Q.TRON BLK M-G2+430 |  | 0.43 | 8 | 36 | 15 |  | Fixed | Roof
NJADRE1559969658 | Administratively Determined Incentive Program | EGG HARBOR TOWNSHIP | 8234 | 12.9 | Residential | Behind the Meter | Yes | Pro Custom Solar dba Momentum Solar | AC Electric |  | Accepted | 2025-06-24 | 2025-07-18 | 2026-07-18 | Solar Panels | Hanwha | Q.TRON BLK M-G2+430 |  | 0.43 | 10 | 216 | 17 |  | Fixed | Roof
NJADRE1559969658 | Administratively Determined Incentive Program | EGG HARBOR TOWNSHIP | 8234 | 12.9 | Residential | Behind the Meter | Yes | Pro Custom Solar dba Momentum Solar | AC Electric |  | Accepted | 2025-06-24 | 2025-07-18 | 2026-07-18 | Solar Panels | Hanwha | Q.TRON BLK M-G2+430 |  | 0.43 | 6 | 36 | 13 |  | Fixed | Roof
NJADRE1559969658 | Administratively Determined Incentive Program | EGG HARBOR TOWNSHIP | 8234 | 12.9 | Residential | Behind the Meter | Yes | Pro Custom Solar dba Momentum Solar | AC Electric |  | Accepted | 2025-06-24 | 2025-07-18 | 2026-07-18 | Inverters | ENPHASE | IQ8HC-72-M-DOM-US | 380 |  | 30 |  |  | 0.97 |  | Outdoor
NJADRE1559969663 | Administratively Determined Incentive Program | ELMER | 8318 | 9.43 | Residential | Behind the Meter | Yes | EMT Renewables, LLC | AC Electric |  | Accepted | 2025-06-24 | 2025-07-18 | 2026-07-18 | Solar Panels | MSE PERC | MSE-410 |  | 0.41 | 8 | 139 | 25 |  | Fixed | Roof
NJADRE1559969663 | Administratively Determined Incentive Program | ELMER | 8318 | 9.43 | Residential | Behind the Meter | Yes | EMT Renewables, LLC | AC Electric |  | Accepted | 2025-06-24 | 2025-07-18 | 2026-07-18 | Inverters | IQ8HC | IQ8+ | 290 |  | 23 |  |  | 0.98 |  | Other | UNDER EACH PANEL
NJADRE1559969663 | Administratively Determined Incentive Program | ELMER | 8318 | 9.43 | Residential | Behind the Meter | Yes | EMT Renewables, LLC | AC Electric |  | Accepted | 2025-06-24 | 2025-07-18 | 2026-07-18 | Solar Panels | MSE PERC | MSE-410 |  | 0.41 | 15 | 139 | 26 |  | Fixed | Roof
NJADRE1559969672 | Administratively Determined Incentive Program | PLEASANTVILLE | 8232 | 10.44 | Residential | Behind the Meter | Yes | SunnyMac, LLC | AC Electric |  | Accepted | 2025-06-24 | 2025-07-18 | 2026-07-18 | Solar Panels | HANWHA | Q.TRON BLK M-G2+ |  | 0.435 | 24 | 124 | 11 |  | Fixed | Roof
NJADRE1559969672 | Administratively Determined Incentive Program | PLEASANTVILLE | 8232 | 10.44 | Residential | Behind the Meter | Yes | SunnyMac, LLC | AC Electric |  | Accepted | 2025-06-24 | 2025-07-18 | 2026-07-18 | Inverters | SOLAREDGE | SE7600H-US | 7600 |  | 1 |  |  | 0.99 |  | Outdoor | next to meter
NJADRE1559969687 | Administratively Determined Incentive Program | Galloway | 8205 | 14.62 | Residential | Behind the Meter | Yes | Sustainable Energy Systems, LLC | AC Electric |  | Accepted | 2025-07-09 | 2025-07-30 | 2026-07-30 | Inverters | SolarEdge Technologies | SE11400H-US | 11 |  | 1 |  |  | 0.99 |  | Outside
NJADRE1559969687 | Administratively Determined Incentive Program | Galloway | 8205 | 14.62 | Residential | Behind the Meter | Yes | Sustainable Energy Systems, LLC | AC Electric |  | Accepted | 2025-07-09 | 2025-07-30 | 2026-07-30 | Solar Panels | SEG Solar | SEG-430-BTD-BG |  | 0.43 | 4 | 102 | 23 |  | Fixed | Roof
NJADRE1559969687 | Administratively Determined Incentive Program | Galloway | 8205 | 14.62 | Residential | Behind the Meter | Yes | Sustainable Energy Systems, LLC | AC Electric |  | Accepted | 2025-07-09 | 2025-07-30 | 2026-07-30 | Solar Panels | SEG Solar | SEG-430-BTD-BG |  | 0.43 | 8 | 281 | 23 |  | Fixed | Roof
NJADRE1559969687 | Administratively Determined Incentive Program | Galloway | 8205 | 14.62 | Residential | Behind the Meter | Yes | Sustainable Energy Systems, LLC | AC Electric |  | Accepted | 2025-07-09 | 2025-07-30 | 2026-07-30 | Solar Panels | SEG Solar | SEG-430-BTD-BG |  | 0.43 | 22 | 101 | 23 |  | Fixed | Roof
NJADRE1559969689 | Administratively Determined Incentive Program | Mathistown | 8224 | 5.655 | Residential | Behind the Meter | Yes | SunnyMac, LLC | AC Electric |  | Accepted | 2025-06-24 | 2025-07-18 | 2026-07-18 | Inverters | SOLAREDGE HOME HUB | SE3800H-US | 3800 |  | 1 |  |  | 0.99 |  | Outdoor | next to meter
NJADRE1559969689 | Administratively Determined Incentive Program | Mathistown | 8224 | 5.655 | Residential | Behind the Meter | Yes | SunnyMac, LLC | AC Electric |  | Accepted | 2025-06-24 | 2025-07-18 | 2026-07-18 | Solar Panels | HANWHA | Q.TRON BLK M-G2+ |  | 0.435 | 13 | 296 | 19 |  | Fixed | Roof
NJADRE1559969689 | Administratively Determined Incentive Program | Mathistown | 8224 | 5.655 | Residential | Behind the Meter | Yes | SunnyMac, LLC | AC Electric |  | Accepted | 2025-06-24 | 2025-07-18 | 2026-07-18 | Meters | SOLAREDGE HOME HUB | SE-RGMTR-1D-240C-B |  |  | 1 |  |  |  | Yes | Outdoor
NJADRE1559969696 | Administratively Determined Incentive Program | CHERRY HILL | 8003 | 14.62 | Residential | Behind the Meter | No | Green Power Energy, LLC | PSE&G |  | Accepted | 2025-06-24 | 2025-07-18 | 2026-07-18 | Solar Panels | SEG Solar | SEG-430-BTD-BG |  | 0.43 | 20 | 64 | 16 |  | Fixed | Roof
NJADRE1559969696 | Administratively Determined Incentive Program | CHERRY HILL | 8003 | 14.62 | Residential | Behind the Meter | No | Green Power Energy, LLC | PSE&G |  | Accepted | 2025-06-24 | 2025-07-18 | 2026-07-18 | Inverters | Enphase Energy | IQ8MC-72-M-US [240V] | 320 |  | 34 |  |  | 0.98 |  | Outside | Roof
NJADRE1559969696 | Administratively Determined Incentive Program | CHERRY HILL | 8003 | 14.62 | Residential | Behind the Meter | No | Green Power Energy, LLC | PSE&G |  | Accepted | 2025-06-24 | 2025-07-18 | 2026-07-18 | Solar Panels | Enphase Energy | SEG-430-BTD-BG |  | 0.43 | 14 | 153 | 19 |  | Fixed | Roof
NJADRE1559969708 | Administratively Determined Incentive Program | EAST ORANGE | 7017 | 9.43 | Residential | Behind the Meter | Yes | Trinity Solar, LLC | PSE&G |  | Accepted | 2025-06-24 | 2025-07-18 | 2026-07-18 | Solar Panels | HANWHA 410 (Q.PEAK DUO BLK ML-G10+410) | HANWHA 410 (Q.PEAK DUO BLK ML-G10+410) |  | 0.41 | 16 | 127 | 45 |  | Fixed | Roof
NJADRE1559969708 | Administratively Determined Incentive Program | EAST ORANGE | 7017 | 9.43 | Residential | Behind the Meter | Yes | Trinity Solar, LLC | PSE&G |  | Accepted | 2025-06-24 | 2025-07-18 | 2026-07-18 | Inverters | SOLAREDGE | SE7600H-US | 7600 |  | 1 |  |  | 0.97 |  | Outside
NJADRE1559969708 | Administratively Determined Incentive Program | EAST ORANGE | 7017 | 9.43 | Residential | Behind the Meter | Yes | Trinity Solar, LLC | PSE&G |  | Accepted | 2025-06-24 | 2025-07-18 | 2026-07-18 | Solar Panels | HANWHA 410 (Q.PEAK DUO BLK ML-G10+410) | HANWHA 410 (Q.PEAK DUO BLK ML-G10+410) |  | 0.41 | 7 | 307 | 45 |  | Fixed | Roof
NJADRE1559969713 | Administratively Determined Incentive Program | Trenton | 8618 | 4.675 | Residential | Behind the Meter | Yes | Power Energy Solutions, LLC | PSE&G |  | Accepted | 2025-06-24 | 2025-07-19 | 2026-07-19 | Solar Panels | Trina Solar | TSM-425NE09RC.05 |  | 0.425 | 3 | 308 | 8 |  | Fixed | Roof
NJADRE1559969713 | Administratively Determined Incentive Program | Trenton | 8618 | 4.675 | Residential | Behind the Meter | Yes | Power Energy Solutions, LLC | PSE&G |  | Accepted | 2025-06-24 | 2025-07-19 | 2026-07-19 | Solar Panels | Trina Solar | TSM-425NE09RC.05 |  | 0.425 | 2 | 308 | 29 |  | Fixed | Roof
NJADRE1559969713 | Administratively Determined Incentive Program | Trenton | 8618 | 4.675 | Residential | Behind the Meter | Yes | Power Energy Solutions, LLC | PSE&G |  | Accepted | 2025-06-24 | 2025-07-19 | 2026-07-19 | Solar Panels | Trina Solar | TSM-425NE09RC.05 |  | 0.425 | 2 | 128 | 13 |  | Fixed | Roof
NJADRE1559969713 | Administratively Determined Incentive Program | Trenton | 8618 | 4.675 | Residential | Behind the Meter | Yes | Power Energy Solutions, LLC | PSE&G |  | Accepted | 2025-06-24 | 2025-07-19 | 2026-07-19 | Inverters | SolarEdge | SE3800H-US | 4 |  | 1 |  |  | 0.97 |  | Outdoor
NJADRE1559969713 | Administratively Determined Incentive Program | Trenton | 8618 | 4.675 | Residential | Behind the Meter | Yes | Power Energy Solutions, LLC | PSE&G |  | Accepted | 2025-06-24 | 2025-07-19 | 2026-07-19 | Solar Panels | Trina Solar | TSM-425NE09RC.05 |  | 0.425 | 4 | 308 | 1 |  | Fixed | Roof
NJADRE1559969715 | Administratively Determined Incentive Program | COLONIA | 7067 | 8.17 | Residential | Behind the Meter | No | Green Power Energy, LLC | PSE&G |  | Accepted | 2025-06-24 | 2025-07-18 | 2026-07-18 | Solar Panels | SEG Solar | SEG-430-BTD-BG |  | 0.43 | 19 | 176 | 37 |  | Fixed | Roof
NJADRE1559969715 | Administratively Determined Incentive Program | COLONIA | 7067 | 8.17 | Residential | Behind the Meter | No | Green Power Energy, LLC | PSE&G |  | Accepted | 2025-06-24 | 2025-07-18 | 2026-07-18 | Inverters | Enphase Energy | IQ8MC-72-M-US [240V] | 320 |  | 19 |  |  | 0.98 |  | Outside | Roof
NJADRE1559969721 | Administratively Determined Incentive Program | MULLICA HILL | 8062 | 11.89 | Residential | Behind the Meter | Yes | EMT Renewables, LLC | AC Electric |  | Accepted | 2025-06-24 | 2025-07-18 | 2026-07-18 | Inverters | IQ8HC | IQ8+ | 290 |  | 29 |  |  | 0.98 |  | Other | UNDER EACH PANEL
NJADRE1559969721 | Administratively Determined Incentive Program | MULLICA HILL | 8062 | 11.89 | Residential | Behind the Meter | Yes | EMT Renewables, LLC | AC Electric |  | Accepted | 2025-06-24 | 2025-07-18 | 2026-07-18 | Solar Panels | MSE PERC | MSE-410 |  | 0.41 | 29 | 235 | 21 |  | Fixed | Roof
NJADRE1559969726 | Administratively Determined Incentive Program | BRIDGEWATER | 8807 | 10.2 | Residential | Behind the Meter | Yes | Solar Mite Solutions, LLC | PSE&G |  | Accepted | 2025-06-24 | 2025-07-18 | 2026-07-18 | Solar Panels | Jinko | JKM425N |  | 0.425 | 8 | 154 | 45 |  | Fixed | Roof
NJADRE1559969726 | Administratively Determined Incentive Program | BRIDGEWATER | 8807 | 10.2 | Residential | Behind the Meter | Yes | Solar Mite Solutions, LLC | PSE&G |  | Accepted | 2025-06-24 | 2025-07-18 | 2026-07-18 | Solar Panels | Jinko | JKM425N |  | 0.425 | 11 | 334 | 23 |  | Fixed | Roof
NJADRE1559969726 | Administratively Determined Incentive Program | BRIDGEWATER | 8807 | 10.2 | Residential | Behind the Meter | Yes | Solar Mite Solutions, LLC | PSE&G |  | Accepted | 2025-06-24 | 2025-07-18 | 2026-07-18 | Inverters | Enphase | IQ8HC-72-M-DOM-US | 380 |  | 24 |  |  | 0.97 |  | Outside
NJADRE1559969726 | Administratively Determined Incentive Program | BRIDGEWATER | 8807 | 10.2 | Residential | Behind the Meter | Yes | Solar Mite Solutions, LLC | PSE&G |  | Accepted | 2025-06-24 | 2025-07-18 | 2026-07-18 | Solar Panels | Jinko | JKM425N |  | 0.425 | 2 | 334 | 8 |  | Fixed | Roof
NJADRE1559969726 | Administratively Determined Incentive Program | BRIDGEWATER | 8807 | 10.2 | Residential | Behind the Meter | Yes | Solar Mite Solutions, LLC | PSE&G |  | Accepted | 2025-06-24 | 2025-07-18 | 2026-07-18 | Solar Panels | Jinko | JKM425N |  | 0.425 | 3 | 154 | 45 |  | Fixed | Roof
NJADRE1559969729 | Administratively Determined Incentive Program | JACKSON | 8527 | 9.315 | Residential | Behind the Meter | Yes | Sunrun Installation Services, Inc. | JCP&L |  | Accepted | 2025-06-24 | 2025-07-18 | 2026-07-18 | Inverters | SOLAREDGE TECHNOLOGIES | SE7600H-USMN | 7600 |  | 1 |  |  | 0.99 |  | Outdoor
NJADRE1559969729 | Administratively Determined Incentive Program | JACKSON | 8527 | 9.315 | Residential | Behind the Meter | Yes | Sunrun Installation Services, Inc. | JCP&L |  | Accepted | 2025-06-24 | 2025-07-18 | 2026-07-18 | Solar Panels | JA SOLAR | JAM54S31-405/MR |  | 0.405 | 11 | 100 | 36 |  | Fixed | Roof
NJADRE1559969729 | Administratively Determined Incentive Program | JACKSON | 8527 | 9.315 | Residential | Behind the Meter | Yes | Sunrun Installation Services, Inc. | JCP&L |  | Accepted | 2025-06-24 | 2025-07-18 | 2026-07-18 | Solar Panels | JA SOLAR | JAM54S31-405/MR |  | 0.405 | 6 | 280 | 37 |  | Fixed | Roof
NJADRE1559969729 | Administratively Determined Incentive Program | JACKSON | 8527 | 9.315 | Residential | Behind the Meter | Yes | Sunrun Installation Services, Inc. | JCP&L |  | Accepted | 2025-06-24 | 2025-07-18 | 2026-07-18 | Solar Panels | JA SOLAR | JAM54S31-405/MR |  | 0.405 | 4 | 280 | 37 |  | Fixed | Roof
NJADRE1559969729 | Administratively Determined Incentive Program | JACKSON | 8527 | 9.315 | Residential | Behind the Meter | Yes | Sunrun Installation Services, Inc. | JCP&L |  | Accepted | 2025-06-24 | 2025-07-18 | 2026-07-18 | Solar Panels | JA SOLAR | JAM54S31-405/MR |  | 0.405 | 2 | 100 | 35 |  | Fixed | Roof
NJADRE1559969736 | Administratively Determined Incentive Program | HAMMONTON | 8037 | 10.75 | Residential | Behind the Meter | No | Green Power Energy, LLC | AC Electric |  | Accepted | 2025-06-24 | 2025-07-18 | 2026-07-18 | Solar Panels | SEG Solar | SEG-430-BTD-BG |  | 0.43 | 4 | 189 | 23 |  | Fixed | Roof
NJADRE1559969736 | Administratively Determined Incentive Program | HAMMONTON | 8037 | 10.75 | Residential | Behind the Meter | No | Green Power Energy, LLC | AC Electric |  | Accepted | 2025-06-24 | 2025-07-18 | 2026-07-18 | Solar Panels | SEG Solar | SEG-430-BTD-BG |  | 0.43 | 3 | 279 | 18 |  | Fixed | Roof
NJADRE1559969736 | Administratively Determined Incentive Program | HAMMONTON | 8037 | 10.75 | Residential | Behind the Meter | No | Green Power Energy, LLC | AC Electric |  | Accepted | 2025-06-24 | 2025-07-18 | 2026-07-18 | Inverters | Enphase Energy | IQ8MC-72-M-US [240V] | 320 |  | 25 |  |  | 0.98 |  | Outside | Roof
NJADRE1559969736 | Administratively Determined Incentive Program | HAMMONTON | 8037 | 10.75 | Residential | Behind the Meter | No | Green Power Energy, LLC | AC Electric |  | Accepted | 2025-06-24 | 2025-07-18 | 2026-07-18 | Solar Panels | SEG Solar | SEG-430-BTD-BG |  | 0.43 | 7 | 279 | 37 |  | Fixed | Roof
NJADRE1559969736 | Administratively Determined Incentive Program | HAMMONTON | 8037 | 10.75 | Residential | Behind the Meter | No | Green Power Energy, LLC | AC Electric |  | Accepted | 2025-06-24 | 2025-07-18 | 2026-07-18 | Solar Panels | SEG Solar | SEG-430-BTD-BG |  | 0.43 | 11 | 99 | 37 |  | Fixed | Roof
NJADRE1559969748 | Administratively Determined Incentive Program | BRIDGETON | 8302 | 13.53 | Residential | Behind the Meter | Yes | EMT Renewables, LLC | AC Electric |  | Accepted | 2025-06-24 | 2025-07-18 | 2026-07-18 | Solar Panels | MSE PERC | MSE-410 |  | 0.41 | 14 | 295 | 19 |  | Fixed | Roof
NJADRE1559969748 | Administratively Determined Incentive Program | BRIDGETON | 8302 | 13.53 | Residential | Behind the Meter | Yes | EMT Renewables, LLC | AC Electric |  | Accepted | 2025-06-24 | 2025-07-18 | 2026-07-18 | Inverters | ENPHASE | IQ8+ | 290 |  | 33 |  |  | 0.98 |  | Other | UNDER EACH PANEL
NJADRE1559969748 | Administratively Determined Incentive Program | BRIDGETON | 8302 | 13.53 | Residential | Behind the Meter | Yes | EMT Renewables, LLC | AC Electric |  | Accepted | 2025-06-24 | 2025-07-18 | 2026-07-18 | Solar Panels | MSE PERC | MSE-410 |  | 0.41 | 19 | 115 | 19 |  | Fixed | Roof
NJADRE1559969851 | Administratively Determined Incentive Program | Cape May Beach | 8204 | 2.76 | Residential | Behind the Meter | No | Green Power Energy, LLC | AC Electric |  | Accepted | 2025-06-24 | 2025-07-19 | 2026-07-19 | Inverters | Enphase Energy | IQ8X-80-M-US [240V] | 380 |  | 6 |  |  | 0.98 |  | Outside | Roof
NJADRE1559969851 | Administratively Determined Incentive Program | Cape May Beach | 8204 | 2.76 | Residential | Behind the Meter | No | Green Power Energy, LLC | AC Electric |  | Accepted | 2025-06-24 | 2025-07-19 | 2026-07-19 | Solar Panels | REC Solar | REC460AA PURE-RX |  | 0.46 | 3 | 60 | 27 |  | Fixed | Roof
NJADRE1559969851 | Administratively Determined Incentive Program | Cape May Beach | 8204 | 2.76 | Residential | Behind the Meter | No | Green Power Energy, LLC | AC Electric |  | Accepted | 2025-06-24 | 2025-07-19 | 2026-07-19 | Solar Panels | REC Solar | REC460AA PURE-RX |  | 0.46 | 3 | 240 | 27 |  | Fixed | Roof
NJADRE1559970022 | Administratively Determined Incentive Program | Fortescue | 8321 | 5.74 | Residential | Behind the Meter | Yes | EMT Renewables, LLC | AC Electric |  | Accepted | 2025-06-24 | 2025-07-22 | 2026-07-22 | Inverters | IQ8HC | IQ8+ | 290 |  | 14 |  |  | 0.98 |  | Other | UNDER EACH PANEL
NJADRE1559970022 | Administratively Determined Incentive Program | Fortescue | 8321 | 5.74 | Residential | Behind the Meter | Yes | EMT Renewables, LLC | AC Electric |  | Accepted | 2025-06-24 | 2025-07-22 | 2026-07-22 | Solar Panels | MSE PERC | MSE-410 |  | 0.41 | 14 | 169 | 23 |  | Fixed | Roof
NJADRE1559970026 | Administratively Determined Incentive Program | Hampton | 8827 | 4.92 | Residential | Behind the Meter | Yes | Trinity Solar, LLC | JCP&L |  | Accepted | 2025-06-24 | 2025-07-19 | 2026-07-19 | Solar Panels | Hanwha | Q.PEAK DUO BLK ML-G10+ 410 |  | 0.41 | 12 | 159 | 30 |  | Fixed | Roof
NJADRE1559970026 | Administratively Determined Incentive Program | Hampton | 8827 | 4.92 | Residential | Behind the Meter | Yes | Trinity Solar, LLC | JCP&L |  | Accepted | 2025-06-24 | 2025-07-19 | 2026-07-19 | Inverters | Solar Edge | USE3800H-US | 3800 |  | 1 |  |  | 0.97 |  | Outside
NJADRE1559970057 | Administratively Determined Incentive Program | Middletown | 7748 | 8.505 | Residential | Behind the Meter | Yes | Sunrun Installation Services, Inc. | JCP&L |  | Accepted | 2025-06-24 | 2025-07-19 | 2026-07-19 | Solar Panels | JA Solar | JAM54S31-405/MR |  | 0.405 | 12 | 202 | 18 |  | Fixed | Roof
NJADRE1559970057 | Administratively Determined Incentive Program | Middletown | 7748 | 8.505 | Residential | Behind the Meter | Yes | Sunrun Installation Services, Inc. | JCP&L |  | Accepted | 2025-06-24 | 2025-07-19 | 2026-07-19 | Inverters | SolarEdge Technologies | SE5700H-USMN | 5760 |  | 1 |  |  | 0.99 |  | Outdoor | Next to meter
NJADRE1559970057 | Administratively Determined Incentive Program | Middletown | 7748 | 8.505 | Residential | Behind the Meter | Yes | Sunrun Installation Services, Inc. | JCP&L |  | Accepted | 2025-06-24 | 2025-07-19 | 2026-07-19 | Solar Panels | JA Solar | JAM54S31-405/MR |  | 0.405 | 9 | 202 | 18 |  | Fixed | Roof
NJADRE1559970597 | Administratively Determined Incentive Program | Bridgeton | 8302 | 11.89 | Residential | Behind the Meter | Yes | EMT Renewables, LLC | AC Electric |  | Accepted | 2025-06-24 | 2025-07-22 | 2026-07-22 | Solar Panels | MSE PERC | MSE-410 |  | 0.41 | 17 | 165 | 15 |  | Fixed | Roof
NJADRE1559970597 | Administratively Determined Incentive Program | Bridgeton | 8302 | 11.89 | Residential | Behind the Meter | Yes | EMT Renewables, LLC | AC Electric |  | Accepted | 2025-06-24 | 2025-07-22 | 2026-07-22 | Solar Panels | MSE PERC | MSE-410 |  | 0.41 | 12 | 345 | 26 |  | Fixed | Roof
NJADRE1559970597 | Administratively Determined Incentive Program | Bridgeton | 8302 | 11.89 | Residential | Behind the Meter | Yes | EMT Renewables, LLC | AC Electric |  | Accepted | 2025-06-24 | 2025-07-22 | 2026-07-22 | Inverters | IQ8HC | IQ8+ | 290 |  | 29 |  |  | 0.98 |  | Other | UNDER EACH PANEL
NJADRE1559970604 | Administratively Determined Incentive Program | Union | 7083 | 9.775 | Residential | Behind the Meter | Yes | Solar Mite Solutions, LLC | PSE&G |  | Accepted | 2025-06-24 | 2025-07-19 | 2026-07-19 | Solar Panels | Jinko | JKM425N |  | 0.425 | 11 | 123 | 30 |  | Fixed | Roof
NJADRE1559970604 | Administratively Determined Incentive Program | Union | 7083 | 9.775 | Residential | Behind the Meter | Yes | Solar Mite Solutions, LLC | PSE&G |  | Accepted | 2025-06-24 | 2025-07-19 | 2026-07-19 | Solar Panels | Jinko | JKM425N |  | 0.425 | 7 | 303 | 30 |  | Fixed | Roof
NJADRE1559970604 | Administratively Determined Incentive Program | Union | 7083 | 9.775 | Residential | Behind the Meter | Yes | Solar Mite Solutions, LLC | PSE&G |  | Accepted | 2025-06-24 | 2025-07-19 | 2026-07-19 | Solar Panels | Jinko | JKM425N |  | 0.425 | 5 | 123 | 34 |  | Fixed | Roof
NJADRE1559970604 | Administratively Determined Incentive Program | Union | 7083 | 9.775 | Residential | Behind the Meter | Yes | Solar Mite Solutions, LLC | PSE&G |  | Accepted | 2025-06-24 | 2025-07-19 | 2026-07-19 | Inverters | Enphase | IQ8HC-72-M-DOM-US | 380 |  | 23 |  |  | 0.97 |  | Outside
NJADRE1559970628 | Administratively Determined Incentive Program | LAKEWOOD | 8701 | 13.6 | Residential | Behind the Meter | Yes | GenSun Roofing and Solar, LLC | JCP&L |  | Accepted | 2025-06-24 | 2025-07-21 | 2026-07-21 | Inverters | Solar Edge | SE11400H-US (240V) | 11400 |  | 1 |  |  | 0.9 |  | Outdoor
NJADRE1559970628 | Administratively Determined Incentive Program | LAKEWOOD | 8701 | 13.6 | Residential | Behind the Meter | Yes | GenSun Roofing and Solar, LLC | JCP&L |  | Accepted | 2025-06-24 | 2025-07-21 | 2026-07-21 | Solar Panels | Jinko Solar | JKM425N-54HL4-B |  | 0.425 | 32 | 275 | 30 |  | Fixed | Roof
NJADRE1559970628 | Administratively Determined Incentive Program | LAKEWOOD | 8701 | 13.6 | Residential | Behind the Meter | Yes | GenSun Roofing and Solar, LLC | JCP&L |  | Accepted | 2025-06-24 | 2025-07-21 | 2026-07-21 | Meters | Solar Edge | SE11400H-US (240V) |  |  | 1 |  |  |  | Yes | Outdoor
NJADRE1559970632 | Administratively Determined Incentive Program | Pennsville | 8070 | 6.97 | Residential | Behind the Meter | Yes | EMT Renewables, LLC | AC Electric |  | Accepted | 2025-06-24 | 2025-07-22 | 2026-07-22 | Inverters | IQ8HC | IQ8+ | 290 |  | 17 |  |  | 0.98 |  | Other | UNDER EACH PANEL
NJADRE1559970632 | Administratively Determined Incentive Program | Pennsville | 8070 | 6.97 | Residential | Behind the Meter | Yes | EMT Renewables, LLC | AC Electric |  | Accepted | 2025-06-24 | 2025-07-22 | 2026-07-22 | Solar Panels | MSE PERC | MSE-410 |  | 0.41 | 17 | 129 | 25 |  | Fixed | Roof
NJADRE1559970648 | Administratively Determined Incentive Program | Maplewood | 7040 | 3.28 | Residential | Behind the Meter | Yes | Trinity Solar, LLC | PSE&G |  | Accepted | 2025-06-24 | 2025-07-19 | 2026-07-19 | Inverters | SOLAREDGE | SE3800H-US | 3800 |  | 1 |  |  | 0.97 |  | Outside
NJADRE1559970648 | Administratively Determined Incentive Program | Maplewood | 7040 | 3.28 | Residential | Behind the Meter | Yes | Trinity Solar, LLC | PSE&G |  | Accepted | 2025-06-24 | 2025-07-19 | 2026-07-19 | Solar Panels | HANWHA 410 (Q.PEAK DUO BLK ML-G10+410) | HANWHA 410 (Q.PEAK DUO BLK ML-G10+410) |  | 0.41 | 8 | 106 | 17 |  | Fixed | Roof
NJADRE1559970656 | Administratively Determined Incentive Program | Maplewood | 7040 | 11.07 | Residential | Behind the Meter | Yes | Trinity Solar, LLC | PSE&G |  | Accepted | 2025-06-24 | 2025-07-19 | 2026-07-19 | Solar Panels | Hanwha | Q.PEAK DUO BLK ML-G10+ 410 |  | 0.41 | 12 | 292 | 38 |  | Fixed | Roof
NJADRE1559970656 | Administratively Determined Incentive Program | Maplewood | 7040 | 11.07 | Residential | Behind the Meter | Yes | Trinity Solar, LLC | PSE&G |  | Accepted | 2025-06-24 | 2025-07-19 | 2026-07-19 | Solar Panels | Hanwha | Q.PEAK DUO BLK ML-G10+ 410 |  | 0.41 | 8 | 112 | 38 |  | Fixed | Roof
NJADRE1559970656 | Administratively Determined Incentive Program | Maplewood | 7040 | 11.07 | Residential | Behind the Meter | Yes | Trinity Solar, LLC | PSE&G |  | Accepted | 2025-06-24 | 2025-07-19 | 2026-07-19 | Solar Panels | Hanwha | Q.PEAK DUO BLK ML-G10+ 410 |  | 0.41 | 7 | 292 | 18 |  | Fixed | Roof
NJADRE1559970656 | Administratively Determined Incentive Program | Maplewood | 7040 | 11.07 | Residential | Behind the Meter | Yes | Trinity Solar, LLC | PSE&G |  | Accepted | 2025-06-24 | 2025-07-19 | 2026-07-19 | Inverters | Solar Edge | USE10000H-US | 10000 |  | 1 |  |  | 0.97 |  | Outside
NJADRE1559970661 | Administratively Determined Incentive Program | WILLIAMSTOWN | 8094 | 18.04 | Residential | Behind the Meter | Yes | EMT Renewables, LLC | AC Electric |  | Accepted | 2025-06-24 | 2025-07-21 | 2026-07-21 | Solar Panels | MSE PERC | MSE-410 |  | 0.41 | 8 | 269 | 9 |  | Fixed | Roof
NJADRE1559970661 | Administratively Determined Incentive Program | WILLIAMSTOWN | 8094 | 18.04 | Residential | Behind the Meter | Yes | EMT Renewables, LLC | AC Electric |  | Accepted | 2025-06-24 | 2025-07-21 | 2026-07-21 | Solar Panels | MSE PERC | MSE-410 |  | 0.41 | 6 | 89 | 10 |  | Fixed | Roof
NJADRE1559970661 | Administratively Determined Incentive Program | WILLIAMSTOWN | 8094 | 18.04 | Residential | Behind the Meter | Yes | EMT Renewables, LLC | AC Electric |  | Accepted | 2025-06-24 | 2025-07-21 | 2026-07-21 | Inverters | IQ8HC | IQ8+ | 290 |  | 44 |  |  | 0.98 |  | Other | UNDER EACH PANEL
NJADRE1559970661 | Administratively Determined Incentive Program | WILLIAMSTOWN | 8094 | 18.04 | Residential | Behind the Meter | Yes | EMT Renewables, LLC | AC Electric |  | Accepted | 2025-06-24 | 2025-07-21 | 2026-07-21 | Solar Panels | MSE PERC | MSE-410 |  | 0.41 | 15 | 89 | 36 |  | Fixed | Roof
NJADRE1559970661 | Administratively Determined Incentive Program | WILLIAMSTOWN | 8094 | 18.04 | Residential | Behind the Meter | Yes | EMT Renewables, LLC | AC Electric |  | Accepted | 2025-06-24 | 2025-07-21 | 2026-07-21 | Solar Panels | MSE PERC | MSE-410 |  | 0.41 | 15 | 269 | 36 |  | Fixed | Roof
NJADRE1559970688 | Administratively Determined Incentive Program | HAZLET | 7730 | 6.56 | Residential | Behind the Meter | Yes | Big Wave Roofing and Solar, LLC | JCP&L |  | Accepted | 2025-06-24 | 2025-07-19 | 2026-07-19 | Inverters | Enphase | IQ8HC-72-M-DOM-US | 380 |  | 16 |  |  | 0.97 |  | Outdoor
NJADRE1559970688 | Administratively Determined Incentive Program | HAZLET | 7730 | 6.56 | Residential | Behind the Meter | Yes | Big Wave Roofing and Solar, LLC | JCP&L |  | Accepted | 2025-06-24 | 2025-07-19 | 2026-07-19 | Solar Panels | MISSION SOLAR | MSE410HT0B |  | 0.41 | 15 | 164 | 18 |  | Fixed | Roof
NJADRE1559970688 | Administratively Determined Incentive Program | HAZLET | 7730 | 6.56 | Residential | Behind the Meter | Yes | Big Wave Roofing and Solar, LLC | JCP&L |  | Accepted | 2025-06-24 | 2025-07-19 | 2026-07-19 | Solar Panels | MISSION SOLAR | MSE410HT0B |  | 0.41 | 1 | 344 | 18 |  | Fixed | Roof
NJADRE1559970695 | Administratively Determined Incentive Program | Villas | 8251 | 7.38 | Residential | Behind the Meter | Yes | EMT Renewables, LLC | AC Electric |  | Accepted | 2025-06-24 | 2025-07-22 | 2026-07-22 | Inverters | IQ8HC | IQ8+ | 290 |  | 18 |  |  | 0.98 |  | Other | UNDER EACH PANEL
NJADRE1559970695 | Administratively Determined Incentive Program | Villas | 8251 | 7.38 | Residential | Behind the Meter | Yes | EMT Renewables, LLC | AC Electric |  | Accepted | 2025-06-24 | 2025-07-22 | 2026-07-22 | Solar Panels | MSE PERC | MSE-410 |  | 0.41 | 7 | 202 | 20 |  | Fixed | Roof
NJADRE1559970695 | Administratively Determined Incentive Program | Villas | 8251 | 7.38 | Residential | Behind the Meter | Yes | EMT Renewables, LLC | AC Electric |  | Accepted | 2025-06-24 | 2025-07-22 | 2026-07-22 | Solar Panels | MSE PERC | MSE-410 |  | 0.41 | 7 | 22 | 21 |  | Fixed | Roof
NJADRE1559970695 | Administratively Determined Incentive Program | Villas | 8251 | 7.38 | Residential | Behind the Meter | Yes | EMT Renewables, LLC | AC Electric |  | Accepted | 2025-06-24 | 2025-07-22 | 2026-07-22 | Solar Panels | MSE PERC | MSE-410 |  | 0.41 | 4 | 202 | 19 |  | Fixed | Roof
NJADRE1559970698 | Administratively Determined Incentive Program | HAMMONTON | 8037 | 12.18 | Residential | Behind the Meter | No | NJ Solar Power, LLC | AC Electric |  | Accepted | 2025-06-24 | 2025-07-19 | 2026-07-19 | Solar Panels | Hanwha | Q.TRON BLK M-G2+ 435 |  | 0.435 | 24 | 193 | 23 |  | Fixed | Roof | Roof 1
NJADRE1559970698 | Administratively Determined Incentive Program | HAMMONTON | 8037 | 12.18 | Residential | Behind the Meter | No | NJ Solar Power, LLC | AC Electric |  | Accepted | 2025-06-24 | 2025-07-19 | 2026-07-19 | Inverters | SolarEdge | SE11400H-US | 11400 |  | 1 |  |  | 0.99 |  | Outside
NJADRE1559970698 | Administratively Determined Incentive Program | HAMMONTON | 8037 | 12.18 | Residential | Behind the Meter | No | NJ Solar Power, LLC | AC Electric |  | Accepted | 2025-06-24 | 2025-07-19 | 2026-07-19 | Solar Panels | Hanwha | Q.TRON BLK M-G2+ 435 |  | 0.435 | 4 | 103 | 23 |  | Fixed | Roof | Roof 2
NJADRE1559970699 | Administratively Determined Incentive Program | NEPTUNE | 7753 | 8.5 | Residential | Behind the Meter | Yes | Whitman Construction, LLC | JCP&L |  | Accepted | 2025-06-24 | 2025-07-19 | 2026-07-19 | Solar Panels | JINKO SOLAR | JKM425N-54HL4-B |  | 0.425 | 10 | 332 | 27 |  | Fixed | Roof
NJADRE1559970699 | Administratively Determined Incentive Program | NEPTUNE | 7753 | 8.5 | Residential | Behind the Meter | Yes | Whitman Construction, LLC | JCP&L |  | Accepted | 2025-06-24 | 2025-07-19 | 2026-07-19 | Solar Panels | JINKO SOLAR | JKM425N-54HL4-B |  | 0.425 | 10 | 152 | 27 |  | Fixed | Roof
NJADRE1559970699 | Administratively Determined Incentive Program | NEPTUNE | 7753 | 8.5 | Residential | Behind the Meter | Yes | Whitman Construction, LLC | JCP&L |  | Accepted | 2025-06-24 | 2025-07-19 | 2026-07-19 | Inverters | ENPHASE | IQ8HC-72-M-DOM-US | 380 |  | 20 |  |  | 0.973 |  | Outdoor
NJADRE1559970728 | Administratively Determined Incentive Program | BURLINGTON | 8016 | 5.525 | Residential | Behind the Meter | Yes | Maier Solar Engineering dba Solar Me | PSE&G |  | Accepted | 2025-06-25 | 2025-07-20 | 2026-07-20 | Solar Panels | Jinko | JKM425N-54HL4-B |  | 0.425 | 13 | 161 | 27 |  | Fixed | Roof
NJADRE1559970728 | Administratively Determined Incentive Program | BURLINGTON | 8016 | 5.525 | Residential | Behind the Meter | Yes | Maier Solar Engineering dba Solar Me | PSE&G |  | Accepted | 2025-06-25 | 2025-07-20 | 2026-07-20 | Inverters | Enphase | IQ8+ | 249 |  | 13 |  |  | 0.96 |  | Outside | Next to meter
NJADRE1559970733 | Administratively Determined Incentive Program | Pompton Lakes | 7442 | 4.86 | Residential | Behind the Meter | Yes | Sunrun Installation Services, Inc. | JCP&L |  | Accepted | 2025-06-24 | 2025-07-19 | 2026-07-19 | Inverters | SolarEdge Technologies | SE3800H-USMN | 3800 |  | 1 |  |  | 0.99 |  | Outdoor | Next to meter
NJADRE1559970733 | Administratively Determined Incentive Program | Pompton Lakes | 7442 | 4.86 | Residential | Behind the Meter | Yes | Sunrun Installation Services, Inc. | JCP&L |  | Accepted | 2025-06-24 | 2025-07-19 | 2026-07-19 | Solar Panels | JA Solar | JAM54S31-405/MR |  | 0.405 | 12 | 261 | 33 |  | Fixed | Roof
NJADRE1559970740 | Administratively Determined Incentive Program | BLACKWOOD | 8012 | 11.31 | Residential | Behind the Meter | Yes | SunnyMac, LLC | PSE&G |  | Accepted | 2025-06-24 | 2025-07-20 | 2026-07-20 | Solar Panels | HANWHA | Q.TRON BLK M-G2+ |  | 0.435 | 11 | 96 | 35 |  | Fixed | Roof
NJADRE1559970740 | Administratively Determined Incentive Program | BLACKWOOD | 8012 | 11.31 | Residential | Behind the Meter | Yes | SunnyMac, LLC | PSE&G |  | Accepted | 2025-06-24 | 2025-07-20 | 2026-07-20 | Solar Panels | HANWHA | Q.TRON BLK M-G2+ |  | 0.435 | 10 | 96 | 36 |  | Fixed | Roof
NJADRE1559970740 | Administratively Determined Incentive Program | BLACKWOOD | 8012 | 11.31 | Residential | Behind the Meter | Yes | SunnyMac, LLC | PSE&G |  | Accepted | 2025-06-24 | 2025-07-20 | 2026-07-20 | Inverters | SOLAREDGE HOME HUB | SE7600H-US | 7600 |  | 1 |  |  | 0.99 |  | Outdoor | next to meter
NJADRE1559970740 | Administratively Determined Incentive Program | BLACKWOOD | 8012 | 11.31 | Residential | Behind the Meter | Yes | SunnyMac, LLC | PSE&G |  | Accepted | 2025-06-24 | 2025-07-20 | 2026-07-20 | Solar Panels | HANWHA | Q.TRON BLK M-G2+ |  | 0.435 | 5 | 276 | 36 |  | Fixed | Roof
NJADRE1559970744 | Administratively Determined Incentive Program | Belleville | 7109 | 9.89 | Residential | Behind the Meter | Yes | Pro Custom Solar dba Momentum Solar | PSE&G |  | Accepted | 2025-06-24 | 2025-07-19 | 2026-07-19 | Solar Panels | Hanwha | Q.TRON BLK M-G2+430 |  | 0.43 | 8 | 103 | 14 |  | Fixed | Roof
NJADRE1559970744 | Administratively Determined Incentive Program | Belleville | 7109 | 9.89 | Residential | Behind the Meter | Yes | Pro Custom Solar dba Momentum Solar | PSE&G |  | Accepted | 2025-06-24 | 2025-07-19 | 2026-07-19 | Inverters | ENPHASE | IQ8HC-72-M-DOM-US | 380 |  | 23 |  |  | 0.97 |  | Outdoor
NJADRE1559970744 | Administratively Determined Incentive Program | Belleville | 7109 | 9.89 | Residential | Behind the Meter | Yes | Pro Custom Solar dba Momentum Solar | PSE&G |  | Accepted | 2025-06-24 | 2025-07-19 | 2026-07-19 | Solar Panels | Hanwha | Q.TRON BLK M-G2+430 |  | 0.43 | 15 | 103 | 19 |  | Fixed | Roof
NJADRE1559970747 | Administratively Determined Incentive Program | Forked River | 8731 | 9.43 | Residential | Behind the Meter | Yes | Trinity Solar, LLC | JCP&L |  | Accepted | 2025-06-24 | 2025-07-19 | 2026-07-19 | Solar Panels | Hanwha | Q.PEAK DUO BLK ML-G10+ 410 |  | 0.41 | 16 | 112 | 30 |  | Fixed | Roof
NJADRE1559970747 | Administratively Determined Incentive Program | Forked River | 8731 | 9.43 | Residential | Behind the Meter | Yes | Trinity Solar, LLC | JCP&L |  | Accepted | 2025-06-24 | 2025-07-19 | 2026-07-19 | Inverters | Solar Edge | USE7600H-US | 7600 |  | 1 |  |  | 0.97 |  | Outside
NJADRE1559970747 | Administratively Determined Incentive Program | Forked River | 8731 | 9.43 | Residential | Behind the Meter | Yes | Trinity Solar, LLC | JCP&L |  | Accepted | 2025-06-24 | 2025-07-19 | 2026-07-19 | Solar Panels | Hanwha | Q.PEAK DUO BLK ML-G10+ 410 |  | 0.41 | 3 | 292 | 30 |  | Fixed | Roof
NJADRE1559970747 | Administratively Determined Incentive Program | Forked River | 8731 | 9.43 | Residential | Behind the Meter | Yes | Trinity Solar, LLC | JCP&L |  | Accepted | 2025-06-24 | 2025-07-19 | 2026-07-19 | Solar Panels | Hanwha | Q.PEAK DUO BLK ML-G10+ 410 |  | 0.41 | 4 | 202 | 30 |  | Fixed | Roof
NJADRE1559970756 | Administratively Determined Incentive Program | VILLAS | 8251 | 9.02 | Residential | Behind the Meter | Yes | EMT Renewables, LLC | AC Electric |  | Accepted | 2025-06-24 | 2025-07-19 | 2026-07-19 | Solar Panels | MSE PERC | MSE-410 |  | 0.41 | 9 | 36 | 24 |  | Fixed | Roof
NJADRE1559970756 | Administratively Determined Incentive Program | VILLAS | 8251 | 9.02 | Residential | Behind the Meter | Yes | EMT Renewables, LLC | AC Electric |  | Accepted | 2025-06-24 | 2025-07-19 | 2026-07-19 | Inverters | IQ8HC | IQ8+ | 290 |  | 22 |  |  | 0.98 |  | Other | UNDER EACH PANEL
NJADRE1559970756 | Administratively Determined Incentive Program | VILLAS | 8251 | 9.02 | Residential | Behind the Meter | Yes | EMT Renewables, LLC | AC Electric |  | Accepted | 2025-06-24 | 2025-07-19 | 2026-07-19 | Solar Panels | MSE PERC | MSE-410 |  | 0.41 | 13 | 216 | 24 |  | Fixed | Roof
NJADRE1559970758 | Administratively Determined Incentive Program | Hamilton Twp Mer | 8619 | 5.67 | Residential | Behind the Meter | Yes | Sunrun Installation Services, Inc. | PSE&G |  | Accepted | 2025-06-24 | 2025-07-19 | 2026-07-19 | Inverters | SOLAREDGE TECHNOLOGIES | SE3800H-USMN | 3800 |  | 1 |  |  | 0.99 |  | Outdoor
NJADRE1559970758 | Administratively Determined Incentive Program | Hamilton Twp Mer | 8619 | 5.67 | Residential | Behind the Meter | Yes | Sunrun Installation Services, Inc. | PSE&G |  | Accepted | 2025-06-24 | 2025-07-19 | 2026-07-19 | Solar Panels | JA SOLAR | JAM54S31-405/MR |  | 0.405 | 11 | 238 | 34 |  | Fixed | Roof
NJADRE1559970758 | Administratively Determined Incentive Program | Hamilton Twp Mer | 8619 | 5.67 | Residential | Behind the Meter | Yes | Sunrun Installation Services, Inc. | PSE&G |  | Accepted | 2025-06-24 | 2025-07-19 | 2026-07-19 | Solar Panels | JA SOLAR | JAM54S31-405/MR |  | 0.405 | 3 | 147 | 9 |  | Fixed | Roof
NJADRE1559970767 | Administratively Determined Incentive Program | BARNEGAT | 8005 | 7.695 | Residential | Behind the Meter | No | Solar Energy World | JCP&L |  | Accepted | 2025-06-24 | 2025-07-19 | 2026-07-19 | Solar Panels | LONGi | LR5-54HPB-405M |  | 0.405 | 19 | 240 | 26 |  | Fixed | Roof
NJADRE1559970767 | Administratively Determined Incentive Program | BARNEGAT | 8005 | 7.695 | Residential | Behind the Meter | No | Solar Energy World | JCP&L |  | Accepted | 2025-06-24 | 2025-07-19 | 2026-07-19 | Electric Storage Battery | Tesla | Powerwall 2 System 13.5kWh |  |  | 1 |  |  |  | Lithium Ion |  | outside
NJADRE1559970767 | Administratively Determined Incentive Program | BARNEGAT | 8005 | 7.695 | Residential | Behind the Meter | No | Solar Energy World | JCP&L |  | Accepted | 2025-06-24 | 2025-07-19 | 2026-07-19 | Inverters | Enphase | IQ8HC-72-M-DOM-US | 384 |  | 19 |  |  | 0.97 |  | Outside
NJADRE1559970775 | Administratively Determined Incentive Program | WHITING | 8759 | 9.13 | Residential | Behind the Meter | Yes | Big Wave Roofing and Solar, LLC | JCP&L |  | Accepted | 2025-06-24 | 2025-07-19 | 2026-07-19 | Inverters | Enphase | IQ8HC-72-M-DOM-US | 380 |  | 22 |  |  | 0.97 |  | Outdoor
NJADRE1559970775 | Administratively Determined Incentive Program | WHITING | 8759 | 9.13 | Residential | Behind the Meter | Yes | Big Wave Roofing and Solar, LLC | JCP&L |  | Accepted | 2025-06-24 | 2025-07-19 | 2026-07-19 | Solar Panels | HANWHA | QCELLS Q.PEAK DUO BLK ML-G10.C+415w |  | 0.415 | 6 | 91 | 16 |  | Fixed | Roof
NJADRE1559970775 | Administratively Determined Incentive Program | WHITING | 8759 | 9.13 | Residential | Behind the Meter | Yes | Big Wave Roofing and Solar, LLC | JCP&L |  | Accepted | 2025-06-24 | 2025-07-19 | 2026-07-19 | Solar Panels | HANWHA | QCELLS Q.PEAK DUO BLK ML-G10.C+415w |  | 0.415 | 16 | 91 | 16 |  | Fixed | Roof
NJADRE1559970781 | Administratively Determined Incentive Program | TOMS RIVER | 8757 | 22.75 | Residential | Behind the Meter | Yes | Kamtech Solar Solutions | JCP&L |  | Accepted | 2025-06-24 | 2025-07-19 | 2026-07-19 | Solar Panels | CANADIAN SOLAR | CS6. 1-64TM-455 |  | 0.455 | 23 | 77 | 25 |  | Fixed | Roof
NJADRE1559970781 | Administratively Determined Incentive Program | TOMS RIVER | 8757 | 22.75 | Residential | Behind the Meter | Yes | Kamtech Solar Solutions | JCP&L |  | Accepted | 2025-06-24 | 2025-07-19 | 2026-07-19 | Inverters | ENPHASE | IQ8X-80-M-US | 384 |  | 50 |  |  | 0.97 |  | Outdoor | ROOFTOP
NJADRE1559970781 | Administratively Determined Incentive Program | TOMS RIVER | 8757 | 22.75 | Residential | Behind the Meter | Yes | Kamtech Solar Solutions | JCP&L |  | Accepted | 2025-06-24 | 2025-07-19 | 2026-07-19 | Solar Panels | CANADIAN SOLAR | CS6. 1-64TM-455 |  | 0.455 | 27 | 257 | 25 |  | Fixed | Roof
NJADRE1559970782 | Administratively Determined Incentive Program | CAPE MAY | 8204 | 11.07 | Residential | Behind the Meter | Yes | EMT Renewables, LLC | AC Electric |  | Accepted | 2025-06-24 | 2025-07-19 | 2026-07-19 | Solar Panels | MSE PERC | MSE-410 |  | 0.41 | 10 | 319 | 19 |  | Fixed | Roof
NJADRE1559970782 | Administratively Determined Incentive Program | CAPE MAY | 8204 | 11.07 | Residential | Behind the Meter | Yes | EMT Renewables, LLC | AC Electric |  | Accepted | 2025-06-24 | 2025-07-19 | 2026-07-19 | Inverters | IQ8HC | IQ8+ | 290 |  | 27 |  |  | 0.98 |  | Other | UNDER EACH PANEL
NJADRE1559970782 | Administratively Determined Incentive Program | CAPE MAY | 8204 | 11.07 | Residential | Behind the Meter | Yes | EMT Renewables, LLC | AC Electric |  | Accepted | 2025-06-24 | 2025-07-19 | 2026-07-19 | Solar Panels | MSE PERC | MSE-410 |  | 0.41 | 6 | 139 | 40 |  | Fixed | Roof
NJADRE1559970782 | Administratively Determined Incentive Program | CAPE MAY | 8204 | 11.07 | Residential | Behind the Meter | Yes | EMT Renewables, LLC | AC Electric |  | Accepted | 2025-06-24 | 2025-07-19 | 2026-07-19 | Solar Panels | MSE PERC | MSE-410 |  | 0.41 | 7 | 139 | 42 |  | Fixed | Roof
NJADRE1559970782 | Administratively Determined Incentive Program | CAPE MAY | 8204 | 11.07 | Residential | Behind the Meter | Yes | EMT Renewables, LLC | AC Electric |  | Accepted | 2025-06-24 | 2025-07-19 | 2026-07-19 | Solar Panels | MSE PERC | MSE-410 |  | 0.41 | 4 | 319 | 40 |  | Fixed | Roof
NJADRE1559970788 | Administratively Determined Incentive Program | Irvington | 7111 | 6.48 | Residential | Behind the Meter | Yes | Sunrun Installation Services, Inc. | PSE&G |  | Accepted | 2025-06-24 | 2025-07-19 | 2026-07-19 | Solar Panels | JA SOLAR | JAM54S31-405/MR |  | 0.405 | 4 | 301 | 15 |  | Fixed | Roof
NJADRE1559970788 | Administratively Determined Incentive Program | Irvington | 7111 | 6.48 | Residential | Behind the Meter | Yes | Sunrun Installation Services, Inc. | PSE&G |  | Accepted | 2025-06-24 | 2025-07-19 | 2026-07-19 | Inverters | SOLAREDGE TECHNOLOGIES | SE5700H-USMN | 5760 |  | 1 |  |  | 0.99 |  | Outdoor
NJADRE1559970788 | Administratively Determined Incentive Program | Irvington | 7111 | 6.48 | Residential | Behind the Meter | Yes | Sunrun Installation Services, Inc. | PSE&G |  | Accepted | 2025-06-24 | 2025-07-19 | 2026-07-19 | Solar Panels | JA SOLAR | JAM54S31-405/MR |  | 0.405 | 12 | 121 | 32 |  | Fixed | Roof
NJADRE1559970793 | Administratively Determined Incentive Program | TOTOWA | 7512 | 13.12 | Residential | Behind the Meter | Yes | Trinity Solar, LLC | PSE&G |  | Accepted | 2025-06-24 | 2025-07-19 | 2026-07-19 | Solar Panels | Hanwha | Q.PEAK DUO BLK ML-G10+ 410 |  | 0.41 | 10 | 48 | 21 |  | Fixed | Roof
NJADRE1559970793 | Administratively Determined Incentive Program | TOTOWA | 7512 | 13.12 | Residential | Behind the Meter | Yes | Trinity Solar, LLC | PSE&G |  | Accepted | 2025-06-24 | 2025-07-19 | 2026-07-19 | Solar Panels | Hanwha | Q.PEAK DUO BLK ML-G10+ 410 |  | 0.41 | 11 | 318 | 21 |  | Fixed | Roof
NJADRE1559970793 | Administratively Determined Incentive Program | TOTOWA | 7512 | 13.12 | Residential | Behind the Meter | Yes | Trinity Solar, LLC | PSE&G |  | Accepted | 2025-06-24 | 2025-07-19 | 2026-07-19 | Inverters | Solar Edge | USE10000H-US | 10000 |  | 1 |  |  | 0.97 |  | Outside
NJADRE1559970793 | Administratively Determined Incentive Program | TOTOWA | 7512 | 13.12 | Residential | Behind the Meter | Yes | Trinity Solar, LLC | PSE&G |  | Accepted | 2025-06-24 | 2025-07-19 | 2026-07-19 | Solar Panels | Hanwha | Q.PEAK DUO BLK ML-G10+ 410 |  | 0.41 | 11 | 138 | 21 |  | Fixed | Roof
NJADRE1559970803 | Administratively Determined Incentive Program | PLEASANTVILLE | 8232 | 9.89 | Residential | Behind the Meter | Yes | EMT Renewables, LLC | AC Electric |  | Accepted | 2025-06-24 | 2025-07-19 | 2026-07-19 | Solar Panels | SEG SOLAR | SEG 430 |  | 0.43 | 9 | 205 | 26 |  | Fixed | Roof
NJADRE1559970803 | Administratively Determined Incentive Program | PLEASANTVILLE | 8232 | 9.89 | Residential | Behind the Meter | Yes | EMT Renewables, LLC | AC Electric |  | Accepted | 2025-06-24 | 2025-07-19 | 2026-07-19 | Inverters | IQ8HC | IQ8+ | 290 |  | 23 |  |  | 0.98 |  | Other | UNDER EACH PANEL
NJADRE1559970803 | Administratively Determined Incentive Program | PLEASANTVILLE | 8232 | 9.89 | Residential | Behind the Meter | Yes | EMT Renewables, LLC | AC Electric |  | Accepted | 2025-06-24 | 2025-07-19 | 2026-07-19 | Solar Panels | SEG SOLAR | SEG 430 |  | 0.43 | 8 | 25 | 26 |  | Fixed | Roof
NJADRE1559970803 | Administratively Determined Incentive Program | PLEASANTVILLE | 8232 | 9.89 | Residential | Behind the Meter | Yes | EMT Renewables, LLC | AC Electric |  | Accepted | 2025-06-24 | 2025-07-19 | 2026-07-19 | Solar Panels | SEG SOLAR | SEG 430 |  | 0.43 | 6 | 205 | 26 |  | Fixed | Roof
NJADRE1559970806 | Administratively Determined Incentive Program | Berlin | 8009 | 9.135 | Residential | Behind the Meter | Yes | Skyline Solar, LLC | AC Electric |  | Accepted | 2025-06-24 | 2025-07-19 | 2026-07-19 | Solar Panels | Hanwha | Q. Tron BLK M-G2+ |  | 0.435 | 16 | 173 | 28 |  | Fixed | Roof
NJADRE1559970806 | Administratively Determined Incentive Program | Berlin | 8009 | 9.135 | Residential | Behind the Meter | Yes | Skyline Solar, LLC | AC Electric |  | Accepted | 2025-06-24 | 2025-07-19 | 2026-07-19 | Solar Panels | Hanwha | Q. Tron BLK M-G2+ |  | 0.435 | 5 | 173 | 11 |  | Fixed | Roof
NJADRE1559970806 | Administratively Determined Incentive Program | Berlin | 8009 | 9.135 | Residential | Behind the Meter | Yes | Skyline Solar, LLC | AC Electric |  | Accepted | 2025-06-24 | 2025-07-19 | 2026-07-19 | Inverters | Enphase | IQ8HC-72-M-DOM-US | 380 |  | 21 |  |  | 0.977 |  | Outside
NJADRE1559970817 | Administratively Determined Incentive Program | PISCATAWAY | 8854 | 3.645 | Residential | Behind the Meter | Yes | Sunrun Installation Services, Inc. | PSE&G |  | Accepted | 2025-06-24 | 2025-07-19 | 2026-07-19 | Inverters | SOLAREDGE TECHNOLOGIES | SE3800H-USMN | 3800 |  | 1 |  |  | 0.99 |  | Outdoor
NJADRE1559970817 | Administratively Determined Incentive Program | PISCATAWAY | 8854 | 3.645 | Residential | Behind the Meter | Yes | Sunrun Installation Services, Inc. | PSE&G |  | Accepted | 2025-06-24 | 2025-07-19 | 2026-07-19 | Solar Panels | JA SOLAR | JAM54S31-405/MR |  | 0.405 | 6 | 308 | 21 |  | Fixed | Roof
NJADRE1559970817 | Administratively Determined Incentive Program | PISCATAWAY | 8854 | 3.645 | Residential | Behind the Meter | Yes | Sunrun Installation Services, Inc. | PSE&G |  | Accepted | 2025-06-24 | 2025-07-19 | 2026-07-19 | Solar Panels | JA SOLAR | JAM54S31-405/MR |  | 0.405 | 3 | 127 | 21 |  | Fixed | Roof
NJADRE1559970820 | Administratively Determined Incentive Program | WILLINGBORO | 8046 | 4.92 | Residential | Behind the Meter | Yes | Trinity Solar, LLC | PSE&G |  | Accepted | 2025-06-24 | 2025-07-19 | 2026-07-19 | Solar Panels | HANWHA 410 (Q.PEAK DUO BLK ML-G10+410) | HANWHA 410 (Q.PEAK DUO BLK ML-G10+410) |  | 0.41 | 9 | 203 | 32 |  | Fixed | Roof
NJADRE1559970820 | Administratively Determined Incentive Program | WILLINGBORO | 8046 | 4.92 | Residential | Behind the Meter | Yes | Trinity Solar, LLC | PSE&G |  | Accepted | 2025-06-24 | 2025-07-19 | 2026-07-19 | Inverters | SOLAREDGE | SE3800H-US | 3800 |  | 1 |  |  | 0.97 |  | Outside
NJADRE1559970820 | Administratively Determined Incentive Program | WILLINGBORO | 8046 | 4.92 | Residential | Behind the Meter | Yes | Trinity Solar, LLC | PSE&G |  | Accepted | 2025-06-24 | 2025-07-19 | 2026-07-19 | Solar Panels | HANWHA 410 (Q.PEAK DUO BLK ML-G10+410) | HANWHA 410 (Q.PEAK DUO BLK ML-G10+410) |  | 0.41 | 3 | 203 | 21 |  | Fixed | Roof
NJADRE1559970822 | Administratively Determined Incentive Program | Sicklerville | 8081 | 10.75 | Residential | Behind the Meter | Yes | EMT Renewables, LLC | AC Electric |  | Accepted | 2025-06-24 | 2025-07-29 | 2026-07-29 | Inverters | IQ8HC | IQ8+ | 290 |  | 25 |  |  | 0.98 |  | Other | UNDER EACH PANEL
NJADRE1559970822 | Administratively Determined Incentive Program | Sicklerville | 8081 | 10.75 | Residential | Behind the Meter | Yes | EMT Renewables, LLC | AC Electric |  | Accepted | 2025-06-24 | 2025-07-29 | 2026-07-29 | Solar Panels | SEG SOLAR | SEG 430 |  | 0.43 | 5 | 152 | 34 |  | Fixed | Roof
NJADRE1559970822 | Administratively Determined Incentive Program | Sicklerville | 8081 | 10.75 | Residential | Behind the Meter | Yes | EMT Renewables, LLC | AC Electric |  | Accepted | 2025-06-24 | 2025-07-29 | 2026-07-29 | Solar Panels | SEG SOLAR | SEG 430 |  | 0.43 | 8 | 332 | 33 |  | Fixed | Roof
NJADRE1559970822 | Administratively Determined Incentive Program | Sicklerville | 8081 | 10.75 | Residential | Behind the Meter | Yes | EMT Renewables, LLC | AC Electric |  | Accepted | 2025-06-24 | 2025-07-29 | 2026-07-29 | Solar Panels | SEG SOLAR | SEG 430 |  | 0.43 | 12 | 152 | 33 |  | Fixed | Roof
NJADRE1559970824 | Administratively Determined Incentive Program | PISCATAWAY | 8854 | 7.885 | Residential | Behind the Meter | Yes | Big Wave Roofing and Solar, LLC | PSE&G |  | Accepted | 2025-06-24 | 2025-07-21 | 2026-07-21 | Solar Panels | HANWHA | QCELLS Q.PEAK DUO BLK ML-G10.C+415w |  | 0.415 | 7 | 235 | 35 |  | Fixed | Roof
NJADRE1559970824 | Administratively Determined Incentive Program | PISCATAWAY | 8854 | 7.885 | Residential | Behind the Meter | Yes | Big Wave Roofing and Solar, LLC | PSE&G |  | Accepted | 2025-06-24 | 2025-07-21 | 2026-07-21 | Solar Panels | HANWHA | QCELLS Q.PEAK DUO BLK ML-G10.C+415w |  | 0.415 | 12 | 235 | 35 |  | Fixed | Roof
NJADRE1559970824 | Administratively Determined Incentive Program | PISCATAWAY | 8854 | 7.885 | Residential | Behind the Meter | Yes | Big Wave Roofing and Solar, LLC | PSE&G |  | Accepted | 2025-06-24 | 2025-07-21 | 2026-07-21 | Inverters | Enphase | IQ8HC-72-M-DOM-US | 380 |  | 19 |  |  | 0.97 |  | Outdoor
NJADRE1559970831 | Administratively Determined Incentive Program | MAYS LANDING | 8330 | 7.315 | Residential | Behind the Meter | No | Fusion Solar Energy, LLC | AC Electric |  | Accepted | 2025-06-24 | 2025-07-19 | 2026-07-19 | Solar Panels | PHONO SOLAR | PS385MH-24/TH |  | 0.385 | 11 | 170 | 20 |  | Fixed | Roof
NJADRE1559970831 | Administratively Determined Incentive Program | MAYS LANDING | 8330 | 7.315 | Residential | Behind the Meter | No | Fusion Solar Energy, LLC | AC Electric |  | Accepted | 2025-06-24 | 2025-07-19 | 2026-07-19 | Solar Panels | PHONO SOLAR | PS385MH-24/TH |  | 0.385 | 8 | 170 | 20 |  | Fixed | Roof
NJADRE1559970831 | Administratively Determined Incentive Program | MAYS LANDING | 8330 | 7.315 | Residential | Behind the Meter | No | Fusion Solar Energy, LLC | AC Electric |  | Accepted | 2025-06-24 | 2025-07-19 | 2026-07-19 | Inverters | HOYMILES | HM-1500NT | 1438 |  | 5 |  |  | 0.967 |  | Outside | Roof
NJADRE1559970832 | Administratively Determined Incentive Program | HOWELL | 7731 | 7.83 | Residential | Behind the Meter | Yes | Skyline Solar, LLC | JCP&L |  | Accepted | 2025-06-24 | 2025-07-19 | 2026-07-19 | Solar Panels | Hanwha | Q.TRON BLK M-G2+ |  | 0.435 | 2 | 145 | 37 |  | Fixed | Roof
NJADRE1559970832 | Administratively Determined Incentive Program | HOWELL | 7731 | 7.83 | Residential | Behind the Meter | Yes | Skyline Solar, LLC | JCP&L |  | Accepted | 2025-06-24 | 2025-07-19 | 2026-07-19 | Solar Panels | Hanwha | Q.TRON BLK M-G2+ |  | 0.435 | 4 | 145 | 37 |  | Fixed | Roof
NJADRE1559970832 | Administratively Determined Incentive Program | HOWELL | 7731 | 7.83 | Residential | Behind the Meter | Yes | Skyline Solar, LLC | JCP&L |  | Accepted | 2025-06-24 | 2025-07-19 | 2026-07-19 | Inverters | Enphase | IQ8HC-72-M-DOM-US | 380 |  | 18 |  |  | 0.977 |  | Outside
NJADRE1559970832 | Administratively Determined Incentive Program | HOWELL | 7731 | 7.83 | Residential | Behind the Meter | Yes | Skyline Solar, LLC | JCP&L |  | Accepted | 2025-06-24 | 2025-07-19 | 2026-07-19 | Solar Panels | Hanwha | Q.TRON BLK M-G2+ |  | 0.435 | 7 | 235 | 37 |  | Fixed | Roof
NJADRE1559970832 | Administratively Determined Incentive Program | HOWELL | 7731 | 7.83 | Residential | Behind the Meter | Yes | Skyline Solar, LLC | JCP&L |  | Accepted | 2025-06-24 | 2025-07-19 | 2026-07-19 | Solar Panels | Hanwha | Q.TRON BLK M-G2+ |  | 0.435 | 5 | 145 | 36 |  | Fixed | Roof
NJADRE1559970847 | Administratively Determined Incentive Program | BLACKWOOD | 8012 | 5.74 | Residential | Behind the Meter | Yes | Trinity Solar, LLC | PSE&G |  | Accepted | 2025-06-24 | 2025-07-19 | 2026-07-19 | Solar Panels | Hanwha | Q.PEAK DUO BLK ML-G10+ 410 |  | 0.41 | 14 | 221 | 23 |  | Fixed | Roof
NJADRE1559970847 | Administratively Determined Incentive Program | BLACKWOOD | 8012 | 5.74 | Residential | Behind the Meter | Yes | Trinity Solar, LLC | PSE&G |  | Accepted | 2025-06-24 | 2025-07-19 | 2026-07-19 | Inverters | Solar Edge | USE5700H-US | 5760 |  | 1 |  |  | 0.97 |  | Outside
NJADRE1559970853 | Administratively Determined Incentive Program | CAPE MAY COURT HOUSE | 8210 | 11.61 | Residential | Behind the Meter | Yes | EMT Renewables, LLC | AC Electric |  | Accepted | 2025-06-24 | 2025-07-19 | 2026-07-19 | Inverters | ENPHASE | IQ8+ | 290 |  | 27 |  |  | 0.98 |  | Other | UNDER EACH PANEL
NJADRE1559970853 | Administratively Determined Incentive Program | CAPE MAY COURT HOUSE | 8210 | 11.61 | Residential | Behind the Meter | Yes | EMT Renewables, LLC | AC Electric |  | Accepted | 2025-06-24 | 2025-07-19 | 2026-07-19 | Solar Panels | SEG SOLAR | SEG 430 |  | 0.43 | 16 | 293 | 12 |  | Fixed | Roof
NJADRE1559970853 | Administratively Determined Incentive Program | CAPE MAY COURT HOUSE | 8210 | 11.61 | Residential | Behind the Meter | Yes | EMT Renewables, LLC | AC Electric |  | Accepted | 2025-06-24 | 2025-07-19 | 2026-07-19 | Solar Panels | SEG SOLAR | SEG 430 |  | 0.43 | 11 | 293 | 20 |  | Fixed | Roof
NJADRE1559970868 | Administratively Determined Incentive Program | SICKLERVILLE | 8081 | 12.9 | Residential | Behind the Meter | Yes | EMT Renewables, LLC | AC Electric |  | Accepted | 2025-06-24 | 2025-07-19 | 2026-07-19 | Solar Panels | SEG SOLAR | SEG 430 |  | 0.43 | 26 | 99 | 32 |  | Fixed | Roof
NJADRE1559970868 | Administratively Determined Incentive Program | SICKLERVILLE | 8081 | 12.9 | Residential | Behind the Meter | Yes | EMT Renewables, LLC | AC Electric |  | Accepted | 2025-06-24 | 2025-07-19 | 2026-07-19 | Solar Panels | SEG SOLAR | SEG 430 |  | 0.43 | 4 | 279 | 32 |  | Fixed | Roof
NJADRE1559970868 | Administratively Determined Incentive Program | SICKLERVILLE | 8081 | 12.9 | Residential | Behind the Meter | Yes | EMT Renewables, LLC | AC Electric |  | Accepted | 2025-06-24 | 2025-07-19 | 2026-07-19 | Inverters | IQ8HC | IQ8+ | 290 |  | 30 |  |  | 0.98 |  | Other | UNDER EACH PANEL
NJADRE1559970875 | Administratively Determined Incentive Program | NEWARK | 7106 | 13.485 | Residential | Behind the Meter | Yes | SunnyMac, LLC | PSE&G |  | Accepted | 2025-06-24 | 2025-07-19 | 2026-07-19 | Solar Panels | HANWHA | Q.TRON BLK M-G2+ |  | 0.435 | 11 | 110 | 30 |  | Fixed | Roof
NJADRE1559970875 | Administratively Determined Incentive Program | NEWARK | 7106 | 13.485 | Residential | Behind the Meter | Yes | SunnyMac, LLC | PSE&G |  | Accepted | 2025-06-24 | 2025-07-19 | 2026-07-19 | Solar Panels | HANWHA | Q.TRON BLK M-G2+ |  | 0.435 | 12 | 290 | 30 |  | Fixed | Roof
NJADRE1559970875 | Administratively Determined Incentive Program | NEWARK | 7106 | 13.485 | Residential | Behind the Meter | Yes | SunnyMac, LLC | PSE&G |  | Accepted | 2025-06-24 | 2025-07-19 | 2026-07-19 | Solar Panels | HANWHA | Q.TRON BLK M-G2+ |  | 0.435 | 4 | 200 | 28 |  | Fixed | Roof
NJADRE1559970875 | Administratively Determined Incentive Program | NEWARK | 7106 | 13.485 | Residential | Behind the Meter | Yes | SunnyMac, LLC | PSE&G |  | Accepted | 2025-06-24 | 2025-07-19 | 2026-07-19 | Inverters | SOLAREDGE HOME HUB | SE3800H-US | 3800 |  | 1 |  |  | 0.99 |  | Outdoor | next to meter
NJADRE1559970875 | Administratively Determined Incentive Program | NEWARK | 7106 | 13.485 | Residential | Behind the Meter | Yes | SunnyMac, LLC | PSE&G |  | Accepted | 2025-06-24 | 2025-07-19 | 2026-07-19 | Solar Panels | HANWHA | Q.TRON BLK M-G2+ |  | 0.435 | 4 | 20 | 28 |  | Fixed | Roof
NJADRE1559970875 | Administratively Determined Incentive Program | NEWARK | 7106 | 13.485 | Residential | Behind the Meter | Yes | SunnyMac, LLC | PSE&G |  | Accepted | 2025-06-24 | 2025-07-19 | 2026-07-19 | Inverters | SOLAREDGE HOME HUB | SE7600H-US | 7600 |  | 1 |  |  | 0.99 |  | Outdoor | next to meter
NJADRE1559970877 | Administratively Determined Incentive Program | Forked River | 8731 | 7.79 | Residential | Behind the Meter | Yes | Define Solar, LLC | JCP&L |  | Accepted | 2025-06-24 | 2025-07-20 | 2026-07-20 | Solar Panels | Znshine | ZXM7-SH108 410W |  | 0.41 | 4 | 202 | 39 |  | Fixed | Roof
NJADRE1559970877 | Administratively Determined Incentive Program | Forked River | 8731 | 7.79 | Residential | Behind the Meter | Yes | Define Solar, LLC | JCP&L |  | Accepted | 2025-06-24 | 2025-07-20 | 2026-07-20 | Solar Panels | Znshine | ZXM7-SH108 410W |  | 0.41 | 2 | 202 | 39 |  | Fixed | Roof
NJADRE1559970877 | Administratively Determined Incentive Program | Forked River | 8731 | 7.79 | Residential | Behind the Meter | Yes | Define Solar, LLC | JCP&L |  | Accepted | 2025-06-24 | 2025-07-20 | 2026-07-20 | Solar Panels | Znshine | ZXM7-SH108 410W |  | 0.41 | 7 | 202 | 39 |  | Fixed | Roof
NJADRE1559970877 | Administratively Determined Incentive Program | Forked River | 8731 | 7.79 | Residential | Behind the Meter | Yes | Define Solar, LLC | JCP&L |  | Accepted | 2025-06-24 | 2025-07-20 | 2026-07-20 | Solar Panels | Znshine | ZXM7-SH108 410W |  | 0.41 | 6 | 22 | 30 |  | Fixed | Roof
NJADRE1559970877 | Administratively Determined Incentive Program | Forked River | 8731 | 7.79 | Residential | Behind the Meter | Yes | Define Solar, LLC | JCP&L |  | Accepted | 2025-06-24 | 2025-07-20 | 2026-07-20 | Inverters | Enphase | IQ8PLUS-72-2-US | 290 |  | 7 |  |  | 0.976 |  | Outside | Under each pv panel
NJADRE1559970877 | Administratively Determined Incentive Program | Forked River | 8731 | 7.79 | Residential | Behind the Meter | Yes | Define Solar, LLC | JCP&L |  | Accepted | 2025-06-24 | 2025-07-20 | 2026-07-20 | Inverters | Enphase | IQ8PLUS-72-2-US | 290 |  | 2 |  |  | 0.976 |  | Outside | Under each pv panel
NJADRE1559970877 | Administratively Determined Incentive Program | Forked River | 8731 | 7.79 | Residential | Behind the Meter | Yes | Define Solar, LLC | JCP&L |  | Accepted | 2025-06-24 | 2025-07-20 | 2026-07-20 | Inverters | Enphase | IQ8PLUS-72-2-US | 290 |  | 4 |  |  | 0.976 |  | Outside | Under each pv panel
NJADRE1559970877 | Administratively Determined Incentive Program | Forked River | 8731 | 7.79 | Residential | Behind the Meter | Yes | Define Solar, LLC | JCP&L |  | Accepted | 2025-06-24 | 2025-07-20 | 2026-07-20 | Inverters | Enphase | IQ8PLUS-72-2-US | 290 |  | 6 |  |  | 0.976 |  | Outside | Under each pv panel
NJADRE1559970884 | Administratively Determined Incentive Program | Cherry Hill | 8003 | 13.365 | Residential | Behind the Meter | Yes | Solar Energy World | PSE&G |  | Accepted | 2025-06-24 | 2025-07-20 | 2026-07-20 | Inverters | Enphase | IQ8HC-72-M-DOM-US | 384 |  | 33 |  |  | 0.97 |  | Outside
NJADRE1559970884 | Administratively Determined Incentive Program | Cherry Hill | 8003 | 13.365 | Residential | Behind the Meter | Yes | Solar Energy World | PSE&G |  | Accepted | 2025-06-24 | 2025-07-20 | 2026-07-20 | Solar Panels | LONGi | LR5-54HPB-405M |  | 0.405 | 12 | 95 | 26 |  | Fixed | Roof
NJADRE1559970884 | Administratively Determined Incentive Program | Cherry Hill | 8003 | 13.365 | Residential | Behind the Meter | Yes | Solar Energy World | PSE&G |  | Accepted | 2025-06-24 | 2025-07-20 | 2026-07-20 | Solar Panels | LONGi | LR5-54HPB-405M |  | 0.405 | 12 | 95 | 21 |  | Fixed | Roof
NJADRE1559970884 | Administratively Determined Incentive Program | Cherry Hill | 8003 | 13.365 | Residential | Behind the Meter | Yes | Solar Energy World | PSE&G |  | Accepted | 2025-06-24 | 2025-07-20 | 2026-07-20 | Solar Panels | LONGi | LR5-54HPB-405M |  | 0.405 | 9 | 275 | 21 |  | Fixed | Roof
NJADRE1559971028 | Administratively Determined Incentive Program | Millville | 8332 | 15.91 | Residential | Behind the Meter | Yes | EMT Renewables, LLC | AC Electric |  | Accepted | 2025-06-24 | 2025-07-22 | 2026-07-22 | Solar Panels | SEG SOLAR | SEG 430 |  | 0.43 | 22 | 199 | 24 |  | Fixed | Roof
NJADRE1559971028 | Administratively Determined Incentive Program | Millville | 8332 | 15.91 | Residential | Behind the Meter | Yes | EMT Renewables, LLC | AC Electric |  | Accepted | 2025-06-24 | 2025-07-22 | 2026-07-22 | Inverters | ENPHASE | IQ8+ | 290 |  | 37 |  |  | 0.98 |  | Other | UNDER EACH PANEL
NJADRE1559971028 | Administratively Determined Incentive Program | Millville | 8332 | 15.91 | Residential | Behind the Meter | Yes | EMT Renewables, LLC | AC Electric |  | Accepted | 2025-06-24 | 2025-07-22 | 2026-07-22 | Solar Panels | SEG SOLAR | SEG 430 |  | 0.43 | 15 | 19 | 24 |  | Fixed | Roof
NJADRE1559971149 | Administratively Determined Incentive Program | Hopatcong | 7843 | 13.12 | Residential | Behind the Meter | Yes | Sunrun Installation Services, Inc. | JCP&L |  | Accepted | 2025-06-24 | 2025-07-20 | 2026-07-20 | Electric Storage Battery | Tesla | POWERWALL 3 1707000-XX-Y |  |  | 1 |  |  |  | Lithium Ion |  | OUTSIDE
NJADRE1559971149 | Administratively Determined Incentive Program | Hopatcong | 7843 | 13.12 | Residential | Behind the Meter | Yes | Sunrun Installation Services, Inc. | JCP&L |  | Accepted | 2025-06-24 | 2025-07-20 | 2026-07-20 | Solar Panels | HANWHA Q-CELLS | Q.PEAK DUO BLK ML-G10+ 410 DCA |  | 0.41 | 13 | 74 | 32 |  | Fixed | Roof
NJADRE1559971149 | Administratively Determined Incentive Program | Hopatcong | 7843 | 13.12 | Residential | Behind the Meter | Yes | Sunrun Installation Services, Inc. | JCP&L |  | Accepted | 2025-06-24 | 2025-07-20 | 2026-07-20 | Solar Panels | HANWHA Q-CELLS | Q.PEAK DUO BLK ML-G10+ 410 DCA |  | 0.41 | 19 | 254 | 32 |  | Fixed | Roof
NJADRE1559971149 | Administratively Determined Incentive Program | Hopatcong | 7843 | 13.12 | Residential | Behind the Meter | Yes | Sunrun Installation Services, Inc. | JCP&L |  | Accepted | 2025-06-24 | 2025-07-20 | 2026-07-20 | Inverters | Tesla | POWERWALL 3 1707000-XX-Y | 11500 |  | 1 |  |  | 0.97 |  | Outdoor
NJADRE1559971708 | Administratively Determined Incentive Program | Teaneck | 7666 | 6.56 | Residential | Behind the Meter | Yes | Define Solar, LLC | PSE&G |  | Accepted | 2025-06-24 | 2025-07-20 | 2026-07-20 | Solar Panels | Znshine | ZXM7-SH108 410W |  | 0.41 | 16 | 206 | 29 |  | Fixed | Roof
NJADRE1559971708 | Administratively Determined Incentive Program | Teaneck | 7666 | 6.56 | Residential | Behind the Meter | Yes | Define Solar, LLC | PSE&G |  | Accepted | 2025-06-24 | 2025-07-20 | 2026-07-20 | Inverters | Enphase | IQ8PLUS-72-2-US | 290 |  | 16 |  |  | 0.976 |  | Outside | Under each pv panel
NJADRE1559971711 | Administratively Determined Incentive Program | Riverside | 8075 | 7.395 | Residential | Behind the Meter | Yes | SunnyMac, LLC | PSE&G |  | Accepted | 2025-06-24 | 2025-07-20 | 2026-07-20 | Solar Panels | HANWHA | Q.TRON BLK M-G2+ |  | 0.435 | 13 | 237 | 23 |  | Fixed | Roof
NJADRE1559971711 | Administratively Determined Incentive Program | Riverside | 8075 | 7.395 | Residential | Behind the Meter | Yes | SunnyMac, LLC | PSE&G |  | Accepted | 2025-06-24 | 2025-07-20 | 2026-07-20 | Solar Panels | HANWHA | Q.TRON BLK M-G2+ |  | 0.435 | 4 | 147 | 18 |  | Fixed | Roof
NJADRE1559971711 | Administratively Determined Incentive Program | Riverside | 8075 | 7.395 | Residential | Behind the Meter | Yes | SunnyMac, LLC | PSE&G |  | Accepted | 2025-06-24 | 2025-07-20 | 2026-07-20 | Inverters | SOLAREDGE HOME HUB | SE5700H-US | 5760 |  | 1 |  |  | 0.99 |  | Outdoor | next to meter
NJADRE1559971719 | Administratively Determined Incentive Program | MONROE | 8831 | 12.75 | Residential | Behind the Meter | No | US Clean Energy Construction, Inc. | JCP&L |  | Accepted | 2025-06-24 | 2025-07-20 | 2026-07-20 | Solar Panels | Trina Solar | TRINA 425W |  | 0.425 | 16 | 240 | 20 |  | Fixed | Roof
NJADRE1559971719 | Administratively Determined Incentive Program | MONROE | 8831 | 12.75 | Residential | Behind the Meter | No | US Clean Energy Construction, Inc. | JCP&L |  | Accepted | 2025-06-24 | 2025-07-20 | 2026-07-20 | Meters | VISION METERING | Cat VM-2E2A1P |  |  | 1 |  |  |  | Yes | Outdoor
NJADRE1559971719 | Administratively Determined Incentive Program | MONROE | 8831 | 12.75 | Residential | Behind the Meter | No | US Clean Energy Construction, Inc. | JCP&L |  | Accepted | 2025-06-24 | 2025-07-20 | 2026-07-20 | Inverters | SMA AMERICA | SMA SBSE-9.6-50 | 9600 |  | 1 |  |  | 0.96 |  | Outdoor
NJADRE1559971719 | Administratively Determined Incentive Program | MONROE | 8831 | 12.75 | Residential | Behind the Meter | No | US Clean Energy Construction, Inc. | JCP&L |  | Accepted | 2025-06-24 | 2025-07-20 | 2026-07-20 | Solar Panels | Trina Solar | TRINA 425W |  | 0.425 | 14 | 150 | 20 |  | Fixed | Roof
NJADRE1559971723 | Administratively Determined Incentive Program | Bayonne | 7002 | 3.825 | Residential | Behind the Meter | Yes | Power Energy Solutions, LLC | PSE&G |  | Accepted | 2025-06-24 | 2025-07-20 | 2026-07-20 | Solar Panels | Trina Solar | TSM-425NE09RC.05 |  | 0.425 | 9 | 123 | 23 |  | Fixed | Roof
NJADRE1559971723 | Administratively Determined Incentive Program | Bayonne | 7002 | 3.825 | Residential | Behind the Meter | Yes | Power Energy Solutions, LLC | PSE&G |  | Accepted | 2025-06-24 | 2025-07-20 | 2026-07-20 | Inverters | Enphase | IQ8+-72-2-US | 290 |  | 9 |  |  | 0.97 |  | Outdoor
NJADRE1559971724 | Administratively Determined Incentive Program | Brielle | 8730 | 7.38 | Residential | Behind the Meter | Yes | Trinity Solar, LLC | JCP&L |  | Accepted | 2025-06-24 | 2025-07-20 | 2026-07-20 | Solar Panels | HANWHA 410 (Q.PEAK DUO BLK ML-G10+410) | HANWHA 410 (Q.PEAK DUO BLK ML-G10+410) |  | 0.41 | 6 | 43 | 38 |  | Fixed | Roof
NJADRE1559971724 | Administratively Determined Incentive Program | Brielle | 8730 | 7.38 | Residential | Behind the Meter | Yes | Trinity Solar, LLC | JCP&L |  | Accepted | 2025-06-24 | 2025-07-20 | 2026-07-20 | Solar Panels | HANWHA 410 (Q.PEAK DUO BLK ML-G10+410) | HANWHA 410 (Q.PEAK DUO BLK ML-G10+410) |  | 0.41 | 3 | 223 | 20 |  | Fixed | Roof
NJADRE1559971724 | Administratively Determined Incentive Program | Brielle | 8730 | 7.38 | Residential | Behind the Meter | Yes | Trinity Solar, LLC | JCP&L |  | Accepted | 2025-06-24 | 2025-07-20 | 2026-07-20 | Inverters | SOLAREDGE | SE5700H-US | 5700 |  | 1 |  |  | 0.97 |  | Outside
NJADRE1559971724 | Administratively Determined Incentive Program | Brielle | 8730 | 7.38 | Residential | Behind the Meter | Yes | Trinity Solar, LLC | JCP&L |  | Accepted | 2025-06-24 | 2025-07-20 | 2026-07-20 | Solar Panels | HANWHA 410 (Q.PEAK DUO BLK ML-G10+410) | HANWHA 410 (Q.PEAK DUO BLK ML-G10+410) |  | 0.41 | 9 | 223 | 36 |  | Fixed | Roof
NJADRE1559971725 | Administratively Determined Incentive Program | CEDARVILLE | 8311 | 7.47 | Residential | Behind the Meter | Yes | SunPurity, LLC | AC Electric |  | Accepted | 2025-06-25 | 2025-07-21 | 2026-07-21 | Solar Panels | Hanwha Q cells | Q.PEAK DUO BLK-ML-G10+ 415W |  | 0.415 | 4 | 193 | 34 |  | Fixed | Roof
NJADRE1559971725 | Administratively Determined Incentive Program | CEDARVILLE | 8311 | 7.47 | Residential | Behind the Meter | Yes | SunPurity, LLC | AC Electric |  | Accepted | 2025-06-25 | 2025-07-21 | 2026-07-21 | Inverters | SolarEdge | SE5700H-US | 5700 |  | 1 |  |  | 0.99 |  | Outdoor
NJADRE1559971725 | Administratively Determined Incentive Program | CEDARVILLE | 8311 | 7.47 | Residential | Behind the Meter | Yes | SunPurity, LLC | AC Electric |  | Accepted | 2025-06-25 | 2025-07-21 | 2026-07-21 | Solar Panels | Hanwha Q cells | Q.PEAK DUO BLK-ML-G10+ 415W |  | 0.415 | 14 | 193 | 18 |  | Fixed | Roof
NJADRE1559971728 | Administratively Determined Incentive Program | Bridgeton | 8302 | 5.33 | Residential | Behind the Meter | Yes | Pro Custom Solar dba Momentum Solar | AC Electric |  | Accepted | 2025-06-24 | 2025-07-20 | 2026-07-20 | Inverters | ENPHASE | IQ8HC-72-M-DOM-US | 380 |  | 13 |  |  | 0.97 |  | Outdoor
NJADRE1559971728 | Administratively Determined Incentive Program | Bridgeton | 8302 | 5.33 | Residential | Behind the Meter | Yes | Pro Custom Solar dba Momentum Solar | AC Electric |  | Accepted | 2025-06-24 | 2025-07-20 | 2026-07-20 | Solar Panels | Hanwha | Q.PEAK DUO BLK ML-G10+410 |  | 0.41 | 8 | 289 | 4 |  | Single Axis | Roof
NJADRE1559971728 | Administratively Determined Incentive Program | Bridgeton | 8302 | 5.33 | Residential | Behind the Meter | Yes | Pro Custom Solar dba Momentum Solar | AC Electric |  | Accepted | 2025-06-24 | 2025-07-20 | 2026-07-20 | Solar Panels | Hanwha | Q.PEAK DUO BLK ML-G10+410 |  | 0.41 | 5 | 289 | 38 |  | Fixed | Roof
NJADRE1559971730 | Administratively Determined Incentive Program | Stanhope | 7874 | 6.96 | Residential | Behind the Meter | Yes | Skyline Solar, LLC | JCP&L |  | Accepted | 2025-06-24 | 2025-07-22 | 2026-07-22 | Solar Panels | Hanwha | Q.TRON BLK M-G2+ 435 |  | 0.435 | 16 | 207 | 13 |  | Fixed | Roof
NJADRE1559971730 | Administratively Determined Incentive Program | Stanhope | 7874 | 6.96 | Residential | Behind the Meter | Yes | Skyline Solar, LLC | JCP&L |  | Accepted | 2025-06-24 | 2025-07-22 | 2026-07-22 | Inverters | Enphase | IQ8HC-72-M-DOM-US | 380 |  | 16 |  |  | 0.977 |  | Outside
NJADRE1559971733 | Administratively Determined Incentive Program | Willingboro | 8046 | 13.94 | Residential | Behind the Meter | Yes | Define Solar, LLC | PSE&G |  | Accepted | 2025-06-24 | 2025-07-20 | 2026-07-20 | Solar Panels | Znshine | ZXM7-SH108 410W |  | 0.41 | 9 | 346 | 17 |  | Fixed | Roof
NJADRE1559971733 | Administratively Determined Incentive Program | Willingboro | 8046 | 13.94 | Residential | Behind the Meter | Yes | Define Solar, LLC | PSE&G |  | Accepted | 2025-06-24 | 2025-07-20 | 2026-07-20 | Inverters | Enphase | IQ8PLUS-72-2-US | 290 |  | 9 |  |  | 0.976 |  | Outside | Under each pv panel
NJADRE1559971733 | Administratively Determined Incentive Program | Willingboro | 8046 | 13.94 | Residential | Behind the Meter | Yes | Define Solar, LLC | PSE&G |  | Accepted | 2025-06-24 | 2025-07-20 | 2026-07-20 | Inverters | Enphase | IQ8PLUS-72-2-US | 290 |  | 16 |  |  | 0.976 |  | Outside | Under each pv panel
NJADRE1559971733 | Administratively Determined Incentive Program | Willingboro | 8046 | 13.94 | Residential | Behind the Meter | Yes | Define Solar, LLC | PSE&G |  | Accepted | 2025-06-24 | 2025-07-20 | 2026-07-20 | Inverters | Enphase | IQ8PLUS-72-2-US | 290 |  | 9 |  |  | 0.976 |  | Outside | Under each pv panel
NJADRE1559971733 | Administratively Determined Incentive Program | Willingboro | 8046 | 13.94 | Residential | Behind the Meter | Yes | Define Solar, LLC | PSE&G |  | Accepted | 2025-06-24 | 2025-07-20 | 2026-07-20 | Solar Panels | Znshine | ZXM7-SH108 410W |  | 0.41 | 16 | 166 | 27 |  | Fixed | Roof
NJADRE1559971733 | Administratively Determined Incentive Program | Willingboro | 8046 | 13.94 | Residential | Behind the Meter | Yes | Define Solar, LLC | PSE&G |  | Accepted | 2025-06-24 | 2025-07-20 | 2026-07-20 | Solar Panels | Znshine | ZXM7-SH108 410W |  | 0.41 | 9 | 166 | 17 |  | Fixed | Roof
NJADRE1559971736 | Administratively Determined Incentive Program | Mahwah | 7430 | 6.88 | Residential | Behind the Meter | No | Infinity Solar Systems, LLC | Orange Rockland Electric |  | Accepted | 2025-06-24 | 2025-07-20 | 2026-07-20 | Solar Panels | SEG Solar | SEG-430-BTD-BG |  | 0.43 | 16 | 182 | 34 |  | Fixed | Roof
NJADRE1559971736 | Administratively Determined Incentive Program | Mahwah | 7430 | 6.88 | Residential | Behind the Meter | No | Infinity Solar Systems, LLC | Orange Rockland Electric |  | Accepted | 2025-06-24 | 2025-07-20 | 2026-07-20 | Inverters | SEG Solar | SEG-430-BTD-BG | 320 |  | 16 |  |  | 0.97 |  | Outdoor
NJADRE1559971748 | Administratively Determined Incentive Program | Gibbsboro | 8026 | 7.83 | Residential | Behind the Meter | Yes | SunnyMac, LLC | AC Electric |  | Accepted | 2025-06-24 | 2025-07-21 | 2026-07-21 | Solar Panels | HANWHA | Q.TRON BLK M-G2+ |  | 0.435 | 18 | 237 | 33 |  | Fixed | Roof
NJADRE1559971748 | Administratively Determined Incentive Program | Gibbsboro | 8026 | 7.83 | Residential | Behind the Meter | Yes | SunnyMac, LLC | AC Electric |  | Accepted | 2025-06-24 | 2025-07-21 | 2026-07-21 | Inverters | SOLAREDGE HOME HUB | SE5700H-US | 5760 |  | 1 |  |  | 0.99 |  | Outdoor | next to meter
NJADRE1559971749 | Administratively Determined Incentive Program | MILLVILLE | 8332 | 5.33 | Residential | Behind the Meter | Yes | Pro Custom Solar dba Momentum Solar | AC Electric |  | Accepted | 2025-06-24 | 2025-07-21 | 2026-07-21 | Solar Panels | Hanwha | Q.PEAK DUO BLK ML-G10+410 |  | 0.41 | 6 | 238 | 14 |  | Fixed | Roof
NJADRE1559971749 | Administratively Determined Incentive Program | MILLVILLE | 8332 | 5.33 | Residential | Behind the Meter | Yes | Pro Custom Solar dba Momentum Solar | AC Electric |  | Accepted | 2025-06-24 | 2025-07-21 | 2026-07-21 | Solar Panels | Hanwha | Q.PEAK DUO BLK ML-G10+410 |  | 0.41 | 7 | 238 | 18 |  | Fixed | Roof
NJADRE1559971749 | Administratively Determined Incentive Program | MILLVILLE | 8332 | 5.33 | Residential | Behind the Meter | Yes | Pro Custom Solar dba Momentum Solar | AC Electric |  | Accepted | 2025-06-24 | 2025-07-21 | 2026-07-21 | Inverters | ENPHASE | IQ8HC-72-M-DOM-US | 380 |  | 13 |  |  | 0.97 |  | Outdoor
NJADRE1559971756 | Administratively Determined Incentive Program | Millville | 8332 | 7.31 | Residential | Behind the Meter | Yes | EMT Renewables, LLC | AC Electric |  | Accepted | 2025-06-24 | 2025-07-22 | 2026-07-22 | Inverters | IQ8HC | IQ8+ | 290 |  | 17 |  |  | 0.98 |  | Other | UNDER EACH PANEL
NJADRE1559971756 | Administratively Determined Incentive Program | Millville | 8332 | 7.31 | Residential | Behind the Meter | Yes | EMT Renewables, LLC | AC Electric |  | Accepted | 2025-06-24 | 2025-07-22 | 2026-07-22 | Solar Panels | SEG SOLAR | SEG 430 |  | 0.43 | 12 | 88 | 38 |  | Fixed | Roof
NJADRE1559971756 | Administratively Determined Incentive Program | Millville | 8332 | 7.31 | Residential | Behind the Meter | Yes | EMT Renewables, LLC | AC Electric |  | Accepted | 2025-06-24 | 2025-07-22 | 2026-07-22 | Solar Panels | SEG SOLAR | SEG 430 |  | 0.43 | 5 | 89 | 5 |  | Fixed | Roof
NJADRE1559971758 | Administratively Determined Incentive Program | Pleasantville | 8232 | 7.79 | Residential | Behind the Meter | Yes | Define Solar, LLC | AC Electric |  | Accepted | 2025-06-24 | 2025-07-20 | 2026-07-20 | Inverters | Enphase | IQ8PLUS-72-2-US | 290 |  | 19 |  |  | 0.976 |  | Outside | Under each pv panel
NJADRE1559971758 | Administratively Determined Incentive Program | Pleasantville | 8232 | 7.79 | Residential | Behind the Meter | Yes | Define Solar, LLC | AC Electric |  | Accepted | 2025-06-24 | 2025-07-20 | 2026-07-20 | Solar Panels | Znshine | ZXM7-SH108 410W |  | 0.41 | 19 | 223 | 23 |  | Fixed | Roof
NJADRE1559971761 | Administratively Determined Incentive Program | Edison | 8820 | 11.34 | Residential | Behind the Meter | No | Public Service Solar, LLC | PSE&G |  | Accepted | 2025-06-24 | 2025-07-21 | 2026-07-21 | Solar Panels | Panasonic | EVPV420HK2 |  | 0.42 | 10 | 141 | 14 |  | Fixed | Roof
NJADRE1559971761 | Administratively Determined Incentive Program | Edison | 8820 | 11.34 | Residential | Behind the Meter | No | Public Service Solar, LLC | PSE&G |  | Accepted | 2025-06-24 | 2025-07-21 | 2026-07-21 | Solar Panels | Panasonic | EVPV420HK2 |  | 0.42 | 6 | 53 | 17 |  | Fixed | Roof
NJADRE1559971761 | Administratively Determined Incentive Program | Edison | 8820 | 11.34 | Residential | Behind the Meter | No | Public Service Solar, LLC | PSE&G |  | Accepted | 2025-06-24 | 2025-07-21 | 2026-07-21 | Inverters | Enphase | iQ8HC-72-M-US | 380 |  | 27 |  |  | 0.96 |  | Outdoor | Under Panels
NJADRE1559971761 | Administratively Determined Incentive Program | Edison | 8820 | 11.34 | Residential | Behind the Meter | No | Public Service Solar, LLC | PSE&G |  | Accepted | 2025-06-24 | 2025-07-21 | 2026-07-21 | Solar Panels | Panasonic | EVPV420HK2 |  | 0.42 | 11 | 141 | 23 |  | Fixed | Roof
NJADRE1559971771 | Administratively Determined Incentive Program | Atlantic City | 8401 | 5.74 | Residential | Behind the Meter | Yes | Define Solar, LLC | AC Electric |  | Accepted | 2025-06-24 | 2025-07-23 | 2026-07-23 | Inverters | Enphase | IQ8PLUS-72-2-US | 290 |  | 2 |  |  | 0.976 |  | Outside | Under each pv panel
NJADRE1559971771 | Administratively Determined Incentive Program | Atlantic City | 8401 | 5.74 | Residential | Behind the Meter | Yes | Define Solar, LLC | AC Electric |  | Accepted | 2025-06-24 | 2025-07-23 | 2026-07-23 | Solar Panels | Znshine | ZXM7-SH108 410W |  | 0.41 | 10 | 238 | 29 |  | Fixed | Roof
NJADRE1559971771 | Administratively Determined Incentive Program | Atlantic City | 8401 | 5.74 | Residential | Behind the Meter | Yes | Define Solar, LLC | AC Electric |  | Accepted | 2025-06-24 | 2025-07-23 | 2026-07-23 | Solar Panels | Znshine | ZXM7-SH108 410W |  | 0.41 | 2 | 148 | 20 |  | Fixed | Roof
NJADRE1559971771 | Administratively Determined Incentive Program | Atlantic City | 8401 | 5.74 | Residential | Behind the Meter | Yes | Define Solar, LLC | AC Electric |  | Accepted | 2025-06-24 | 2025-07-23 | 2026-07-23 | Inverters | Enphase | IQ8PLUS-72-2-US | 290 |  | 10 |  |  | 0.976 |  | Outside | Under each pv panel
NJADRE1559971771 | Administratively Determined Incentive Program | Atlantic City | 8401 | 5.74 | Residential | Behind the Meter | Yes | Define Solar, LLC | AC Electric |  | Accepted | 2025-06-24 | 2025-07-23 | 2026-07-23 | Inverters | Enphase | IQ8PLUS-72-2-US | 290 |  | 2 |  |  | 0.976 |  | Outside | Under each pv panel
NJADRE1559971771 | Administratively Determined Incentive Program | Atlantic City | 8401 | 5.74 | Residential | Behind the Meter | Yes | Define Solar, LLC | AC Electric |  | Accepted | 2025-06-24 | 2025-07-23 | 2026-07-23 | Solar Panels | Znshine | ZXM7-SH108 410W |  | 0.41 | 2 | 148 | 29 |  | Fixed | Roof
NJADRE1559971775 | Administratively Determined Incentive Program | Bridgeton | 8302 | 9.03 | Residential | Behind the Meter | Yes | EMT Renewables, LLC | AC Electric |  | Accepted | 2025-06-24 | 2025-07-22 | 2026-07-22 | Inverters | ENPHASE | IQ8+ | 290 |  | 21 |  |  | 0.98 |  | Other | UNDER EACH PANEL
NJADRE1559971775 | Administratively Determined Incentive Program | Bridgeton | 8302 | 9.03 | Residential | Behind the Meter | Yes | EMT Renewables, LLC | AC Electric |  | Accepted | 2025-06-24 | 2025-07-22 | 2026-07-22 | Solar Panels | SEG SOLAR | SEG 430 |  | 0.43 | 14 | 279 | 25 |  | Fixed | Roof
NJADRE1559971775 | Administratively Determined Incentive Program | Bridgeton | 8302 | 9.03 | Residential | Behind the Meter | Yes | EMT Renewables, LLC | AC Electric |  | Accepted | 2025-06-24 | 2025-07-22 | 2026-07-22 | Solar Panels | SEG SOLAR | SEG 430 |  | 0.43 | 7 | 99 | 25 |  | Fixed | Roof
NJADRE1559971783 | Administratively Determined Incentive Program | Long Valley | 7853 | 8.7 | Residential | Behind the Meter | Yes | SunnyMac, LLC | JCP&L |  | Accepted | 2025-06-24 | 2025-07-21 | 2026-07-21 | Inverters | SOLAREDGE HOME HUB | SE5700H-US | 5760 |  | 1 |  |  | 0.99 |  | Outdoor | next to meter
NJADRE1559971783 | Administratively Determined Incentive Program | Long Valley | 7853 | 8.7 | Residential | Behind the Meter | Yes | SunnyMac, LLC | JCP&L |  | Accepted | 2025-06-24 | 2025-07-21 | 2026-07-21 | Solar Panels | HANWHA | Q.TRON BLK M-G2+ |  | 0.435 | 20 | 288 | 21 |  | Fixed | Roof
NJADRE1559971784 | Administratively Determined Incentive Program | Bayonne | 7002 | 2.55 | Residential | Behind the Meter | Yes | Power Energy Solutions, LLC | PSE&G |  | Accepted | 2025-06-24 | 2025-07-21 | 2026-07-21 | Inverters | Enphase | IQ8+-72-2-US | 290 |  | 6 |  |  | 0.97 |  | Outdoor
NJADRE1559971784 | Administratively Determined Incentive Program | Bayonne | 7002 | 2.55 | Residential | Behind the Meter | Yes | Power Energy Solutions, LLC | PSE&G |  | Accepted | 2025-06-24 | 2025-07-21 | 2026-07-21 | Solar Panels | Trina Solar | TSM-425NE09RC.05 |  | 0.425 | 2 | 123 | 45 |  | Fixed | Roof
NJADRE1559971784 | Administratively Determined Incentive Program | Bayonne | 7002 | 2.55 | Residential | Behind the Meter | Yes | Power Energy Solutions, LLC | PSE&G |  | Accepted | 2025-06-24 | 2025-07-21 | 2026-07-21 | Solar Panels | Trina Solar | TSM-425NE09RC.05 |  | 0.425 | 2 | 303 | 45 |  | Fixed | Roof
NJADRE1559971784 | Administratively Determined Incentive Program | Bayonne | 7002 | 2.55 | Residential | Behind the Meter | Yes | Power Energy Solutions, LLC | PSE&G |  | Accepted | 2025-06-24 | 2025-07-21 | 2026-07-21 | Solar Panels | Trina Solar | TSM-425NE09RC.05 |  | 0.425 | 2 | 123 | 23 |  | Fixed | Roof
NJADRE1559971788 | Administratively Determined Incentive Program | TOMS RIVER | 8753 | 11.89 | Residential | Behind the Meter | Yes | Trinity Solar, LLC | JCP&L |  | Accepted | 2025-06-25 | 2025-07-21 | 2026-07-21 | Inverters | Solar Edge | USE10000H-US | 10000 |  | 1 |  |  | 0.97 |  | Outside
NJADRE1559971788 | Administratively Determined Incentive Program | TOMS RIVER | 8753 | 11.89 | Residential | Behind the Meter | Yes | Trinity Solar, LLC | JCP&L |  | Accepted | 2025-06-25 | 2025-07-21 | 2026-07-21 | Solar Panels | Hanwha | Q.PEAK DUO BLK ML-G10+ 410 |  | 0.41 | 19 | 83 | 32 |  | Fixed | Roof
NJADRE1559971788 | Administratively Determined Incentive Program | TOMS RIVER | 8753 | 11.89 | Residential | Behind the Meter | Yes | Trinity Solar, LLC | JCP&L |  | Accepted | 2025-06-25 | 2025-07-21 | 2026-07-21 | Solar Panels | Hanwha | Q.PEAK DUO BLK ML-G10+ 410 |  | 0.41 | 10 | 263 | 32 |  | Fixed | Roof
NJADRE1559971790 | Administratively Determined Incentive Program | Lakewood | 8701 | 15.015 | Residential | Behind the Meter | Yes | Kamtech Solar Solutions | JCP&L |  | Accepted | 2025-06-24 | 2025-07-21 | 2026-07-21 | Solar Panels | CANADIAN SOLAR | CS6. 1-64TM-455 |  | 0.455 | 30 | 277 | 32 |  | Fixed | Roof
NJADRE1559971790 | Administratively Determined Incentive Program | Lakewood | 8701 | 15.015 | Residential | Behind the Meter | Yes | Kamtech Solar Solutions | JCP&L |  | Accepted | 2025-06-24 | 2025-07-21 | 2026-07-21 | Solar Panels | CANADIAN SOLAR | CS6. 1-64TM-455 |  | 0.455 | 3 | 97 | 33 |  | Fixed | Roof
NJADRE1559971790 | Administratively Determined Incentive Program | Lakewood | 8701 | 15.015 | Residential | Behind the Meter | Yes | Kamtech Solar Solutions | JCP&L |  | Accepted | 2025-06-24 | 2025-07-21 | 2026-07-21 | Inverters | ENPHASE | IQ8X-80-M-US | 384 |  | 33 |  |  | 0.97 |  | Outdoor | ROOFTOP
NJADRE1559971792 | Administratively Determined Incentive Program | Williamstown | 8094 | 18.04 | Residential | Behind the Meter | Yes | Define Solar, LLC | AC Electric |  | Accepted | 2025-06-24 | 2025-07-21 | 2026-07-21 | Inverters | Enphase | IQ8PLUS-72-2-US | 290 |  | 7 |  |  | 0.976 |  | Outside | Under each pv panel
NJADRE1559971792 | Administratively Determined Incentive Program | Williamstown | 8094 | 18.04 | Residential | Behind the Meter | Yes | Define Solar, LLC | AC Electric |  | Accepted | 2025-06-24 | 2025-07-21 | 2026-07-21 | Inverters | Enphase | IQ8PLUS-72-2-US | 290 |  | 9 |  |  | 0.976 |  | Outside | Under each pv panel
NJADRE1559971792 | Administratively Determined Incentive Program | Williamstown | 8094 | 18.04 | Residential | Behind the Meter | Yes | Define Solar, LLC | AC Electric |  | Accepted | 2025-06-24 | 2025-07-21 | 2026-07-21 | Solar Panels | Znshine | ZXM7-SH108 410W |  | 0.41 | 11 | 123 | 18 |  | Fixed | Roof
NJADRE1559971792 | Administratively Determined Incentive Program | Williamstown | 8094 | 18.04 | Residential | Behind the Meter | Yes | Define Solar, LLC | AC Electric |  | Accepted | 2025-06-24 | 2025-07-21 | 2026-07-21 | Solar Panels | Znshine | ZXM7-SH108 410W |  | 0.41 | 9 | 303 | 18 |  | Fixed | Roof
NJADRE1559971792 | Administratively Determined Incentive Program | Williamstown | 8094 | 18.04 | Residential | Behind the Meter | Yes | Define Solar, LLC | AC Electric |  | Accepted | 2025-06-24 | 2025-07-21 | 2026-07-21 | Inverters | Enphase | IQ8PLUS-72-2-US | 290 |  | 2 |  |  | 0.976 |  | Outside | Under each pv panel
NJADRE1559971792 | Administratively Determined Incentive Program | Williamstown | 8094 | 18.04 | Residential | Behind the Meter | Yes | Define Solar, LLC | AC Electric |  | Accepted | 2025-06-24 | 2025-07-21 | 2026-07-21 | Solar Panels | Znshine | ZXM7-SH108 410W |  | 0.41 | 2 | 213 | 10 |  | Fixed | Roof
NJADRE1559971792 | Administratively Determined Incentive Program | Williamstown | 8094 | 18.04 | Residential | Behind the Meter | Yes | Define Solar, LLC | AC Electric |  | Accepted | 2025-06-24 | 2025-07-21 | 2026-07-21 | Solar Panels | Znshine | ZXM7-SH108 410W |  | 0.41 | 4 | 303 | 18 |  | Fixed | Roof
NJADRE1559971792 | Administratively Determined Incentive Program | Williamstown | 8094 | 18.04 | Residential | Behind the Meter | Yes | Define Solar, LLC | AC Electric |  | Accepted | 2025-06-24 | 2025-07-21 | 2026-07-21 | Solar Panels | Znshine | ZXM7-SH108 410W |  | 0.41 | 7 | 123 | 18 |  | Fixed | Roof
NJADRE1559971792 | Administratively Determined Incentive Program | Williamstown | 8094 | 18.04 | Residential | Behind the Meter | Yes | Define Solar, LLC | AC Electric |  | Accepted | 2025-06-24 | 2025-07-21 | 2026-07-21 | Solar Panels | Znshine | ZXM7-SH108 410W |  | 0.41 | 5 | 33 | 25 |  | Fixed | Roof
NJADRE1559971792 | Administratively Determined Incentive Program | Williamstown | 8094 | 18.04 | Residential | Behind the Meter | Yes | Define Solar, LLC | AC Electric |  | Accepted | 2025-06-24 | 2025-07-21 | 2026-07-21 | Inverters | Enphase | IQ8PLUS-72-2-US | 290 |  | 11 |  |  | 0.976 |  | Outside | Under each pv panel
NJADRE1559971792 | Administratively Determined Incentive Program | Williamstown | 8094 | 18.04 | Residential | Behind the Meter | Yes | Define Solar, LLC | AC Electric |  | Accepted | 2025-06-24 | 2025-07-21 | 2026-07-21 | Solar Panels | Znshine | ZXM7-SH108 410W |  | 0.41 | 6 | 213 | 25 |  | Fixed | Roof
NJADRE1559971792 | Administratively Determined Incentive Program | Williamstown | 8094 | 18.04 | Residential | Behind the Meter | Yes | Define Solar, LLC | AC Electric |  | Accepted | 2025-06-24 | 2025-07-21 | 2026-07-21 | Inverters | Enphase | IQ8PLUS-72-2-US | 290 |  | 6 |  |  | 0.976 |  | Outside | Under each pv panel
NJADRE1559971792 | Administratively Determined Incentive Program | Williamstown | 8094 | 18.04 | Residential | Behind the Meter | Yes | Define Solar, LLC | AC Electric |  | Accepted | 2025-06-24 | 2025-07-21 | 2026-07-21 | Inverters | Enphase | IQ8PLUS-72-2-US | 290 |  | 4 |  |  | 0.976 |  | Outside | Under each pv panel
NJADRE1559971792 | Administratively Determined Incentive Program | Williamstown | 8094 | 18.04 | Residential | Behind the Meter | Yes | Define Solar, LLC | AC Electric |  | Accepted | 2025-06-24 | 2025-07-21 | 2026-07-21 | Inverters | Enphase | IQ8PLUS-72-2-US | 290 |  | 5 |  |  | 0.976 |  | Outside | Under each pv panel
NJADRE1559971798 | Administratively Determined Incentive Program | Pennsville | 8070 | 9.46 | Residential | Behind the Meter | Yes | EMT Renewables, LLC | AC Electric |  | Accepted | 2025-06-24 | 2025-07-22 | 2026-07-22 | Inverters | ENPHASE | IQ8+ | 290 |  | 22 |  |  | 0.98 |  | Other | UNDER EACH PANEL
NJADRE1559971798 | Administratively Determined Incentive Program | Pennsville | 8070 | 9.46 | Residential | Behind the Meter | Yes | EMT Renewables, LLC | AC Electric |  | Accepted | 2025-06-24 | 2025-07-22 | 2026-07-22 | Solar Panels | SEG SOLAR | SEG 430 |  | 0.43 | 22 | 219 | 23 |  | Fixed | Roof
NJADRE1559971807 | Administratively Determined Incentive Program | Freehold | 7728 | 15.64 | Residential | Behind the Meter | No | Green Power Energy, LLC | JCP&L |  | Accepted | 2025-06-24 | 2025-07-21 | 2026-07-21 | Inverters | Enphase Energy | IQ8X-80-M-US [240V] | 380 |  | 34 |  |  | 0.98 |  | Outside | Roof
NJADRE1559971807 | Administratively Determined Incentive Program | Freehold | 7728 | 15.64 | Residential | Behind the Meter | No | Green Power Energy, LLC | JCP&L |  | Accepted | 2025-06-24 | 2025-07-21 | 2026-07-21 | Solar Panels | REC Solar | REC460AA PURE-RX |  | 0.46 | 18 | 56 | 34 |  | Fixed | Roof
NJADRE1559971807 | Administratively Determined Incentive Program | Freehold | 7728 | 15.64 | Residential | Behind the Meter | No | Green Power Energy, LLC | JCP&L |  | Accepted | 2025-06-24 | 2025-07-21 | 2026-07-21 | Solar Panels | REC Solar | REC460AA PURE-RX |  | 0.46 | 13 | 236 | 34 |  | Fixed | Roof
NJADRE1559971807 | Administratively Determined Incentive Program | Freehold | 7728 | 15.64 | Residential | Behind the Meter | No | Green Power Energy, LLC | JCP&L |  | Accepted | 2025-06-24 | 2025-07-21 | 2026-07-21 | Solar Panels | REC Solar | REC460AA PURE-RX |  | 0.46 | 3 | 146 | 34 |  | Fixed | Roof
NJADRE1559971814 | Administratively Determined Incentive Program | Villas | 8251 | 6.88 | Residential | Behind the Meter | Yes | EMT Renewables, LLC | AC Electric |  | Accepted | 2025-06-24 | 2025-07-29 | 2026-07-29 | Solar Panels | SEG SOLAR | SEG 430 |  | 0.43 | 2 | 123 | 40 |  | Fixed | Roof
NJADRE1559971814 | Administratively Determined Incentive Program | Villas | 8251 | 6.88 | Residential | Behind the Meter | Yes | EMT Renewables, LLC | AC Electric |  | Accepted | 2025-06-24 | 2025-07-29 | 2026-07-29 | Inverters | IQ8HC | IQ8+ | 290 |  | 16 |  |  | 0.98 |  | Other | UNDER EACH PANEL
NJADRE1559971814 | Administratively Determined Incentive Program | Villas | 8251 | 6.88 | Residential | Behind the Meter | Yes | EMT Renewables, LLC | AC Electric |  | Accepted | 2025-06-24 | 2025-07-29 | 2026-07-29 | Solar Panels | SEG SOLAR | SEG 430 |  | 0.43 | 4 | 303 | 7 |  | Fixed | Roof
NJADRE1559971814 | Administratively Determined Incentive Program | Villas | 8251 | 6.88 | Residential | Behind the Meter | Yes | EMT Renewables, LLC | AC Electric |  | Accepted | 2025-06-24 | 2025-07-29 | 2026-07-29 | Solar Panels | SEG SOLAR | SEG 430 |  | 0.43 | 10 | 213 | 32 |  | Fixed | Roof
NJADRE1559971819 | Administratively Determined Incentive Program | Pomona | 8240 | 8.6 | Residential | Behind the Meter | No | Green Power Energy, LLC | AC Electric |  | Accepted | 2025-06-24 | 2025-07-23 | 2026-07-23 | Inverters | Enphase Energy | IQ8MC-72-M-US [240V] | 320 |  | 20 |  |  | 0.98 |  | Outside | Roof
NJADRE1559971819 | Administratively Determined Incentive Program | Pomona | 8240 | 8.6 | Residential | Behind the Meter | No | Green Power Energy, LLC | AC Electric |  | Accepted | 2025-06-24 | 2025-07-23 | 2026-07-23 | Solar Panels | SEG Solar | SEG-430-BTD-BG |  | 0.43 | 20 | 132 | 23 |  | Fixed | Roof
NJADRE1559971829 | Administratively Determined Incentive Program | Plainfield | 7062 | 7.79 | Residential | Behind the Meter | Yes | Define Solar, LLC | PSE&G |  | Accepted | 2025-06-24 | 2025-07-21 | 2026-07-21 | Solar Panels | Znshine | ZXM7-SH108 410W |  | 0.41 | 6 | 38 | 24 |  | Fixed | Roof
NJADRE1559971829 | Administratively Determined Incentive Program | Plainfield | 7062 | 7.79 | Residential | Behind the Meter | Yes | Define Solar, LLC | PSE&G |  | Accepted | 2025-06-24 | 2025-07-21 | 2026-07-21 | Inverters | Enphase | IQ8PLUS-72-2-US | 290 |  | 6 |  |  | 0.976 |  | Outside | Under each pv panel
NJADRE1559971829 | Administratively Determined Incentive Program | Plainfield | 7062 | 7.79 | Residential | Behind the Meter | Yes | Define Solar, LLC | PSE&G |  | Accepted | 2025-06-24 | 2025-07-21 | 2026-07-21 | Solar Panels | Znshine | ZXM7-SH108 410W |  | 0.41 | 13 | 218 | 24 |  | Fixed | Roof
NJADRE1559971829 | Administratively Determined Incentive Program | Plainfield | 7062 | 7.79 | Residential | Behind the Meter | Yes | Define Solar, LLC | PSE&G |  | Accepted | 2025-06-24 | 2025-07-21 | 2026-07-21 | Inverters | Enphase | IQ8PLUS-72-2-US | 290 |  | 13 |  |  | 0.976 |  | Outside | Under each pv panel
NJADRE1559971830 | Administratively Determined Incentive Program | GLASSBORO | 8028 | 11.88 | Residential | Behind the Meter | No | Rise Solutions and Contracting, LLC | AC Electric |  | Accepted | 2025-06-24 | 2025-07-20 | 2026-07-20 | Meters | Enphase | Envoy IQ |  |  | 1 |  |  |  | Yes | Outdoor
NJADRE1559971830 | Administratively Determined Incentive Program | GLASSBORO | 8028 | 11.88 | Residential | Behind the Meter | No | Rise Solutions and Contracting, LLC | AC Electric |  | Accepted | 2025-06-24 | 2025-07-20 | 2026-07-20 | Solar Panels | Silfab | SIL440QD |  | 0.44 | 7 | 27 | 23 |  | Fixed | Roof
NJADRE1559971830 | Administratively Determined Incentive Program | GLASSBORO | 8028 | 11.88 | Residential | Behind the Meter | No | Rise Solutions and Contracting, LLC | AC Electric |  | Accepted | 2025-06-24 | 2025-07-20 | 2026-07-20 | Inverters | Enphase | IQ8MC | 320 |  | 27 |  |  | 0.96 |  | Outside
NJADRE1559971830 | Administratively Determined Incentive Program | GLASSBORO | 8028 | 11.88 | Residential | Behind the Meter | No | Rise Solutions and Contracting, LLC | AC Electric |  | Accepted | 2025-06-24 | 2025-07-20 | 2026-07-20 | Solar Panels | Silfab | SIL440QD |  | 0.44 | 20 | 207 | 23 |  | Fixed | Roof
NJADRE1559971834 | Administratively Determined Incentive Program | MILLVILLE | 8332 | 3.24 | Residential | Behind the Meter | Yes | Mona Lee GoodLeap Resi Solar | AC Electric |  | Accepted | 2025-06-24 | 2025-07-20 | 2026-07-20 | Solar Panels | JA SOLAR | JAM54S31-405/MR |  | 0.405 | 8 | 169 | 28 |  | Fixed | Roof
NJADRE1559971834 | Administratively Determined Incentive Program | MILLVILLE | 8332 | 3.24 | Residential | Behind the Meter | Yes | Mona Lee GoodLeap Resi Solar | AC Electric |  | Accepted | 2025-06-24 | 2025-07-20 | 2026-07-20 | Inverters | SOLAREDGE | USE3800H-USMNBL75 | 3800 |  | 1 |  |  | 0.99 |  | Outdoor
NJADRE1559971847 | Administratively Determined Incentive Program | BLACKWOOD | 8012 | 5.33 | Residential | Behind the Meter | Yes | Define Solar, LLC | AC Electric |  | Accepted | 2025-06-24 | 2025-07-21 | 2026-07-21 | Inverters | Enphase | IQ8PLUS-72-2-US | 290 |  | 2 |  |  | 0.976 |  | Outside | Under each pv panel
NJADRE1559971847 | Administratively Determined Incentive Program | BLACKWOOD | 8012 | 5.33 | Residential | Behind the Meter | Yes | Define Solar, LLC | AC Electric |  | Accepted | 2025-06-24 | 2025-07-21 | 2026-07-21 | Solar Panels | Znshine | ZXM7-SH108 410W |  | 0.41 | 11 | 81 | 25 |  | Fixed | Roof
NJADRE1559971847 | Administratively Determined Incentive Program | BLACKWOOD | 8012 | 5.33 | Residential | Behind the Meter | Yes | Define Solar, LLC | AC Electric |  | Accepted | 2025-06-24 | 2025-07-21 | 2026-07-21 | Solar Panels | Znshine | ZXM7-SH108 410W |  | 0.41 | 2 | 81 | 24 |  | Fixed | Roof
NJADRE1559971847 | Administratively Determined Incentive Program | BLACKWOOD | 8012 | 5.33 | Residential | Behind the Meter | Yes | Define Solar, LLC | AC Electric |  | Accepted | 2025-06-24 | 2025-07-21 | 2026-07-21 | Inverters | Enphase | IQ8PLUS-72-2-US | 290 |  | 11 |  |  | 0.976 |  | Outside | Under each pv panel
NJADRE1559971854 | Administratively Determined Incentive Program | SOUTH BRUNSWICK TWP | 8902 | 9.9 | Residential | Behind the Meter | No | Over the Top Solar Solutions, LLC | PSE&G |  | Accepted | 2025-06-24 | 2025-07-20 | 2026-07-20 | Inverters | ENPHASE | IQ8A-72-M-US | 349 |  | 1 |  |  | 0.977 |  | Outside
NJADRE1559971854 | Administratively Determined Incentive Program | SOUTH BRUNSWICK TWP | 8902 | 9.9 | Residential | Behind the Meter | No | Over the Top Solar Solutions, LLC | PSE&G |  | Accepted | 2025-06-24 | 2025-07-20 | 2026-07-20 | Solar Panels | CANADIAN SOLAR | CS6.1-54TM-450H |  | 0.45 | 22 | 135 | 38 |  | Fixed | Roof
NJADRE1559971858 | Administratively Determined Incentive Program | Elmer | 8318 | 6.88 | Residential | Behind the Meter | Yes | EMT Renewables, LLC | AC Electric |  | Accepted | 2025-06-24 | 2025-07-22 | 2026-07-22 | Solar Panels | SEG SOLAR | SEG 430 |  | 0.43 | 16 | 197 | 20 |  | Fixed | Roof
NJADRE1559971858 | Administratively Determined Incentive Program | Elmer | 8318 | 6.88 | Residential | Behind the Meter | Yes | EMT Renewables, LLC | AC Electric |  | Accepted | 2025-06-24 | 2025-07-22 | 2026-07-22 | Inverters | IQ8HC | IQ8+ | 290 |  | 16 |  |  | 0.98 |  | Other | UNDER EACH PANEL
NJADRE1559971876 | Administratively Determined Incentive Program | TOTOWA | 7512 | 21 | Residential | Behind the Meter | No | Public Service Solar, LLC | PSE&G |  | Accepted | 2025-06-24 | 2025-07-20 | 2026-07-20 | Solar Panels | Panasonic | EVPV420HK2 |  | 0.42 | 6 | 304 | 32 |  | Fixed | Roof
NJADRE1559971876 | Administratively Determined Incentive Program | TOTOWA | 7512 | 21 | Residential | Behind the Meter | No | Public Service Solar, LLC | PSE&G |  | Accepted | 2025-06-24 | 2025-07-20 | 2026-07-20 | Solar Panels | Panasonic | EVPV420HK2 |  | 0.42 | 44 | 124 | 32 |  | Fixed | Roof
NJADRE1559971876 | Administratively Determined Incentive Program | TOTOWA | 7512 | 21 | Residential | Behind the Meter | No | Public Service Solar, LLC | PSE&G |  | Accepted | 2025-06-24 | 2025-07-20 | 2026-07-20 | Inverters | Enphase | iQ8HC-72-M-US | 380 |  | 50 |  |  | 0.96 |  | Outdoor | Under Panels
NJADRE1559971878 | Administratively Determined Incentive Program | Short Hills | 7078 | 10.66 | Residential | Behind the Meter | Yes | Pro Custom Solar dba Momentum Solar | JCP&L |  | Accepted | 2025-06-24 | 2025-07-23 | 2026-07-23 | Solar Panels | Hanwha | Q.PEAK DUO BLK ML-G10+410 |  | 0.41 | 14 | 212 | 30 |  | Fixed | Roof
NJADRE1559971878 | Administratively Determined Incentive Program | Short Hills | 7078 | 10.66 | Residential | Behind the Meter | Yes | Pro Custom Solar dba Momentum Solar | JCP&L |  | Accepted | 2025-06-24 | 2025-07-23 | 2026-07-23 | Solar Panels | Hanwha | Q.PEAK DUO BLK ML-G10+410 |  | 0.41 | 8 | 212 | 30 |  | Fixed | Roof
NJADRE1559971878 | Administratively Determined Incentive Program | Short Hills | 7078 | 10.66 | Residential | Behind the Meter | Yes | Pro Custom Solar dba Momentum Solar | JCP&L |  | Accepted | 2025-06-24 | 2025-07-23 | 2026-07-23 | Inverters | ENPHASE | IQ8HC-72-M-DOM-US | 380 |  | 26 |  |  | 0.97 |  | Outdoor
NJADRE1559971878 | Administratively Determined Incentive Program | Short Hills | 7078 | 10.66 | Residential | Behind the Meter | Yes | Pro Custom Solar dba Momentum Solar | JCP&L |  | Accepted | 2025-06-24 | 2025-07-23 | 2026-07-23 | Solar Panels | Hanwha | Q.PEAK DUO BLK ML-G10+410 |  | 0.41 | 4 | 302 | 45 |  | Fixed | Roof
NJADRE1559971887 | Administratively Determined Incentive Program | Egg Harbor City | 8215 | 9.72 | Residential | Behind the Meter | Yes | Sunrun Installation Services, Inc. | AC Electric |  | Accepted | 2025-06-24 | 2025-07-20 | 2026-07-20 | Solar Panels | JA SOLAR | JAM54S31-405/MR |  | 0.405 | 16 | 132 | 26 |  | Fixed | Roof
NJADRE1559971887 | Administratively Determined Incentive Program | Egg Harbor City | 8215 | 9.72 | Residential | Behind the Meter | Yes | Sunrun Installation Services, Inc. | AC Electric |  | Accepted | 2025-06-24 | 2025-07-20 | 2026-07-20 | Inverters | SOLAREDGE TECHNOLOGIES | SE7600H-USMN | 7600 |  | 1 |  |  | 0.99 |  | Outdoor
NJADRE1559971887 | Administratively Determined Incentive Program | Egg Harbor City | 8215 | 9.72 | Residential | Behind the Meter | Yes | Sunrun Installation Services, Inc. | AC Electric |  | Accepted | 2025-06-24 | 2025-07-20 | 2026-07-20 | Solar Panels | JA SOLAR | JAM54S31-405/MR |  | 0.405 | 8 | 312 | 26 |  | Fixed | Roof
NJADRE1559971891 | Administratively Determined Incentive Program | Sicklerville | 8081 | 7.74 | Residential | Behind the Meter | Yes | EMT Renewables, LLC | AC Electric |  | Accepted | 2025-06-24 | 2025-07-22 | 2026-07-22 | Solar Panels | SEG SOLAR | SEG 430 |  | 0.43 | 18 | 307 | 19 |  | Fixed | Roof
NJADRE1559971891 | Administratively Determined Incentive Program | Sicklerville | 8081 | 7.74 | Residential | Behind the Meter | Yes | EMT Renewables, LLC | AC Electric |  | Accepted | 2025-06-24 | 2025-07-22 | 2026-07-22 | Inverters | IQ8HC | IQ8+ | 290 |  | 18 |  |  | 0.98 |  | Other | UNDER EACH PANEL
NJADRE1559971904 | Administratively Determined Incentive Program | Princeton | 8540 | 20.09 | Residential | Behind the Meter | Yes | Pro Custom Solar dba Momentum Solar | PSE&G |  | Accepted | 2025-06-24 | 2025-07-20 | 2026-07-20 | Solar Panels | Hanwha | Q.PEAK DUO BLK ML-G10+410 |  | 0.41 | 5 | 170 | 26 |  | Fixed | Roof
NJADRE1559971904 | Administratively Determined Incentive Program | Princeton | 8540 | 20.09 | Residential | Behind the Meter | Yes | Pro Custom Solar dba Momentum Solar | PSE&G |  | Accepted | 2025-06-24 | 2025-07-20 | 2026-07-20 | Solar Panels | HANWHA | Q.PEAK DUO BLK ML-G10+410 |  | 0.41 | 5 | 350 | 26 |  | Fixed | Roof
NJADRE1559971904 | Administratively Determined Incentive Program | Princeton | 8540 | 20.09 | Residential | Behind the Meter | Yes | Pro Custom Solar dba Momentum Solar | PSE&G |  | Accepted | 2025-06-24 | 2025-07-20 | 2026-07-20 | Solar Panels | ENPHASE | Q.PEAK DUO BLK ML-G10+410 |  | 0.41 | 10 | 80 | 33 |  | Fixed | Roof
NJADRE1559971904 | Administratively Determined Incentive Program | Princeton | 8540 | 20.09 | Residential | Behind the Meter | Yes | Pro Custom Solar dba Momentum Solar | PSE&G |  | Accepted | 2025-06-24 | 2025-07-20 | 2026-07-20 | Inverters | ENPHASE | Q.PEAK DUO BLK ML-G10+410 | 380 |  | 49 |  |  | 0.97 |  | Outdoor
NJADRE1559971904 | Administratively Determined Incentive Program | Princeton | 8540 | 20.09 | Residential | Behind the Meter | Yes | Pro Custom Solar dba Momentum Solar | PSE&G |  | Accepted | 2025-06-24 | 2025-07-20 | 2026-07-20 | Solar Panels | Hanwha | Q.PEAK DUO BLK ML-G10+410 |  | 0.41 | 19 | 260 | 33 |  | Fixed | Roof
NJADRE1559971904 | Administratively Determined Incentive Program | Princeton | 8540 | 20.09 | Residential | Behind the Meter | Yes | Pro Custom Solar dba Momentum Solar | PSE&G |  | Accepted | 2025-06-24 | 2025-07-20 | 2026-07-20 | Solar Panels | HANWHA | Q.PEAK DUO BLK ML-G10+410 |  | 0.41 | 10 | 80 | 32 |  | Fixed | Roof
NJADRE1559971918 | Administratively Determined Incentive Program | EGG HARBOR TOWNSHIP | 8234 | 4.92 | Residential | Behind the Meter | Yes | Bright Ops, Inc. | AC Electric |  | Accepted | 2025-06-24 | 2025-07-20 | 2026-07-20 | Inverters | SolarEdge Technologies | SE3800H - USMN | 3800 |  | 1 |  |  | 0.98 |  | Outdoor | Outside
NJADRE1559971918 | Administratively Determined Incentive Program | EGG HARBOR TOWNSHIP | 8234 | 4.92 | Residential | Behind the Meter | Yes | Bright Ops, Inc. | AC Electric |  | Accepted | 2025-06-24 | 2025-07-20 | 2026-07-20 | Solar Panels | Hanwha Q-Cells | Q.PEAK DUO BLK ML-G10+ 410 |  | 0.41 | 12 | 243 | 23 |  | Fixed | Pole
NJADRE1559971975 | Administratively Determined Incentive Program | Hawthorne | 7506 | 5.74 | Residential | Behind the Meter | Yes | Sunrun Installation Services, Inc. | PSE&G |  | Accepted | 2025-06-24 | 2025-07-20 | 2026-07-20 | Solar Panels | Hanwha Q Cells | Q.PEAK DUO BLK ML-G10+ 410 DCA |  | 0.41 | 8 | 272 | 32 |  | Fixed | Roof
NJADRE1559971975 | Administratively Determined Incentive Program | Hawthorne | 7506 | 5.74 | Residential | Behind the Meter | Yes | Sunrun Installation Services, Inc. | PSE&G |  | Accepted | 2025-06-24 | 2025-07-20 | 2026-07-20 | Solar Panels | Hanwha Q Cells | Q.PEAK DUO BLK ML-G10+ 410 DCA |  | 0.41 | 6 | 92 | 32 |  | Fixed | Roof
NJADRE1559971975 | Administratively Determined Incentive Program | Hawthorne | 7506 | 5.74 | Residential | Behind the Meter | Yes | Sunrun Installation Services, Inc. | PSE&G |  | Accepted | 2025-06-24 | 2025-07-20 | 2026-07-20 | Electric Storage Battery | Tesla | Powerwall 3 1707000-xx-y |  |  | 1 |  |  |  | Lithium Ion |  | OUTSIDE
NJADRE1559971975 | Administratively Determined Incentive Program | Hawthorne | 7506 | 5.74 | Residential | Behind the Meter | Yes | Sunrun Installation Services, Inc. | PSE&G |  | Accepted | 2025-06-24 | 2025-07-20 | 2026-07-20 | Inverters | Tesla | Powerwall 3 1707000-xx-y | 11500 |  | 1 |  |  | 0.97 |  | Outdoor
NJADRE1559971977 | Administratively Determined Incentive Program | CARTERET | 7008 | 5.525 | Residential | Behind the Meter | Yes | Fusion Solar Energy, LLC | PSE&G |  | Accepted | 2025-06-24 | 2025-07-20 | 2026-07-20 | Solar Panels | JINKO SOLAR | JKM425N-54HL4-B |  | 0.425 | 13 | 215.53 | 19 |  | Fixed | Roof
NJADRE1559971977 | Administratively Determined Incentive Program | CARTERET | 7008 | 5.525 | Residential | Behind the Meter | Yes | Fusion Solar Energy, LLC | PSE&G |  | Accepted | 2025-06-24 | 2025-07-20 | 2026-07-20 | Inverters | ENPHASE | IQ8HC-72-M-DOM-US | 380 |  | 13 |  |  | 0.97 |  | Outside | Roof
NJADRE1559972540 | Administratively Determined Incentive Program | EDISON | 8820 | 16.38 | Residential | Behind the Meter | No | Public Service Solar, LLC | PSE&G |  | Accepted | 2025-06-24 | 2025-07-20 | 2026-07-20 | Inverters | Enphase | iQ8HC-72-M-US | 380 |  | 39 |  |  | 0.96 |  | Outdoor | Under Panels
NJADRE1559972540 | Administratively Determined Incentive Program | EDISON | 8820 | 16.38 | Residential | Behind the Meter | No | Public Service Solar, LLC | PSE&G |  | Accepted | 2025-06-24 | 2025-07-20 | 2026-07-20 | Solar Panels | Panasonic | EVPV420HK2 |  | 0.42 | 19 | 83 | 37 |  | Fixed | Roof
NJADRE1559972540 | Administratively Determined Incentive Program | EDISON | 8820 | 16.38 | Residential | Behind the Meter | No | Public Service Solar, LLC | PSE&G |  | Accepted | 2025-06-24 | 2025-07-20 | 2026-07-20 | Solar Panels | Panasonic | EVPV420HK2 |  | 0.42 | 20 | 173 | 42 |  | Fixed | Roof
NJADRE1559972551 | Administratively Determined Incentive Program | Sicklerville | 8081 | 8.91 | Residential | Behind the Meter | Yes | Sunrun Installation Services, Inc. | AC Electric |  | Accepted | 2025-06-24 | 2025-07-20 | 2026-07-20 | Solar Panels | JA Solar | JAM54S31-405/MR |  | 0.405 | 18 | 144 | 33 |  | Fixed | Roof
NJADRE1559972551 | Administratively Determined Incentive Program | Sicklerville | 8081 | 8.91 | Residential | Behind the Meter | Yes | Sunrun Installation Services, Inc. | AC Electric |  | Accepted | 2025-06-24 | 2025-07-20 | 2026-07-20 | Inverters | SolarEdge Technologies | SE7600H-USMN | 7600 |  | 1 |  |  | 0.99 |  | Outdoor
NJADRE1559972551 | Administratively Determined Incentive Program | Sicklerville | 8081 | 8.91 | Residential | Behind the Meter | Yes | Sunrun Installation Services, Inc. | AC Electric |  | Accepted | 2025-06-24 | 2025-07-20 | 2026-07-20 | Solar Panels | JA Solar | JAM54S31-405/MR |  | 0.405 | 4 | 144 | 33 |  | Fixed | Roof
NJADRE1559972593 | Administratively Determined Incentive Program | CAMDEN | 8105 | 10.2 | Residential | Behind the Meter | Yes | Fusion Solar Energy, LLC | PSE&G |  | Accepted | 2025-06-24 | 2025-07-20 | 2026-07-20 | Solar Panels | JINKO SOLAR | JKM425N-54HL4-B |  | 0.425 | 13 | 240.03 | 46 |  | Fixed | Roof
NJADRE1559972593 | Administratively Determined Incentive Program | CAMDEN | 8105 | 10.2 | Residential | Behind the Meter | Yes | Fusion Solar Energy, LLC | PSE&G |  | Accepted | 2025-06-24 | 2025-07-20 | 2026-07-20 | Solar Panels | JINKO SOLAR | JKM425N-54HL4-B |  | 0.425 | 9 | 60.03 | 46 |  | Fixed | Roof
NJADRE1559972593 | Administratively Determined Incentive Program | CAMDEN | 8105 | 10.2 | Residential | Behind the Meter | Yes | Fusion Solar Energy, LLC | PSE&G |  | Accepted | 2025-06-24 | 2025-07-20 | 2026-07-20 | Solar Panels | JINKO SOLAR | JKM425N-54HL4-B |  | 0.425 | 1 | 150.03 | 46 |  | Fixed | Roof
NJADRE1559972593 | Administratively Determined Incentive Program | CAMDEN | 8105 | 10.2 | Residential | Behind the Meter | Yes | Fusion Solar Energy, LLC | PSE&G |  | Accepted | 2025-06-24 | 2025-07-20 | 2026-07-20 | Solar Panels | JINKO SOLAR | JKM425N-54HL4-B |  | 0.425 | 1 | 150.03 | 46 |  | Fixed | Roof
NJADRE1559972593 | Administratively Determined Incentive Program | CAMDEN | 8105 | 10.2 | Residential | Behind the Meter | Yes | Fusion Solar Energy, LLC | PSE&G |  | Accepted | 2025-06-24 | 2025-07-20 | 2026-07-20 | Inverters | ENPHASE | IQ8HC-72-M-DOM-US | 380 |  | 24 |  |  | 0.973 |  | Outside | Roof
NJADRE1559972607 | Administratively Determined Incentive Program | Perth Amboy City | 8861 | 7.79 | Residential | Behind the Meter | Yes | Bright Ops, Inc. | PSE&G |  | Accepted | 2025-06-24 | 2025-07-20 | 2026-07-20 | Solar Panels | Hanwha Q-Cells | Q.PEAK DUO BLK ML-G10+410 |  | 0.41 | 14 | 200 | 43 |  | Fixed | Roof
NJADRE1559972607 | Administratively Determined Incentive Program | Perth Amboy City | 8861 | 7.79 | Residential | Behind the Meter | Yes | Bright Ops, Inc. | PSE&G |  | Accepted | 2025-06-24 | 2025-07-20 | 2026-07-20 | Inverters | SolarEdge Technologies | SE5700H - USMN | 5700 |  | 1 |  |  | 0.98 |  | Outdoor | Outside
NJADRE1559972607 | Administratively Determined Incentive Program | Perth Amboy City | 8861 | 7.79 | Residential | Behind the Meter | Yes | Bright Ops, Inc. | PSE&G |  | Accepted | 2025-06-24 | 2025-07-20 | 2026-07-20 | Solar Panels | Hanwha Q-Cells | Q.PEAK DUO BLK ML-G10+410 |  | 0.41 | 5 | 20 | 43 |  | Fixed | Roof
NJADRE1559973767 | Administratively Determined Incentive Program | TOMS RIVER | 8757 | 4.1 | Residential | Behind the Meter | Yes | Sunrun Installation Services, Inc. | JCP&L |  | Accepted | 2025-06-25 | 2025-07-20 | 2026-07-20 | Inverters | SolarEdge Technologies | SE3800H-USMN | 3800 |  | 1 |  |  | 0.99 |  | Outdoor | Next to meter
NJADRE1559973767 | Administratively Determined Incentive Program | TOMS RIVER | 8757 | 4.1 | Residential | Behind the Meter | Yes | Sunrun Installation Services, Inc. | JCP&L |  | Accepted | 2025-06-25 | 2025-07-20 | 2026-07-20 | Solar Panels | ELIN ENERGY | ELNSM54M-HC-410 |  | 0.41 | 10 | 169 | 23 |  | Fixed | Roof
NJADRE1559973767 | Administratively Determined Incentive Program | TOMS RIVER | 8757 | 4.1 | Residential | Behind the Meter | Yes | Sunrun Installation Services, Inc. | JCP&L |  | Accepted | 2025-06-25 | 2025-07-20 | 2026-07-20 | Meters | SOLAREDGE TECHNOLOGIES | SE3800H-USMN |  |  | 1 |  |  |  | Yes | Outdoor
NJADRE1559973773 | Administratively Determined Incentive Program | SECAUCUS | 7094 | 3.645 | Residential | Behind the Meter | Yes | Sunrun Installation Services, Inc. | PSE&G |  | Accepted | 2025-06-25 | 2025-07-20 | 2026-07-20 | Inverters | SolarEdge Technologies | SE3800H-USMN | 3800 |  | 1 |  |  | 0.99 |  | Outdoor | Next to meter
NJADRE1559973773 | Administratively Determined Incentive Program | SECAUCUS | 7094 | 3.645 | Residential | Behind the Meter | Yes | Sunrun Installation Services, Inc. | PSE&G |  | Accepted | 2025-06-25 | 2025-07-20 | 2026-07-20 | Solar Panels | JA Solar | JAM54S31-405/MR |  | 0.405 | 9 | 218 | 31 |  | Fixed | Roof
NJADRE1559973782 | Administratively Determined Incentive Program | ROSELLE PARK | 7204 | 9.315 | Residential | Behind the Meter | No | Power Home Remodeling Group | PSE&G |  | Accepted | 2025-06-25 | 2025-07-20 | 2026-07-20 | Inverters | SolarEdge | SE7600H-US | 7600 |  | 1 |  |  | 0.99 |  | Outdoor
NJADRE1559973782 | Administratively Determined Incentive Program | ROSELLE PARK | 7204 | 9.315 | Residential | Behind the Meter | No | Power Home Remodeling Group | PSE&G |  | Accepted | 2025-06-25 | 2025-07-20 | 2026-07-20 | Solar Panels | JA Solar | JAM54S31 405/MR |  | 0.405 | 11 | 245 | 31 |  | Fixed | Roof
NJADRE1559973782 | Administratively Determined Incentive Program | ROSELLE PARK | 7204 | 9.315 | Residential | Behind the Meter | No | Power Home Remodeling Group | PSE&G |  | Accepted | 2025-06-25 | 2025-07-20 | 2026-07-20 | Solar Panels | JA Solar | JAM54S31 405/MR |  | 0.405 | 12 | 65 | 31 |  | Fixed | Roof
NJADRE1559973782 | Administratively Determined Incentive Program | ROSELLE PARK | 7204 | 9.315 | Residential | Behind the Meter | No | Power Home Remodeling Group | PSE&G |  | Accepted | 2025-06-25 | 2025-07-20 | 2026-07-20 | Meters | SolarEdge | Revenue Grade Data Ansi C12.20 |  |  | 1 |  |  |  | Yes | Outdoor
NJADRE1559973864 | Administratively Determined Incentive Program | PINE HILL | 8021 | 10.32 | Residential | Behind the Meter | Yes | EMT Renewables, LLC | AC Electric |  | Accepted | 2025-06-25 | 2025-07-20 | 2026-07-20 | Solar Panels | SEG SOLAR | SEG 430 |  | 0.43 | 6 | 201 | 20 |  | Fixed | Roof
NJADRE1559973864 | Administratively Determined Incentive Program | PINE HILL | 8021 | 10.32 | Residential | Behind the Meter | Yes | EMT Renewables, LLC | AC Electric |  | Accepted | 2025-06-25 | 2025-07-20 | 2026-07-20 | Solar Panels | SEG SOLAR | SEG 430 |  | 0.43 | 4 | 201 | 20 |  | Fixed | Roof
NJADRE1559973864 | Administratively Determined Incentive Program | PINE HILL | 8021 | 10.32 | Residential | Behind the Meter | Yes | EMT Renewables, LLC | AC Electric |  | Accepted | 2025-06-25 | 2025-07-20 | 2026-07-20 | Solar Panels | SEG SOLAR | SEG 430 |  | 0.43 | 4 | 21 | 20 |  | Fixed | Roof
NJADRE1559973864 | Administratively Determined Incentive Program | PINE HILL | 8021 | 10.32 | Residential | Behind the Meter | Yes | EMT Renewables, LLC | AC Electric |  | Accepted | 2025-06-25 | 2025-07-20 | 2026-07-20 | Inverters | IQ8HC | IQ8+ | 290 |  | 24 |  |  | 0.98 |  | Other | UNDER EACH PANEL
NJADRE1559973864 | Administratively Determined Incentive Program | PINE HILL | 8021 | 10.32 | Residential | Behind the Meter | Yes | EMT Renewables, LLC | AC Electric |  | Accepted | 2025-06-25 | 2025-07-20 | 2026-07-20 | Solar Panels | SEG SOLAR | SEG 430 |  | 0.43 | 4 | 201 | 6 |  | Fixed | Roof
NJADRE1559973864 | Administratively Determined Incentive Program | PINE HILL | 8021 | 10.32 | Residential | Behind the Meter | Yes | EMT Renewables, LLC | AC Electric |  | Accepted | 2025-06-25 | 2025-07-20 | 2026-07-20 | Solar Panels | SEG SOLAR | SEG 430 |  | 0.43 | 6 | 21 | 20 |  | Fixed | Roof
NJADRE1559973930 | Administratively Determined Incentive Program | LINDENWOLD | 8021 | 8.265 | Residential | Behind the Meter | Yes | SunnyMac, LLC | AC Electric |  | Accepted | 2025-06-25 | 2025-07-20 | 2026-07-20 | Solar Panels | HANWHA | Q.TRON BLK M-G2+ |  | 0.435 | 11 | 23 | 12 |  | Fixed | Roof
NJADRE1559973930 | Administratively Determined Incentive Program | LINDENWOLD | 8021 | 8.265 | Residential | Behind the Meter | Yes | SunnyMac, LLC | AC Electric |  | Accepted | 2025-06-25 | 2025-07-20 | 2026-07-20 | Inverters | SOLAREDGE HOME HUB | SE5700H-US | 5760 |  | 1 |  |  | 0.99 |  | Outdoor | next to meter
NJADRE1559973930 | Administratively Determined Incentive Program | LINDENWOLD | 8021 | 8.265 | Residential | Behind the Meter | Yes | SunnyMac, LLC | AC Electric |  | Accepted | 2025-06-25 | 2025-07-20 | 2026-07-20 | Solar Panels | HANWHA | Q.TRON BLK M-G2+ |  | 0.435 | 8 | 23 | 24 |  | Fixed | Roof
NJADRE1559973935 | Administratively Determined Incentive Program | RAHWAY | 7065 | 14.875 | Residential | Behind the Meter | Yes | Power Energy Solutions, LLC | PSE&G |  | Accepted | 2025-06-25 | 2025-07-20 | 2026-07-20 | Inverters | SolarEdge | SE5700H-US | 57 |  | 1 |  |  | 0.97 |  | Outdoor
NJADRE1559973935 | Administratively Determined Incentive Program | RAHWAY | 7065 | 14.875 | Residential | Behind the Meter | Yes | Power Energy Solutions, LLC | PSE&G |  | Accepted | 2025-06-25 | 2025-07-20 | 2026-07-20 | Solar Panels | Trina Solar | TSM-425NE09RC.05 |  | 0.425 | 4 | 311 | 20 |  | Fixed | Roof
NJADRE1559973935 | Administratively Determined Incentive Program | RAHWAY | 7065 | 14.875 | Residential | Behind the Meter | Yes | Power Energy Solutions, LLC | PSE&G |  | Accepted | 2025-06-25 | 2025-07-20 | 2026-07-20 | Solar Panels | Trina Solar | TSM-425NE09RC.05 |  | 0.425 | 10 | 311 | 28 |  | Fixed | Roof
NJADRE1559973935 | Administratively Determined Incentive Program | RAHWAY | 7065 | 14.875 | Residential | Behind the Meter | Yes | Power Energy Solutions, LLC | PSE&G |  | Accepted | 2025-06-25 | 2025-07-20 | 2026-07-20 | Inverters | SolarEdge | SE3800H-US | 4 |  | 1 |  |  | 0.97 |  | Outdoor
NJADRE1559973935 | Administratively Determined Incentive Program | RAHWAY | 7065 | 14.875 | Residential | Behind the Meter | Yes | Power Energy Solutions, LLC | PSE&G |  | Accepted | 2025-06-25 | 2025-07-20 | 2026-07-20 | Solar Panels | Trina Solar | TSM-425NE09RC.05 |  | 0.425 | 4 | 131 | 20 |  | Fixed | Roof
NJADRE1559973935 | Administratively Determined Incentive Program | RAHWAY | 7065 | 14.875 | Residential | Behind the Meter | Yes | Power Energy Solutions, LLC | PSE&G |  | Accepted | 2025-06-25 | 2025-07-20 | 2026-07-20 | Solar Panels | Trina Solar | TSM-425NE09RC.05 |  | 0.425 | 17 | 131 | 28 |  | Fixed | Roof
NJADRE1559973946 | Administratively Determined Incentive Program | CHESILHURST | 8089 | 10.32 | Residential | Behind the Meter | Yes | EMT Renewables, LLC | AC Electric |  | Accepted | 2025-06-25 | 2025-07-20 | 2026-07-20 | Solar Panels | SEG SOLAR | SEG 430 |  | 0.43 | 17 | 198 | 22 |  | Fixed | Roof
NJADRE1559973946 | Administratively Determined Incentive Program | CHESILHURST | 8089 | 10.32 | Residential | Behind the Meter | Yes | EMT Renewables, LLC | AC Electric |  | Accepted | 2025-06-25 | 2025-07-20 | 2026-07-20 | Solar Panels | SEG SOLAR | SEG 430 |  | 0.43 | 7 | 18 | 22 |  | Fixed | Roof
NJADRE1559973946 | Administratively Determined Incentive Program | CHESILHURST | 8089 | 10.32 | Residential | Behind the Meter | Yes | EMT Renewables, LLC | AC Electric |  | Accepted | 2025-06-25 | 2025-07-20 | 2026-07-20 | Inverters | IQ8HC | IQ8+ | 290 |  | 24 |  |  | 0.98 |  | Other | UNDER EACH PANEL
NJADRE1559973951 | Administratively Determined Incentive Program | TRENTON | 8690 | 12.18 | Residential | Behind the Meter | Yes | SunnyMac, LLC | PSE&G |  | Accepted | 2025-06-25 | 2025-07-20 | 2026-07-20 | Solar Panels | HANWHA | Q.TRON BLK M-G2+ |  | 0.435 | 15 | 208 | 19 |  | Fixed | Roof
NJADRE1559973951 | Administratively Determined Incentive Program | TRENTON | 8690 | 12.18 | Residential | Behind the Meter | Yes | SunnyMac, LLC | PSE&G |  | Accepted | 2025-06-25 | 2025-07-20 | 2026-07-20 | Solar Panels | HANWHA | Q.TRON BLK M-G2+ |  | 0.435 | 4 | 78 | 18 |  | Fixed | Roof
NJADRE1559973951 | Administratively Determined Incentive Program | TRENTON | 8690 | 12.18 | Residential | Behind the Meter | Yes | SunnyMac, LLC | PSE&G |  | Accepted | 2025-06-25 | 2025-07-20 | 2026-07-20 | Solar Panels | HANWHA | Q.TRON BLK M-G2+ |  | 0.435 | 9 | 208 | 19 |  | Fixed | Roof
NJADRE1559973951 | Administratively Determined Incentive Program | TRENTON | 8690 | 12.18 | Residential | Behind the Meter | Yes | SunnyMac, LLC | PSE&G |  | Accepted | 2025-06-25 | 2025-07-20 | 2026-07-20 | Inverters | SOLAREDGE HOME HUB | SE10000H-US | 10000 |  | 1 |  |  | 0.99 |  | Outdoor | next to meter
NJADRE1559973964 | Administratively Determined Incentive Program | LINDENWOLD | 8021 | 10.32 | Residential | Behind the Meter | Yes | EMT Renewables, LLC | AC Electric |  | Accepted | 2025-06-25 | 2025-07-20 | 2026-07-20 | Solar Panels | SEG SOLAR | SEG 430 |  | 0.43 | 3 | 112 | 11 |  | Fixed | Roof
NJADRE1559973964 | Administratively Determined Incentive Program | LINDENWOLD | 8021 | 10.32 | Residential | Behind the Meter | Yes | EMT Renewables, LLC | AC Electric |  | Accepted | 2025-06-25 | 2025-07-20 | 2026-07-20 | Solar Panels | SEG SOLAR | SEG 430 |  | 0.43 | 1 | 112 | 20 |  | Fixed | Roof
NJADRE1559973964 | Administratively Determined Incentive Program | LINDENWOLD | 8021 | 10.32 | Residential | Behind the Meter | Yes | EMT Renewables, LLC | AC Electric |  | Accepted | 2025-06-25 | 2025-07-20 | 2026-07-20 | Solar Panels | SEG SOLAR | SEG 430 |  | 0.43 | 1 | 292 | 20 |  | Fixed | Roof
NJADRE1559973964 | Administratively Determined Incentive Program | LINDENWOLD | 8021 | 10.32 | Residential | Behind the Meter | Yes | EMT Renewables, LLC | AC Electric |  | Accepted | 2025-06-25 | 2025-07-20 | 2026-07-20 | Inverters | IQ8HC | IQ8+ | 290 |  | 24 |  |  | 0.98 |  | Other | UNDER EACH PANEL
NJADRE1559973964 | Administratively Determined Incentive Program | LINDENWOLD | 8021 | 10.32 | Residential | Behind the Meter | Yes | EMT Renewables, LLC | AC Electric |  | Accepted | 2025-06-25 | 2025-07-20 | 2026-07-20 | Solar Panels | SEG SOLAR | SEG 430 |  | 0.43 | 10 | 292 | 27 |  | Fixed | Roof
NJADRE1559973964 | Administratively Determined Incentive Program | LINDENWOLD | 8021 | 10.32 | Residential | Behind the Meter | Yes | EMT Renewables, LLC | AC Electric |  | Accepted | 2025-06-25 | 2025-07-20 | 2026-07-20 | Solar Panels | SEG SOLAR | SEG 430 |  | 0.43 | 9 | 112 | 27 |  | Fixed | Roof
NJADRE1559973989 | Administratively Determined Incentive Program | TRENTON | 8690 | 10.53 | Residential | Behind the Meter | Yes | Sunrun Installation Services, Inc. | PSE&G |  | Accepted | 2025-06-25 | 2025-07-20 | 2026-07-20 | Solar Panels | JA Solar | JAM54S31-405/MR |  | 0.405 | 4 | 88 | 26 |  | Fixed | Roof
NJADRE1559973989 | Administratively Determined Incentive Program | TRENTON | 8690 | 10.53 | Residential | Behind the Meter | Yes | Sunrun Installation Services, Inc. | PSE&G |  | Accepted | 2025-06-25 | 2025-07-20 | 2026-07-20 | Solar Panels | JA Solar | JAM54S31-405/MR |  | 0.405 | 3 | 88 | 28 |  | Fixed | Roof
NJADRE1559973989 | Administratively Determined Incentive Program | TRENTON | 8690 | 10.53 | Residential | Behind the Meter | Yes | Sunrun Installation Services, Inc. | PSE&G |  | Accepted | 2025-06-25 | 2025-07-20 | 2026-07-20 | Solar Panels | JA Solar | JAM54S31-405/MR |  | 0.405 | 5 | 268 | 26 |  | Fixed | Roof
NJADRE1559973989 | Administratively Determined Incentive Program | TRENTON | 8690 | 10.53 | Residential | Behind the Meter | Yes | Sunrun Installation Services, Inc. | PSE&G |  | Accepted | 2025-06-25 | 2025-07-20 | 2026-07-20 | Solar Panels | JA Solar | JAM54S31-405/MR |  | 0.405 | 5 | 268 | 28 |  | Fixed | Roof
NJADRE1559973989 | Administratively Determined Incentive Program | TRENTON | 8690 | 10.53 | Residential | Behind the Meter | Yes | Sunrun Installation Services, Inc. | PSE&G |  | Accepted | 2025-06-25 | 2025-07-20 | 2026-07-20 | Solar Panels | JA Solar | JAM54S31-405/MR |  | 0.405 | 9 | 178 | 38 |  | Fixed | Roof
NJADRE1559973989 | Administratively Determined Incentive Program | TRENTON | 8690 | 10.53 | Residential | Behind the Meter | Yes | Sunrun Installation Services, Inc. | PSE&G |  | Accepted | 2025-06-25 | 2025-07-20 | 2026-07-20 | Inverters | SolarEdge Technologies | SE7600H-USMN | 7600 |  | 1 |  |  | 0.99 |  | Outdoor
NJADRE1559973995 | Administratively Determined Incentive Program | EDISON | 8820 | 5.67 | Residential | Behind the Meter | Yes | Sunrun Installation Services, Inc. | PSE&G |  | Accepted | 2025-06-25 | 2025-07-21 | 2026-07-21 | Inverters | SolarEdge Technologies | SE3800H-USMN | 3800 |  | 1 |  |  | 0.99 |  | Outdoor | Next to meter
NJADRE1559973995 | Administratively Determined Incentive Program | EDISON | 8820 | 5.67 | Residential | Behind the Meter | Yes | Sunrun Installation Services, Inc. | PSE&G |  | Accepted | 2025-06-25 | 2025-07-21 | 2026-07-21 | Solar Panels | JA Solar | JAM54S31-405/MR |  | 0.405 | 6 | 267 | 18 |  | Fixed | Roof
NJADRE1559973995 | Administratively Determined Incentive Program | EDISON | 8820 | 5.67 | Residential | Behind the Meter | Yes | Sunrun Installation Services, Inc. | PSE&G |  | Accepted | 2025-06-25 | 2025-07-21 | 2026-07-21 | Solar Panels | JA Solar | JAM54S31-405/MR |  | 0.405 | 8 | 87 | 18 |  | Fixed | Roof
NJADRE1559974003 | Administratively Determined Incentive Program | MARLTON | 8053 | 15.66 | Residential | Behind the Meter | Yes | SunnyMac, LLC | PSE&G |  | Accepted | 2025-06-25 | 2025-07-20 | 2026-07-20 | Solar Panels | HANWHA | Q.TRON BLK M-G2+ |  | 0.435 | 19 | 213 | 30 |  | Fixed | Roof
NJADRE1559974003 | Administratively Determined Incentive Program | MARLTON | 8053 | 15.66 | Residential | Behind the Meter | Yes | SunnyMac, LLC | PSE&G |  | Accepted | 2025-06-25 | 2025-07-20 | 2026-07-20 | Inverters | SOLAREDGE HOME HUB | SE11400H-US | 11400 |  | 1 |  |  | 0.99 |  | Outdoor | next to meter
NJADRE1559974003 | Administratively Determined Incentive Program | MARLTON | 8053 | 15.66 | Residential | Behind the Meter | Yes | SunnyMac, LLC | PSE&G |  | Accepted | 2025-06-25 | 2025-07-20 | 2026-07-20 | Solar Panels | HANWHA | Q.TRON BLK M-G2+ |  | 0.435 | 17 | 33 | 30 |  | Fixed | Roof
NJADRE1559974014 | Administratively Determined Incentive Program | BELLEVILLE | 7109 | 6.48 | Residential | Behind the Meter | Yes | Sunrun Installation Services, Inc. | PSE&G |  | Accepted | 2025-06-25 | 2025-07-20 | 2026-07-20 | Inverters | SOLAREDGE TECHNOLOGIES | SE5700H-USMN | 5760 |  | 1 |  |  | 0.99 |  | Outdoor
NJADRE1559974014 | Administratively Determined Incentive Program | BELLEVILLE | 7109 | 6.48 | Residential | Behind the Meter | Yes | Sunrun Installation Services, Inc. | PSE&G |  | Accepted | 2025-06-25 | 2025-07-20 | 2026-07-20 | Solar Panels | JA SOLAR | JAM54S31-405/MR |  | 0.405 | 8 | 290 | 36 |  | Fixed | Roof
NJADRE1559974014 | Administratively Determined Incentive Program | BELLEVILLE | 7109 | 6.48 | Residential | Behind the Meter | Yes | Sunrun Installation Services, Inc. | PSE&G |  | Accepted | 2025-06-25 | 2025-07-20 | 2026-07-20 | Solar Panels | JA SOLAR | JAM54S31-405/MR |  | 0.405 | 8 | 110 | 38 |  | Fixed | Roof
NJADRE1559974032 | Administratively Determined Incentive Program | PENNSAUKEN | 8110 | 7.225 | Residential | Behind the Meter | Yes | Power Energy Solutions, LLC | PSE&G |  | Accepted | 2025-06-25 | 2025-07-20 | 2026-07-20 | Solar Panels | Trina Solar | TSM-425NE09RC.05 |  | 0.425 | 9 | 58 | 31 |  | Fixed | Roof
NJADRE1559974032 | Administratively Determined Incentive Program | PENNSAUKEN | 8110 | 7.225 | Residential | Behind the Meter | Yes | Power Energy Solutions, LLC | PSE&G |  | Accepted | 2025-06-25 | 2025-07-20 | 2026-07-20 | Solar Panels | Trina Solar | TSM-425NE09RC.05 |  | 0.425 | 8 | 238 | 31 |  | Fixed | Roof
NJADRE1559974032 | Administratively Determined Incentive Program | PENNSAUKEN | 8110 | 7.225 | Residential | Behind the Meter | Yes | Power Energy Solutions, LLC | PSE&G |  | Accepted | 2025-06-25 | 2025-07-20 | 2026-07-20 | Inverters | SolarEdge | SE3800H-US | 4 |  | 1 |  |  | 0.97 |  | Outdoor
NJADRE1559974034 | Administratively Determined Incentive Program | NEPTUNE | 7753 | 14.19 | Residential | Behind the Meter | Yes | EMT Renewables, LLC | JCP&L |  | Accepted | 2025-06-25 | 2025-07-20 | 2026-07-20 | Solar Panels | SEG SOLAR | SEG 430 |  | 0.43 | 9 | 53 | 23 |  | Fixed | Roof
NJADRE1559974034 | Administratively Determined Incentive Program | NEPTUNE | 7753 | 14.19 | Residential | Behind the Meter | Yes | EMT Renewables, LLC | JCP&L |  | Accepted | 2025-06-25 | 2025-07-20 | 2026-07-20 | Solar Panels | SEG SOLAR | SEG 430 |  | 0.43 | 8 | 233 | 23 |  | Fixed | Roof
NJADRE1559974034 | Administratively Determined Incentive Program | NEPTUNE | 7753 | 14.19 | Residential | Behind the Meter | Yes | EMT Renewables, LLC | JCP&L |  | Accepted | 2025-06-25 | 2025-07-20 | 2026-07-20 | Solar Panels | SEG SOLAR | SEG 430 |  | 0.43 | 12 | 233 | 23 |  | Fixed | Roof
NJADRE1559974034 | Administratively Determined Incentive Program | NEPTUNE | 7753 | 14.19 | Residential | Behind the Meter | Yes | EMT Renewables, LLC | JCP&L |  | Accepted | 2025-06-25 | 2025-07-20 | 2026-07-20 | Inverters | IQ8HC | IQ8+ | 290 |  | 33 |  |  | 0.98 |  | Other | UNDER EACH PANEL
NJADRE1559974034 | Administratively Determined Incentive Program | NEPTUNE | 7753 | 14.19 | Residential | Behind the Meter | Yes | EMT Renewables, LLC | JCP&L |  | Accepted | 2025-06-25 | 2025-07-20 | 2026-07-20 | Solar Panels | SEG SOLAR | SEG 430 |  | 0.43 | 4 | 53 | 23 |  | Fixed | Roof
NJADRE1559974041 | Administratively Determined Incentive Program | CHERRY HILL | 8002 | 5.22 | Residential | Behind the Meter | Yes | SunnyMac, LLC | PSE&G |  | Accepted | 2025-06-25 | 2025-07-20 | 2026-07-20 | Solar Panels | HANWHA | Q.TRON BLK M-G2+ |  | 0.435 | 8 | 220 | 22 |  | Fixed | Roof
NJADRE1559974041 | Administratively Determined Incentive Program | CHERRY HILL | 8002 | 5.22 | Residential | Behind the Meter | Yes | SunnyMac, LLC | PSE&G |  | Accepted | 2025-06-25 | 2025-07-20 | 2026-07-20 | Inverters | SOLAREDGE HOME HUB | SE3800H-US | 3800 |  | 1 |  |  | 0.99 |  | Outdoor | next to meter
NJADRE1559974041 | Administratively Determined Incentive Program | CHERRY HILL | 8002 | 5.22 | Residential | Behind the Meter | Yes | SunnyMac, LLC | PSE&G |  | Accepted | 2025-06-25 | 2025-07-20 | 2026-07-20 | Solar Panels | HANWHA | Q.TRON BLK M-G2+ |  | 0.435 | 4 | 40 | 22 |  | Fixed | Roof
NJADRE1559974045 | Administratively Determined Incentive Program | VOORHEES | 8043 | 10.005 | Residential | Behind the Meter | No | Maier Solar Engineering dba Solar Me | AC Electric |  | Accepted | 2025-06-25 | 2025-07-20 | 2026-07-20 | Solar Panels | Hyundai | HiN-T435NF |  | 0.435 | 13 | 123 | 34 |  | Fixed | Roof
NJADRE1559974045 | Administratively Determined Incentive Program | VOORHEES | 8043 | 10.005 | Residential | Behind the Meter | No | Maier Solar Engineering dba Solar Me | AC Electric |  | Accepted | 2025-06-25 | 2025-07-20 | 2026-07-20 | Inverters | Enphase | IQ8AC | 349 |  | 23 |  |  | 0.96 |  | Outdoor | Next to meter
NJADRE1559974045 | Administratively Determined Incentive Program | VOORHEES | 8043 | 10.005 | Residential | Behind the Meter | No | Maier Solar Engineering dba Solar Me | AC Electric |  | Accepted | 2025-06-25 | 2025-07-20 | 2026-07-20 | Solar Panels | Hyundai | Schoppy |  | 0.435 | 10 | 123 | 34 |  | Fixed | Roof
NJADRE1559974058 | Administratively Determined Incentive Program | Manasquan | 8736 | 338.8 | Municipality | Behind the Meter | Yes | Suncycle Renewable Energy, LLC dba Juuce Energy | JCP&L |  | Accepted | 2025-06-26 | 2025-09-02 | 2026-09-02 | Solar Panels | NE Solar | NESE 550-72MHB-M10 |  | 0.55 | 616 | 203 | 10 |  | Fixed | Roof
NJADRE1559974058 | Administratively Determined Incentive Program | Manasquan | 8736 | 338.8 | Municipality | Behind the Meter | Yes | Suncycle Renewable Energy, LLC dba Juuce Energy | JCP&L |  | Accepted | 2025-06-26 | 2025-09-02 | 2026-09-02 | Inverters | SolarEdge | SE50KUS | 50000 |  | 5 |  |  | 0.985 |  | Outside
NJADRE1559974059 | Administratively Determined Incentive Program | BRIDGETON | 8302 | 18.92 | Residential | Behind the Meter | Yes | EMT Renewables, LLC | AC Electric |  | Accepted | 2025-06-25 | 2025-07-20 | 2026-07-20 | Solar Panels | SEG SOLAR | SEG 430 |  | 0.43 | 8 | 85 | 20 |  | Fixed | Roof
NJADRE1559974059 | Administratively Determined Incentive Program | BRIDGETON | 8302 | 18.92 | Residential | Behind the Meter | Yes | EMT Renewables, LLC | AC Electric |  | Accepted | 2025-06-25 | 2025-07-20 | 2026-07-20 | Solar Panels | SEG SOLAR | SEG 430 |  | 0.43 | 15 | 85 | 17 |  | Fixed | Roof
NJADRE1559974059 | Administratively Determined Incentive Program | BRIDGETON | 8302 | 18.92 | Residential | Behind the Meter | Yes | EMT Renewables, LLC | AC Electric |  | Accepted | 2025-06-25 | 2025-07-20 | 2026-07-20 | Solar Panels | SEG SOLAR | SEG 430 |  | 0.43 | 17 | 265 | 20 |  | Fixed | Roof
NJADRE1559974059 | Administratively Determined Incentive Program | BRIDGETON | 8302 | 18.92 | Residential | Behind the Meter | Yes | EMT Renewables, LLC | AC Electric |  | Accepted | 2025-06-25 | 2025-07-20 | 2026-07-20 | Inverters | IQ8HC | IQ8+ | 290 |  | 44 |  |  | 0.98 |  | Other | UNDER EACH PANEL
NJADRE1559974059 | Administratively Determined Incentive Program | BRIDGETON | 8302 | 18.92 | Residential | Behind the Meter | Yes | EMT Renewables, LLC | AC Electric |  | Accepted | 2025-06-25 | 2025-07-20 | 2026-07-20 | Solar Panels | SEG SOLAR | SEG 430 |  | 0.43 | 4 | 265 | 17 |  | Fixed | Roof
NJADRE1559974073 | Administratively Determined Incentive Program | WASHINGTON TOWNSHIP | 8012 | 15.66 | Residential | Behind the Meter | Yes | SunnyMac, LLC | PSE&G |  | Accepted | 2025-06-25 | 2025-07-21 | 2026-07-21 | Solar Panels | HANWHA | Q.TRON BLK M-G2+ |  | 0.435 | 9 | 219 | 18 |  | Fixed | Roof
NJADRE1559974073 | Administratively Determined Incentive Program | WASHINGTON TOWNSHIP | 8012 | 15.66 | Residential | Behind the Meter | Yes | SunnyMac, LLC | PSE&G |  | Accepted | 2025-06-25 | 2025-07-21 | 2026-07-21 | Solar Panels | HANWHA | Q.TRON BLK M-G2+ |  | 0.435 | 6 | 309 | 18 |  | Fixed | Roof
NJADRE1559974073 | Administratively Determined Incentive Program | WASHINGTON TOWNSHIP | 8012 | 15.66 | Residential | Behind the Meter | Yes | SunnyMac, LLC | PSE&G |  | Accepted | 2025-06-25 | 2025-07-21 | 2026-07-21 | Solar Panels | HANWHA | Q.TRON BLK M-G2+ |  | 0.435 | 6 | 129 | 18 |  | Fixed | Roof
NJADRE1559974073 | Administratively Determined Incentive Program | WASHINGTON TOWNSHIP | 8012 | 15.66 | Residential | Behind the Meter | Yes | SunnyMac, LLC | PSE&G |  | Accepted | 2025-06-25 | 2025-07-21 | 2026-07-21 | Solar Panels | HANWHA | Q.TRON BLK M-G2+ |  | 0.435 | 3 | 129 | 10 |  | Fixed | Roof
NJADRE1559974073 | Administratively Determined Incentive Program | WASHINGTON TOWNSHIP | 8012 | 15.66 | Residential | Behind the Meter | Yes | SunnyMac, LLC | PSE&G |  | Accepted | 2025-06-25 | 2025-07-21 | 2026-07-21 | Inverters | SOLAREDGE HOME HUB | SE11400H-US | 11400 |  | 1 |  |  | 0.99 |  | Outdoor | next to meter
NJADRE1559974073 | Administratively Determined Incentive Program | WASHINGTON TOWNSHIP | 8012 | 15.66 | Residential | Behind the Meter | Yes | SunnyMac, LLC | PSE&G |  | Accepted | 2025-06-25 | 2025-07-21 | 2026-07-21 | Solar Panels | HANWHA | Q.TRON BLK M-G2+ |  | 0.435 | 12 | 39 | 18 |  | Fixed | Roof
NJADRE1559974075 | Administratively Determined Incentive Program | HAMPTON | 8827 | 4.51 | Residential | Behind the Meter | Yes | Pro Custom Solar dba Momentum Solar | JCP&L |  | Accepted | 2025-06-25 | 2025-07-20 | 2026-07-20 | Solar Panels | HANWHA | Q.PEAK DUO BLK ML-G10+410 |  | 0.41 | 2 | 85 | 44 |  | Fixed | Roof
NJADRE1559974075 | Administratively Determined Incentive Program | HAMPTON | 8827 | 4.51 | Residential | Behind the Meter | Yes | Pro Custom Solar dba Momentum Solar | JCP&L |  | Accepted | 2025-06-25 | 2025-07-20 | 2026-07-20 | Solar Panels | HANWHA | Q.PEAK DUO BLK ML-G10+410 |  | 0.41 | 9 | 175 | 33 |  | Fixed | Roof
NJADRE1559974075 | Administratively Determined Incentive Program | HAMPTON | 8827 | 4.51 | Residential | Behind the Meter | Yes | Pro Custom Solar dba Momentum Solar | JCP&L |  | Accepted | 2025-06-25 | 2025-07-20 | 2026-07-20 | Inverters | ENPHASE | Q.PEAK DUO BLK ML-G10+410 | 380 |  | 11 |  |  | 0.97 |  | Outdoor
NJADRE1559974076 | Administratively Determined Incentive Program | MAPLE SHADE | 8052 | 11.6 | Residential | Behind the Meter | No | Solar Energy World | PSE&G |  | Accepted | 2025-06-25 | 2025-07-20 | 2026-07-20 | Solar Panels | LONGi | LR5-54HABB-400M |  | 0.4 | 8 | 147 | 6 |  | Fixed | Roof
NJADRE1559974076 | Administratively Determined Incentive Program | MAPLE SHADE | 8052 | 11.6 | Residential | Behind the Meter | No | Solar Energy World | PSE&G |  | Accepted | 2025-06-25 | 2025-07-20 | 2026-07-20 | Electric Storage Battery | Franklin | Franklin aPower 2 System 1 15kWh |  |  | 1 |  |  |  | Lithium Ion |  | outside
NJADRE1559974076 | Administratively Determined Incentive Program | MAPLE SHADE | 8052 | 11.6 | Residential | Behind the Meter | No | Solar Energy World | PSE&G |  | Accepted | 2025-06-25 | 2025-07-20 | 2026-07-20 | Solar Panels | LONGi | LR5-54HABB-400M |  | 0.4 | 21 | 148 | 9 |  | Fixed | Roof
NJADRE1559974076 | Administratively Determined Incentive Program | MAPLE SHADE | 8052 | 11.6 | Residential | Behind the Meter | No | Solar Energy World | PSE&G |  | Accepted | 2025-06-25 | 2025-07-20 | 2026-07-20 | Inverters | Enphase | IQ8+-72-2-US | 290 |  | 29 |  |  | 0 |  | Outside
NJADRE1559974098 | Administratively Determined Incentive Program | VENTNOR CITY | 8406 | 6.45 | Residential | Behind the Meter | Yes | EMT Renewables, LLC | AC Electric |  | Accepted | 2025-06-25 | 2025-07-21 | 2026-07-21 | Solar Panels | SEG SOLAR | SEG 430 |  | 0.43 | 2 | 148 | 29 |  | Fixed | Roof
NJADRE1559974098 | Administratively Determined Incentive Program | VENTNOR CITY | 8406 | 6.45 | Residential | Behind the Meter | Yes | EMT Renewables, LLC | AC Electric |  | Accepted | 2025-06-25 | 2025-07-21 | 2026-07-21 | Solar Panels | SEG SOLAR | SEG 430 |  | 0.43 | 2 | 148 | 23 |  | Fixed | Roof
NJADRE1559974098 | Administratively Determined Incentive Program | VENTNOR CITY | 8406 | 6.45 | Residential | Behind the Meter | Yes | EMT Renewables, LLC | AC Electric |  | Accepted | 2025-06-25 | 2025-07-21 | 2026-07-21 | Solar Panels | SEG SOLAR | SEG 430 |  | 0.43 | 5 | 238 | 26 |  | Fixed | Roof
NJADRE1559974098 | Administratively Determined Incentive Program | VENTNOR CITY | 8406 | 6.45 | Residential | Behind the Meter | Yes | EMT Renewables, LLC | AC Electric |  | Accepted | 2025-06-25 | 2025-07-21 | 2026-07-21 | Solar Panels | SEG SOLAR | SEG 430 |  | 0.43 | 4 | 58 | 26 |  | Fixed | Roof
NJADRE1559974098 | Administratively Determined Incentive Program | VENTNOR CITY | 8406 | 6.45 | Residential | Behind the Meter | Yes | EMT Renewables, LLC | AC Electric |  | Accepted | 2025-06-25 | 2025-07-21 | 2026-07-21 | Solar Panels | SEG SOLAR | SEG 430 |  | 0.43 | 2 | 328 | 23 |  | Fixed | Roof
NJADRE1559974098 | Administratively Determined Incentive Program | VENTNOR CITY | 8406 | 6.45 | Residential | Behind the Meter | Yes | EMT Renewables, LLC | AC Electric |  | Accepted | 2025-06-25 | 2025-07-21 | 2026-07-21 | Inverters | IQ8HC | IQ8+ | 290 |  | 15 |  |  | 0.98 |  | Other | UNDER EACH PANEL
NJADRE1559974101 | Administratively Determined Incentive Program | MILLVILLE | 8332 | 6.375 | Residential | Behind the Meter | Yes | Power Energy Solutions, LLC | AC Electric |  | Accepted | 2025-06-25 | 2025-07-21 | 2026-07-21 | Solar Panels | Trina Solar | TSM-425NE09RC.05 |  | 0.425 | 12 | 253 | 35 |  | Fixed | Roof
NJADRE1559974101 | Administratively Determined Incentive Program | MILLVILLE | 8332 | 6.375 | Residential | Behind the Meter | Yes | Power Energy Solutions, LLC | AC Electric |  | Accepted | 2025-06-25 | 2025-07-21 | 2026-07-21 | Inverters | SolarEdge | SE3800H-US | 4 |  | 1 |  |  | 0.97 |  | Outdoor
NJADRE1559974101 | Administratively Determined Incentive Program | MILLVILLE | 8332 | 6.375 | Residential | Behind the Meter | Yes | Power Energy Solutions, LLC | AC Electric |  | Accepted | 2025-06-25 | 2025-07-21 | 2026-07-21 | Solar Panels | Trina Solar | TSM-425NE09RC.05 |  | 0.425 | 3 | 73 | 25 |  | Fixed | Roof
NJADRE1559974114 | Administratively Determined Incentive Program | MANCHESTER | 8759 | 22.295 | Residential | Behind the Meter | Yes | Kamtech Solar Solutions | JCP&L |  | Accepted | 2025-06-25 | 2025-07-21 | 2026-07-21 | Solar Panels | CANADIAN SOLAR | CS6. 1-64TM-455 |  | 0.455 | 4 | 176 | 15 |  | Fixed | Roof
NJADRE1559974114 | Administratively Determined Incentive Program | MANCHESTER | 8759 | 22.295 | Residential | Behind the Meter | Yes | Kamtech Solar Solutions | JCP&L |  | Accepted | 2025-06-25 | 2025-07-21 | 2026-07-21 | Solar Panels | CANADIAN SOLAR | CS6. 1-64TM-455 |  | 0.455 | 14 | 356 | 15 |  | Fixed | Roof
NJADRE1559974114 | Administratively Determined Incentive Program | MANCHESTER | 8759 | 22.295 | Residential | Behind the Meter | Yes | Kamtech Solar Solutions | JCP&L |  | Accepted | 2025-06-25 | 2025-07-21 | 2026-07-21 | Solar Panels | CANADIAN SOLAR | CS6. 1-64TM-455 |  | 0.455 | 2 | 86 | 15 |  | Fixed | Roof
NJADRE1559974114 | Administratively Determined Incentive Program | MANCHESTER | 8759 | 22.295 | Residential | Behind the Meter | Yes | Kamtech Solar Solutions | JCP&L |  | Accepted | 2025-06-25 | 2025-07-21 | 2026-07-21 | Solar Panels | CANADIAN SOLAR | CS6. 1-64TM-455 |  | 0.455 | 14 | 176 | 15 |  | Fixed | Roof
NJADRE1559974114 | Administratively Determined Incentive Program | MANCHESTER | 8759 | 22.295 | Residential | Behind the Meter | Yes | Kamtech Solar Solutions | JCP&L |  | Accepted | 2025-06-25 | 2025-07-21 | 2026-07-21 | Solar Panels | CANADIAN SOLAR | CS6. 1-64TM-455 |  | 0.455 | 2 | 266 | 15 |  | Fixed | Roof
NJADRE1559974114 | Administratively Determined Incentive Program | MANCHESTER | 8759 | 22.295 | Residential | Behind the Meter | Yes | Kamtech Solar Solutions | JCP&L |  | Accepted | 2025-06-25 | 2025-07-21 | 2026-07-21 | Solar Panels | CANADIAN SOLAR | CS6. 1-64TM-455 |  | 0.455 | 8 | 266 | 15 |  | Fixed | Roof
NJADRE1559974114 | Administratively Determined Incentive Program | MANCHESTER | 8759 | 22.295 | Residential | Behind the Meter | Yes | Kamtech Solar Solutions | JCP&L |  | Accepted | 2025-06-25 | 2025-07-21 | 2026-07-21 | Solar Panels | CANADIAN SOLAR | CS6. 1-64TM-455 |  | 0.455 | 5 | 86 | 15 |  | Fixed | Roof
NJADRE1559974114 | Administratively Determined Incentive Program | MANCHESTER | 8759 | 22.295 | Residential | Behind the Meter | Yes | Kamtech Solar Solutions | JCP&L |  | Accepted | 2025-06-25 | 2025-07-21 | 2026-07-21 | Inverters | ENPHASE | IQ8X-80-M-US | 384 |  | 49 |  |  | 0.97 |  | Outdoor | ROOFTOP
NJADRE1559974118 | Administratively Determined Incentive Program | HELMETTA | 8828 | 19.68 | Residential | Behind the Meter | Yes | Trinity Solar, LLC | JCP&L |  | Accepted | 2025-06-25 | 2025-07-21 | 2026-07-21 | Inverters | Solar Edge | USE7600H-USMNBL75 | 7600 |  | 2 |  |  | 0.97 |  | Outdoor
NJADRE1559974118 | Administratively Determined Incentive Program | HELMETTA | 8828 | 19.68 | Residential | Behind the Meter | Yes | Trinity Solar, LLC | JCP&L |  | Accepted | 2025-06-25 | 2025-07-21 | 2026-07-21 | Solar Panels | HANWHA | (Q.PEAK DUO BLK ML-G10+ 410) |  | 0.41 | 48 | 153 | 15 |  | Fixed | Roof
NJADRE1559974123 | Administratively Determined Incentive Program | RAMSEY | 7446 | 12.96 | Residential | Behind the Meter | Yes | Sunrun Installation Services, Inc. | Orange Rockland Electric |  | Accepted | 2025-06-25 | 2025-07-21 | 2026-07-21 | Solar Panels | JA Solar | JAM54S31-405/MR |  | 0.405 | 16 | 0 | 25 |  | Fixed | Roof
NJADRE1559974123 | Administratively Determined Incentive Program | RAMSEY | 7446 | 12.96 | Residential | Behind the Meter | Yes | Sunrun Installation Services, Inc. | Orange Rockland Electric |  | Accepted | 2025-06-25 | 2025-07-21 | 2026-07-21 | Solar Panels | JA Solar | JAM54S31-405/MR |  | 0.405 | 16 | 180 | 25 |  | Fixed | Roof
NJADRE1559974123 | Administratively Determined Incentive Program | RAMSEY | 7446 | 12.96 | Residential | Behind the Meter | Yes | Sunrun Installation Services, Inc. | Orange Rockland Electric |  | Accepted | 2025-06-25 | 2025-07-21 | 2026-07-21 | Inverters | SolarEdge Technologies | SE10000H-USMN | 10000 |  | 1 |  |  | 0.99 |  | Outdoor | Next to meter
NJADRE1559974126 | Administratively Determined Incentive Program | MILLVILLE | 8332 | 6.56 | Residential | Behind the Meter | Yes | Pro Custom Solar dba Momentum Solar | AC Electric |  | Accepted | 2025-06-25 | 2025-07-21 | 2026-07-21 | Solar Panels | HANWHA | Q.PEAK DUO BLK ML-G10+410 |  | 0.41 | 7 | 179 | 38 |  | Fixed | Roof
NJADRE1559974126 | Administratively Determined Incentive Program | MILLVILLE | 8332 | 6.56 | Residential | Behind the Meter | Yes | Pro Custom Solar dba Momentum Solar | AC Electric |  | Accepted | 2025-06-25 | 2025-07-21 | 2026-07-21 | Solar Panels | HANWHA | Q.PEAK DUO BLK ML-G10+410 |  | 0.41 | 4 | 270 | 35 |  | Fixed | Roof
NJADRE1559974126 | Administratively Determined Incentive Program | MILLVILLE | 8332 | 6.56 | Residential | Behind the Meter | Yes | Pro Custom Solar dba Momentum Solar | AC Electric |  | Accepted | 2025-06-25 | 2025-07-21 | 2026-07-21 | Inverters | ENPHASE | Q.PEAK DUO BLK ML-G10+410 | 380 |  | 16 |  |  | 0.97 |  | Outdoor
NJADRE1559974126 | Administratively Determined Incentive Program | MILLVILLE | 8332 | 6.56 | Residential | Behind the Meter | Yes | Pro Custom Solar dba Momentum Solar | AC Electric |  | Accepted | 2025-06-25 | 2025-07-21 | 2026-07-21 | Solar Panels | HANWHA | Q.PEAK DUO BLK ML-G10+410 |  | 0.41 | 5 | 90 | 35 |  | Fixed | Roof
NJADRE1559974130 | Administratively Determined Incentive Program | Bridgeton | 8302 | 9.43 | Residential | Behind the Meter | Yes | EMT Renewables, LLC | AC Electric |  | Accepted | 2025-06-25 | 2025-07-22 | 2026-07-22 | Solar Panels | MSE PERC | MSE-410 |  | 0.41 | 8 | 144 | 27 |  | Fixed | Roof
NJADRE1559974130 | Administratively Determined Incentive Program | Bridgeton | 8302 | 9.43 | Residential | Behind the Meter | Yes | EMT Renewables, LLC | AC Electric |  | Accepted | 2025-06-25 | 2025-07-22 | 2026-07-22 | Solar Panels | MSE PERC | MSE-410 |  | 0.41 | 15 | 324 | 27 |  | Fixed | Roof
NJADRE1559974130 | Administratively Determined Incentive Program | Bridgeton | 8302 | 9.43 | Residential | Behind the Meter | Yes | EMT Renewables, LLC | AC Electric |  | Accepted | 2025-06-25 | 2025-07-22 | 2026-07-22 | Inverters | IQ8HC | IQ8+ | 290 |  | 23 |  |  | 0.98 |  | Other | UNDER EACH PANEL
NJADRE1559974131 | Administratively Determined Incentive Program | NEW EGYPT | 8533 | 17.2 | Residential | Behind the Meter | Yes | Green Power Energy, LLC | JCP&L |  | Accepted | 2025-06-25 | 2025-07-21 | 2026-07-21 | Inverters | Enphase Energy | IQ8MC-72-M-US [240V] | 320 |  | 40 |  |  | 0.98 |  | Outside | Roof
NJADRE1559974131 | Administratively Determined Incentive Program | NEW EGYPT | 8533 | 17.2 | Residential | Behind the Meter | Yes | Green Power Energy, LLC | JCP&L |  | Accepted | 2025-06-25 | 2025-07-21 | 2026-07-21 | Solar Panels | SEG Solar | SEG-430-BTD-BG |  | 0.43 | 14 | 267 | 40 |  | Fixed | Roof
NJADRE1559974131 | Administratively Determined Incentive Program | NEW EGYPT | 8533 | 17.2 | Residential | Behind the Meter | Yes | Green Power Energy, LLC | JCP&L |  | Accepted | 2025-06-25 | 2025-07-21 | 2026-07-21 | Solar Panels | SEG Solar | SEG-430-BTD-BG |  | 0.43 | 19 | 87 | 40 |  | Fixed | Roof
NJADRE1559974131 | Administratively Determined Incentive Program | NEW EGYPT | 8533 | 17.2 | Residential | Behind the Meter | Yes | Green Power Energy, LLC | JCP&L |  | Accepted | 2025-06-25 | 2025-07-21 | 2026-07-21 | Solar Panels | SEG Solar | SEG-430-BTD-BG |  | 0.43 | 7 | 177 | 40 |  | Fixed | Roof
NJADRE1559974148 | Administratively Determined Incentive Program | VILLAS | 8251 | 5.67 | Residential | Behind the Meter | No | Solar Energy World | AC Electric |  | Accepted | 2025-06-25 | 2025-07-22 | 2026-07-22 | Solar Panels | LONGi | LR5-54HPB-405M |  | 0.405 | 14 | 213 | 30 |  | Fixed | Roof
NJADRE1559974148 | Administratively Determined Incentive Program | VILLAS | 8251 | 5.67 | Residential | Behind the Meter | No | Solar Energy World | AC Electric |  | Accepted | 2025-06-25 | 2025-07-22 | 2026-07-22 | Inverters | Enphase | IQ8+-72-M-US | 290 |  | 14 |  |  | 0.97 |  | Outside
NJADRE1559974149 | Administratively Determined Incentive Program | Ocean City | 8226 | 3.28 | Residential | Behind the Meter | Yes | Pro Custom Solar dba Momentum Solar | AC Electric |  | Accepted | 2025-06-25 | 2025-07-21 | 2026-07-21 | Inverters | ENPHASE | IQ8HC-72-M-DOM-US | 380 |  | 8 |  |  | 0.97 |  | Outdoor
NJADRE1559974149 | Administratively Determined Incentive Program | Ocean City | 8226 | 3.28 | Residential | Behind the Meter | Yes | Pro Custom Solar dba Momentum Solar | AC Electric |  | Accepted | 2025-06-25 | 2025-07-21 | 2026-07-21 | Solar Panels | HANWHA | q.peak duo blk-g10+410 |  | 0.41 | 8 | 33 | 24 |  | Fixed | Roof
NJADRE1559974159 | Administratively Determined Incentive Program | SALEM | 8079 | 22.96 | Residential | Behind the Meter | Yes | EMT Renewables, LLC | AC Electric |  | Accepted | 2025-06-25 | 2025-07-22 | 2026-07-22 | Solar Panels | MSE PERC | MSE-410 |  | 0.41 | 6 | 84 | 20 |  | Fixed | Roof
NJADRE1559974159 | Administratively Determined Incentive Program | SALEM | 8079 | 22.96 | Residential | Behind the Meter | Yes | EMT Renewables, LLC | AC Electric |  | Accepted | 2025-06-25 | 2025-07-22 | 2026-07-22 | Solar Panels | MSE PERC | MSE-410 |  | 0.41 | 3 | 84 | 35 |  | Fixed | Roof
NJADRE1559974159 | Administratively Determined Incentive Program | SALEM | 8079 | 22.96 | Residential | Behind the Meter | Yes | EMT Renewables, LLC | AC Electric |  | Accepted | 2025-06-25 | 2025-07-22 | 2026-07-22 | Solar Panels | MSE PERC | MSE-410 |  | 0.41 | 10 | 264 | 19 |  | Fixed | Roof
NJADRE1559974159 | Administratively Determined Incentive Program | SALEM | 8079 | 22.96 | Residential | Behind the Meter | Yes | EMT Renewables, LLC | AC Electric |  | Accepted | 2025-06-25 | 2025-07-22 | 2026-07-22 | Solar Panels | MSE PERC | MSE-410 |  | 0.41 | 18 | 264 | 30 |  | Fixed | Roof
NJADRE1559974159 | Administratively Determined Incentive Program | SALEM | 8079 | 22.96 | Residential | Behind the Meter | Yes | EMT Renewables, LLC | AC Electric |  | Accepted | 2025-06-25 | 2025-07-22 | 2026-07-22 | Solar Panels | MSE PERC | MSE-410 |  | 0.41 | 11 | 84 | 39 |  | Fixed | Roof
NJADRE1559974159 | Administratively Determined Incentive Program | SALEM | 8079 | 22.96 | Residential | Behind the Meter | Yes | EMT Renewables, LLC | AC Electric |  | Accepted | 2025-06-25 | 2025-07-22 | 2026-07-22 | Solar Panels | MSE PERC | MSE-410 |  | 0.41 | 3 | 84 | 20 |  | Fixed | Roof
NJADRE1559974159 | Administratively Determined Incentive Program | SALEM | 8079 | 22.96 | Residential | Behind the Meter | Yes | EMT Renewables, LLC | AC Electric |  | Accepted | 2025-06-25 | 2025-07-22 | 2026-07-22 | Inverters | Enphase | IQ8HC | 380 |  | 56 |  |  | 0.98 |  | Other | UNDER EACH PANEL
NJADRE1559974159 | Administratively Determined Incentive Program | SALEM | 8079 | 22.96 | Residential | Behind the Meter | Yes | EMT Renewables, LLC | AC Electric |  | Accepted | 2025-06-25 | 2025-07-22 | 2026-07-22 | Solar Panels | MSE PERC | MSE-410 |  | 0.41 | 5 | 264 | 39 |  | Fixed | Roof
NJADRE1559974168 | Administratively Determined Incentive Program | LAKEWOOD | 8701 | 15.015 | Residential | Behind the Meter | Yes | Kamtech Solar Solutions | JCP&L |  | Accepted | 2025-06-25 | 2025-07-21 | 2026-07-21 | Inverters | ENPHASE | IQ8X-80-M-US | 384 |  | 33 |  |  | 0.97 |  | Outdoor | ROOFTOP
NJADRE1559974168 | Administratively Determined Incentive Program | LAKEWOOD | 8701 | 15.015 | Residential | Behind the Meter | Yes | Kamtech Solar Solutions | JCP&L |  | Accepted | 2025-06-25 | 2025-07-21 | 2026-07-21 | Solar Panels | CANADIAN SOLAR | CS6. 1-64TM-455 |  | 0.455 | 15 | 97 | 30 |  | Fixed | Roof
NJADRE1559974168 | Administratively Determined Incentive Program | LAKEWOOD | 8701 | 15.015 | Residential | Behind the Meter | Yes | Kamtech Solar Solutions | JCP&L |  | Accepted | 2025-06-25 | 2025-07-21 | 2026-07-21 | Solar Panels | CANADIAN SOLAR | CS6. 1-64TM-455 |  | 0.455 | 18 | 277 | 30 |  | Fixed | Roof
NJADRE1559974190 | Administratively Determined Incentive Program | Franklin Park | 8823 | 11.31 | Residential | Behind the Meter | No | NJ Solar Power, LLC | PSE&G |  | Accepted | 2025-06-25 | 2025-07-21 | 2026-07-21 | Inverters | SolarEdge | SE10000H-US | 10000 |  | 1 |  |  | 0.99 |  | Outside
NJADRE1559974190 | Administratively Determined Incentive Program | Franklin Park | 8823 | 11.31 | Residential | Behind the Meter | No | NJ Solar Power, LLC | PSE&G |  | Accepted | 2025-06-25 | 2025-07-21 | 2026-07-21 | Solar Panels | Hanwha | Q.TRON BLK M-G2+ 435 |  | 0.435 | 26 | 122 | 30 |  | Fixed | Roof | Roof 1
NJADRE1559974194 | Administratively Determined Incentive Program | WENONAH | 8090 | 9.775 | Residential | Behind the Meter | Yes | Power Energy Solutions, LLC | AC Electric |  | Accepted | 2025-06-25 | 2025-07-21 | 2026-07-21 | Solar Panels | Trina Solar | TSM-425NE09RC.05 |  | 0.425 | 4 | 167 | 18 |  | Fixed | Roof
NJADRE1559974194 | Administratively Determined Incentive Program | WENONAH | 8090 | 9.775 | Residential | Behind the Meter | Yes | Power Energy Solutions, LLC | AC Electric |  | Accepted | 2025-06-25 | 2025-07-21 | 2026-07-21 | Solar Panels | Trina Solar | TSM-425NE09RC.05 |  | 0.425 | 11 | 167 | 36 |  | Fixed | Roof
NJADRE1559974194 | Administratively Determined Incentive Program | WENONAH | 8090 | 9.775 | Residential | Behind the Meter | Yes | Power Energy Solutions, LLC | AC Electric |  | Accepted | 2025-06-25 | 2025-07-21 | 2026-07-21 | Inverters | SolarEdge | SE5700H-US | 5760 |  | 1 |  |  | 0.97 |  | Outdoor
NJADRE1559974194 | Administratively Determined Incentive Program | WENONAH | 8090 | 9.775 | Residential | Behind the Meter | Yes | Power Energy Solutions, LLC | AC Electric |  | Accepted | 2025-06-25 | 2025-07-21 | 2026-07-21 | Solar Panels | Trina Solar | TSM-425NE09RC.05 |  | 0.425 | 8 | 167 | 23 |  | Fixed | Roof
NJADRE1559974211 | Administratively Determined Incentive Program | LAKEWOOD | 8701 | 15.925 | Residential | Behind the Meter | Yes | Powerlutions, LLC | JCP&L |  | Accepted | 2025-06-25 | 2025-07-21 | 2026-07-21 | Solar Panels | CANADIAN | CS6.1-54TM-455H |  | 0.455 | 4 | 133 | 30 |  | Fixed | Roof
NJADRE1559974211 | Administratively Determined Incentive Program | LAKEWOOD | 8701 | 15.925 | Residential | Behind the Meter | Yes | Powerlutions, LLC | JCP&L |  | Accepted | 2025-06-25 | 2025-07-21 | 2026-07-21 | Solar Panels | CANADIAN | CS6.1-54TM-455H |  | 0.455 | 10 | 43 | 30 |  | Fixed | Roof
NJADRE1559974211 | Administratively Determined Incentive Program | LAKEWOOD | 8701 | 15.925 | Residential | Behind the Meter | Yes | Powerlutions, LLC | JCP&L |  | Accepted | 2025-06-25 | 2025-07-21 | 2026-07-21 | Solar Panels | CANADIAN | CS6.1-54TM-455H |  | 0.455 | 4 | 313 | 30 |  | Fixed | Roof
NJADRE1559974211 | Administratively Determined Incentive Program | LAKEWOOD | 8701 | 15.925 | Residential | Behind the Meter | Yes | Powerlutions, LLC | JCP&L |  | Accepted | 2025-06-25 | 2025-07-21 | 2026-07-21 | Solar Panels | CANADIAN | CS6.1-54TM-455H |  | 0.455 | 11 | 223 | 30 |  | Fixed | Roof
NJADRE1559974211 | Administratively Determined Incentive Program | LAKEWOOD | 8701 | 15.925 | Residential | Behind the Meter | Yes | Powerlutions, LLC | JCP&L |  | Accepted | 2025-06-25 | 2025-07-21 | 2026-07-21 | Inverters | Enphase | IQ8HC-72-M-DOM-US | 38 |  | 35 |  |  | 0.98 |  | Outdoor
NJADRE1559974211 | Administratively Determined Incentive Program | LAKEWOOD | 8701 | 15.925 | Residential | Behind the Meter | Yes | Powerlutions, LLC | JCP&L |  | Accepted | 2025-06-25 | 2025-07-21 | 2026-07-21 | Solar Panels | CANADIAN | CS6.1-54TM-455H |  | 0.455 | 6 | 133 | 42 |  | Fixed | Roof
NJADRE1559974215 | Administratively Determined Incentive Program | SICKLERVILLE | 8081 | 7.74 | Residential | Behind the Meter | Yes | EMT Renewables, LLC | AC Electric |  | Accepted | 2025-06-25 | 2025-07-22 | 2026-07-22 | Solar Panels | SEG SOLAR | SEG 430 |  | 0.43 | 18 | 252 | 32 |  | Fixed | Roof
NJADRE1559974215 | Administratively Determined Incentive Program | SICKLERVILLE | 8081 | 7.74 | Residential | Behind the Meter | Yes | EMT Renewables, LLC | AC Electric |  | Accepted | 2025-06-25 | 2025-07-22 | 2026-07-22 | Inverters | Enphase | IQ8HC | 380 |  | 18 |  |  | 0.98 |  | Other | UNDER EACH PANEL
NJADRE1559974217 | Administratively Determined Incentive Program | SWEDESBORO | 8085 | 11.83 | Residential | Behind the Meter | Yes | Panel Masters of NJ, LLC | AC Electric |  | Accepted | 2025-06-25 | 2025-07-21 | 2026-07-21 | Solar Panels | CANADIAN SOLAR | CS6.1-54TM-455H |  | 0.455 | 8 | 200 | 32 |  | Fixed | Roof
NJADRE1559974217 | Administratively Determined Incentive Program | SWEDESBORO | 8085 | 11.83 | Residential | Behind the Meter | Yes | Panel Masters of NJ, LLC | AC Electric |  | Accepted | 2025-06-25 | 2025-07-21 | 2026-07-21 | Inverters | ENPHASE | IQ8HC-72-M-DOM-US | 380 |  | 26 |  |  | 0.973 |  | Outside | Roof Top Under Panels
NJADRE1559974217 | Administratively Determined Incentive Program | SWEDESBORO | 8085 | 11.83 | Residential | Behind the Meter | Yes | Panel Masters of NJ, LLC | AC Electric |  | Accepted | 2025-06-25 | 2025-07-21 | 2026-07-21 | Solar Panels | CANADIAN SOLAR | CS6.1-54TM-455H |  | 0.455 | 18 | 110 | 31 |  | Fixed | Roof
NJADRE1559974218 | Administratively Determined Incentive Program | Lakewood | 8701 | 14.105 | Residential | Behind the Meter | Yes | Kamtech Solar Solutions | JCP&L |  | Accepted | 2025-06-25 | 2025-07-21 | 2026-07-21 | Solar Panels | CANADIAN SOLAR | CS6. 1-64TM-455 |  | 0.455 | 28 | 213 | 30 |  | Fixed | Roof
NJADRE1559974218 | Administratively Determined Incentive Program | Lakewood | 8701 | 14.105 | Residential | Behind the Meter | Yes | Kamtech Solar Solutions | JCP&L |  | Accepted | 2025-06-25 | 2025-07-21 | 2026-07-21 | Solar Panels | CANADIAN SOLAR | CS6. 1-64TM-455 |  | 0.455 | 3 | 33 | 18 |  | Fixed | Roof
NJADRE1559974218 | Administratively Determined Incentive Program | Lakewood | 8701 | 14.105 | Residential | Behind the Meter | Yes | Kamtech Solar Solutions | JCP&L |  | Accepted | 2025-06-25 | 2025-07-21 | 2026-07-21 | Inverters | ENPHASE | IQ8X-80-M-US | 384 |  | 33 |  |  | 0.97 |  | Outdoor | ROOFTOP
NJADRE1559974229 | Administratively Determined Incentive Program | Egg Harbor | 8215 | 14.76 | Residential | Behind the Meter | Yes | Define Solar, LLC | AC Electric |  | Accepted | 2025-06-25 | 2025-07-21 | 2026-07-21 | Solar Panels | Znshine | ZXM7-SH108 410 |  | 0.41 | 36 | 222 | 12 |  | Fixed | Roof
NJADRE1559974229 | Administratively Determined Incentive Program | Egg Harbor | 8215 | 14.76 | Residential | Behind the Meter | Yes | Define Solar, LLC | AC Electric |  | Accepted | 2025-06-25 | 2025-07-21 | 2026-07-21 | Inverters | Enphase | IQ8PLUS-72-2-US | 289 |  | 36 |  |  | 0.976 |  | Outside | Under each pv panel
NJADRE1559974238 | Administratively Determined Incentive Program | Montgomery | 8502 | 24.94 | Residential | Behind the Meter | Yes | Sustainable Energy Systems | PSE&G |  | Accepted | 2025-08-05 | 2025-09-04 | 2026-09-04 | Inverters | SolarEdge Technologies | SE10000H-US | 10 |  | 1 |  |  | 0.99 |  | Outside
NJADRE1559974238 | Administratively Determined Incentive Program | Montgomery | 8502 | 24.94 | Residential | Behind the Meter | Yes | Sustainable Energy Systems | PSE&G |  | Accepted | 2025-08-05 | 2025-09-04 | 2026-09-04 | Inverters | SolarEdge Technologies | SE10000H-US | 10 |  | 2 |  |  | 0.99 |  | Outside
NJADRE1559974238 | Administratively Determined Incentive Program | Montgomery | 8502 | 24.94 | Residential | Behind the Meter | Yes | Sustainable Energy Systems | PSE&G |  | Accepted | 2025-08-05 | 2025-09-04 | 2026-09-04 | Solar Panels | SEG Solar | SEG-430-BTD-BG |  | 0.43 | 21 | 197 | 32 |  | Fixed | Roof
NJADRE1559974238 | Administratively Determined Incentive Program | Montgomery | 8502 | 24.94 | Residential | Behind the Meter | Yes | Sustainable Energy Systems | PSE&G |  | Accepted | 2025-08-05 | 2025-09-04 | 2026-09-04 | Solar Panels | SEG Solar | SEG-430-BTD-BG |  | 0.43 | 19 | 17 | 34 |  | Fixed | Roof
NJADRE1559974238 | Administratively Determined Incentive Program | Montgomery | 8502 | 24.94 | Residential | Behind the Meter | Yes | Sustainable Energy Systems | PSE&G |  | Accepted | 2025-08-05 | 2025-09-04 | 2026-09-04 | Solar Panels | SEG Solar | SEG-430-BTD-BG |  | 0.43 | 6 | 108 | 27 |  | Fixed | Roof
NJADRE1559974238 | Administratively Determined Incentive Program | Montgomery | 8502 | 24.94 | Residential | Behind the Meter | Yes | Sustainable Energy Systems | PSE&G |  | Accepted | 2025-08-05 | 2025-09-04 | 2026-09-04 | Solar Panels | SEG Solar | SEG-430-BTD-BG |  | 0.43 | 6 | 197 | 34 |  | Fixed | Roof
NJADRE1559974238 | Administratively Determined Incentive Program | Montgomery | 8502 | 24.94 | Residential | Behind the Meter | Yes | Sustainable Energy Systems | PSE&G |  | Accepted | 2025-08-05 | 2025-09-04 | 2026-09-04 | Solar Panels | SEG Solar | SEG-430-BTD-BG |  | 0.43 | 6 | 288 | 27 |  | Fixed | Roof
NJADRE1559974239 | Administratively Determined Incentive Program | LINCROFT | 7738 | 14.62 | Residential | Behind the Meter | Yes | EMT Renewables, LLC | JCP&L |  | Accepted | 2025-06-25 | 2025-07-21 | 2026-07-21 | Solar Panels | SEG SOLAR | SEG 430 |  | 0.43 | 3 | 254 | 31 |  | Fixed | Roof
NJADRE1559974239 | Administratively Determined Incentive Program | LINCROFT | 7738 | 14.62 | Residential | Behind the Meter | Yes | EMT Renewables, LLC | JCP&L |  | Accepted | 2025-06-25 | 2025-07-21 | 2026-07-21 | Solar Panels | SEG SOLAR | SEG 430 |  | 0.43 | 4 | 74 | 31 |  | Fixed | Roof
NJADRE1559974239 | Administratively Determined Incentive Program | LINCROFT | 7738 | 14.62 | Residential | Behind the Meter | Yes | EMT Renewables, LLC | JCP&L |  | Accepted | 2025-06-25 | 2025-07-21 | 2026-07-21 | Solar Panels | SEG SOLAR | SEG 430 |  | 0.43 | 6 | 74 | 6 |  | Fixed | Roof
NJADRE1559974239 | Administratively Determined Incentive Program | LINCROFT | 7738 | 14.62 | Residential | Behind the Meter | Yes | EMT Renewables, LLC | JCP&L |  | Accepted | 2025-06-25 | 2025-07-21 | 2026-07-21 | Inverters | IQ8HC | IQ8+ | 290 |  | 34 |  |  | 0.98 |  | Other | UNDER EACH PANEL
NJADRE1559974239 | Administratively Determined Incentive Program | LINCROFT | 7738 | 14.62 | Residential | Behind the Meter | Yes | EMT Renewables, LLC | JCP&L |  | Accepted | 2025-06-25 | 2025-07-21 | 2026-07-21 | Solar Panels | SEG SOLAR | SEG 430 |  | 0.43 | 12 | 255 | 25 |  | Fixed | Roof
NJADRE1559974239 | Administratively Determined Incentive Program | LINCROFT | 7738 | 14.62 | Residential | Behind the Meter | Yes | EMT Renewables, LLC | JCP&L |  | Accepted | 2025-06-25 | 2025-07-21 | 2026-07-21 | Solar Panels | SEG SOLAR | SEG 430 |  | 0.43 | 7 | 254 | 29 |  | Fixed | Roof
NJADRE1559974239 | Administratively Determined Incentive Program | LINCROFT | 7738 | 14.62 | Residential | Behind the Meter | Yes | EMT Renewables, LLC | JCP&L |  | Accepted | 2025-06-25 | 2025-07-21 | 2026-07-21 | Solar Panels | SEG SOLAR | SEG 430 |  | 0.43 | 2 | 255 | 25 |  | Fixed | Roof
NJADRE1559974241 | Administratively Determined Incentive Program | TRENTON | 8690 | 17.63 | Residential | Behind the Meter | Yes | Define Solar, LLC | PSE&G |  | Accepted | 2025-06-25 | 2025-07-21 | 2026-07-21 | Solar Panels | Znshine | ZXM7-SH108 410 |  | 0.41 | 20 | 77 | 23 |  | Fixed | Roof
NJADRE1559974241 | Administratively Determined Incentive Program | TRENTON | 8690 | 17.63 | Residential | Behind the Meter | Yes | Define Solar, LLC | PSE&G |  | Accepted | 2025-06-25 | 2025-07-21 | 2026-07-21 | Solar Panels | Znshine | ZXM7-SH108 410 |  | 0.41 | 9 | 257 | 23 |  | Fixed | Roof
NJADRE1559974241 | Administratively Determined Incentive Program | TRENTON | 8690 | 17.63 | Residential | Behind the Meter | Yes | Define Solar, LLC | PSE&G |  | Accepted | 2025-06-25 | 2025-07-21 | 2026-07-21 | Solar Panels | Znshine | ZXM7-SH108 410 |  | 0.41 | 8 | 167 | 23 |  | Fixed | Roof
NJADRE1559974241 | Administratively Determined Incentive Program | TRENTON | 8690 | 17.63 | Residential | Behind the Meter | Yes | Define Solar, LLC | PSE&G |  | Accepted | 2025-06-25 | 2025-07-21 | 2026-07-21 | Inverters | Enphase | IQ8PLUS-72-2-US | 289 |  | 20 |  |  | 0.976 |  | Outside | Under each pv panel
NJADRE1559974241 | Administratively Determined Incentive Program | TRENTON | 8690 | 17.63 | Residential | Behind the Meter | Yes | Define Solar, LLC | PSE&G |  | Accepted | 2025-06-25 | 2025-07-21 | 2026-07-21 | Solar Panels | Znshine | ZXM7-SH108 410 |  | 0.41 | 3 | 257 | 23 |  | Fixed | Roof
NJADRE1559974241 | Administratively Determined Incentive Program | TRENTON | 8690 | 17.63 | Residential | Behind the Meter | Yes | Define Solar, LLC | PSE&G |  | Accepted | 2025-06-25 | 2025-07-21 | 2026-07-21 | Solar Panels | Znshine | ZXM7-SH108 410 |  | 0.41 | 3 | 347 | 23 |  | Fixed | Roof
NJADRE1559974241 | Administratively Determined Incentive Program | TRENTON | 8690 | 17.63 | Residential | Behind the Meter | Yes | Define Solar, LLC | PSE&G |  | Accepted | 2025-06-25 | 2025-07-21 | 2026-07-21 | Inverters | Enphase | IQ8PLUS-72-2-US | 289 |  | 8 |  |  | 0.976 |  | Outside | Under each pv panel
NJADRE1559974241 | Administratively Determined Incentive Program | TRENTON | 8690 | 17.63 | Residential | Behind the Meter | Yes | Define Solar, LLC | PSE&G |  | Accepted | 2025-06-25 | 2025-07-21 | 2026-07-21 | Inverters | Enphase | IQ8PLUS-72-2-US | 289 |  | 3 |  |  | 0.976 |  | Outside | Under each pv panel
NJADRE1559974241 | Administratively Determined Incentive Program | TRENTON | 8690 | 17.63 | Residential | Behind the Meter | Yes | Define Solar, LLC | PSE&G |  | Accepted | 2025-06-25 | 2025-07-21 | 2026-07-21 | Inverters | Enphase | IQ8PLUS-72-2-US | 289 |  | 3 |  |  | 0.976 |  | Outside | Under each pv panel
NJADRE1559974241 | Administratively Determined Incentive Program | TRENTON | 8690 | 17.63 | Residential | Behind the Meter | Yes | Define Solar, LLC | PSE&G |  | Accepted | 2025-06-25 | 2025-07-21 | 2026-07-21 | Inverters | Enphase | IQ8PLUS-72-2-US | 289 |  | 9 |  |  | 0.976 |  | Outside | Under each pv panel
NJADRE1559974243 | Administratively Determined Incentive Program | ELIZABETH | 7202 | 4.98 | Residential | Behind the Meter | Yes | Big Wave Roofing and Solar, LLC | PSE&G |  | Accepted | 2025-06-25 | 2025-07-21 | 2026-07-21 | Solar Panels | HANWHA | QCELLS Q.PEAK DUO BLK ML-G10.C+415w |  | 0.415 | 10 | 80 | 40 |  | Fixed | Roof
NJADRE1559974243 | Administratively Determined Incentive Program | ELIZABETH | 7202 | 4.98 | Residential | Behind the Meter | Yes | Big Wave Roofing and Solar, LLC | PSE&G |  | Accepted | 2025-06-25 | 2025-07-21 | 2026-07-21 | Solar Panels | HANWHA | QCELLS Q.PEAK DUO BLK ML-G10.C+415w |  | 0.415 | 2 | 170 | 40 |  | Fixed | Roof
NJADRE1559974243 | Administratively Determined Incentive Program | ELIZABETH | 7202 | 4.98 | Residential | Behind the Meter | Yes | Big Wave Roofing and Solar, LLC | PSE&G |  | Accepted | 2025-06-25 | 2025-07-21 | 2026-07-21 | Inverters | Enphase | IQ8HC-72-M-DOM-US | 380 |  | 12 |  |  | 0.97 |  | Outdoor
NJADRE1559974244 | Administratively Determined Incentive Program | SUSSEX | 7461 | 14.875 | Residential | Behind the Meter | Yes | Whitman Construction, LLC | JCP&L |  | Accepted | 2025-06-25 | 2025-07-21 | 2026-07-21 | Inverters | ENPHASE | IQ8PLUS-72-2-US | 290 |  | 35 |  |  | 0.975 |  | Outdoor
NJADRE1559974244 | Administratively Determined Incentive Program | SUSSEX | 7461 | 14.875 | Residential | Behind the Meter | Yes | Whitman Construction, LLC | JCP&L |  | Accepted | 2025-06-25 | 2025-07-21 | 2026-07-21 | Solar Panels | JINKO SOLAR | JKM425N-54HL4-B |  | 0.425 | 35 | 249 | 14 |  | Fixed | Roof
NJADRE1559974249 | Administratively Determined Incentive Program | HIGHLAND LAKES | 7422 | 13.53 | Residential | Behind the Meter | Yes | Trinity Solar, LLC | Sussex Rural |  | Accepted | 2025-06-25 | 2025-07-21 | 2026-07-21 | Inverters | Solar Edge | USE11400H-USMNBL75 | 11400 |  | 1 |  |  | 0.97 |  | Outdoor
NJADRE1559974249 | Administratively Determined Incentive Program | HIGHLAND LAKES | 7422 | 13.53 | Residential | Behind the Meter | Yes | Trinity Solar, LLC | Sussex Rural |  | Accepted | 2025-06-25 | 2025-07-21 | 2026-07-21 | Solar Panels | HANWHA | (Q.PEAK DUO BLK ML-G10.C+ 410) |  | 0.41 | 33 | 118 | 45 |  | Fixed | Roof
NJADRE1559974250 | Administratively Determined Incentive Program | MONTVILLE | 7045 | 16.53 | Residential | Behind the Meter | No | Solar Energy World | JCP&L |  | Accepted | 2025-06-25 | 2025-07-21 | 2026-07-21 | Inverters | Enphase | IQ8MC-72-M-US | 320 |  | 38 |  |  | 0 |  | Outside
NJADRE1559974250 | Administratively Determined Incentive Program | MONTVILLE | 7045 | 16.53 | Residential | Behind the Meter | No | Solar Energy World | JCP&L |  | Accepted | 2025-06-25 | 2025-07-21 | 2026-07-21 | Solar Panels | Hanwha | Q.TRON BLKM-G2+ 435W |  | 0.435 | 8 | 115 | 22 |  | Fixed | Roof
NJADRE1559974250 | Administratively Determined Incentive Program | MONTVILLE | 7045 | 16.53 | Residential | Behind the Meter | No | Solar Energy World | JCP&L |  | Accepted | 2025-06-25 | 2025-07-21 | 2026-07-21 | Solar Panels | Hanwha | Q.TRON BLKM-G2+ 435W |  | 0.435 | 3 | 292 | 24 |  | Fixed | Roof
NJADRE1559974250 | Administratively Determined Incentive Program | MONTVILLE | 7045 | 16.53 | Residential | Behind the Meter | No | Solar Energy World | JCP&L |  | Accepted | 2025-06-25 | 2025-07-21 | 2026-07-21 | Solar Panels | Hanwha | Q.TRON BLKM-G2+ 435W |  | 0.435 | 7 | 112 | 22 |  | Fixed | Roof
NJADRE1559974250 | Administratively Determined Incentive Program | MONTVILLE | 7045 | 16.53 | Residential | Behind the Meter | No | Solar Energy World | JCP&L |  | Accepted | 2025-06-25 | 2025-07-21 | 2026-07-21 | Solar Panels | Hanwha | Q.TRON BLKM-G2+ 435W |  | 0.435 | 14 | 112 | 20 |  | Fixed | Roof
NJADRE1559974250 | Administratively Determined Incentive Program | MONTVILLE | 7045 | 16.53 | Residential | Behind the Meter | No | Solar Energy World | JCP&L |  | Accepted | 2025-06-25 | 2025-07-21 | 2026-07-21 | Solar Panels | Hanwha | Q.TRON BLKM-G2+ 435W |  | 0.435 | 6 | 202 | 22 |  | Fixed | Roof
NJADRE1559974252 | Administratively Determined Incentive Program | IRVINGTON | 7111 | 6.97 | Residential | Behind the Meter | Yes | Sunrun Installation Services, Inc. | PSE&G |  | Accepted | 2025-06-25 | 2025-07-21 | 2026-07-21 | Inverters | TESLA | Powerwall 3 1707000-xx-y | 11500 |  | 1 |  |  | 0.97 |  | Outdoor | Next to meter
NJADRE1559974252 | Administratively Determined Incentive Program | IRVINGTON | 7111 | 6.97 | Residential | Behind the Meter | Yes | Sunrun Installation Services, Inc. | PSE&G |  | Accepted | 2025-06-25 | 2025-07-21 | 2026-07-21 | Electric Storage Battery | TESLA | Powerwall 3 1707000-xx-y |  |  | 1 |  |  |  | Lithium Ion |  | OUTSIDE
NJADRE1559974252 | Administratively Determined Incentive Program | IRVINGTON | 7111 | 6.97 | Residential | Behind the Meter | Yes | Sunrun Installation Services, Inc. | PSE&G |  | Accepted | 2025-06-25 | 2025-07-21 | 2026-07-21 | Solar Panels | Hanwha Q-Cells | Q.PEAK DUO BLK ML-G10+ 410 DCA (MD06G100A-017) |  | 0.41 | 17 | 216 | 3 |  | Fixed | Roof
NJADRE1559974259 | Administratively Determined Incentive Program | GREAT MEADOWS | 7838 | 10.25 | Residential | Behind the Meter | Yes | Trinity Solar, LLC | JCP&L |  | Accepted | 2025-06-25 | 2025-07-21 | 2026-07-21 | Inverters | SOLAREDGE | SE7600H-US | 7600 |  | 1 |  |  | 0.97 |  | Outside
NJADRE1559974259 | Administratively Determined Incentive Program | GREAT MEADOWS | 7838 | 10.25 | Residential | Behind the Meter | Yes | Trinity Solar, LLC | JCP&L |  | Accepted | 2025-06-25 | 2025-07-21 | 2026-07-21 | Solar Panels | HANWHA 410 (Q.PEAK DUO BLK ML-G10+410) | HANWHA 410 (Q.PEAK DUO BLK ML-G10+410) |  | 0.41 | 25 | 164 | 45 |  | Fixed | Roof
NJADRE1559974263 | Administratively Determined Incentive Program | HO HO KUS | 7423 | 9.315 | Residential | Behind the Meter | Yes | Sunrun Installation Services, Inc. | PSE&G |  | Accepted | 2025-06-25 | 2025-07-21 | 2026-07-21 | Solar Panels | JA Solar | JAM54S31-405/MR |  | 0.405 | 23 | 301 | 22 |  | Fixed | Roof
NJADRE1559974263 | Administratively Determined Incentive Program | HO HO KUS | 7423 | 9.315 | Residential | Behind the Meter | Yes | Sunrun Installation Services, Inc. | PSE&G |  | Accepted | 2025-06-25 | 2025-07-21 | 2026-07-21 | Inverters | SolarEdge Technologies | SE7600H-USMN | 7600 |  | 1 |  |  | 0.99 |  | Outdoor
NJADRE1559974264 | Administratively Determined Incentive Program | NORTH PLAINFIELD | 7060 | 11.745 | Residential | Behind the Meter | No | SunnyMac, LLC | PSE&G |  | Accepted | 2025-06-25 | 2025-07-21 | 2026-07-21 | Inverters | SOLAREDGE HOME HUB | SE7600H-US | 7600 |  | 1 |  |  | 0.99 |  | Outdoor | next to meter
NJADRE1559974264 | Administratively Determined Incentive Program | NORTH PLAINFIELD | 7060 | 11.745 | Residential | Behind the Meter | No | SunnyMac, LLC | PSE&G |  | Accepted | 2025-06-25 | 2025-07-21 | 2026-07-21 | Solar Panels | HANWHA | Q.TRON BLK M-G2+ |  | 0.435 | 22 | 130 | 24 |  | Fixed | Roof
NJADRE1559974264 | Administratively Determined Incentive Program | NORTH PLAINFIELD | 7060 | 11.745 | Residential | Behind the Meter | No | SunnyMac, LLC | PSE&G |  | Accepted | 2025-06-25 | 2025-07-21 | 2026-07-21 | Solar Panels | HANWHA | Q.TRON BLK M-G2+ |  | 0.435 | 5 | 220 | 24 |  | Fixed | Roof
NJADRE1559974267 | Administratively Determined Incentive Program | Northfield | 8225 | 10.25 | Residential | Behind the Meter | Yes | Define Solar, LLC | AC Electric |  | Accepted | 2025-06-25 | 2025-07-21 | 2026-07-21 | Solar Panels | Znshine | ZXM7-SH108 410 |  | 0.41 | 25 | 224 | 31 |  | Fixed | Roof
NJADRE1559974267 | Administratively Determined Incentive Program | Northfield | 8225 | 10.25 | Residential | Behind the Meter | Yes | Define Solar, LLC | AC Electric |  | Accepted | 2025-06-25 | 2025-07-21 | 2026-07-21 | Inverters | Enphase | IQ8PLUS-72-2-US | 289 |  | 25 |  |  | 0.976 |  | Outside | Under each pv panel
NJADRE1559974277 | Administratively Determined Incentive Program | TOMS RIVER | 8755 | 18.2 | Residential | Behind the Meter | No | Kamtech Solar Solutions | JCP&L |  | Accepted | 2025-06-25 | 2025-07-21 | 2026-07-21 | Solar Panels | CANADIAN SOLAR | CS6. 1-64TM-455 |  | 0.455 | 10 | 61 | 35 |  | Fixed | Roof
NJADRE1559974277 | Administratively Determined Incentive Program | TOMS RIVER | 8755 | 18.2 | Residential | Behind the Meter | No | Kamtech Solar Solutions | JCP&L |  | Accepted | 2025-06-25 | 2025-07-21 | 2026-07-21 | Inverters | ENPHASE | IQ8X-80-M-US | 384 |  | 40 |  |  | 0.97 |  | Outdoor | ROOFTOP
NJADRE1559974277 | Administratively Determined Incentive Program | TOMS RIVER | 8755 | 18.2 | Residential | Behind the Meter | No | Kamtech Solar Solutions | JCP&L |  | Accepted | 2025-06-25 | 2025-07-21 | 2026-07-21 | Solar Panels | CANADIAN SOLAR | CS6. 1-64TM-455 |  | 0.455 | 3 | 241 | 35 |  | Fixed | Roof
NJADRE1559974277 | Administratively Determined Incentive Program | TOMS RIVER | 8755 | 18.2 | Residential | Behind the Meter | No | Kamtech Solar Solutions | JCP&L |  | Accepted | 2025-06-25 | 2025-07-21 | 2026-07-21 | Solar Panels | CANADIAN SOLAR | CS6. 1-64TM-455 |  | 0.455 | 13 | 241 | 35 |  | Fixed | Roof
NJADRE1559974277 | Administratively Determined Incentive Program | TOMS RIVER | 8755 | 18.2 | Residential | Behind the Meter | No | Kamtech Solar Solutions | JCP&L |  | Accepted | 2025-06-25 | 2025-07-21 | 2026-07-21 | Solar Panels | CANADIAN SOLAR | CS6. 1-64TM-455 |  | 0.455 | 8 | 151 | 35 |  | Fixed | Roof
NJADRE1559974277 | Administratively Determined Incentive Program | TOMS RIVER | 8755 | 18.2 | Residential | Behind the Meter | No | Kamtech Solar Solutions | JCP&L |  | Accepted | 2025-06-25 | 2025-07-21 | 2026-07-21 | Solar Panels | CANADIAN SOLAR | CS6. 1-64TM-455 |  | 0.455 | 6 | 241 | 35 |  | Fixed | Roof
NJADRE1559974280 | Administratively Determined Incentive Program | Ocean City | 8226 | 7.79 | Residential | Behind the Meter | Yes | Define Solar, LLC | AC Electric |  | Accepted | 2025-06-25 | 2025-07-21 | 2026-07-21 | Inverters | Enphase | IQ8PLUS-72-2-US | 289 |  | 19 |  |  | 0.976 |  | Outside | Under each pv panel
NJADRE1559974280 | Administratively Determined Incentive Program | Ocean City | 8226 | 7.79 | Residential | Behind the Meter | Yes | Define Solar, LLC | AC Electric |  | Accepted | 2025-06-25 | 2025-07-21 | 2026-07-21 | Solar Panels | Znshine | ZXM7-SH108 410 |  | 0.41 | 19 | 0 | 0 |  | Fixed | Roof
NJADRE1559974282 | Administratively Determined Incentive Program | LINDEN | 7036 | 11.475 | Residential | Behind the Meter | Yes | Maier Solar Engineering dba Solar Me | PSE&G |  | Accepted | 2025-06-25 | 2025-07-21 | 2026-07-21 | Solar Panels | Jinko | JKM425N-54HL4-B |  | 0.425 | 11 | 35 | 13 |  | Fixed | Roof
NJADRE1559974282 | Administratively Determined Incentive Program | LINDEN | 7036 | 11.475 | Residential | Behind the Meter | Yes | Maier Solar Engineering dba Solar Me | PSE&G |  | Accepted | 2025-06-25 | 2025-07-21 | 2026-07-21 | Solar Panels | Jinko | JKM425N-54HL4-B |  | 0.425 | 11 | 215 | 38 |  | Fixed | Roof
NJADRE1559974282 | Administratively Determined Incentive Program | LINDEN | 7036 | 11.475 | Residential | Behind the Meter | Yes | Maier Solar Engineering dba Solar Me | PSE&G |  | Accepted | 2025-06-25 | 2025-07-21 | 2026-07-21 | Solar Panels | Jinko | JKM425N-54HL4-B |  | 0.425 | 1 | 215 | 34 |  | Fixed | Roof
NJADRE1559974282 | Administratively Determined Incentive Program | LINDEN | 7036 | 11.475 | Residential | Behind the Meter | Yes | Maier Solar Engineering dba Solar Me | PSE&G |  | Accepted | 2025-06-25 | 2025-07-21 | 2026-07-21 | Inverters | Solar Edge | SE10000H-US | 10000 |  | 1 |  |  | 0.97 |  | Outside | Next to meter
NJADRE1559974282 | Administratively Determined Incentive Program | LINDEN | 7036 | 11.475 | Residential | Behind the Meter | Yes | Maier Solar Engineering dba Solar Me | PSE&G |  | Accepted | 2025-06-25 | 2025-07-21 | 2026-07-21 | Solar Panels | Jinko | JKM425N-54HL4-B |  | 0.425 | 4 | 35 | 27 |  | Fixed | Roof
NJADRE1559974283 | Administratively Determined Incentive Program | ATLANTIC CITY | 8401 | 10.2 | Residential | Behind the Meter | Yes | Power Energy Solutions, LLC | AC Electric |  | Accepted | 2025-06-25 | 2025-07-21 | 2026-07-21 | Inverters | SolarEdge | SE5700H-US | 6 |  | 1 |  |  | 0.97 |  | Outdoor
NJADRE1559974283 | Administratively Determined Incentive Program | ATLANTIC CITY | 8401 | 10.2 | Residential | Behind the Meter | Yes | Power Energy Solutions, LLC | AC Electric |  | Accepted | 2025-06-25 | 2025-07-21 | 2026-07-21 | Solar Panels | Trina Solar | TSM-425NE09RC.05 |  | 0.425 | 24 | 110 | 47 |  | Fixed | Roof
NJADRE1559974290 | Administratively Determined Incentive Program | MORGANVILLE | 7751 | 13.05 | Residential | Behind the Meter | No | SunnyMac, LLC | JCP&L |  | Accepted | 2025-06-25 | 2025-07-21 | 2026-07-21 | Solar Panels | HANWHA | Q.TRON BLK M-G2+ |  | 0.435 | 23 | 180 | 26 |  | Fixed | Roof
NJADRE1559974290 | Administratively Determined Incentive Program | MORGANVILLE | 7751 | 13.05 | Residential | Behind the Meter | No | SunnyMac, LLC | JCP&L |  | Accepted | 2025-06-25 | 2025-07-21 | 2026-07-21 | Solar Panels | HANWHA | Q.TRON BLK M-G2+ |  | 0.435 | 7 | 180 | 26 |  | Fixed | Roof
NJADRE1559974290 | Administratively Determined Incentive Program | MORGANVILLE | 7751 | 13.05 | Residential | Behind the Meter | No | SunnyMac, LLC | JCP&L |  | Accepted | 2025-06-25 | 2025-07-21 | 2026-07-21 | Inverters | SOLAREDGE HOME HUB | SE10000H-US | 10000 |  | 1 |  |  | 0.99 |  | Outdoor | next to meter
NJADRE1559974294 | Administratively Determined Incentive Program | WILLINGBORO | 8046 | 9.84 | Residential | Behind the Meter | Yes | EMT Renewables, LLC | PSE&G |  | Accepted | 2025-06-25 | 2025-07-21 | 2026-07-21 | Solar Panels | MSE PERC | MSE-410 |  | 0.41 | 6 | 114 | 20 |  | Fixed | Roof
NJADRE1559974294 | Administratively Determined Incentive Program | WILLINGBORO | 8046 | 9.84 | Residential | Behind the Meter | Yes | EMT Renewables, LLC | PSE&G |  | Accepted | 2025-06-25 | 2025-07-21 | 2026-07-21 | Inverters | IQ8HC | IQ8+ | 290 |  | 24 |  |  | 0.98 |  | Other | UNDER EACH PANEL
NJADRE1559974294 | Administratively Determined Incentive Program | WILLINGBORO | 8046 | 9.84 | Residential | Behind the Meter | Yes | EMT Renewables, LLC | PSE&G |  | Accepted | 2025-06-25 | 2025-07-21 | 2026-07-21 | Solar Panels | MSE PERC | MSE-410 |  | 0.41 | 10 | 204 | 29 |  | Fixed | Roof
NJADRE1559974294 | Administratively Determined Incentive Program | WILLINGBORO | 8046 | 9.84 | Residential | Behind the Meter | Yes | EMT Renewables, LLC | PSE&G |  | Accepted | 2025-06-25 | 2025-07-21 | 2026-07-21 | Solar Panels | MSE PERC | MSE-410 |  | 0.41 | 8 | 294 | 16 |  | Fixed | Roof
NJADRE1559974296 | Administratively Determined Incentive Program | LAKEWOOD | 8701 | 12.6 | Residential | Behind the Meter | No | Powerlutions, LLC | JCP&L |  | Accepted | 2025-06-25 | 2025-07-22 | 2026-07-22 | Inverters | Enphase | IQ8MC-72-M-US | 320 |  | 28 |  |  | 0.98 |  | Outdoor
NJADRE1559974296 | Administratively Determined Incentive Program | LAKEWOOD | 8701 | 12.6 | Residential | Behind the Meter | No | Powerlutions, LLC | JCP&L |  | Accepted | 2025-06-25 | 2025-07-22 | 2026-07-22 | Solar Panels | CANADIAN | CS6.1-54TM-450H |  | 0.45 | 28 | 98 | 30 |  | Fixed | Roof
NJADRE1559974304 | Administratively Determined Incentive Program | EAST BRUNSWICK | 8816 | 12.04 | Residential | Behind the Meter | No | Green Power Energy, LLC | JCP&L |  | Accepted | 2025-06-25 | 2025-07-21 | 2026-07-21 | Inverters | Enphase Energy | IQ8MC-72-M-US [240V] | 320 |  | 28 |  |  | 0.98 |  | Outside | Roof
NJADRE1559974304 | Administratively Determined Incentive Program | EAST BRUNSWICK | 8816 | 12.04 | Residential | Behind the Meter | No | Green Power Energy, LLC | JCP&L |  | Accepted | 2025-06-25 | 2025-07-21 | 2026-07-21 | Solar Panels | SEG Solar | SEG-430-BTD-BG |  | 0.43 | 28 | 119 | 23 |  | Fixed | Roof
NJADRE1559974305 | Administratively Determined Incentive Program | OCEAN CITY | 8226 | 3.28 | Residential | Behind the Meter | Yes | Define Solar, LLC | AC Electric |  | Accepted | 2025-06-25 | 2025-07-21 | 2026-07-21 | Inverters | Enphase | IQ8PLUS-72-2-US | 289 |  | 8 |  |  | 0.976 |  | Outside | Under each pv panel
NJADRE1559974305 | Administratively Determined Incentive Program | OCEAN CITY | 8226 | 3.28 | Residential | Behind the Meter | Yes | Define Solar, LLC | AC Electric |  | Accepted | 2025-06-25 | 2025-07-21 | 2026-07-21 | Solar Panels | Znshine | ZXM7-SH108 410 |  | 0.41 | 8 | 224 | 47 |  | Fixed | Roof
NJADRE1559974319 | Administratively Determined Incentive Program | ELMWOOD PARK | 7407 | 8.715 | Residential | Behind the Meter | Yes | Big Wave Roofing and Solar, LLC | PSE&G |  | Accepted | 2025-06-25 | 2025-07-21 | 2026-07-21 | Inverters | Enphase | IQ8HC-72-M-DOM-US | 380 |  | 21 |  |  | 0.97 |  | Outdoor
NJADRE1559974319 | Administratively Determined Incentive Program | ELMWOOD PARK | 7407 | 8.715 | Residential | Behind the Meter | Yes | Big Wave Roofing and Solar, LLC | PSE&G |  | Accepted | 2025-06-25 | 2025-07-21 | 2026-07-21 | Solar Panels | HANWHA | QCELLS Q.PEAK DUO BLK ML-G10.C+415w |  | 0.415 | 4 | 160 | 22 |  | Fixed | Roof
NJADRE1559974319 | Administratively Determined Incentive Program | ELMWOOD PARK | 7407 | 8.715 | Residential | Behind the Meter | Yes | Big Wave Roofing and Solar, LLC | PSE&G |  | Accepted | 2025-06-25 | 2025-07-21 | 2026-07-21 | Solar Panels | HANWHA | QCELLS Q.PEAK DUO BLK ML-G10.C+415w |  | 0.415 | 7 | 340 | 10 |  | Fixed | Roof
NJADRE1559974319 | Administratively Determined Incentive Program | ELMWOOD PARK | 7407 | 8.715 | Residential | Behind the Meter | Yes | Big Wave Roofing and Solar, LLC | PSE&G |  | Accepted | 2025-06-25 | 2025-07-21 | 2026-07-21 | Solar Panels | HANWHA | QCELLS Q.PEAK DUO BLK ML-G10.C+415w |  | 0.415 | 10 | 160 | 9 |  | Fixed | Roof
NJADRE1559974325 | Administratively Determined Incentive Program | DUMONT | 7628 | 3.28 | Residential | Behind the Meter | Yes | Trinity Solar, LLC | PSE&G |  | Accepted | 2025-06-25 | 2025-07-21 | 2026-07-21 | Solar Panels | Hanwha | Q.PEAK DUO BLK ML-G10+ 410 |  | 0.41 | 8 | 177 | 40 |  | Fixed | Roof
NJADRE1559974325 | Administratively Determined Incentive Program | DUMONT | 7628 | 3.28 | Residential | Behind the Meter | Yes | Trinity Solar, LLC | PSE&G |  | Accepted | 2025-06-25 | 2025-07-21 | 2026-07-21 | Inverters | Solar Edge | USE3800H-US | 3800 |  | 1 |  |  | 0.97 |  | Outside
NJADRE1559974326 | Administratively Determined Incentive Program | BELLE MEAD | 8502 | 6.56 | Residential | Behind the Meter | Yes | Define Solar, LLC | PSE&G |  | Accepted | 2025-06-25 | 2025-07-23 | 2026-07-23 | Solar Panels | Znshine | ZXM7-SH108 410 |  | 0.41 | 5 | 277 | 27 |  | Fixed | Roof
NJADRE1559974326 | Administratively Determined Incentive Program | BELLE MEAD | 8502 | 6.56 | Residential | Behind the Meter | Yes | Define Solar, LLC | PSE&G |  | Accepted | 2025-06-25 | 2025-07-23 | 2026-07-23 | Inverters | Enphase | IQ8PLUS-72-2-US | 289 |  | 5 |  |  | 0.976 |  | Outside | Under each pv panel
NJADRE1559974326 | Administratively Determined Incentive Program | BELLE MEAD | 8502 | 6.56 | Residential | Behind the Meter | Yes | Define Solar, LLC | PSE&G |  | Accepted | 2025-06-25 | 2025-07-23 | 2026-07-23 | Solar Panels | Znshine | ZXM7-SH108 410 |  | 0.41 | 5 | 187 | 27 |  | Fixed | Roof
NJADRE1559974326 | Administratively Determined Incentive Program | BELLE MEAD | 8502 | 6.56 | Residential | Behind the Meter | Yes | Define Solar, LLC | PSE&G |  | Accepted | 2025-06-25 | 2025-07-23 | 2026-07-23 | Inverters | Enphase | IQ8PLUS-72-2-US | 289 |  | 5 |  |  | 0.976 |  | Outside | Under each pv panel
NJADRE1559974326 | Administratively Determined Incentive Program | BELLE MEAD | 8502 | 6.56 | Residential | Behind the Meter | Yes | Define Solar, LLC | PSE&G |  | Accepted | 2025-06-25 | 2025-07-23 | 2026-07-23 | Solar Panels | Znshine | ZXM7-SH108 410 |  | 0.41 | 6 | 97 | 27 |  | Fixed | Roof
NJADRE1559974326 | Administratively Determined Incentive Program | BELLE MEAD | 8502 | 6.56 | Residential | Behind the Meter | Yes | Define Solar, LLC | PSE&G |  | Accepted | 2025-06-25 | 2025-07-23 | 2026-07-23 | Inverters | Enphase | IQ8PLUS-72-2-US | 289 |  | 6 |  |  | 0.976 |  | Outside | Under each pv panel
NJADRE1559974334 | Administratively Determined Incentive Program | Haddonfield Boro | 8033 | 11.18 | Residential | Behind the Meter | No | Green Power Energy, LLC | PSE&G |  | Accepted | 2025-06-25 | 2025-07-21 | 2026-07-21 | Solar Panels | SEG Solar | SEG-430-BTD-BG |  | 0.43 | 5 | 45 | 34 |  | Fixed | Roof
NJADRE1559974334 | Administratively Determined Incentive Program | Haddonfield Boro | 8033 | 11.18 | Residential | Behind the Meter | No | Green Power Energy, LLC | PSE&G |  | Accepted | 2025-06-25 | 2025-07-21 | 2026-07-21 | Solar Panels | SEG Solar | SEG-430-BTD-BG |  | 0.43 | 7 | 135 | 37 |  | Fixed | Roof
NJADRE1559974334 | Administratively Determined Incentive Program | Haddonfield Boro | 8033 | 11.18 | Residential | Behind the Meter | No | Green Power Energy, LLC | PSE&G |  | Accepted | 2025-06-25 | 2025-07-21 | 2026-07-21 | Inverters | Enphase Energy | IQ8MC-72-M-US [240V] | 320 |  | 26 |  |  | 0.98 |  | Outside | Roof
NJADRE1559974334 | Administratively Determined Incentive Program | Haddonfield Boro | 8033 | 11.18 | Residential | Behind the Meter | No | Green Power Energy, LLC | PSE&G |  | Accepted | 2025-06-25 | 2025-07-21 | 2026-07-21 | Solar Panels | SEG Solar | SEG-430-BTD-BG |  | 0.43 | 14 | 225 | 34 |  | Fixed | Roof
NJADRE1559974339 | Administratively Determined Incentive Program | NORTHFIELD | 8225 | 9.03 | Residential | Behind the Meter | No | EMT Renewables, LLC | AC Electric |  | Accepted | 2025-06-25 | 2025-07-21 | 2026-07-21 | Inverters | ENPHASE | IQ8+ | 590 |  | 21 |  |  | 0.98 |  | Other | UNDER EACH PANEL
NJADRE1559974339 | Administratively Determined Incentive Program | NORTHFIELD | 8225 | 9.03 | Residential | Behind the Meter | No | EMT Renewables, LLC | AC Electric |  | Accepted | 2025-06-25 | 2025-07-21 | 2026-07-21 | Solar Panels | Q CELLS | Q TRON |  | 0.43 | 21 | 128 | 28 |  | Fixed | Roof
NJADRE1559974350 | Administratively Determined Incentive Program | New Providence | 7974 | 54.405 | School Other | Behind the Meter | No | Solar States, LLC | JCP&L |  | Accepted | 2025-07-17 | 2025-08-14 | 2026-08-14 | Solar Panels | SEG | SEG-585-BTA-BG |  | 0.585 | 93 | 156 | 10 |  | Fixed | Roof
NJADRE1559974350 | Administratively Determined Incentive Program | New Providence | 7974 | 54.405 | School Other | Behind the Meter | No | Solar States, LLC | JCP&L |  | Accepted | 2025-07-17 | 2025-08-14 | 2026-08-14 | Inverters | CPS | CPS SCA25KTL-DO/US-208 | 50000 |  | 2 |  |  | 0.97 |  | Outdoor
NJADRE1559974350 | Administratively Determined Incentive Program | New Providence | 7974 | 54.405 | School Other | Behind the Meter | No | Solar States, LLC | JCP&L |  | Accepted | 2025-07-17 | 2025-08-14 | 2026-08-14 | Meters | CPS | CPS |  |  | 1 |  |  |  | Yes | Outdoor
NJADRE1559974351 | Administratively Determined Incentive Program | WILLINGBORO | 8046 | 6.96 | Residential | Behind the Meter | Yes | SunnyMac, LLC | PSE&G |  | Accepted | 2025-06-25 | 2025-07-21 | 2026-07-21 | Solar Panels | HANWHA | Q.TRON BLK M-G2+ |  | 0.435 | 10 | 213 | 22 |  | Fixed | Roof
NJADRE1559974351 | Administratively Determined Incentive Program | WILLINGBORO | 8046 | 6.96 | Residential | Behind the Meter | Yes | SunnyMac, LLC | PSE&G |  | Accepted | 2025-06-25 | 2025-07-21 | 2026-07-21 | Inverters | SOLAREDGE | SE5700H-US | 5760 |  | 1 |  |  | 0.99 |  | Outdoor | next to meter
NJADRE1559974351 | Administratively Determined Incentive Program | WILLINGBORO | 8046 | 6.96 | Residential | Behind the Meter | Yes | SunnyMac, LLC | PSE&G |  | Accepted | 2025-06-25 | 2025-07-21 | 2026-07-21 | Solar Panels | HANWHA | Q.TRON BLK M-G2+ |  | 0.435 | 6 | 123 | 23 |  | Fixed | Roof
NJADRE1559974351 | Administratively Determined Incentive Program | WILLINGBORO | 8046 | 6.96 | Residential | Behind the Meter | Yes | SunnyMac, LLC | PSE&G |  | Accepted | 2025-06-25 | 2025-07-21 | 2026-07-21 | Meters | SOLAREDGE | SE-RGMTR-1D-240C-C |  |  | 1 |  |  |  | Yes | Outdoor
NJADRE1559975507 | Administratively Determined Incentive Program | HAMILTON TOWNSHIP | 8691 | 6.525 | Residential | Behind the Meter | Yes | SunnyMac, LLC | PSE&G |  | Accepted | 2025-06-25 | 2025-07-21 | 2026-07-21 | Solar Panels | HANWHA | Q.TRON BLK M-G2+ |  | 0.435 | 15 | 130 | 39 |  | Fixed | Roof
NJADRE1559975507 | Administratively Determined Incentive Program | HAMILTON TOWNSHIP | 8691 | 6.525 | Residential | Behind the Meter | Yes | SunnyMac, LLC | PSE&G |  | Accepted | 2025-06-25 | 2025-07-21 | 2026-07-21 | Inverters | SOLAREDGE HOME HUB | SE5700H-US | 5760 |  | 1 |  |  | 0.99 |  | Outdoor | next to meter
NJADRE1559975507 | Administratively Determined Incentive Program | HAMILTON TOWNSHIP | 8691 | 6.525 | Residential | Behind the Meter | Yes | SunnyMac, LLC | PSE&G |  | Accepted | 2025-06-25 | 2025-07-21 | 2026-07-21 | Meters | SOLAREDGE HOME HUB | SE-RGMTR-1D-240C-B |  |  | 1 |  |  |  | Yes | Outdoor
NJADRE1559975969 | Administratively Determined Incentive Program | Mount Laurel | 8054 | 11.9 | Residential | Behind the Meter | No | Maier Solar Engineering dba Solar Me | PSE&G |  | Accepted | 2025-06-25 | 2025-07-21 | 2026-07-21 | Inverters | Enphase | IQ8AC | 349 |  | 28 |  |  | 0.96 |  | Outdoor | Next to meter
NJADRE1559975969 | Administratively Determined Incentive Program | Mount Laurel | 8054 | 11.9 | Residential | Behind the Meter | No | Maier Solar Engineering dba Solar Me | PSE&G |  | Accepted | 2025-06-25 | 2025-07-21 | 2026-07-21 | Solar Panels | Jinko | JKM425N-54HL4-B |  | 0.425 | 28 | 191 | 34 |  | Fixed | Roof
NJADRE1559976052 | Administratively Determined Incentive Program | MULLICA HILL | 8062 | 7.29 | Residential | Behind the Meter | Yes | Sunrun Installation Services, Inc. | AC Electric |  | Accepted | 2025-06-25 | 2025-07-23 | 2026-07-23 | Solar Panels | JA Solar | JAM54S31-405/MR |  | 0.405 | 4 | 19 | 22 |  | Fixed | Roof
NJADRE1559976052 | Administratively Determined Incentive Program | MULLICA HILL | 8062 | 7.29 | Residential | Behind the Meter | Yes | Sunrun Installation Services, Inc. | AC Electric |  | Accepted | 2025-06-25 | 2025-07-23 | 2026-07-23 | Solar Panels | JA Solar | JAM54S31-405/MR |  | 0.405 | 14 | 199 | 22 |  | Fixed | Roof
NJADRE1559976052 | Administratively Determined Incentive Program | MULLICA HILL | 8062 | 7.29 | Residential | Behind the Meter | Yes | Sunrun Installation Services, Inc. | AC Electric |  | Accepted | 2025-06-25 | 2025-07-23 | 2026-07-23 | Inverters | SolarEdge Technologies | SE5700H-USMN | 5760 |  | 1 |  |  | 0.99 |  | Outdoor | Next to meter
NJADRE1559976689 | Administratively Determined Incentive Program | UNION | 7083 | 10.25 | Residential | Behind the Meter | Yes | Trinity Solar, LLC | PSE&G |  | Accepted | 2025-06-25 | 2025-07-21 | 2026-07-21 | Inverters | Solar Edge | USE7600H-US | 7600 |  | 1 |  |  | 0.97 |  | Outside
NJADRE1559976689 | Administratively Determined Incentive Program | UNION | 7083 | 10.25 | Residential | Behind the Meter | Yes | Trinity Solar, LLC | PSE&G |  | Accepted | 2025-06-25 | 2025-07-21 | 2026-07-21 | Solar Panels | Hanwha | Q.PEAK DUO BLK ML-G10+ 410 |  | 0.41 | 8 | 7 | 34 |  | Fixed | Roof
NJADRE1559976689 | Administratively Determined Incentive Program | UNION | 7083 | 10.25 | Residential | Behind the Meter | Yes | Trinity Solar, LLC | PSE&G |  | Accepted | 2025-06-25 | 2025-07-21 | 2026-07-21 | Solar Panels | Hanwha | Q.PEAK DUO BLK ML-G10+ 410 |  | 0.41 | 14 | 187 | 34 |  | Fixed | Roof
NJADRE1559976689 | Administratively Determined Incentive Program | UNION | 7083 | 10.25 | Residential | Behind the Meter | Yes | Trinity Solar, LLC | PSE&G |  | Accepted | 2025-06-25 | 2025-07-21 | 2026-07-21 | Solar Panels | Hanwha | Q.PEAK DUO BLK ML-G10+ 410 |  | 0.41 | 3 | 187 | 23 |  | Fixed | Roof
NJADRE1559977168 | Administratively Determined Incentive Program | CARTERET | 7008 | 9.135 | Residential | Behind the Meter | No | Solar Energy World | PSE&G |  | Accepted | 2025-06-25 | 2025-07-21 | 2026-07-21 | Solar Panels | Hanwha | Q.TRON BLKM-G2+ 435W |  | 0.435 | 10 | 204 | 14 |  | Fixed | Roof
NJADRE1559977168 | Administratively Determined Incentive Program | CARTERET | 7008 | 9.135 | Residential | Behind the Meter | No | Solar Energy World | PSE&G |  | Accepted | 2025-06-25 | 2025-07-21 | 2026-07-21 | Solar Panels | Hanwha | Q.TRON BLKM-G2+ 435W |  | 0.435 | 3 | 204 | 24 |  | Fixed | Roof
NJADRE1559977168 | Administratively Determined Incentive Program | CARTERET | 7008 | 9.135 | Residential | Behind the Meter | No | Solar Energy World | PSE&G |  | Accepted | 2025-06-25 | 2025-07-21 | 2026-07-21 | Inverters | Enphase | IQ8+-72-M-US | 290 |  | 21 |  |  | 0.97 |  | Outside
NJADRE1559977168 | Administratively Determined Incentive Program | CARTERET | 7008 | 9.135 | Residential | Behind the Meter | No | Solar Energy World | PSE&G |  | Accepted | 2025-06-25 | 2025-07-21 | 2026-07-21 | Solar Panels | Hanwha | Q.TRON BLKM-G2+ 435W |  | 0.435 | 8 | 204 | 13 |  | Fixed | Roof
NJADRE1559977391 | Administratively Determined Incentive Program | WOODBURY | 8096 | 10.66 | Residential | Behind the Meter | Yes | Pro Custom Solar dba Momentum Solar | PSE&G |  | Accepted | 2025-07-03 | 2025-07-25 | 2026-07-25 | Inverters | ENPHASE | IQ8HC-72-M-DOM-US | 380 |  | 26 |  |  | 0.97 |  | Outdoor
NJADRE1559977391 | Administratively Determined Incentive Program | WOODBURY | 8096 | 10.66 | Residential | Behind the Meter | Yes | Pro Custom Solar dba Momentum Solar | PSE&G |  | Accepted | 2025-07-03 | 2025-07-25 | 2026-07-25 | Solar Panels | HANWHA | Q.peak duo blk-g10+410 |  | 0.41 | 13 | 107 | 24 |  | Fixed | Roof
NJADRE1559977391 | Administratively Determined Incentive Program | WOODBURY | 8096 | 10.66 | Residential | Behind the Meter | Yes | Pro Custom Solar dba Momentum Solar | PSE&G |  | Accepted | 2025-07-03 | 2025-07-25 | 2026-07-25 | Solar Panels | HANWHA | Q.peak duo blk-g10+410 |  | 0.41 | 13 | 287 | 24 |  | Fixed | Roof
NJADRE1559978434 | Administratively Determined Incentive Program | SCOTCH PLAINS | 7076 | 13.76 | Residential | Behind the Meter | No | EMT Renewables, LLC | PSE&G |  | Accepted | 2025-06-25 | 2025-07-22 | 2026-07-22 | Inverters | ENPHASE | IQ8+ | 290 |  | 32 |  |  | 0.98 |  | Other | UNDER EACH PANEL
NJADRE1559978434 | Administratively Determined Incentive Program | SCOTCH PLAINS | 7076 | 13.76 | Residential | Behind the Meter | No | EMT Renewables, LLC | PSE&G |  | Accepted | 2025-06-25 | 2025-07-22 | 2026-07-22 | Solar Panels | Q CELLS | Q TRON |  | 0.43 | 8 | 308 | 23 |  | Fixed | Roof
NJADRE1559978434 | Administratively Determined Incentive Program | SCOTCH PLAINS | 7076 | 13.76 | Residential | Behind the Meter | No | EMT Renewables, LLC | PSE&G |  | Accepted | 2025-06-25 | 2025-07-22 | 2026-07-22 | Solar Panels | Q CELLS | Q TRON |  | 0.43 | 4 | 218 | 23 |  | Fixed | Roof
NJADRE1559978434 | Administratively Determined Incentive Program | SCOTCH PLAINS | 7076 | 13.76 | Residential | Behind the Meter | No | EMT Renewables, LLC | PSE&G |  | Accepted | 2025-06-25 | 2025-07-22 | 2026-07-22 | Solar Panels | Q CELLS | Q TRON |  | 0.43 | 6 | 128 | 22 |  | Fixed | Roof
NJADRE1559978434 | Administratively Determined Incentive Program | SCOTCH PLAINS | 7076 | 13.76 | Residential | Behind the Meter | No | EMT Renewables, LLC | PSE&G |  | Accepted | 2025-06-25 | 2025-07-22 | 2026-07-22 | Solar Panels | Q CELLS | Q TRON |  | 0.43 | 6 | 308 | 22 |  | Fixed | Roof
NJADRE1559978434 | Administratively Determined Incentive Program | SCOTCH PLAINS | 7076 | 13.76 | Residential | Behind the Meter | No | EMT Renewables, LLC | PSE&G |  | Accepted | 2025-06-25 | 2025-07-22 | 2026-07-22 | Solar Panels | Q CELLS | Q TRON |  | 0.43 | 8 | 128 | 23 |  | Fixed | Roof
NJADRE1559978727 | Administratively Determined Incentive Program | LAKE HIAWATHA | 7034 | 7.38 | Residential | Behind the Meter | Yes | Trinity Solar, LLC | JCP&L |  | Accepted | 2025-06-25 | 2025-07-21 | 2026-07-21 | Solar Panels | HANWHA 410 (Q.PEAK DUO BLK ML-G10+410) | HANWHA 410 (Q.PEAK DUO BLK ML-G10+410) |  | 0.41 | 5 | 280 | 24 |  | Fixed | Roof
NJADRE1559978727 | Administratively Determined Incentive Program | LAKE HIAWATHA | 7034 | 7.38 | Residential | Behind the Meter | Yes | Trinity Solar, LLC | JCP&L |  | Accepted | 2025-06-25 | 2025-07-21 | 2026-07-21 | Solar Panels | HANWHA 410 (Q.PEAK DUO BLK ML-G10+410) | HANWHA 410 (Q.PEAK DUO BLK ML-G10+410) |  | 0.41 | 5 | 10 | 19 |  | Fixed | Roof
NJADRE1559978727 | Administratively Determined Incentive Program | LAKE HIAWATHA | 7034 | 7.38 | Residential | Behind the Meter | Yes | Trinity Solar, LLC | JCP&L |  | Accepted | 2025-06-25 | 2025-07-21 | 2026-07-21 | Inverters | SOLAREDGE | SE5700H-US | 5700 |  | 1 |  |  | 0.97 |  | Outside
NJADRE1559978727 | Administratively Determined Incentive Program | LAKE HIAWATHA | 7034 | 7.38 | Residential | Behind the Meter | Yes | Trinity Solar, LLC | JCP&L |  | Accepted | 2025-06-25 | 2025-07-21 | 2026-07-21 | Solar Panels | HANWHA 410 (Q.PEAK DUO BLK ML-G10+410) | HANWHA 410 (Q.PEAK DUO BLK ML-G10+410) |  | 0.41 | 2 | 280 | 13 |  | Fixed | Roof
NJADRE1559978727 | Administratively Determined Incentive Program | LAKE HIAWATHA | 7034 | 7.38 | Residential | Behind the Meter | Yes | Trinity Solar, LLC | JCP&L |  | Accepted | 2025-06-25 | 2025-07-21 | 2026-07-21 | Solar Panels | HANWHA 410 (Q.PEAK DUO BLK ML-G10+410) | HANWHA 410 (Q.PEAK DUO BLK ML-G10+410) |  | 0.41 | 6 | 190 | 19 |  | Fixed | Roof
NJADRE1559978950 | Administratively Determined Incentive Program | PENNSAUKEN TWP | 8110 | 5.67 | Residential | Behind the Meter | Yes | Sunrun Installation Services, Inc. | PSE&G |  | Accepted | 2025-06-25 | 2025-07-21 | 2026-07-21 | Solar Panels | JA Solar | JAM54S31-405/MR |  | 0.405 | 14 | 99 | 18 |  | Fixed | Roof
NJADRE1559978950 | Administratively Determined Incentive Program | PENNSAUKEN TWP | 8110 | 5.67 | Residential | Behind the Meter | Yes | Sunrun Installation Services, Inc. | PSE&G |  | Accepted | 2025-06-25 | 2025-07-21 | 2026-07-21 | Inverters | SolarEdge Technologies | SE3800H-USMN | 3800 |  | 1 |  |  | 0.99 |  | Outdoor | Next to meter
NJADRE1559979828 | Administratively Determined Incentive Program | NEWARK | 7112 | 4.92 | Residential | Behind the Meter | Yes | Pro Custom Solar dba Momentum Solar | PSE&G |  | Accepted | 2025-06-25 | 2025-07-21 | 2026-07-21 | Inverters | ENPHASE | Q.PEAK DUO BLK ML-G10+410 | 380 |  | 12 |  |  | 0.97 |  | Outdoor
NJADRE1559979828 | Administratively Determined Incentive Program | NEWARK | 7112 | 4.92 | Residential | Behind the Meter | Yes | Pro Custom Solar dba Momentum Solar | PSE&G |  | Accepted | 2025-06-25 | 2025-07-21 | 2026-07-21 | Solar Panels | HANWHA | Q.PEAK DUO BLK ML-G10+410 |  | 0.41 | 12 | 126 | 27 |  | Fixed | Roof
NJADRE1559979829 | Administratively Determined Incentive Program | GILLETTE | 7933 | 6.525 | Residential | Behind the Meter | No | EMT Renewables, LLC | JCP&L |  | Accepted | 2025-06-25 | 2025-07-21 | 2026-07-21 | Solar Panels | Q CELLS | Q TRON |  | 0.435 | 9 | 242 | 26 |  | Fixed | Roof
NJADRE1559979829 | Administratively Determined Incentive Program | GILLETTE | 7933 | 6.525 | Residential | Behind the Meter | No | EMT Renewables, LLC | JCP&L |  | Accepted | 2025-06-25 | 2025-07-21 | 2026-07-21 | Solar Panels | Q CELLS | Q TRON |  | 0.435 | 6 | 62 | 26 |  | Fixed | Roof
NJADRE1559979829 | Administratively Determined Incentive Program | GILLETTE | 7933 | 6.525 | Residential | Behind the Meter | No | EMT Renewables, LLC | JCP&L |  | Accepted | 2025-06-25 | 2025-07-21 | 2026-07-21 | Inverters | ENPHASE | IQ8+ | 290 |  | 15 |  |  | 0.98 |  | Other | UNDER EACH PANEL
NJADRE1559979833 | Administratively Determined Incentive Program | Ledgewood | 7852 | 14.35 | Residential | Behind the Meter | Yes | Sunrun Installation Services, Inc. | JCP&L |  | Accepted | 2025-06-25 | 2025-07-21 | 2026-07-21 | Solar Panels | HANWHA Q-CELLS | Q.PEAK DUO BLK ML-G10+ 410 DCA |  | 0.41 | 7 | 277 | 36 |  | Fixed | Roof
NJADRE1559979833 | Administratively Determined Incentive Program | Ledgewood | 7852 | 14.35 | Residential | Behind the Meter | Yes | Sunrun Installation Services, Inc. | JCP&L |  | Accepted | 2025-06-25 | 2025-07-21 | 2026-07-21 | Inverters | Tesla | POWERWALL 3 1707000-XX-Y | 11500 |  | 2 |  |  | 0.97 |  | Outside
NJADRE1559979833 | Administratively Determined Incentive Program | Ledgewood | 7852 | 14.35 | Residential | Behind the Meter | Yes | Sunrun Installation Services, Inc. | JCP&L |  | Accepted | 2025-06-25 | 2025-07-21 | 2026-07-21 | Solar Panels | HANWHA Q-CELLS | Q.PEAK DUO BLK ML-G10+ 410 DCA |  | 0.41 | 12 | 187 | 36 |  | Fixed | Roof
NJADRE1559979833 | Administratively Determined Incentive Program | Ledgewood | 7852 | 14.35 | Residential | Behind the Meter | Yes | Sunrun Installation Services, Inc. | JCP&L |  | Accepted | 2025-06-25 | 2025-07-21 | 2026-07-21 | Solar Panels | HANWHA Q-CELLS | Q.PEAK DUO BLK ML-G10+ 410 DCA |  | 0.41 | 16 | 187 | 36 |  | Fixed | Roof
NJADRE1559979833 | Administratively Determined Incentive Program | Ledgewood | 7852 | 14.35 | Residential | Behind the Meter | Yes | Sunrun Installation Services, Inc. | JCP&L |  | Accepted | 2025-06-25 | 2025-07-21 | 2026-07-21 | Electric Storage Battery | Tesla | POWERWALL 3 1707000-XX-Y |  |  | 2 |  |  |  | Lithium Ion |  | OUTSIDE
NJADRE1559979847 | Administratively Determined Incentive Program | Morganville | 7751 | 9.43 | Residential | Behind the Meter | Yes | Trinity Solar, LLC | JCP&L |  | Accepted | 2025-06-25 | 2025-07-21 | 2026-07-21 | Solar Panels | HANWHA 410 (Q.PEAK DUO BLK ML-G10+410) | HANWHA 410 (Q.PEAK DUO BLK ML-G10+410) |  | 0.41 | 5 | 148 | 23 |  | Fixed | Roof
NJADRE1559979847 | Administratively Determined Incentive Program | Morganville | 7751 | 9.43 | Residential | Behind the Meter | Yes | Trinity Solar, LLC | JCP&L |  | Accepted | 2025-06-25 | 2025-07-21 | 2026-07-21 | Solar Panels | HANWHA 410 (Q.PEAK DUO BLK ML-G10+410) | HANWHA 410 (Q.PEAK DUO BLK ML-G10+410) |  | 0.41 | 18 | 238 | 23 |  | Fixed | Roof
NJADRE1559979847 | Administratively Determined Incentive Program | Morganville | 7751 | 9.43 | Residential | Behind the Meter | Yes | Trinity Solar, LLC | JCP&L |  | Accepted | 2025-06-25 | 2025-07-21 | 2026-07-21 | Inverters | SOLAREDGE | SE7600H-US | 7600 |  | 1 |  |  | 0.97 |  | Outside
NJADRE1559979849 | Administratively Determined Incentive Program | Passaic City | 7055 | 8.55 | Residential | Behind the Meter | No | Over the Top Solar Solutions, LLC | PSE&G |  | Accepted | 2025-06-25 | 2025-07-21 | 2026-07-21 | Solar Panels | CANADIAN SOLAR | CS6.1-54TM-450H |  | 0.45 | 10 | 217 | 38 |  | Fixed | Roof
NJADRE1559979849 | Administratively Determined Incentive Program | Passaic City | 7055 | 8.55 | Residential | Behind the Meter | No | Over the Top Solar Solutions, LLC | PSE&G |  | Accepted | 2025-06-25 | 2025-07-21 | 2026-07-21 | Solar Panels | CANADIAN SOLAR | CS6.1-54TM-450H |  | 0.45 | 5 | 217 | 38 |  | Fixed | Roof
NJADRE1559979849 | Administratively Determined Incentive Program | Passaic City | 7055 | 8.55 | Residential | Behind the Meter | No | Over the Top Solar Solutions, LLC | PSE&G |  | Accepted | 2025-06-25 | 2025-07-21 | 2026-07-21 | Solar Panels | CANADIAN SOLAR | CS6.1-54TM-450H |  | 0.45 | 4 | 217 | 16 |  | Fixed | Roof
NJADRE1559979849 | Administratively Determined Incentive Program | Passaic City | 7055 | 8.55 | Residential | Behind the Meter | No | Over the Top Solar Solutions, LLC | PSE&G |  | Accepted | 2025-06-25 | 2025-07-21 | 2026-07-21 | Inverters | ENPHASE | IQ8A-72-M-US | 349 |  | 19 |  |  | 0.977 |  | Outside
NJADRE1559979852 | Administratively Determined Incentive Program | Mullica Hill | 8062 | 7.79 | Residential | Behind the Meter | Yes | Trinity Solar, LLC | AC Electric |  | Accepted | 2025-06-25 | 2025-07-22 | 2026-07-22 | Solar Panels | HANWHA | (Q.PEAK DUO BLK ML-G10+ 410) |  | 0.41 | 4 | 206 | 28 |  | Fixed | Roof
NJADRE1559979852 | Administratively Determined Incentive Program | Mullica Hill | 8062 | 7.79 | Residential | Behind the Meter | Yes | Trinity Solar, LLC | AC Electric |  | Accepted | 2025-06-25 | 2025-07-22 | 2026-07-22 | Solar Panels | HANWHA | (Q.PEAK DUO BLK ML-G10+ 410) |  | 0.41 | 3 | 116 | 30 |  | Fixed | Roof
NJADRE1559979852 | Administratively Determined Incentive Program | Mullica Hill | 8062 | 7.79 | Residential | Behind the Meter | Yes | Trinity Solar, LLC | AC Electric |  | Accepted | 2025-06-25 | 2025-07-22 | 2026-07-22 | Solar Panels | HANWHA | (Q.PEAK DUO BLK ML-G10+ 410) |  | 0.41 | 10 | 116 | 32 |  | Fixed | Roof
NJADRE1559979852 | Administratively Determined Incentive Program | Mullica Hill | 8062 | 7.79 | Residential | Behind the Meter | Yes | Trinity Solar, LLC | AC Electric |  | Accepted | 2025-06-25 | 2025-07-22 | 2026-07-22 | Solar Panels | HANWHA | (Q.PEAK DUO BLK ML-G10+ 410) |  | 0.41 | 2 | 26 | 27 |  | Fixed | Roof
NJADRE1559979852 | Administratively Determined Incentive Program | Mullica Hill | 8062 | 7.79 | Residential | Behind the Meter | Yes | Trinity Solar, LLC | AC Electric |  | Accepted | 2025-06-25 | 2025-07-22 | 2026-07-22 | Inverters | Solar Edge | USE7600H-USMNBL75 | 7600 |  | 1 |  |  | 0.97 |  | Outdoor
NJADRE1559979857 | Administratively Determined Incentive Program | Piscataway Twp | 8854 | 6.15 | Residential | Behind the Meter | Yes | Sunrun Installation Services, Inc. | PSE&G |  | Accepted | 2025-06-25 | 2025-07-21 | 2026-07-21 | Solar Panels | Hanwha Q-Cells | Q.PEAK DUO BLK ML-G10+ 410 DCA (MD06G100A-017) |  | 0.41 | 15 | 154 | 22 |  | Fixed | Roof
NJADRE1559979857 | Administratively Determined Incentive Program | Piscataway Twp | 8854 | 6.15 | Residential | Behind the Meter | Yes | Sunrun Installation Services, Inc. | PSE&G |  | Accepted | 2025-06-25 | 2025-07-21 | 2026-07-21 | Electric Storage Battery | TESLA | Powerwall 3 1707000-xx-y |  |  | 1 |  |  |  | Lithium Ion |  | OUTSIDE
NJADRE1559979857 | Administratively Determined Incentive Program | Piscataway Twp | 8854 | 6.15 | Residential | Behind the Meter | Yes | Sunrun Installation Services, Inc. | PSE&G |  | Accepted | 2025-06-25 | 2025-07-21 | 2026-07-21 | Inverters | TESLA | Powerwall 3 1707000-xx-y | 11500 |  | 1 |  |  | 0.97 |  | Outdoor | Next to meter
NJADRE1559979858 | Administratively Determined Incentive Program | Marlboro | 7751 | 16.81 | Residential | Behind the Meter | Yes | Pro Custom Solar dba Momentum Solar | JCP&L |  | Accepted | 2025-06-25 | 2025-07-21 | 2026-07-21 | Solar Panels | HANWHA | Q.PEAK DUO BLK ML-G10+410 |  | 0.41 | 6 | 86 | 33 |  | Fixed | Roof
NJADRE1559979858 | Administratively Determined Incentive Program | Marlboro | 7751 | 16.81 | Residential | Behind the Meter | Yes | Pro Custom Solar dba Momentum Solar | JCP&L |  | Accepted | 2025-06-25 | 2025-07-21 | 2026-07-21 | Solar Panels | HANWHA | Q.PEAK DUO BLK ML-G10+410 |  | 0.41 | 14 | 266 | 33 |  | Fixed | Roof
NJADRE1559979858 | Administratively Determined Incentive Program | Marlboro | 7751 | 16.81 | Residential | Behind the Meter | Yes | Pro Custom Solar dba Momentum Solar | JCP&L |  | Accepted | 2025-06-25 | 2025-07-21 | 2026-07-21 | Solar Panels | HANWHA | Q.PEAK DUO BLK ML-G10+410 |  | 0.41 | 3 | 176 | 34 |  | Fixed | Roof
NJADRE1559979858 | Administratively Determined Incentive Program | Marlboro | 7751 | 16.81 | Residential | Behind the Meter | Yes | Pro Custom Solar dba Momentum Solar | JCP&L |  | Accepted | 2025-06-25 | 2025-07-21 | 2026-07-21 | Solar Panels | HANWHA | Q.PEAK DUO BLK ML-G10+410 |  | 0.41 | 6 | 356 | 33 |  | Fixed | Roof
NJADRE1559979858 | Administratively Determined Incentive Program | Marlboro | 7751 | 16.81 | Residential | Behind the Meter | Yes | Pro Custom Solar dba Momentum Solar | JCP&L |  | Accepted | 2025-06-25 | 2025-07-21 | 2026-07-21 | Solar Panels | HANWHA | Q.PEAK DUO BLK ML-G10+410 |  | 0.41 | 4 | 86 | 33 |  | Fixed | Roof
NJADRE1559979858 | Administratively Determined Incentive Program | Marlboro | 7751 | 16.81 | Residential | Behind the Meter | Yes | Pro Custom Solar dba Momentum Solar | JCP&L |  | Accepted | 2025-06-25 | 2025-07-21 | 2026-07-21 | Inverters | ENPHASE | IQ8HC | 380 |  | 41 |  |  | 0.97 |  | Outdoor
NJADRE1559979858 | Administratively Determined Incentive Program | Marlboro | 7751 | 16.81 | Residential | Behind the Meter | Yes | Pro Custom Solar dba Momentum Solar | JCP&L |  | Accepted | 2025-06-25 | 2025-07-21 | 2026-07-21 | Solar Panels | HANWHA | Q.PEAK DUO BLK ML-G10+410 |  | 0.41 | 8 | 176 | 33 |  | Fixed | Roof
NJADRE1559979862 | Administratively Determined Incentive Program | Lakewood | 8701 | 20.825 | Residential | Behind the Meter | Yes | GenSun Roofing and Solar, LLC | JCP&L |  | Accepted | 2025-06-25 | 2025-07-22 | 2026-07-22 | Inverters | Solar Edge | S440 POWER OPTIMIZERS | 2000 |  | 49 |  |  | 0.9 |  | Outdoor
NJADRE1559979862 | Administratively Determined Incentive Program | Lakewood | 8701 | 20.825 | Residential | Behind the Meter | Yes | GenSun Roofing and Solar, LLC | JCP&L |  | Accepted | 2025-06-25 | 2025-07-22 | 2026-07-22 | Inverters | Solar Edge | SE10000H-US (240V) | 10000 |  | 2 |  |  | 0.9 |  | Outdoor
NJADRE1559979862 | Administratively Determined Incentive Program | Lakewood | 8701 | 20.825 | Residential | Behind the Meter | Yes | GenSun Roofing and Solar, LLC | JCP&L |  | Accepted | 2025-06-25 | 2025-07-22 | 2026-07-22 | Meters | Solar Edge | S440 POWER OPTIMIZERS |  |  | 49 |  |  |  | Yes | Outdoor
NJADRE1559979862 | Administratively Determined Incentive Program | Lakewood | 8701 | 20.825 | Residential | Behind the Meter | Yes | GenSun Roofing and Solar, LLC | JCP&L |  | Accepted | 2025-06-25 | 2025-07-22 | 2026-07-22 | Meters | Solar Edge | SE10000H-US (240V) |  |  | 2 |  |  |  | Yes | Outdoor
NJADRE1559979862 | Administratively Determined Incentive Program | Lakewood | 8701 | 20.825 | Residential | Behind the Meter | Yes | GenSun Roofing and Solar, LLC | JCP&L |  | Accepted | 2025-06-25 | 2025-07-22 | 2026-07-22 | Solar Panels | Jinko Solar | JKM 425N-54HL4-V |  | 0.425 | 49 | 225 | 30 |  | Fixed | Roof
NJADRE1559979863 | Administratively Determined Incentive Program | Belleville | 7109 | 5.33 | Residential | Behind the Meter | Yes | Trinity Solar, LLC | PSE&G |  | Accepted | 2025-06-25 | 2025-07-21 | 2026-07-21 | Solar Panels | Hanwha | Q.PEAK DUO BLK ML-G10+ 410 |  | 0.41 | 3 | 307 | 30 |  | Fixed | Roof
NJADRE1559979863 | Administratively Determined Incentive Program | Belleville | 7109 | 5.33 | Residential | Behind the Meter | Yes | Trinity Solar, LLC | PSE&G |  | Accepted | 2025-06-25 | 2025-07-21 | 2026-07-21 | Inverters | Solar Edge | USE5700H-US | 5760 |  | 1 |  |  | 0.97 |  | Outside
NJADRE1559979863 | Administratively Determined Incentive Program | Belleville | 7109 | 5.33 | Residential | Behind the Meter | Yes | Trinity Solar, LLC | PSE&G |  | Accepted | 2025-06-25 | 2025-07-21 | 2026-07-21 | Solar Panels | Hanwha | Q.PEAK DUO BLK ML-G10+ 410 |  | 0.41 | 10 | 127 | 30 |  | Fixed | Roof
NJADRE1559979869 | Administratively Determined Incentive Program | Hackettstown | 7840 | 11.89 | Residential | Behind the Meter | Yes | Trinity Solar, LLC | JCP&L |  | Accepted | 2025-06-25 | 2025-07-21 | 2026-07-21 | Solar Panels | HANWHA 410 (Q.PEAK DUO BLK ML-G10+410) | HANWHA 410 (Q.PEAK DUO BLK ML-G10+410) |  | 0.41 | 13 | 235 | 23 |  | Fixed | Roof
NJADRE1559979869 | Administratively Determined Incentive Program | Hackettstown | 7840 | 11.89 | Residential | Behind the Meter | Yes | Trinity Solar, LLC | JCP&L |  | Accepted | 2025-06-25 | 2025-07-21 | 2026-07-21 | Inverters | SOLAREDGE | SE10000H-US | 10000 |  | 1 |  |  | 0.97 |  | Outside
NJADRE1559979869 | Administratively Determined Incentive Program | Hackettstown | 7840 | 11.89 | Residential | Behind the Meter | Yes | Trinity Solar, LLC | JCP&L |  | Accepted | 2025-06-25 | 2025-07-21 | 2026-07-21 | Solar Panels | HANWHA 410 (Q.PEAK DUO BLK ML-G10+410) | HANWHA 410 (Q.PEAK DUO BLK ML-G10+410) |  | 0.41 | 16 | 55 | 23 |  | Fixed | Roof
NJADRE1559979870 | Administratively Determined Incentive Program | Old Bridge | 8857 | 13.53 | Residential | Behind the Meter | No | EMT Renewables, LLC | JCP&L |  | Accepted | 2025-06-25 | 2025-07-21 | 2026-07-21 | Solar Panels | MSE PERC | MSE-410 |  | 0.41 | 8 | 225 | 27 |  | Fixed | Roof
NJADRE1559979870 | Administratively Determined Incentive Program | Old Bridge | 8857 | 13.53 | Residential | Behind the Meter | No | EMT Renewables, LLC | JCP&L |  | Accepted | 2025-06-25 | 2025-07-21 | 2026-07-21 | Solar Panels | MSE PERC | MSE-410 |  | 0.41 | 4 | 225 | 27 |  | Fixed | Roof
NJADRE1559979870 | Administratively Determined Incentive Program | Old Bridge | 8857 | 13.53 | Residential | Behind the Meter | No | EMT Renewables, LLC | JCP&L |  | Accepted | 2025-06-25 | 2025-07-21 | 2026-07-21 | Solar Panels | MSE PERC | MSE-410 |  | 0.41 | 13 | 45 | 27 |  | Fixed | Roof
NJADRE1559979870 | Administratively Determined Incentive Program | Old Bridge | 8857 | 13.53 | Residential | Behind the Meter | No | EMT Renewables, LLC | JCP&L |  | Accepted | 2025-06-25 | 2025-07-21 | 2026-07-21 | Inverters | ENPHASE | IQ8+ | 290 |  | 33 |  |  | 0.98 |  | Other | UNDER EACH PANEL
NJADRE1559979870 | Administratively Determined Incentive Program | Old Bridge | 8857 | 13.53 | Residential | Behind the Meter | No | EMT Renewables, LLC | JCP&L |  | Accepted | 2025-06-25 | 2025-07-21 | 2026-07-21 | Solar Panels | MSE PERC | MSE-410 |  | 0.41 | 6 | 45 | 27 |  | Fixed | Roof
NJADRE1559979870 | Administratively Determined Incentive Program | Old Bridge | 8857 | 13.53 | Residential | Behind the Meter | No | EMT Renewables, LLC | JCP&L |  | Accepted | 2025-06-25 | 2025-07-21 | 2026-07-21 | Solar Panels | MSE PERC | MSE-410 |  | 0.41 | 2 | 225 | 27 |  | Fixed | Roof
NJADRE1559979873 | Administratively Determined Incentive Program | Egg Harbor Township | 8234 | 4.15 | Residential | Behind the Meter | Yes | SunPurity, LLC | AC Electric |  | Accepted | 2025-06-25 | 2025-07-25 | 2026-07-25 | Inverters | SolarEdge | SE3800H-US | 3800 |  | 1 |  |  | 0.99 |  | Outdoor
NJADRE1559979873 | Administratively Determined Incentive Program | Egg Harbor Township | 8234 | 4.15 | Residential | Behind the Meter | Yes | SunPurity, LLC | AC Electric |  | Accepted | 2025-06-25 | 2025-07-25 | 2026-07-25 | Solar Panels | Hanwha Q cells | Q.PEAK DUO BLK-ML-G10+ 415W |  | 0.415 | 8 | 111 | 22 |  | Fixed | Roof
NJADRE1559979873 | Administratively Determined Incentive Program | Egg Harbor Township | 8234 | 4.15 | Residential | Behind the Meter | Yes | SunPurity, LLC | AC Electric |  | Accepted | 2025-06-25 | 2025-07-25 | 2026-07-25 | Solar Panels | Hanwha Q cells | Q.PEAK DUO BLK-ML-G10+ 415W |  | 0.415 | 2 | 201 | 22 |  | Fixed | Roof
NJADRE1559979877 | Administratively Determined Incentive Program | Mansfield Twp | 8022 | 10.75 | Residential | Behind the Meter | No | Green Power Energy, LLC | PSE&G |  | Accepted | 2025-06-25 | 2025-07-21 | 2026-07-21 | Solar Panels | SEG Solar | SEG-430-BTD-BG |  | 0.43 | 25 | 167 | 35 |  | Fixed | Roof
NJADRE1559979877 | Administratively Determined Incentive Program | Mansfield Twp | 8022 | 10.75 | Residential | Behind the Meter | No | Green Power Energy, LLC | PSE&G |  | Accepted | 2025-06-25 | 2025-07-21 | 2026-07-21 | Inverters | Enphase Energy | IQ8MC-72-M-US [240V] | 320 |  | 25 |  |  | 0.98 |  | Outside | Roof
NJADRE1559979878 | Administratively Determined Incentive Program | Washington | 7882 | 12.71 | Residential | Behind the Meter | Yes | Trinity Solar, LLC | JCP&L |  | Accepted | 2025-06-25 | 2025-07-22 | 2026-07-22 | Inverters | SOLAREDGE | SE10000H-US | 10000 |  | 1 |  |  | 0.97 |  | Outside
NJADRE1559979878 | Administratively Determined Incentive Program | Washington | 7882 | 12.71 | Residential | Behind the Meter | Yes | Trinity Solar, LLC | JCP&L |  | Accepted | 2025-06-25 | 2025-07-22 | 2026-07-22 | Solar Panels | HANWHA 410 (Q.PEAK DUO BLK ML-G10+410) | HANWHA 410 (Q.PEAK DUO BLK ML-G10+410) |  | 0.41 | 10 | 231 | 25 |  | Fixed | Roof
NJADRE1559979878 | Administratively Determined Incentive Program | Washington | 7882 | 12.71 | Residential | Behind the Meter | Yes | Trinity Solar, LLC | JCP&L |  | Accepted | 2025-06-25 | 2025-07-22 | 2026-07-22 | Solar Panels | HANWHA 410 (Q.PEAK DUO BLK ML-G10+410) | HANWHA 410 (Q.PEAK DUO BLK ML-G10+410) |  | 0.41 | 5 | 141 | 25 |  | Fixed | Roof
NJADRE1559979878 | Administratively Determined Incentive Program | Washington | 7882 | 12.71 | Residential | Behind the Meter | Yes | Trinity Solar, LLC | JCP&L |  | Accepted | 2025-06-25 | 2025-07-22 | 2026-07-22 | Solar Panels | HANWHA 410 (Q.PEAK DUO BLK ML-G10+410) | HANWHA 410 (Q.PEAK DUO BLK ML-G10+410) |  | 0.41 | 11 | 141 | 25 |  | Fixed | Roof
NJADRE1559979878 | Administratively Determined Incentive Program | Washington | 7882 | 12.71 | Residential | Behind the Meter | Yes | Trinity Solar, LLC | JCP&L |  | Accepted | 2025-06-25 | 2025-07-22 | 2026-07-22 | Solar Panels | HANWHA 410 (Q.PEAK DUO BLK ML-G10+410) | HANWHA 410 (Q.PEAK DUO BLK ML-G10+410) |  | 0.41 | 5 | 141 | 25 |  | Fixed | Roof
NJADRE1559979909 | Administratively Determined Incentive Program | Union | 7083 | 11.48 | Residential | Behind the Meter | No | Tesla Energy Operations, Inc. | PSE&G |  | Accepted | 2025-06-25 | 2025-07-21 | 2026-07-21 | Solar Panels | Hanwha | Q.PEAK DUO BLK ML-G10+/TS 410 |  | 0.41 | 6 | 290 | 21 |  | Fixed | Roof
NJADRE1559979909 | Administratively Determined Incentive Program | Union | 7083 | 11.48 | Residential | Behind the Meter | No | Tesla Energy Operations, Inc. | PSE&G |  | Accepted | 2025-06-25 | 2025-07-21 | 2026-07-21 | Solar Panels | Hanwha | Q.PEAK DUO BLK ML-G10+/TS 410 |  | 0.41 | 14 | 110 | 21 |  | Fixed | Roof
NJADRE1559979909 | Administratively Determined Incentive Program | Union | 7083 | 11.48 | Residential | Behind the Meter | No | Tesla Energy Operations, Inc. | PSE&G |  | Accepted | 2025-06-25 | 2025-07-21 | 2026-07-21 | Electric Storage Battery | Tesla | Powerwall 3 |  |  | 1 |  |  |  | Lithium Ion |  | OUTSIDE
NJADRE1559979909 | Administratively Determined Incentive Program | Union | 7083 | 11.48 | Residential | Behind the Meter | No | Tesla Energy Operations, Inc. | PSE&G |  | Accepted | 2025-06-25 | 2025-07-21 | 2026-07-21 | Solar Panels | Hanwha | Q.PEAK DUO BLK ML-G10+/TS 410 |  | 0.41 | 8 | 290 | 21 |  | Fixed | Roof
NJADRE1559979909 | Administratively Determined Incentive Program | Union | 7083 | 11.48 | Residential | Behind the Meter | No | Tesla Energy Operations, Inc. | PSE&G |  | Accepted | 2025-06-25 | 2025-07-21 | 2026-07-21 | Inverters | Tesla | 1707000-XX-Y | 11500 |  | 1 |  |  | 0.98 |  | Outdoor
NJADRE1559979911 | Administratively Determined Incentive Program | Lakewood | 8701 | 20.02 | Residential | Behind the Meter | Yes | Kamtech Solar Solutions | JCP&L |  | Accepted | 2025-06-25 | 2025-07-21 | 2026-07-21 | Solar Panels | CANADIAN SOLAR | CS6. 1-64TM-455 |  | 0.455 | 22 | 293 | 30 |  | Fixed | Roof
NJADRE1559979911 | Administratively Determined Incentive Program | Lakewood | 8701 | 20.02 | Residential | Behind the Meter | Yes | Kamtech Solar Solutions | JCP&L |  | Accepted | 2025-06-25 | 2025-07-21 | 2026-07-21 | Solar Panels | CANADIAN SOLAR | CS6. 1-64TM-455 |  | 0.455 | 22 | 113 | 30 |  | Fixed | Roof
NJADRE1559979911 | Administratively Determined Incentive Program | Lakewood | 8701 | 20.02 | Residential | Behind the Meter | Yes | Kamtech Solar Solutions | JCP&L |  | Accepted | 2025-06-25 | 2025-07-21 | 2026-07-21 | Inverters | ENPHASE | IQ8X-80-M-US | 384 |  | 44 |  |  | 0.97 |  | Outdoor | ROOFTOP
NJADRE1559979919 | Administratively Determined Incentive Program | BARNEGAT | 8005 | 21.07 | Residential | Behind the Meter | Yes | K Hanrahan Enterprises, Inc. | JCP&L |  | Accepted | 2025-06-25 | 2025-07-21 | 2026-07-21 | Inverters | ENPHASE | IQ8PLUS-72-2-US | 290 |  | 49 |  |  | 0.99 |  | Outdoor
NJADRE1559979919 | Administratively Determined Incentive Program | BARNEGAT | 8005 | 21.07 | Residential | Behind the Meter | Yes | K Hanrahan Enterprises, Inc. | JCP&L |  | Accepted | 2025-06-25 | 2025-07-21 | 2026-07-21 | Solar Panels | JINKO | JKM430N-54HL4-B |  | 0.43 | 49 | 100 | 1 |  | Fixed | Roof
NJADRE1559979919 | Administratively Determined Incentive Program | BARNEGAT | 8005 | 21.07 | Residential | Behind the Meter | Yes | K Hanrahan Enterprises, Inc. | JCP&L |  | Accepted | 2025-06-25 | 2025-07-21 | 2026-07-21 | Meters | CENTRON | ITRON IP-MESH |  |  | 1 |  |  |  | Yes | Outdoor
NJADRE1559979922 | Administratively Determined Incentive Program | Elizabethport | 7206 | 6.56 | Residential | Behind the Meter | Yes | Pro Custom Solar dba Momentum Solar | PSE&G |  | Accepted | 2025-06-25 | 2025-07-21 | 2026-07-21 | Solar Panels | HANWHA | Q.PEAK DUO BLK ML-G10+410 |  | 0.41 | 12 | 144 | 35 |  | Fixed | Roof
NJADRE1559979922 | Administratively Determined Incentive Program | Elizabethport | 7206 | 6.56 | Residential | Behind the Meter | Yes | Pro Custom Solar dba Momentum Solar | PSE&G |  | Accepted | 2025-06-25 | 2025-07-21 | 2026-07-21 | Inverters | ENPHASE | Q.PEAK DUO BLK ML-G10+410 | 380 |  | 16 |  |  | 0.97 |  | Outdoor
NJADRE1559979922 | Administratively Determined Incentive Program | Elizabethport | 7206 | 6.56 | Residential | Behind the Meter | Yes | Pro Custom Solar dba Momentum Solar | PSE&G |  | Accepted | 2025-06-25 | 2025-07-21 | 2026-07-21 | Solar Panels | HANWHA | Q.PEAK DUO BLK ML-G10+410 |  | 0.41 | 4 | 324 | 35 |  | Fixed | Roof
NJADRE1559979934 | Administratively Determined Incentive Program | HOWELL | 7731 | 26.4 | Commercial | Behind the Meter | No | Advanced Solar & Energy Solutions, LLC | JCP&L |  | Accepted | 2025-06-25 | 2025-07-22 | 2026-07-22 | Solar Panels | axitec | AXITEC 550 watt |  | 0.55 | 48 | 173 | 6 |  | Fixed | Roof
NJADRE1559979934 | Administratively Determined Incentive Program | HOWELL | 7731 | 26.4 | Commercial | Behind the Meter | No | Advanced Solar & Energy Solutions, LLC | JCP&L |  | Accepted | 2025-06-25 | 2025-07-22 | 2026-07-22 | Inverters | solar edge | Solar Edge SE14.4KUS | 14400 |  | 1 |  |  | 0.97 |  | Outside
NJADRE1559979934 | Administratively Determined Incentive Program | HOWELL | 7731 | 26.4 | Commercial | Behind the Meter | No | Advanced Solar & Energy Solutions, LLC | JCP&L |  | Accepted | 2025-06-25 | 2025-07-22 | 2026-07-22 | Inverters | solar edge | solar edge se17k | 17000 |  | 1 |  |  | 0.97 |  | Outside
NJADRE1559979945 | Administratively Determined Incentive Program | Barnegat | 8005 | 18.92 | Residential | Behind the Meter | Yes | K Hanrahan Enterprises, Inc. | JCP&L |  | Accepted | 2025-06-25 | 2025-07-22 | 2026-07-22 | Inverters | ENPHASE | IQ8PLUS-72-2-US | 290 |  | 44 |  |  | 0.99 |  | Outdoor
NJADRE1559979945 | Administratively Determined Incentive Program | Barnegat | 8005 | 18.92 | Residential | Behind the Meter | Yes | K Hanrahan Enterprises, Inc. | JCP&L |  | Accepted | 2025-06-25 | 2025-07-22 | 2026-07-22 | Meters | CENTRON | ITRON IP-MESH |  |  | 1 |  |  |  | Yes | Outdoor
NJADRE1559979945 | Administratively Determined Incentive Program | Barnegat | 8005 | 18.92 | Residential | Behind the Meter | Yes | K Hanrahan Enterprises, Inc. | JCP&L |  | Accepted | 2025-06-25 | 2025-07-22 | 2026-07-22 | Solar Panels | JINKO | JKM430N-54HL4-B |  | 0.43 | 44 | 100 | 90 |  | Fixed | Roof
NJADRE1559979957 | Administratively Determined Incentive Program | Sicklerville | 8081 | 7.79 | Residential | Behind the Meter | Yes | Trinity Solar, LLC | AC Electric |  | Accepted | 2025-06-25 | 2025-07-21 | 2026-07-21 | Solar Panels | Hanwha | Q.PEAK DUO BLK ML-G10+ 410 |  | 0.41 | 19 | 225 | 30 |  | Fixed | Roof
NJADRE1559979957 | Administratively Determined Incentive Program | Sicklerville | 8081 | 7.79 | Residential | Behind the Meter | Yes | Trinity Solar, LLC | AC Electric |  | Accepted | 2025-06-25 | 2025-07-21 | 2026-07-21 | Inverters | Solar Edge | USE7600H-US | 7600 |  | 1 |  |  | 0.97 |  | Outside
NJADRE1559979968 | Administratively Determined Incentive Program | Lakewood | 8701 | 14.105 | Residential | Behind the Meter | Yes | Kamtech Solar Solutions | JCP&L |  | Accepted | 2025-06-25 | 2025-07-21 | 2026-07-21 | Solar Panels | CANADIAN SOLAR | CS6. 1-64TM-455 |  | 0.455 | 31 | 81 | 40 |  | Fixed | Roof
NJADRE1559979968 | Administratively Determined Incentive Program | Lakewood | 8701 | 14.105 | Residential | Behind the Meter | Yes | Kamtech Solar Solutions | JCP&L |  | Accepted | 2025-06-25 | 2025-07-21 | 2026-07-21 | Inverters | ENPHASE | IQ8X-80-M-US | 384 |  | 31 |  |  | 0.97 |  | Outdoor | ROOFTOP
NJADRE1559979969 | Administratively Determined Incentive Program | Jersey City | 7305 | 552 | School Public K-12 | Behind the Meter | Yes | Solar Landscape, LLC | PSE&G |  | Accepted | 2025-06-25 | 2025-07-22 | 2026-07-22 | Inverters | Solar Edge | SE50KUS | 50000 |  | 6 |  |  | 0.97 |  | Outdoor
NJADRE1559979969 | Administratively Determined Incentive Program | Jersey City | 7305 | 552 | School Public K-12 | Behind the Meter | Yes | Solar Landscape, LLC | PSE&G |  | Accepted | 2025-06-25 | 2025-07-22 | 2026-07-22 | Solar Panels | Canadian Solar | CS3Y-480MB-AG |  | 0.48 | 1150 | 40 | 5 |  | Fixed | Roof
NJADRE1559979969 | Administratively Determined Incentive Program | Jersey City | 7305 | 552 | School Public K-12 | Behind the Meter | Yes | Solar Landscape, LLC | PSE&G |  | Accepted | 2025-06-25 | 2025-07-22 | 2026-07-22 | Inverters | Solar Edge | SE17.3KUS | 17300 |  | 1 |  |  | 0.975 |  | Outdoor
NJADRE1559979969 | Administratively Determined Incentive Program | Jersey City | 7305 | 552 | School Public K-12 | Behind the Meter | Yes | Solar Landscape, LLC | PSE&G |  | Accepted | 2025-06-25 | 2025-07-22 | 2026-07-22 | Inverters | Solar Edge | SE10KUS | 10000 |  | 1 |  |  | 0.97 |  | Outdoor
NJADRE1559979973 | Administratively Determined Incentive Program | Long Branch | 7740 | 5.67 | Residential | Behind the Meter | No | Power Home Remodeling Group | JCP&L |  | Accepted | 2025-06-25 | 2025-07-21 | 2026-07-21 | Meters | Solar Edge | Revenue Grade Data Ansi C12.20 |  |  | 1 |  |  |  | Yes | Outdoor
NJADRE1559979973 | Administratively Determined Incentive Program | Long Branch | 7740 | 5.67 | Residential | Behind the Meter | No | Power Home Remodeling Group | JCP&L |  | Accepted | 2025-06-25 | 2025-07-21 | 2026-07-21 | Solar Panels | JA Solar | JAM54S31 405/MR |  | 0.405 | 4 | 237 | 22 |  | Fixed | Roof
NJADRE1559979973 | Administratively Determined Incentive Program | Long Branch | 7740 | 5.67 | Residential | Behind the Meter | No | Power Home Remodeling Group | JCP&L |  | Accepted | 2025-06-25 | 2025-07-21 | 2026-07-21 | Inverters | SolarEdge | SE3800H-US | 3800 |  | 1 |  |  | 0.99 |  | Outdoor
NJADRE1559979973 | Administratively Determined Incentive Program | Long Branch | 7740 | 5.67 | Residential | Behind the Meter | No | Power Home Remodeling Group | JCP&L |  | Accepted | 2025-06-25 | 2025-07-21 | 2026-07-21 | Solar Panels | JA Solar | JAM54S31 405/MR |  | 0.405 | 4 | 57 | 22 |  | Fixed | Roof
NJADRE1559979973 | Administratively Determined Incentive Program | Long Branch | 7740 | 5.67 | Residential | Behind the Meter | No | Power Home Remodeling Group | JCP&L |  | Accepted | 2025-06-25 | 2025-07-21 | 2026-07-21 | Solar Panels | JA Solar | JAM54S31 405/MR |  | 0.405 | 2 | 327 | 22 |  | Fixed | Roof
NJADRE1559979973 | Administratively Determined Incentive Program | Long Branch | 7740 | 5.67 | Residential | Behind the Meter | No | Power Home Remodeling Group | JCP&L |  | Accepted | 2025-06-25 | 2025-07-21 | 2026-07-21 | Solar Panels | JA Solar | JAM54S31 405/MR |  | 0.405 | 4 | 147 | 22 |  | Fixed | Roof
NJADRE1559979994 | Administratively Determined Incentive Program | Berlin | 8009 | 7.29 | Residential | Behind the Meter | Yes | Sunrun Installation Services, Inc. | AC Electric |  | Accepted | 2025-06-25 | 2025-07-21 | 2026-07-21 | Inverters | SolarEdge Technologies | SE5700H-USMN | 5760 |  | 1 |  |  | 0.99 |  | Outdoor | Next to meter
NJADRE1559979994 | Administratively Determined Incentive Program | Berlin | 8009 | 7.29 | Residential | Behind the Meter | Yes | Sunrun Installation Services, Inc. | AC Electric |  | Accepted | 2025-06-25 | 2025-07-21 | 2026-07-21 | Solar Panels | JA Solar | JAM54S31-405/MR |  | 0.405 | 8 | 247 | 27 |  | Fixed | Roof
NJADRE1559979994 | Administratively Determined Incentive Program | Berlin | 8009 | 7.29 | Residential | Behind the Meter | Yes | Sunrun Installation Services, Inc. | AC Electric |  | Accepted | 2025-06-25 | 2025-07-21 | 2026-07-21 | Solar Panels | JA Solar | JAM54S31-405/MR |  | 0.405 | 4 | 247 | 15 |  | Fixed | Roof
NJADRE1559979994 | Administratively Determined Incentive Program | Berlin | 8009 | 7.29 | Residential | Behind the Meter | Yes | Sunrun Installation Services, Inc. | AC Electric |  | Accepted | 2025-06-25 | 2025-07-21 | 2026-07-21 | Solar Panels | JA Solar | JAM54S31-405/MR |  | 0.405 | 6 | 157 | 40 |  | Fixed | Roof
NJADRE1559980004 | Administratively Determined Incentive Program | Malaga | 8328 | 18.63 | Residential | Behind the Meter | Yes | Solar Energy World | AC Electric |  | Accepted | 2025-06-25 | 2025-07-22 | 2026-07-22 | Solar Panels | LONGi | LR5-54HPB-405M |  | 0.405 | 3 | 168 | 38 |  | Fixed | Roof
NJADRE1559980004 | Administratively Determined Incentive Program | Malaga | 8328 | 18.63 | Residential | Behind the Meter | Yes | Solar Energy World | AC Electric |  | Accepted | 2025-06-25 | 2025-07-22 | 2026-07-22 | Inverters | Enphase | IQ8HC-72-M-DOM-US | 384 |  | 46 |  |  | 0.97 |  | Outside
NJADRE1559980004 | Administratively Determined Incentive Program | Malaga | 8328 | 18.63 | Residential | Behind the Meter | Yes | Solar Energy World | AC Electric |  | Accepted | 2025-06-25 | 2025-07-22 | 2026-07-22 | Solar Panels | LONGi | LR5-54HPB-405M |  | 0.405 | 28 | 1167 | 39 |  | Fixed | Roof
NJADRE1559980004 | Administratively Determined Incentive Program | Malaga | 8328 | 18.63 | Residential | Behind the Meter | Yes | Solar Energy World | AC Electric |  | Accepted | 2025-06-25 | 2025-07-22 | 2026-07-22 | Solar Panels | LONGi | LR5-54HPB-405M |  | 0.405 | 11 | 257 | 30 |  | Fixed | Roof
NJADRE1559980004 | Administratively Determined Incentive Program | Malaga | 8328 | 18.63 | Residential | Behind the Meter | Yes | Solar Energy World | AC Electric |  | Accepted | 2025-06-25 | 2025-07-22 | 2026-07-22 | Solar Panels | LONGi | LR5-54HPB-405M |  | 0.405 | 4 | 77 | 34 |  | Fixed | Roof
NJADRE1559980009 | Administratively Determined Incentive Program | Runnemede | 8078 | 9.135 | Residential | Behind the Meter | Yes | SunnyMac, LLC | PSE&G |  | Accepted | 2025-06-25 | 2025-07-21 | 2026-07-21 | Inverters | SOLAREDGE HOME HUB | SE7600H-US | 7600 |  | 1 |  |  | 0.99 |  | Outdoor | next to meter
NJADRE1559980009 | Administratively Determined Incentive Program | Runnemede | 8078 | 9.135 | Residential | Behind the Meter | Yes | SunnyMac, LLC | PSE&G |  | Accepted | 2025-06-25 | 2025-07-21 | 2026-07-21 | Solar Panels | HANWHA | Q.TRON BLK M-G2+ |  | 0.435 | 21 | 170 | 37 |  | Fixed | Roof
NJADRE1559980027 | Administratively Determined Incentive Program | SKILLMAN | 8558 | 13.94 | Residential | Behind the Meter | No | Tesla Energy Operations, Inc. | PSE&G |  | Accepted | 2025-06-25 | 2025-07-22 | 2026-07-22 | Solar Panels | Hanwha | Q.PEAK DUO BLK ML-G10+/TS 410 |  | 0.41 | 3 | 196 | 27 |  | Fixed | Roof
NJADRE1559980027 | Administratively Determined Incentive Program | SKILLMAN | 8558 | 13.94 | Residential | Behind the Meter | No | Tesla Energy Operations, Inc. | PSE&G |  | Accepted | 2025-06-25 | 2025-07-22 | 2026-07-22 | Solar Panels | Hanwha | Q.PEAK DUO BLK ML-G10+/TS 410 |  | 0.41 | 20 | 286 | 27 |  | Fixed | Roof
NJADRE1559980027 | Administratively Determined Incentive Program | SKILLMAN | 8558 | 13.94 | Residential | Behind the Meter | No | Tesla Energy Operations, Inc. | PSE&G |  | Accepted | 2025-06-25 | 2025-07-22 | 2026-07-22 | Solar Panels | Hanwha | Q.PEAK DUO BLK ML-G10+/TS 410 |  | 0.41 | 7 | 106 | 27 |  | Fixed | Roof
NJADRE1559980027 | Administratively Determined Incentive Program | SKILLMAN | 8558 | 13.94 | Residential | Behind the Meter | No | Tesla Energy Operations, Inc. | PSE&G |  | Accepted | 2025-06-25 | 2025-07-22 | 2026-07-22 | Solar Panels | Hanwha | Q.PEAK DUO BLK ML-G10+/TS 410 |  | 0.41 | 4 | 196 | 27 |  | Fixed | Roof
NJADRE1559980027 | Administratively Determined Incentive Program | SKILLMAN | 8558 | 13.94 | Residential | Behind the Meter | No | Tesla Energy Operations, Inc. | PSE&G |  | Accepted | 2025-06-25 | 2025-07-22 | 2026-07-22 | Inverters | Tesla | 1538000-XX-Y | 5000 |  | 2 |  |  | 0.98 |  | Indoor
NJADRE1559980028 | Administratively Determined Incentive Program | WOODSTOWN | 8098 | 7.395 | Residential | Behind the Meter | Yes | Skyline Solar, LLC | AC Electric |  | Accepted | 2025-06-25 | 2025-07-21 | 2026-07-21 | Solar Panels | 435 | Q. Tron BLK M-G2+ |  | 0.435 | 14 | 218 | 5 |  | Fixed | Roof
NJADRE1559980028 | Administratively Determined Incentive Program | WOODSTOWN | 8098 | 7.395 | Residential | Behind the Meter | Yes | Skyline Solar, LLC | AC Electric |  | Accepted | 2025-06-25 | 2025-07-21 | 2026-07-21 | Solar Panels | 435 | Q. Tron BLK M-G2+ |  | 0.435 | 3 | 128 | 9 |  | Fixed | Roof
NJADRE1559980028 | Administratively Determined Incentive Program | WOODSTOWN | 8098 | 7.395 | Residential | Behind the Meter | Yes | Skyline Solar, LLC | AC Electric |  | Accepted | 2025-06-25 | 2025-07-21 | 2026-07-21 | Inverters | Enphase | IQ8HC-72-M-DOM-US | 380 |  | 17 |  |  | 0.977 |  | Outside
NJADRE1559980281 | Administratively Determined Incentive Program | Jersey City | 7305 | 72.48 | School Public K-12 | Behind the Meter | Yes | Solar Landscape, LLC | PSE&G |  | Accepted | 2025-06-25 | 2025-07-23 | 2026-07-23 | Inverters | Solar Edge | SE50KUS | 50000 |  | 1 |  |  | 0.97 |  | Outdoor
NJADRE1559980281 | Administratively Determined Incentive Program | Jersey City | 7305 | 72.48 | School Public K-12 | Behind the Meter | Yes | Solar Landscape, LLC | PSE&G |  | Accepted | 2025-06-25 | 2025-07-23 | 2026-07-23 | Solar Panels | Canadian Solar | CS3Y-480MB-AG |  | 0.48 | 122 | 147 | 5 |  | Fixed | Roof
NJADRE1559980281 | Administratively Determined Incentive Program | Jersey City | 7305 | 72.48 | School Public K-12 | Behind the Meter | Yes | Solar Landscape, LLC | PSE&G |  | Accepted | 2025-06-25 | 2025-07-23 | 2026-07-23 | Solar Panels | Jinko Solar | JKM580N-72HL4-BDV |  | 0.58 | 24 | 327 | 0 |  | Fixed | Roof
NJADRE1559980281 | Administratively Determined Incentive Program | Jersey City | 7305 | 72.48 | School Public K-12 | Behind the Meter | Yes | Solar Landscape, LLC | PSE&G |  | Accepted | 2025-06-25 | 2025-07-23 | 2026-07-23 | Inverters | Solar Edge | SE17.3KUS | 17300 |  | 1 |  |  | 0.975 |  | Outdoor
NJADRE1559980412 | Administratively Determined Incentive Program | Roselle | 7203 | 6.48 | Residential | Behind the Meter | Yes | Sunrun Installation Services, Inc. | PSE&G |  | Accepted | 2025-06-25 | 2025-07-21 | 2026-07-21 | Inverters | SolarEdge Technologies | SE5700H-USMN | 5760 |  | 1 |  |  | 0.99 |  | Outdoor | Next to meter
NJADRE1559980412 | Administratively Determined Incentive Program | Roselle | 7203 | 6.48 | Residential | Behind the Meter | Yes | Sunrun Installation Services, Inc. | PSE&G |  | Accepted | 2025-06-25 | 2025-07-21 | 2026-07-21 | Solar Panels | JA Solar | JAM54S31-405/MR |  | 0.405 | 7 | 82 | 37 |  | Fixed | Roof
NJADRE1559980412 | Administratively Determined Incentive Program | Roselle | 7203 | 6.48 | Residential | Behind the Meter | Yes | Sunrun Installation Services, Inc. | PSE&G |  | Accepted | 2025-06-25 | 2025-07-21 | 2026-07-21 | Solar Panels | JA Solar | JAM54S31-405/MR |  | 0.405 | 9 | 262 | 37 |  | Fixed | Roof
NJADRE1559980415 | Administratively Determined Incentive Program | Woodbury | 8096 | 4.86 | Residential | Behind the Meter | Yes | Sunrun Installation Services, Inc. | PSE&G |  | Accepted | 2025-06-25 | 2025-07-21 | 2026-07-21 | Solar Panels | JA SOLAR | JAM54S31-405/MR |  | 0.405 | 5 | 198 | 26 |  | Fixed | Roof
NJADRE1559980415 | Administratively Determined Incentive Program | Woodbury | 8096 | 4.86 | Residential | Behind the Meter | Yes | Sunrun Installation Services, Inc. | PSE&G |  | Accepted | 2025-06-25 | 2025-07-21 | 2026-07-21 | Solar Panels | JA SOLAR | JAM54S31-405/MR |  | 0.405 | 4 | 18 | 26 |  | Fixed | Roof
NJADRE1559980415 | Administratively Determined Incentive Program | Woodbury | 8096 | 4.86 | Residential | Behind the Meter | Yes | Sunrun Installation Services, Inc. | PSE&G |  | Accepted | 2025-06-25 | 2025-07-21 | 2026-07-21 | Inverters | SOLAREDGE TECHNOLOGIES | SE3800H-USMN | 3800 |  | 1 |  |  | 0.99 |  | Outdoor
NJADRE1559980415 | Administratively Determined Incentive Program | Woodbury | 8096 | 4.86 | Residential | Behind the Meter | Yes | Sunrun Installation Services, Inc. | PSE&G |  | Accepted | 2025-06-25 | 2025-07-21 | 2026-07-21 | Solar Panels | JA SOLAR | JAM54S31-405/MR |  | 0.405 | 3 | 288 | 26 |  | Fixed | Roof
NJADRE1559980420 | Administratively Determined Incentive Program | MANALAPAN | 7727 | 19.55 | Residential | Behind the Meter | Yes | Solar Mite Solutions, LLC | JCP&L |  | Accepted | 2025-06-25 | 2025-07-22 | 2026-07-22 | Solar Panels | Jinko | JKM425N |  | 0.425 | 10 | 236 | 27 |  | Fixed | Roof
NJADRE1559980420 | Administratively Determined Incentive Program | MANALAPAN | 7727 | 19.55 | Residential | Behind the Meter | Yes | Solar Mite Solutions, LLC | JCP&L |  | Accepted | 2025-06-25 | 2025-07-22 | 2026-07-22 | Solar Panels | Jinko | JKM425N |  | 0.425 | 18 | 146 | 27 |  | Fixed | Roof
NJADRE1559980420 | Administratively Determined Incentive Program | MANALAPAN | 7727 | 19.55 | Residential | Behind the Meter | Yes | Solar Mite Solutions, LLC | JCP&L |  | Accepted | 2025-06-25 | 2025-07-22 | 2026-07-22 | Solar Panels | Jinko | JKM425N |  | 0.425 | 5 | 56 | 27 |  | Fixed | Roof
NJADRE1559980420 | Administratively Determined Incentive Program | MANALAPAN | 7727 | 19.55 | Residential | Behind the Meter | Yes | Solar Mite Solutions, LLC | JCP&L |  | Accepted | 2025-06-25 | 2025-07-22 | 2026-07-22 | Solar Panels | Jinko | JKM425N |  | 0.425 | 6 | 236 | 27 |  | Fixed | Roof
NJADRE1559980420 | Administratively Determined Incentive Program | MANALAPAN | 7727 | 19.55 | Residential | Behind the Meter | Yes | Solar Mite Solutions, LLC | JCP&L |  | Accepted | 2025-06-25 | 2025-07-22 | 2026-07-22 | Solar Panels | Jinko | JKM425N |  | 0.425 | 7 | 146 | 27 |  | Fixed | Roof
NJADRE1559980420 | Administratively Determined Incentive Program | MANALAPAN | 7727 | 19.55 | Residential | Behind the Meter | Yes | Solar Mite Solutions, LLC | JCP&L |  | Accepted | 2025-06-25 | 2025-07-22 | 2026-07-22 | Inverters | Enphase | IQ8HC-72-M-DOM-US | 380 |  | 46 |  |  | 0.97 |  | Outside
NJADRE1559980421 | Administratively Determined Incentive Program | CHERRY HILL | 8034 | 10.32 | Residential | Behind the Meter | Yes | PosiGen Developer, LLC | PSE&G |  | Accepted | 2025-06-25 | 2025-07-21 | 2026-07-21 | Solar Panels | JINKO EAGLE | G6RJKM430N-54HL4-B |  | 0.43 | 14 | 220 | 30 |  | Fixed | Roof
NJADRE1559980421 | Administratively Determined Incentive Program | CHERRY HILL | 8034 | 10.32 | Residential | Behind the Meter | Yes | PosiGen Developer, LLC | PSE&G |  | Accepted | 2025-06-25 | 2025-07-21 | 2026-07-21 | Inverters | SOLAREDGE | SE10000H-US | 10000 |  | 1 |  |  | 0.99 |  | Outside | Within ten feet of meter
NJADRE1559980421 | Administratively Determined Incentive Program | CHERRY HILL | 8034 | 10.32 | Residential | Behind the Meter | Yes | PosiGen Developer, LLC | PSE&G |  | Accepted | 2025-06-25 | 2025-07-21 | 2026-07-21 | Solar Panels | JINKO EAGLE | G6RJKM430N-54HL4-B |  | 0.43 | 10 | 130 | 30 |  | Fixed | Roof
NJADRE1559980426 | Administratively Determined Incentive Program | BLAIRSTOWN | 7825 | 24.6 | Residential | Behind the Meter | Yes | Pro Custom Solar dba Momentum Solar | JCP&L |  | Accepted | 2025-06-25 | 2025-07-21 | 2026-07-21 | Solar Panels | HANWHA | Q.PEAK DUO BLK ML-G10+410 |  | 0.41 | 14 | 335 | 18 |  | Fixed | Roof
NJADRE1559980426 | Administratively Determined Incentive Program | BLAIRSTOWN | 7825 | 24.6 | Residential | Behind the Meter | Yes | Pro Custom Solar dba Momentum Solar | JCP&L |  | Accepted | 2025-06-25 | 2025-07-21 | 2026-07-21 | Solar Panels | HANWHA | Q.PEAK DUO BLK ML-G10+410 |  | 0.41 | 20 | 155 | 18 |  | Fixed | Roof
NJADRE1559980426 | Administratively Determined Incentive Program | BLAIRSTOWN | 7825 | 24.6 | Residential | Behind the Meter | Yes | Pro Custom Solar dba Momentum Solar | JCP&L |  | Accepted | 2025-06-25 | 2025-07-21 | 2026-07-21 | Inverters | ENPHASE | IQ8HC | 380 |  | 60 |  |  | 0.97 |  | Outdoor
NJADRE1559980426 | Administratively Determined Incentive Program | BLAIRSTOWN | 7825 | 24.6 | Residential | Behind the Meter | Yes | Pro Custom Solar dba Momentum Solar | JCP&L |  | Accepted | 2025-06-25 | 2025-07-21 | 2026-07-21 | Solar Panels | HANWHA | Q.PEAK DUO BLK ML-G10+410 |  | 0.41 | 17 | 339 | 15 |  | Fixed | Roof
NJADRE1559980426 | Administratively Determined Incentive Program | BLAIRSTOWN | 7825 | 24.6 | Residential | Behind the Meter | Yes | Pro Custom Solar dba Momentum Solar | JCP&L |  | Accepted | 2025-06-25 | 2025-07-21 | 2026-07-21 | Solar Panels | HANWHA | Q.PEAK DUO BLK ML-G10+410 |  | 0.41 | 3 | 68 | 26 |  | Fixed | Roof
NJADRE1559980426 | Administratively Determined Incentive Program | BLAIRSTOWN | 7825 | 24.6 | Residential | Behind the Meter | Yes | Pro Custom Solar dba Momentum Solar | JCP&L |  | Accepted | 2025-06-25 | 2025-07-21 | 2026-07-21 | Solar Panels | HANWHA | Q.PEAK DUO BLK ML-G10+410 |  | 0.41 | 6 | 154 | 18 |  | Fixed | Roof
NJADRE1559980431 | Administratively Determined Incentive Program | Lodi | 7644 | 6.885 | Residential | Behind the Meter | No | Power Home Remodeling Group | PSE&G |  | Accepted | 2025-06-25 | 2025-07-21 | 2026-07-21 | Solar Panels | JA Solar | JAM54S31 405/MR |  | 0.405 | 17 | 128 | 42 |  | Fixed | Roof
NJADRE1559980431 | Administratively Determined Incentive Program | Lodi | 7644 | 6.885 | Residential | Behind the Meter | No | Power Home Remodeling Group | PSE&G |  | Accepted | 2025-06-25 | 2025-07-21 | 2026-07-21 | Meters | SolarEdge | 1 |  |  | 1 |  |  |  | Yes | Outdoor
NJADRE1559980431 | Administratively Determined Incentive Program | Lodi | 7644 | 6.885 | Residential | Behind the Meter | No | Power Home Remodeling Group | PSE&G |  | Accepted | 2025-06-25 | 2025-07-21 | 2026-07-21 | Inverters | SolarEdge | SE5700H-US | 5760 |  | 1 |  |  | 0.99 |  | Outside
NJADRE1559980438 | Administratively Determined Incentive Program | POINT PLEASANT | 8742 | 7.31 | Residential | Behind the Meter | No | EMT Renewables, LLC | JCP&L |  | Accepted | 2025-06-25 | 2025-07-23 | 2026-07-23 | Solar Panels | Q CELLS | Q TRON |  | 0.43 | 13 | 176 | 20 |  | Fixed | Roof
NJADRE1559980438 | Administratively Determined Incentive Program | POINT PLEASANT | 8742 | 7.31 | Residential | Behind the Meter | No | EMT Renewables, LLC | JCP&L |  | Accepted | 2025-06-25 | 2025-07-23 | 2026-07-23 | Solar Panels | Q CELLS | Q TRON |  | 0.43 | 4 | 356 | 20 |  | Fixed | Roof
NJADRE1559980438 | Administratively Determined Incentive Program | POINT PLEASANT | 8742 | 7.31 | Residential | Behind the Meter | No | EMT Renewables, LLC | JCP&L |  | Accepted | 2025-06-25 | 2025-07-23 | 2026-07-23 | Inverters | HANWHA | Q.MI.349B | 349 |  | 17 |  |  | 0.98 |  | Other | UNDER EACH PANEL
NJADRE1559980440 | Administratively Determined Incentive Program | Newark | 7106 | 19.68 | Residential | Behind the Meter | Yes | Trinity Solar, LLC | PSE&G |  | Accepted | 2025-06-25 | 2025-07-21 | 2026-07-21 | Solar Panels | HANWHA | Q.PEAK DUO BLK ML-G10.C+ 410 |  | 0.41 | 14 | 115 | 32 |  | Fixed | Roof
NJADRE1559980440 | Administratively Determined Incentive Program | Newark | 7106 | 19.68 | Residential | Behind the Meter | Yes | Trinity Solar, LLC | PSE&G |  | Accepted | 2025-06-25 | 2025-07-21 | 2026-07-21 | Solar Panels | HANWHA | Q.PEAK DUO BLK ML-G10.C+ 410 |  | 0.41 | 8 | 115 | 25 |  | Fixed | Roof
NJADRE1559980440 | Administratively Determined Incentive Program | Newark | 7106 | 19.68 | Residential | Behind the Meter | Yes | Trinity Solar, LLC | PSE&G |  | Accepted | 2025-06-25 | 2025-07-21 | 2026-07-21 | Inverters | Solar Edge | USE11400H-USMNBL75 | 11400 |  | 1 |  |  | 0.97 |  | Outdoor
NJADRE1559980440 | Administratively Determined Incentive Program | Newark | 7106 | 19.68 | Residential | Behind the Meter | Yes | Trinity Solar, LLC | PSE&G |  | Accepted | 2025-06-25 | 2025-07-21 | 2026-07-21 | Solar Panels | HANWHA | Q.PEAK DUO BLK ML-G10.C+ 410 |  | 0.41 | 8 | 295 | 25 |  | Fixed | Roof
NJADRE1559980440 | Administratively Determined Incentive Program | Newark | 7106 | 19.68 | Residential | Behind the Meter | Yes | Trinity Solar, LLC | PSE&G |  | Accepted | 2025-06-25 | 2025-07-21 | 2026-07-21 | Solar Panels | HANWHA | Q.PEAK DUO BLK ML-G10.C+ 410 |  | 0.41 | 18 | 295 | 32 |  | Fixed | Roof
NJADRE1559980440 | Administratively Determined Incentive Program | Newark | 7106 | 19.68 | Residential | Behind the Meter | Yes | Trinity Solar, LLC | PSE&G |  | Accepted | 2025-06-25 | 2025-07-21 | 2026-07-21 | Inverters | Solar Edge | USE3800H-USMNBL75 | 3800 |  | 1 |  |  | 0.97 |  | Outdoor
NJADRE1559980442 | Administratively Determined Incentive Program | EDISON | 8837 | 7.695 | Residential | Behind the Meter | Yes | Freedom Forever New Jersey, LLC | PSE&G |  | Accepted | 2025-06-25 | 2025-07-21 | 2026-07-21 | Solar Panels | JA Solar | JAM54S31-405/MR |  | 0.405 | 19 | 84 | 20 |  | Fixed | Roof
NJADRE1559980442 | Administratively Determined Incentive Program | EDISON | 8837 | 7.695 | Residential | Behind the Meter | Yes | Freedom Forever New Jersey, LLC | PSE&G |  | Accepted | 2025-06-25 | 2025-07-21 | 2026-07-21 | Inverters | SolarEdge | SE5700H-US | 5700 |  | 1 |  |  | 0.99 |  | Outside
NJADRE1559980445 | Administratively Determined Incentive Program | Winslow | 8081 | 6.525 | Residential | Behind the Meter | Yes | SunnyMac, LLC | AC Electric |  | Accepted | 2025-06-25 | 2025-07-21 | 2026-07-21 | Solar Panels | HANWHA | Q.TRON BLK M-G2+ |  | 0.435 | 12 | 122 | 22 |  | Fixed | Roof
NJADRE1559980445 | Administratively Determined Incentive Program | Winslow | 8081 | 6.525 | Residential | Behind the Meter | Yes | SunnyMac, LLC | AC Electric |  | Accepted | 2025-06-25 | 2025-07-21 | 2026-07-21 | Inverters | SOLAREDGE HOME HUB | SE5700H-US | 5760 |  | 1 |  |  | 0.99 |  | Outdoor | next to meter
NJADRE1559980445 | Administratively Determined Incentive Program | Winslow | 8081 | 6.525 | Residential | Behind the Meter | Yes | SunnyMac, LLC | AC Electric |  | Accepted | 2025-06-25 | 2025-07-21 | 2026-07-21 | Solar Panels | HANWHA | Q.TRON BLK M-G2+ |  | 0.435 | 3 | 302 | 22 |  | Fixed | Roof
NJADRE1559980447 | Administratively Determined Incentive Program | Stafford Township | 8050 | 3.01 | Residential | Behind the Meter | Yes | Velocity Energy & Home Solutions, Inc. | AC Electric |  | Accepted | 2025-06-25 | 2025-07-22 | 2026-07-22 | Inverters | enphase | iq8hc | 380 |  | 7 |  |  | 0.99 |  | Outside | behind panels
NJADRE1559980447 | Administratively Determined Incentive Program | Stafford Township | 8050 | 3.01 | Residential | Behind the Meter | Yes | Velocity Energy & Home Solutions, Inc. | AC Electric |  | Accepted | 2025-06-25 | 2025-07-22 | 2026-07-22 | Solar Panels | seg | SEG 430w |  | 0.43 | 7 | 183 | 22 |  | Fixed | Roof
NJADRE1559980460 | Administratively Determined Incentive Program | ELIZABETH | 7201 | 5.1 | Residential | Behind the Meter | Yes | Fusion Solar Energy, LLC | PSE&G |  | Accepted | 2025-06-25 | 2025-07-21 | 2026-07-21 | Solar Panels | JINKO SOLAR | JKM425N-54HL4-B |  | 0.425 | 12 | 204.91 | 13 |  | Fixed | Roof
NJADRE1559980460 | Administratively Determined Incentive Program | ELIZABETH | 7201 | 5.1 | Residential | Behind the Meter | Yes | Fusion Solar Energy, LLC | PSE&G |  | Accepted | 2025-06-25 | 2025-07-21 | 2026-07-21 | Inverters | ENPHASE | IQ8HC-72-M-DOM-US | 380 |  | 12 |  |  | 0.973 |  | Outside | Roof
NJADRE1559980466 | Administratively Determined Incentive Program | Hillside | 7205 | 8.1 | Residential | Behind the Meter | Yes | Sunrun Installation Services, Inc. | PSE&G |  | Accepted | 2025-06-25 | 2025-07-21 | 2026-07-21 | Solar Panels | JA SOLAR | JAM54S31-405/MR |  | 0.405 | 2 | 175 | 23 |  | Fixed | Roof
NJADRE1559980466 | Administratively Determined Incentive Program | Hillside | 7205 | 8.1 | Residential | Behind the Meter | Yes | Sunrun Installation Services, Inc. | PSE&G |  | Accepted | 2025-06-25 | 2025-07-21 | 2026-07-21 | Solar Panels | JA SOLAR | JAM54S31-405/MR |  | 0.405 | 8 | 176 | 44 |  | Fixed | Roof
NJADRE1559980466 | Administratively Determined Incentive Program | Hillside | 7205 | 8.1 | Residential | Behind the Meter | Yes | Sunrun Installation Services, Inc. | PSE&G |  | Accepted | 2025-06-25 | 2025-07-21 | 2026-07-21 | Solar Panels | JA SOLAR | JAM54S31-405/MR |  | 0.405 | 8 | 356 | 44 |  | Fixed | Roof
NJADRE1559980466 | Administratively Determined Incentive Program | Hillside | 7205 | 8.1 | Residential | Behind the Meter | Yes | Sunrun Installation Services, Inc. | PSE&G |  | Accepted | 2025-06-25 | 2025-07-21 | 2026-07-21 | Electric Storage Battery | SOLAREDGE TECHNOLOGIES | BAT-10K1P |  |  | 1 |  |  |  | Lithium Ion |  | INDOOR
NJADRE1559980466 | Administratively Determined Incentive Program | Hillside | 7205 | 8.1 | Residential | Behind the Meter | Yes | Sunrun Installation Services, Inc. | PSE&G |  | Accepted | 2025-06-25 | 2025-07-21 | 2026-07-21 | Solar Panels | JA SOLAR | JAM54S31-405/MR |  | 0.405 | 2 | 355 | 23 |  | Fixed | Roof
NJADRE1559980466 | Administratively Determined Incentive Program | Hillside | 7205 | 8.1 | Residential | Behind the Meter | Yes | Sunrun Installation Services, Inc. | PSE&G |  | Accepted | 2025-06-25 | 2025-07-21 | 2026-07-21 | Inverters | SOLAREDGE TECHNOLOGIES | SE10000H-USMN | 10000 |  | 1 |  |  | 0.99 |  | Indoor
NJADRE1559980478 | Administratively Determined Incentive Program | Ocean | 8758 | 12.04 | Residential | Behind the Meter | No | EMT Renewables, LLC | JCP&L |  | Accepted | 2025-06-25 | 2025-07-23 | 2026-07-23 | Solar Panels | Q CELLS | Q TRON |  | 0.43 | 28 | 101 | 29 |  | Fixed | Roof
NJADRE1559980478 | Administratively Determined Incentive Program | Ocean | 8758 | 12.04 | Residential | Behind the Meter | No | EMT Renewables, LLC | JCP&L |  | Accepted | 2025-06-25 | 2025-07-23 | 2026-07-23 | Inverters | Q.MI.349B | IQ8+ | 290 |  | 28 |  |  | 0.98 |  | Other | UNDER EACH PANEL
NJADRE1559980482 | Administratively Determined Incentive Program | Old Bridge | 8857 | 12.18 | Residential | Behind the Meter | No | NJ Solar Power, LLC | JCP&L |  | Accepted | 2025-06-25 | 2025-07-21 | 2026-07-21 | Solar Panels | Hanwha | Q.TRON BLK M-G2+ 435 |  | 0.435 | 28 | 234 | 32 |  | Fixed | Roof | Roof 1
NJADRE1559980482 | Administratively Determined Incentive Program | Old Bridge | 8857 | 12.18 | Residential | Behind the Meter | No | NJ Solar Power, LLC | JCP&L |  | Accepted | 2025-06-25 | 2025-07-21 | 2026-07-21 | Inverters | SolarEdge | SE5700H-US | 11520 |  | 2 |  |  | 0.99 |  | Outdoor
NJADRE1559980500 | Administratively Determined Incentive Program | Highstown | 8520 | 18.86 | Residential | Behind the Meter | Yes | Pro Custom Solar dba Momentum Solar | JCP&L |  | Accepted | 2025-06-25 | 2025-07-21 | 2026-07-21 | Solar Panels | HANWHA | Q.PEAK DUO BLK ML-G10+410 |  | 0.41 | 17 | 138 | 30 |  | Fixed | Roof
NJADRE1559980500 | Administratively Determined Incentive Program | Highstown | 8520 | 18.86 | Residential | Behind the Meter | Yes | Pro Custom Solar dba Momentum Solar | JCP&L |  | Accepted | 2025-06-25 | 2025-07-21 | 2026-07-21 | Solar Panels | HANWHA | Q.PEAK DUO BLK ML-G10+410 |  | 0.41 | 8 | 138 | 30 |  | Fixed | Roof
NJADRE1559980500 | Administratively Determined Incentive Program | Highstown | 8520 | 18.86 | Residential | Behind the Meter | Yes | Pro Custom Solar dba Momentum Solar | JCP&L |  | Accepted | 2025-06-25 | 2025-07-21 | 2026-07-21 | Solar Panels | HANWHA | Q.PEAK DUO BLK ML-G10+410 |  | 0.41 | 3 | 318 | 30 |  | Fixed | Roof
NJADRE1559980500 | Administratively Determined Incentive Program | Highstown | 8520 | 18.86 | Residential | Behind the Meter | Yes | Pro Custom Solar dba Momentum Solar | JCP&L |  | Accepted | 2025-06-25 | 2025-07-21 | 2026-07-21 | Solar Panels | HANWHA | Q.PEAK DUO BLK ML-G10+410 |  | 0.41 | 18 | 318 | 30 |  | Fixed | Roof
NJADRE1559980500 | Administratively Determined Incentive Program | Highstown | 8520 | 18.86 | Residential | Behind the Meter | Yes | Pro Custom Solar dba Momentum Solar | JCP&L |  | Accepted | 2025-06-25 | 2025-07-21 | 2026-07-21 | Inverters | ENPHASE | Q.PEAK DUO BLK ML-G10+410 | 380 |  | 46 |  |  | 0.97 |  | Outdoor
NJADRE1559980517 | Administratively Determined Incentive Program | Villas | 8251 | 10.44 | Residential | Behind the Meter | No | Solar Energy World | AC Electric |  | Accepted | 2025-06-25 | 2025-07-21 | 2026-07-21 | Inverters | Enphase | IQ8MC-72-M-US | 320 |  | 24 |  |  | 0.97 |  | Outside
NJADRE1559980517 | Administratively Determined Incentive Program | Villas | 8251 | 10.44 | Residential | Behind the Meter | No | Solar Energy World | AC Electric |  | Accepted | 2025-06-25 | 2025-07-21 | 2026-07-21 | Solar Panels | HANWHA | Q.TRON BLKM-G2+ 435W |  | 0.435 | 12 | 216 | 19 |  | Fixed | Roof
NJADRE1559980517 | Administratively Determined Incentive Program | Villas | 8251 | 10.44 | Residential | Behind the Meter | No | Solar Energy World | AC Electric |  | Accepted | 2025-06-25 | 2025-07-21 | 2026-07-21 | Solar Panels | Hanwha | Q.TRON BLKM-G2+ 435W |  | 0.435 | 5 | 216 | 18 |  | Fixed | Roof
NJADRE1559980517 | Administratively Determined Incentive Program | Villas | 8251 | 10.44 | Residential | Behind the Meter | No | Solar Energy World | AC Electric |  | Accepted | 2025-06-25 | 2025-07-21 | 2026-07-21 | Solar Panels | Hanwha | Q.TRON BLKM-G2+ 435W |  | 0.435 | 7 | 126 | 16 |  | Fixed | Roof
NJADRE1559980519 | Administratively Determined Incentive Program | Edison | 8820 | 6.56 | Residential | Behind the Meter | No | Tesla Energy Operations, Inc. | PSE&G |  | Accepted | 2025-06-25 | 2025-07-22 | 2026-07-22 | Solar Panels | Hanwha | Q Cells Q.PEAK DUO BLK ML-G10+/TS 410 |  | 0.41 | 16 | 188 | 34 |  | Fixed | Roof
NJADRE1559980519 | Administratively Determined Incentive Program | Edison | 8820 | 6.56 | Residential | Behind the Meter | No | Tesla Energy Operations, Inc. | PSE&G |  | Accepted | 2025-06-25 | 2025-07-22 | 2026-07-22 | Inverters | Tesla | 1538000-XX-Y | 7600 |  | 1 |  |  | 0.98 |  | Outdoor
NJADRE1559980544 | Administratively Determined Incentive Program | FRANKLIN | 7416 | 8.6 | Residential | Behind the Meter | No | EMT Renewables, LLC | JCP&L |  | Accepted | 2025-06-26 | 2025-07-21 | 2026-07-21 | Solar Panels | Q CELLS | Q TRON |  | 0.43 | 9 | 84 | 40 |  | Fixed | Roof
NJADRE1559980544 | Administratively Determined Incentive Program | FRANKLIN | 7416 | 8.6 | Residential | Behind the Meter | No | EMT Renewables, LLC | JCP&L |  | Accepted | 2025-06-26 | 2025-07-21 | 2026-07-21 | Inverters | QMI349B | IQ8+ | 290 |  | 20 |  |  | 0.98 |  | Other | UNDER EACH PANEL
NJADRE1559980544 | Administratively Determined Incentive Program | FRANKLIN | 7416 | 8.6 | Residential | Behind the Meter | No | EMT Renewables, LLC | JCP&L |  | Accepted | 2025-06-26 | 2025-07-21 | 2026-07-21 | Solar Panels | Q CELLS | Q TRON |  | 0.43 | 10 | 264 | 40 |  | Fixed | Roof
NJADRE1559980544 | Administratively Determined Incentive Program | FRANKLIN | 7416 | 8.6 | Residential | Behind the Meter | No | EMT Renewables, LLC | JCP&L |  | Accepted | 2025-06-26 | 2025-07-21 | 2026-07-21 | Solar Panels | Q CELLS | Q TRON |  | 0.43 | 1 | 84 | 20 |  | Fixed | Roof
NJADRE1559980549 | Administratively Determined Incentive Program | TRENTON | 8611 | 3.28 | Residential | Behind the Meter | Yes | Pro Custom Solar dba Momentum Solar | PSE&G |  | Accepted | 2025-06-25 | 2025-07-21 | 2026-07-21 | Solar Panels | HANWHA | Q.PEAK DUO BLK ML-G10+410 |  | 0.41 | 8 | 2 | 7 |  | Fixed | Roof
NJADRE1559980549 | Administratively Determined Incentive Program | TRENTON | 8611 | 3.28 | Residential | Behind the Meter | Yes | Pro Custom Solar dba Momentum Solar | PSE&G |  | Accepted | 2025-06-25 | 2025-07-21 | 2026-07-21 | Inverters | ENPHASE | Q.PEAK DUO BLK ML-G10+410 | 380 |  | 8 |  |  | 0.97 |  | Outdoor
NJADRE1559980557 | Administratively Determined Incentive Program | WILLINGBORO | 8046 | 7.225 | Residential | Behind the Meter | Yes | Solar Mite Solutions, LLC | PSE&G |  | Accepted | 2025-06-25 | 2025-07-21 | 2026-07-21 | Inverters | Enphase | IQ8HC-72-M-DOM-US | 380 |  | 17 |  |  | 0.97 |  | Outside
NJADRE1559980557 | Administratively Determined Incentive Program | WILLINGBORO | 8046 | 7.225 | Residential | Behind the Meter | Yes | Solar Mite Solutions, LLC | PSE&G |  | Accepted | 2025-06-25 | 2025-07-21 | 2026-07-21 | Solar Panels | Enphase | JKM425N |  | 0.425 | 17 | 107 | 15 |  | Fixed | Roof
NJADRE1559980560 | Administratively Determined Incentive Program | NORTH PLAINFIELD | 7060 | 3.69 | Residential | Behind the Meter | Yes | Sunrun Installation Services, Inc. | PSE&G |  | Accepted | 2025-06-26 | 2025-07-21 | 2026-07-21 | Electric Storage Battery | Tesla | POWERWALL 3 1707000-XX-Y |  |  | 1 |  |  |  | Lithium Ion |  | OUTSIDE
NJADRE1559980560 | Administratively Determined Incentive Program | NORTH PLAINFIELD | 7060 | 3.69 | Residential | Behind the Meter | Yes | Sunrun Installation Services, Inc. | PSE&G |  | Accepted | 2025-06-26 | 2025-07-21 | 2026-07-21 | Inverters | Tesla | POWERWALL 3 1707000-XX-Y | 11500 |  | 1 |  |  | 0.97 |  | Outdoor
NJADRE1559980560 | Administratively Determined Incentive Program | NORTH PLAINFIELD | 7060 | 3.69 | Residential | Behind the Meter | Yes | Sunrun Installation Services, Inc. | PSE&G |  | Accepted | 2025-06-26 | 2025-07-21 | 2026-07-21 | Solar Panels | HANWHA Q-CELLS | Q.PEAK DUO BLK ML-G10+ 410 |  | 0.41 | 9 | 220 | 32 |  | Fixed | Roof
NJADRE1559980566 | Administratively Determined Incentive Program | DUMONT | 7628 | 6.96 | Residential | Behind the Meter | Yes | Venture Home Solar, LLC | PSE&G |  | Accepted | 2025-06-25 | 2025-07-25 | 2026-07-25 | Solar Panels | Hanwha | Q.TRON BLK M-G2+ 435 |  | 0.435 | 3 | 176 | 20 |  | Fixed | Roof
NJADRE1559980566 | Administratively Determined Incentive Program | DUMONT | 7628 | 6.96 | Residential | Behind the Meter | Yes | Venture Home Solar, LLC | PSE&G |  | Accepted | 2025-06-25 | 2025-07-25 | 2026-07-25 | Solar Panels | Hanwha | Q.TRON BLK M-G2+ 435 |  | 0.435 | 2 | 266 | 44 |  | Fixed | Roof
NJADRE1559980566 | Administratively Determined Incentive Program | DUMONT | 7628 | 6.96 | Residential | Behind the Meter | Yes | Venture Home Solar, LLC | PSE&G |  | Accepted | 2025-06-25 | 2025-07-25 | 2026-07-25 | Solar Panels | Hanwha | Q.TRON BLK M-G2+ 435 |  | 0.435 | 11 | 86 | 44 |  | Fixed | Roof
NJADRE1559980566 | Administratively Determined Incentive Program | DUMONT | 7628 | 6.96 | Residential | Behind the Meter | Yes | Venture Home Solar, LLC | PSE&G |  | Accepted | 2025-06-25 | 2025-07-25 | 2026-07-25 | Inverters | EnPhase | IQ8HC-72-M-DOM-US (240V) | 384 |  | 16 |  |  | 0.98958 |  | Outside
NJADRE1559980589 | Administratively Determined Incentive Program | RAMSEY | 7446 | 15.58 | Residential | Behind the Meter | Yes | Pro Custom Solar dba Momentum Solar | Orange Rockland Electric |  | Accepted | 2025-06-25 | 2025-07-21 | 2026-07-21 | Solar Panels | HANWHA | Q.PEAK DUO BLK ML-G10+410 |  | 0.41 | 10 | 70 | 21 |  | Fixed | Roof
NJADRE1559980589 | Administratively Determined Incentive Program | RAMSEY | 7446 | 15.58 | Residential | Behind the Meter | Yes | Pro Custom Solar dba Momentum Solar | Orange Rockland Electric |  | Accepted | 2025-06-25 | 2025-07-21 | 2026-07-21 | Solar Panels | HANWHA | Q.PEAK DUO BLK ML-G10+410 |  | 0.41 | 6 | 340 | 20 |  | Fixed | Roof
NJADRE1559980589 | Administratively Determined Incentive Program | RAMSEY | 7446 | 15.58 | Residential | Behind the Meter | Yes | Pro Custom Solar dba Momentum Solar | Orange Rockland Electric |  | Accepted | 2025-06-25 | 2025-07-21 | 2026-07-21 | Inverters | ENPHASE | Q.PEAK DUO BLK ML-G10+410 | 380 |  | 38 |  |  | 0.97 |  | Outdoor
NJADRE1559980589 | Administratively Determined Incentive Program | RAMSEY | 7446 | 15.58 | Residential | Behind the Meter | Yes | Pro Custom Solar dba Momentum Solar | Orange Rockland Electric |  | Accepted | 2025-06-25 | 2025-07-21 | 2026-07-21 | Solar Panels | HANWHA | Q.PEAK DUO BLK ML-G10+410 |  | 0.41 | 11 | 160 | 20 |  | Fixed | Roof
NJADRE1559980589 | Administratively Determined Incentive Program | RAMSEY | 7446 | 15.58 | Residential | Behind the Meter | Yes | Pro Custom Solar dba Momentum Solar | Orange Rockland Electric |  | Accepted | 2025-06-25 | 2025-07-21 | 2026-07-21 | Solar Panels | HANWHA | Q.PEAK DUO BLK ML-G10+410 |  | 0.41 | 8 | 70 | 12 |  | Fixed | Roof
NJADRE1559980589 | Administratively Determined Incentive Program | RAMSEY | 7446 | 15.58 | Residential | Behind the Meter | Yes | Pro Custom Solar dba Momentum Solar | Orange Rockland Electric |  | Accepted | 2025-06-25 | 2025-07-21 | 2026-07-21 | Solar Panels | HANWHA | Q.PEAK DUO BLK ML-G10+410 |  | 0.41 | 3 | 251 | 12 |  | Fixed | Roof
NJADRE1559980592 | Administratively Determined Incentive Program | ELMER | 8318 | 12.18 | Residential | Behind the Meter | Yes | GenSun Roofing and Solar, LLC | AC Electric |  | Accepted | 2025-06-25 | 2025-07-21 | 2026-07-21 | Solar Panels | QCELLS SOLAR | Q.TRON BLK M-G2+ 435W |  | 0.435 | 28 | 174 | 14 |  | Fixed | Roof
NJADRE1559980592 | Administratively Determined Incentive Program | ELMER | 8318 | 12.18 | Residential | Behind the Meter | Yes | GenSun Roofing and Solar, LLC | AC Electric |  | Accepted | 2025-06-25 | 2025-07-21 | 2026-07-21 | Inverters | ENPHASE | IQ8HC-72-M-DOM-US | 10640 |  | 28 |  |  | 0.99 |  | Outside
NJADRE1559981216 | Administratively Determined Incentive Program | FAIRVIEW | 7022 | 6.375 | Residential | Behind the Meter | Yes | Fusion Solar Energy, LLC | PSE&G |  | Accepted | 2025-06-25 | 2025-07-21 | 2026-07-21 | Solar Panels | JINKO SOLAR | JKM425N-54HL4-B |  | 0.425 | 15 | 215.34 | 5 |  | Fixed | Roof
NJADRE1559981216 | Administratively Determined Incentive Program | FAIRVIEW | 7022 | 6.375 | Residential | Behind the Meter | Yes | Fusion Solar Energy, LLC | PSE&G |  | Accepted | 2025-06-25 | 2025-07-21 | 2026-07-21 | Inverters | ENPHASE | IQ8HC-72-M-DOM-US | 380 |  | 15 |  |  | 0.97 |  | Outside | Roof
NJADRE1559981301 | Administratively Determined Incentive Program | JACKSON | 8527 | 21.46 | Residential | Behind the Meter | No | Green Revolution Solar | JCP&L |  | Accepted | 2025-06-25 | 2025-07-21 | 2026-07-21 | Inverters | Enphase | IQ8A | 349 |  | 32 |  |  | 0.97 |  | Outside
NJADRE1559981301 | Administratively Determined Incentive Program | JACKSON | 8527 | 21.46 | Residential | Behind the Meter | No | Green Revolution Solar | JCP&L |  | Accepted | 2025-06-25 | 2025-07-21 | 2026-07-21 | Solar Panels | Canadian Solar | CS6p-230P |  | 0.23 | 30 | 39 | 38 |  | Fixed | Roof
NJADRE1559981301 | Administratively Determined Incentive Program | JACKSON | 8527 | 21.46 | Residential | Behind the Meter | No | Green Revolution Solar | JCP&L |  | Accepted | 2025-06-25 | 2025-07-21 | 2026-07-21 | Inverters | Enphase | IQ8+ | 290 |  | 30 |  |  | 0.97 |  | Outside
NJADRE1559981301 | Administratively Determined Incentive Program | JACKSON | 8527 | 21.46 | Residential | Behind the Meter | No | Green Revolution Solar | JCP&L |  | Accepted | 2025-06-25 | 2025-07-21 | 2026-07-21 | Solar Panels | Canadian Solar | CS6.1-54TM-455 |  | 0.455 | 32 | 219 | 38 |  | Fixed | Roof
NJADRE1559981301 | Administratively Determined Incentive Program | JACKSON | 8527 | 21.46 | Residential | Behind the Meter | No | Green Revolution Solar | JCP&L |  | Accepted | 2025-06-25 | 2025-07-21 | 2026-07-21 | Meters | Enphase | 800-00663-R05 |  |  | 1 |  |  |  | Yes | Outdoor
NJADRE1559981949 | Administratively Determined Incentive Program | MANCHESTER | 8759 | 9.315 | Residential | Behind the Meter | Yes | Sunrun Installation Services, Inc. | JCP&L |  | Accepted | 2025-06-26 | 2025-07-21 | 2026-07-21 | Inverters | SolarEdge Technologies | SE7600H-USMN | 7600 |  | 1 |  |  | 0.99 |  | Outdoor | Next to meter
NJADRE1559981949 | Administratively Determined Incentive Program | MANCHESTER | 8759 | 9.315 | Residential | Behind the Meter | Yes | Sunrun Installation Services, Inc. | JCP&L |  | Accepted | 2025-06-26 | 2025-07-21 | 2026-07-21 | Solar Panels | JA Solar | JAM54S31-405/MR |  | 0.405 | 5 | 53 | 22 |  | Fixed | Roof
NJADRE1559981949 | Administratively Determined Incentive Program | MANCHESTER | 8759 | 9.315 | Residential | Behind the Meter | Yes | Sunrun Installation Services, Inc. | JCP&L |  | Accepted | 2025-06-26 | 2025-07-21 | 2026-07-21 | Solar Panels | JA Solar | JAM54S31-405/MR |  | 0.405 | 18 | 233 | 22 |  | Fixed | Roof
NJADRE1559981953 | Administratively Determined Incentive Program | EWING | 8638 | 3.69 | Residential | Behind the Meter | Yes | Sunrun Installation Services, Inc. | PSE&G |  | Accepted | 2025-06-26 | 2025-07-21 | 2026-07-21 | Inverters | TESLA | Powerwall 3 1707000-xx-y | 11500 |  | 1 |  |  | 0.97 |  | Outdoor | Next to meter
NJADRE1559981953 | Administratively Determined Incentive Program | EWING | 8638 | 3.69 | Residential | Behind the Meter | Yes | Sunrun Installation Services, Inc. | PSE&G |  | Accepted | 2025-06-26 | 2025-07-21 | 2026-07-21 | Solar Panels | Hanwha Q-Cells | Q.PEAK DUO BLK ML-G10+ 410 |  | 0.41 | 9 | 126 | 23 |  | Fixed | Roof
NJADRE1559981953 | Administratively Determined Incentive Program | EWING | 8638 | 3.69 | Residential | Behind the Meter | Yes | Sunrun Installation Services, Inc. | PSE&G |  | Accepted | 2025-06-26 | 2025-07-21 | 2026-07-21 | Electric Storage Battery | TESLA | Powerwall 3 1707000-xx-y |  |  | 1 |  |  |  | Lithium Ion |  | OUTSIDE
NJADRE1559981961 | Administratively Determined Incentive Program | MARLTON | 8053 | 14.26 | Residential | Behind the Meter | No | PlugPV, LLC | PSE&G |  | Accepted | 2025-06-26 | 2025-07-21 | 2026-07-21 | Solar Panels | Enphase | REC460AA PURE-RX |  | 0.46 | 6 | 130 | 40 |  | Fixed | Roof
NJADRE1559981961 | Administratively Determined Incentive Program | MARLTON | 8053 | 14.26 | Residential | Behind the Meter | No | PlugPV, LLC | PSE&G |  | Accepted | 2025-06-26 | 2025-07-21 | 2026-07-21 | Solar Panels | Rec Solar | REC460AA PURE-RX |  | 0.46 | 14 | 220 | 25 |  | Fixed | Roof
NJADRE1559981961 | Administratively Determined Incentive Program | MARLTON | 8053 | 14.26 | Residential | Behind the Meter | No | PlugPV, LLC | PSE&G |  | Accepted | 2025-06-26 | 2025-07-21 | 2026-07-21 | Inverters | Enphase | IQ8X-80-M-US | 380 |  | 31 |  |  | 0.97 |  | Outside
NJADRE1559981961 | Administratively Determined Incentive Program | MARLTON | 8053 | 14.26 | Residential | Behind the Meter | No | PlugPV, LLC | PSE&G |  | Accepted | 2025-06-26 | 2025-07-21 | 2026-07-21 | Solar Panels | Rec Solar | REC460AA PURE-RX |  | 0.46 | 11 | 130 | 40 |  | Fixed | Roof | roof/panels
NJADRE1559981966 | Administratively Determined Incentive Program | CAPE MAY COURT HOUSE | 8210 | 12.18 | Residential | Behind the Meter | Yes | SunnyMac, LLC | AC Electric |  | Accepted | 2025-06-26 | 2025-07-21 | 2026-07-21 | Solar Panels | HANWHA | Q.TRON BLK M-G2+ |  | 0.435 | 12 | 349 | 12 |  | Fixed | Roof
NJADRE1559981966 | Administratively Determined Incentive Program | CAPE MAY COURT HOUSE | 8210 | 12.18 | Residential | Behind the Meter | Yes | SunnyMac, LLC | AC Electric |  | Accepted | 2025-06-26 | 2025-07-21 | 2026-07-21 | Solar Panels | HANWHA | Q.TRON BLK M-G2+ |  | 0.435 | 9 | 169 | 25 |  | Fixed | Roof
NJADRE1559981966 | Administratively Determined Incentive Program | CAPE MAY COURT HOUSE | 8210 | 12.18 | Residential | Behind the Meter | Yes | SunnyMac, LLC | AC Electric |  | Accepted | 2025-06-26 | 2025-07-21 | 2026-07-21 | Inverters | SOLAREDGE | SE10000H-US | 10000 |  | 1 |  |  | 0.99 |  | Outdoor | next to meter
NJADRE1559981966 | Administratively Determined Incentive Program | CAPE MAY COURT HOUSE | 8210 | 12.18 | Residential | Behind the Meter | Yes | SunnyMac, LLC | AC Electric |  | Accepted | 2025-06-26 | 2025-07-21 | 2026-07-21 | Solar Panels | HANWHA | Q.TRON BLK M-G2+ |  | 0.435 | 2 | 349 | 25 |  | Fixed | Roof
NJADRE1559981966 | Administratively Determined Incentive Program | CAPE MAY COURT HOUSE | 8210 | 12.18 | Residential | Behind the Meter | Yes | SunnyMac, LLC | AC Electric |  | Accepted | 2025-06-26 | 2025-07-21 | 2026-07-21 | Solar Panels | HANWHA | Q.TRON BLK M-G2+ |  | 0.435 | 5 | 349 | 25 |  | Fixed | Roof
NJADRE1559981990 | Administratively Determined Incentive Program | WOODSTOWN | 8098 | 9.02 | Residential | Behind the Meter | Yes | Sunrun Installation Services, Inc. | AC Electric |  | Accepted | 2025-06-26 | 2025-07-21 | 2026-07-21 | Inverters | Tesla | POWERWALL 3 1707000-XX-Y | 11500 |  | 1 |  |  | 0.97 |  | Outdoor
NJADRE1559981990 | Administratively Determined Incentive Program | WOODSTOWN | 8098 | 9.02 | Residential | Behind the Meter | Yes | Sunrun Installation Services, Inc. | AC Electric |  | Accepted | 2025-06-26 | 2025-07-21 | 2026-07-21 | Solar Panels | HANWHA Q-CELLS | Q.PEAK DUO BLK ML-G10+ 410 DCA |  | 0.41 | 22 | 62 | 34 |  | Fixed | Roof
NJADRE1559981990 | Administratively Determined Incentive Program | WOODSTOWN | 8098 | 9.02 | Residential | Behind the Meter | Yes | Sunrun Installation Services, Inc. | AC Electric |  | Accepted | 2025-06-26 | 2025-07-21 | 2026-07-21 | Electric Storage Battery | Tesla | POWERWALL 3 1707000-XX-Y |  |  | 1 |  |  |  | Lithium Ion |  | OUTSIDE
NJADRE1559981996 | Administratively Determined Incentive Program | East Brunswick | 8816 | 11.89 | Residential | Behind the Meter | No | Panatec Corporation | JCP&L |  | Accepted | 2025-06-26 | 2025-07-23 | 2026-07-23 | Solar Panels | Panasonic | EVPV410H |  | 0.41 | 29 | 155 | 25 |  | Fixed | Roof
NJADRE1559981996 | Administratively Determined Incentive Program | East Brunswick | 8816 | 11.89 | Residential | Behind the Meter | No | Panatec Corporation | JCP&L |  | Accepted | 2025-06-26 | 2025-07-23 | 2026-07-23 | Meters | Enphase | X-IQ-AM1-240-4 |  |  | 1 |  |  |  | Yes | Outdoor
NJADRE1559981996 | Administratively Determined Incentive Program | East Brunswick | 8816 | 11.89 | Residential | Behind the Meter | No | Panatec Corporation | JCP&L |  | Accepted | 2025-06-26 | 2025-07-23 | 2026-07-23 | Inverters | Enphase | IQ8H | 380 |  | 29 |  |  | 0.975 |  | Outdoor
NJADRE1559981999 | Administratively Determined Incentive Program | Moorestown | 8057 | 15.66 | Residential | Behind the Meter | Yes | SunnyMac, LLC | PSE&G |  | Accepted | 2025-06-26 | 2025-07-21 | 2026-07-21 | Solar Panels | HANWHA | Q.TRON BLK M-G2+ |  | 0.435 | 8 | 187 | 33 |  | Fixed | Roof
NJADRE1559981999 | Administratively Determined Incentive Program | Moorestown | 8057 | 15.66 | Residential | Behind the Meter | Yes | SunnyMac, LLC | PSE&G |  | Accepted | 2025-06-26 | 2025-07-21 | 2026-07-21 | Solar Panels | HANWHA | Q.TRON BLK M-G2+ |  | 0.435 | 3 | 187 | 33 |  | Fixed | Roof
NJADRE1559981999 | Administratively Determined Incentive Program | Moorestown | 8057 | 15.66 | Residential | Behind the Meter | Yes | SunnyMac, LLC | PSE&G |  | Accepted | 2025-06-26 | 2025-07-21 | 2026-07-21 | Solar Panels | HANWHA | Q.TRON BLK M-G2+ |  | 0.435 | 3 | 97 | 34 |  | Fixed | Roof
NJADRE1559981999 | Administratively Determined Incentive Program | Moorestown | 8057 | 15.66 | Residential | Behind the Meter | Yes | SunnyMac, LLC | PSE&G |  | Accepted | 2025-06-26 | 2025-07-21 | 2026-07-21 | Solar Panels | HANWHA | Q.TRON BLK M-G2+ |  | 0.435 | 8 | 187 | 33 |  | Fixed | Roof
NJADRE1559981999 | Administratively Determined Incentive Program | Moorestown | 8057 | 15.66 | Residential | Behind the Meter | Yes | SunnyMac, LLC | PSE&G |  | Accepted | 2025-06-26 | 2025-07-21 | 2026-07-21 | Solar Panels | HANWHA | Q.TRON BLK M-G2+ |  | 0.435 | 14 | 187 | 33 |  | Fixed | Roof
NJADRE1559981999 | Administratively Determined Incentive Program | Moorestown | 8057 | 15.66 | Residential | Behind the Meter | Yes | SunnyMac, LLC | PSE&G |  | Accepted | 2025-06-26 | 2025-07-21 | 2026-07-21 | Inverters | SOLAREDGE HOME HUB | SE11400H-US | 11400 |  | 1 |  |  | 0.99 |  | Outdoor | next to meter
NJADRE1559982001 | Administratively Determined Incentive Program | BROWNS MILLS | 8015 | 5.74 | Residential | Behind the Meter | Yes | Trinity Solar, LLC | JCP&L |  | Accepted | 2025-06-26 | 2025-07-21 | 2026-07-21 | Solar Panels | HANWHA 410 (Q.PEAK DUO BLK ML-G10+410) | HANWHA 410 (Q.PEAK DUO BLK ML-G10+410) |  | 0.41 | 14 | 250 | 21 |  | Fixed | Roof
NJADRE1559982001 | Administratively Determined Incentive Program | BROWNS MILLS | 8015 | 5.74 | Residential | Behind the Meter | Yes | Trinity Solar, LLC | JCP&L |  | Accepted | 2025-06-26 | 2025-07-21 | 2026-07-21 | Inverters | SOLAREDGE | SE5700H-US | 5700 |  | 1 |  |  | 0.97 |  | Outside
NJADRE1559982004 | Administratively Determined Incentive Program | Brick | 8724 | 11.61 | Residential | Behind the Meter | No | EMT Renewables, LLC | JCP&L |  | Accepted | 2025-06-26 | 2025-07-22 | 2026-07-22 | Solar Panels | Q CELLS | Q TRON |  | 0.43 | 27 | 52 | 24 |  | Fixed | Roof
NJADRE1559982004 | Administratively Determined Incentive Program | Brick | 8724 | 11.61 | Residential | Behind the Meter | No | EMT Renewables, LLC | JCP&L |  | Accepted | 2025-06-26 | 2025-07-22 | 2026-07-22 | Inverters | QMI349B | IQ8+ | 290 |  | 27 |  |  | 0.98 |  | Other | UNDER EACH PANEL
NJADRE1559982005 | Administratively Determined Incentive Program | Newark | 7103 | 9.775 | Residential | Behind the Meter | Yes | Power Energy Solutions, LLC | PSE&G |  | Accepted | 2025-06-26 | 2025-07-21 | 2026-07-21 | Solar Panels | Trina Solar | TSM-425NE09RC.05 |  | 0.425 | 6 | 201 | 55 |  | Fixed | Roof
NJADRE1559982005 | Administratively Determined Incentive Program | Newark | 7103 | 9.775 | Residential | Behind the Meter | Yes | Power Energy Solutions, LLC | PSE&G |  | Accepted | 2025-06-26 | 2025-07-21 | 2026-07-21 | Solar Panels | Trina Solar | TSM-425NE09RC.05 |  | 0.425 | 6 | 21 | 25 |  | Fixed | Roof
NJADRE1559982005 | Administratively Determined Incentive Program | Newark | 7103 | 9.775 | Residential | Behind the Meter | Yes | Power Energy Solutions, LLC | PSE&G |  | Accepted | 2025-06-26 | 2025-07-21 | 2026-07-21 | Solar Panels | Trina Solar | TSM-425NE09RC.05 |  | 0.425 | 1 | 21 | 10 |  | Fixed | Roof
NJADRE1559982005 | Administratively Determined Incentive Program | Newark | 7103 | 9.775 | Residential | Behind the Meter | Yes | Power Energy Solutions, LLC | PSE&G |  | Accepted | 2025-06-26 | 2025-07-21 | 2026-07-21 | Solar Panels | Trina Solar | TSM-425NE09RC.05 |  | 0.425 | 8 | 201 | 25 |  | Fixed | Roof
NJADRE1559982005 | Administratively Determined Incentive Program | Newark | 7103 | 9.775 | Residential | Behind the Meter | Yes | Power Energy Solutions, LLC | PSE&G |  | Accepted | 2025-06-26 | 2025-07-21 | 2026-07-21 | Inverters | SolarEdge | SE5700H-US | 6 |  | 1 |  |  | 0.97 |  | Outdoor
NJADRE1559982005 | Administratively Determined Incentive Program | Newark | 7103 | 9.775 | Residential | Behind the Meter | Yes | Power Energy Solutions, LLC | PSE&G |  | Accepted | 2025-06-26 | 2025-07-21 | 2026-07-21 | Solar Panels | Trina Solar | TSM-425NE09RC.05 |  | 0.425 | 1 | 201 | 15 |  | Fixed | Roof
NJADRE1559982005 | Administratively Determined Incentive Program | Newark | 7103 | 9.775 | Residential | Behind the Meter | Yes | Power Energy Solutions, LLC | PSE&G |  | Accepted | 2025-06-26 | 2025-07-21 | 2026-07-21 | Solar Panels | Trina Solar | TSM-425NE09RC.05 |  | 0.425 | 1 | 21 | 15 |  | Fixed | Roof
NJADRE1559982009 | Administratively Determined Incentive Program | MORRISTOWN | 7960 | 11.9 | Residential | Behind the Meter | No | Panatec Corporation | JCP&L |  | Accepted | 2025-06-26 | 2025-07-29 | 2026-07-29 | Meters | Enphase | X-IQ-AM1-240-4 |  |  | 1 |  |  |  | Yes | Outdoor
NJADRE1559982009 | Administratively Determined Incentive Program | MORRISTOWN | 7960 | 11.9 | Residential | Behind the Meter | No | Panatec Corporation | JCP&L |  | Accepted | 2025-06-26 | 2025-07-29 | 2026-07-29 | Inverters | Enphase | IQ8A | 349 |  | 28 |  |  | 0.975 |  | Outdoor
NJADRE1559982009 | Administratively Determined Incentive Program | MORRISTOWN | 7960 | 11.9 | Residential | Behind the Meter | No | Panatec Corporation | JCP&L |  | Accepted | 2025-06-26 | 2025-07-29 | 2026-07-29 | Solar Panels | Jinko Solar | JKM425N-54HL4R-B 425 |  | 0.425 | 28 | 170 | 25 |  | Fixed | Roof
NJADRE1559982015 | Administratively Determined Incentive Program | Cape May | 8204 | 3.28 | Residential | Behind the Meter | Yes | Trinity Solar, LLC | AC Electric |  | Accepted | 2025-06-26 | 2025-07-21 | 2026-07-21 | Inverters | Solar Edge | USE3800H-USMNBL75 | 3800 |  | 1 |  |  | 0.97 |  | Outdoor
NJADRE1559982015 | Administratively Determined Incentive Program | Cape May | 8204 | 3.28 | Residential | Behind the Meter | Yes | Trinity Solar, LLC | AC Electric |  | Accepted | 2025-06-26 | 2025-07-21 | 2026-07-21 | Solar Panels | HANWHA | (Q.PEAK DUO BLK ML-G10.C+ 410) |  | 0.41 | 8 | 217 | 32 |  | Fixed | Roof
NJADRE1559982019 | Administratively Determined Incentive Program | Hillsdale | 7642 | 7.74 | Residential | Behind the Meter | No | Infinity Solar Systems, LLC | PSE&G |  | Accepted | 2025-06-26 | 2025-07-22 | 2026-07-22 | Solar Panels | SEG Solar | SEG-430-BTD-BG |  | 0.43 | 6 | 199 | 34 |  | Fixed | Roof
NJADRE1559982019 | Administratively Determined Incentive Program | Hillsdale | 7642 | 7.74 | Residential | Behind the Meter | No | Infinity Solar Systems, LLC | PSE&G |  | Accepted | 2025-06-26 | 2025-07-22 | 2026-07-22 | Solar Panels | SEG Solar | SEG-430-BTD-BG |  | 0.43 | 3 | 199 | 34 |  | Fixed | Roof
NJADRE1559982019 | Administratively Determined Incentive Program | Hillsdale | 7642 | 7.74 | Residential | Behind the Meter | No | Infinity Solar Systems, LLC | PSE&G |  | Accepted | 2025-06-26 | 2025-07-22 | 2026-07-22 | Inverters | Enphase | IQ8MC-72-M-US | 320 |  | 18 |  |  | 0.97 |  | Outdoor
NJADRE1559982019 | Administratively Determined Incentive Program | Hillsdale | 7642 | 7.74 | Residential | Behind the Meter | No | Infinity Solar Systems, LLC | PSE&G |  | Accepted | 2025-06-26 | 2025-07-22 | 2026-07-22 | Solar Panels | SEG Solar | SEG-430-BTD-BG |  | 0.43 | 3 | 19 | 34 |  | Fixed | Roof
NJADRE1559982019 | Administratively Determined Incentive Program | Hillsdale | 7642 | 7.74 | Residential | Behind the Meter | No | Infinity Solar Systems, LLC | PSE&G |  | Accepted | 2025-06-26 | 2025-07-22 | 2026-07-22 | Solar Panels | SEG Solar | SEG-430-BTD-BG |  | 0.43 | 2 | 0 | 0 |  | Fixed | Roof
NJADRE1559982019 | Administratively Determined Incentive Program | Hillsdale | 7642 | 7.74 | Residential | Behind the Meter | No | Infinity Solar Systems, LLC | PSE&G |  | Accepted | 2025-06-26 | 2025-07-22 | 2026-07-22 | Solar Panels | SEG Solar | SEG-430-BTD-BG |  | 0.43 | 4 | 19 | 34 |  | Fixed | Roof
NJADRE1559982030 | Administratively Determined Incentive Program | Belleville | 7109 | 4.1 | Residential | Behind the Meter | Yes | Trinity Solar, LLC | PSE&G |  | Accepted | 2025-06-26 | 2025-07-21 | 2026-07-21 | Solar Panels | HANWHA 410 (Q.PEAK DUO BLK ML-G10+410) | HANWHA 410 (Q.PEAK DUO BLK ML-G10+410) |  | 0.41 | 10 | 163 | 28 |  | Fixed | Roof
NJADRE1559982030 | Administratively Determined Incentive Program | Belleville | 7109 | 4.1 | Residential | Behind the Meter | Yes | Trinity Solar, LLC | PSE&G |  | Accepted | 2025-06-26 | 2025-07-21 | 2026-07-21 | Inverters | SOLAREDGE | SE3800H-US | 3800 |  | 1 |  |  | 0.97 |  | Outside
NJADRE1559982037 | Administratively Determined Incentive Program | Newton | 7860 | 9.57 | Residential | Behind the Meter | Yes | SunnyMac, LLC | JCP&L |  | Accepted | 2025-06-26 | 2025-07-21 | 2026-07-21 | Solar Panels | HANWHA | Q.TRON BLK M-G2+ |  | 0.435 | 22 | 144 | 19 |  | Fixed | Roof
NJADRE1559982037 | Administratively Determined Incentive Program | Newton | 7860 | 9.57 | Residential | Behind the Meter | Yes | SunnyMac, LLC | JCP&L |  | Accepted | 2025-06-26 | 2025-07-21 | 2026-07-21 | Inverters | SOLAREDGE HOME HUB | SE7600H-US | 7600 |  | 1 |  |  | 0.99 |  | Outdoor | next to meter
NJADRE1559982043 | Administratively Determined Incentive Program | Manalapan | 7726 | 11.9 | Residential | Behind the Meter | Yes | Solar Mite Solutions, LLC | JCP&L |  | Accepted | 2025-06-26 | 2025-07-21 | 2026-07-21 | Inverters | Enphase | IQ8HC-72-M-DOM-US | 380 |  | 28 |  |  | 0.97 |  | Outside
NJADRE1559982043 | Administratively Determined Incentive Program | Manalapan | 7726 | 11.9 | Residential | Behind the Meter | Yes | Solar Mite Solutions, LLC | JCP&L |  | Accepted | 2025-06-26 | 2025-07-21 | 2026-07-21 | Solar Panels | Jinko | JKM425N |  | 0.425 | 10 | 192 | 10 |  | Fixed | Roof
NJADRE1559982043 | Administratively Determined Incentive Program | Manalapan | 7726 | 11.9 | Residential | Behind the Meter | Yes | Solar Mite Solutions, LLC | JCP&L |  | Accepted | 2025-06-26 | 2025-07-21 | 2026-07-21 | Solar Panels | Jinko | JKM425N |  | 0.425 | 18 | 192 | 30 |  | Fixed | Roof
NJADRE1559982059 | Administratively Determined Incentive Program | BRIDGETON | 8302 | 7.79 | Residential | Behind the Meter | Yes | Pro Custom Solar dba Momentum Solar | AC Electric |  | Accepted | 2025-06-26 | 2025-07-23 | 2026-07-23 | Solar Panels | HANWHA | Q.peak duo blk-g10+410 |  | 0.41 | 5 | 109 | 38 |  | Fixed | Roof
NJADRE1559982059 | Administratively Determined Incentive Program | BRIDGETON | 8302 | 7.79 | Residential | Behind the Meter | Yes | Pro Custom Solar dba Momentum Solar | AC Electric |  | Accepted | 2025-06-26 | 2025-07-23 | 2026-07-23 | Solar Panels | HANWHA | q.peak duo blk-g10+410 |  | 0.41 | 5 | 19 | 38 |  | Fixed | Roof
NJADRE1559982059 | Administratively Determined Incentive Program | BRIDGETON | 8302 | 7.79 | Residential | Behind the Meter | Yes | Pro Custom Solar dba Momentum Solar | AC Electric |  | Accepted | 2025-06-26 | 2025-07-23 | 2026-07-23 | Inverters | ENPHASE | IQ8HC-72-M-DOM-US | 380 |  | 19 |  |  | 0.97 |  | Outdoor
NJADRE1559982059 | Administratively Determined Incentive Program | BRIDGETON | 8302 | 7.79 | Residential | Behind the Meter | Yes | Pro Custom Solar dba Momentum Solar | AC Electric |  | Accepted | 2025-06-26 | 2025-07-23 | 2026-07-23 | Solar Panels | HANWHA | Q.peak duo blk-g10+410 |  | 0.41 | 4 | 199 | 38 |  | Fixed | Roof
NJADRE1559982059 | Administratively Determined Incentive Program | BRIDGETON | 8302 | 7.79 | Residential | Behind the Meter | Yes | Pro Custom Solar dba Momentum Solar | AC Electric |  | Accepted | 2025-06-26 | 2025-07-23 | 2026-07-23 | Solar Panels | HANWHA | Q.peak duo blk-g10+410 |  | 0.41 | 5 | 289 | 38 |  | Fixed | Roof
NJADRE1559982067 | Administratively Determined Incentive Program | Phillipsburg | 8865 | 11.18 | Residential | Behind the Meter | Yes | PosiGen Developer, LLC | JCP&L |  | Accepted | 2025-06-26 | 2025-07-21 | 2026-07-21 | Solar Panels | JINKO EAGLE | G6R JKM430N-54HL4-B |  | 0.43 | 14 | 160 | 32 |  | Fixed | Roof
NJADRE1559982067 | Administratively Determined Incentive Program | Phillipsburg | 8865 | 11.18 | Residential | Behind the Meter | Yes | PosiGen Developer, LLC | JCP&L |  | Accepted | 2025-06-26 | 2025-07-21 | 2026-07-21 | Solar Panels | JINKO EAGLE | G6R JKM430N-54HL4-B |  | 0.43 | 12 | 340 | 32 |  | Fixed | Roof
NJADRE1559982067 | Administratively Determined Incentive Program | Phillipsburg | 8865 | 11.18 | Residential | Behind the Meter | Yes | PosiGen Developer, LLC | JCP&L |  | Accepted | 2025-06-26 | 2025-07-21 | 2026-07-21 | Inverters | SolarEdge | SE10000H-US | 10000 |  | 1 |  |  | 0.99 |  | Outside | within ten feet of meter
NJADRE1559982071 | Administratively Determined Incentive Program | CAPE MAY COURT HOUSE | 8210 | 7.83 | Residential | Behind the Meter | Yes | SunnyMac, LLC | AC Electric |  | Accepted | 2025-06-26 | 2025-07-21 | 2026-07-21 | Inverters | SOLAREDGE HOME HUB | SE5700H-US | 5760 |  | 1 |  |  | 0.99 |  | Outdoor | next to meter
NJADRE1559982071 | Administratively Determined Incentive Program | CAPE MAY COURT HOUSE | 8210 | 7.83 | Residential | Behind the Meter | Yes | SunnyMac, LLC | AC Electric |  | Accepted | 2025-06-26 | 2025-07-21 | 2026-07-21 | Solar Panels | HANWHA | Q.TRON BLK M-G2+ |  | 0.435 | 18 | 115 | 21 |  | Fixed | Roof
NJADRE1559982071 | Administratively Determined Incentive Program | CAPE MAY COURT HOUSE | 8210 | 7.83 | Residential | Behind the Meter | Yes | SunnyMac, LLC | AC Electric |  | Accepted | 2025-06-26 | 2025-07-21 | 2026-07-21 | Meters | SOLAREDGE HOME HUB | SE-RGMTR-1D-240C-B |  |  | 1 |  |  |  | Yes | Outdoor
NJADRE1559982089 | Administratively Determined Incentive Program | CHESILHURST | 8089 | 10.25 | Residential | Behind the Meter | Yes | Trinity Solar, LLC | AC Electric |  | Accepted | 2025-06-26 | 2025-07-21 | 2026-07-21 | Inverters | Solar Edge | USE7600H-USMNBL75 | 7600 |  | 1 |  |  | 0.97 |  | Outdoor
NJADRE1559982089 | Administratively Determined Incentive Program | CHESILHURST | 8089 | 10.25 | Residential | Behind the Meter | Yes | Trinity Solar, LLC | AC Electric |  | Accepted | 2025-06-26 | 2025-07-21 | 2026-07-21 | Solar Panels | HANWHA | (Q.PEAK DUO BLK ML-G10.C+ 410) |  | 0.41 | 14 | 107 | 24 |  | Fixed | Roof
NJADRE1559982089 | Administratively Determined Incentive Program | CHESILHURST | 8089 | 10.25 | Residential | Behind the Meter | Yes | Trinity Solar, LLC | AC Electric |  | Accepted | 2025-06-26 | 2025-07-21 | 2026-07-21 | Solar Panels | HANWHA | (Q.PEAK DUO BLK ML-G10.C+ 410) |  | 0.41 | 11 | 287 | 24 |  | Fixed | Roof
NJADRE1559982096 | Administratively Determined Incentive Program | SEWELL | 8080 | 16.965 | Residential | Behind the Meter | Yes | Skyline Solar, LLC | AC Electric |  | Accepted | 2025-06-26 | 2025-07-22 | 2026-07-22 | Solar Panels | Hanwha | Q.TRON BLK M-G2+ 435 |  | 0.435 | 27 | 98 | 33 |  | Fixed | Roof
NJADRE1559982096 | Administratively Determined Incentive Program | SEWELL | 8080 | 16.965 | Residential | Behind the Meter | Yes | Skyline Solar, LLC | AC Electric |  | Accepted | 2025-06-26 | 2025-07-22 | 2026-07-22 | Solar Panels | Hanwha | Q.TRON BLK M-G2+ 435 |  | 0.435 | 12 | 188 | 45 |  | Fixed | Roof
NJADRE1559982096 | Administratively Determined Incentive Program | SEWELL | 8080 | 16.965 | Residential | Behind the Meter | Yes | Skyline Solar, LLC | AC Electric |  | Accepted | 2025-06-26 | 2025-07-22 | 2026-07-22 | Inverters | Enphase | IQ8HC-72-M-DOM-US | 380 |  | 39 |  |  | 0.977 |  | Outside
NJADRE1559982099 | Administratively Determined Incentive Program | Hainesport | 8036 | 10.875 | Residential | Behind the Meter | Yes | SunnyMac, LLC | PSE&G |  | Accepted | 2025-06-26 | 2025-07-21 | 2026-07-21 | Inverters | SOLAREDGE HOME HUB | SE7600H-US | 7600 |  | 1 |  |  | 0.99 |  | Outdoor | next to meter
NJADRE1559982099 | Administratively Determined Incentive Program | Hainesport | 8036 | 10.875 | Residential | Behind the Meter | Yes | SunnyMac, LLC | PSE&G |  | Accepted | 2025-06-26 | 2025-07-21 | 2026-07-21 | Solar Panels | HANWHA | Q.TRON BLK M-G2+ |  | 0.435 | 25 | 161 | 43 |  | Fixed | Roof
NJADRE1559982106 | Administratively Determined Incentive Program | East Brunswick | 8816 | 16.81 | Residential | Behind the Meter | No | Tesla Energy Operations, Inc. | PSE&G |  | Accepted | 2025-06-26 | 2025-07-21 | 2026-07-21 | Solar Panels | Hanwha | Q.PEAK DUO BLK ML-G10+/TS 410 |  | 0.41 | 6 | 331 | 30 |  | Fixed | Roof
NJADRE1559982106 | Administratively Determined Incentive Program | East Brunswick | 8816 | 16.81 | Residential | Behind the Meter | No | Tesla Energy Operations, Inc. | PSE&G |  | Accepted | 2025-06-26 | 2025-07-21 | 2026-07-21 | Inverters | Tesla | 1707000-XX-Y | 11500 |  | 2 |  |  | 0.98 |  | Outdoor
NJADRE1559982106 | Administratively Determined Incentive Program | East Brunswick | 8816 | 16.81 | Residential | Behind the Meter | No | Tesla Energy Operations, Inc. | PSE&G |  | Accepted | 2025-06-26 | 2025-07-21 | 2026-07-21 | Solar Panels | Hanwha | Q.PEAK DUO BLK ML-G10+/TS 410 |  | 0.41 | 20 | 241 | 31 |  | Fixed | Roof
NJADRE1559982106 | Administratively Determined Incentive Program | East Brunswick | 8816 | 16.81 | Residential | Behind the Meter | No | Tesla Energy Operations, Inc. | PSE&G |  | Accepted | 2025-06-26 | 2025-07-21 | 2026-07-21 | Solar Panels | Hanwha | Q.PEAK DUO BLK ML-G10+/TS 410 |  | 0.41 | 9 | 61 | 31 |  | Fixed | Roof
NJADRE1559982106 | Administratively Determined Incentive Program | East Brunswick | 8816 | 16.81 | Residential | Behind the Meter | No | Tesla Energy Operations, Inc. | PSE&G |  | Accepted | 2025-06-26 | 2025-07-21 | 2026-07-21 | Electric Storage Battery | Tesla | Powerwall 3 |  |  | 2 |  |  |  | Lithium Ion |  | OUTSIDE
NJADRE1559982106 | Administratively Determined Incentive Program | East Brunswick | 8816 | 16.81 | Residential | Behind the Meter | No | Tesla Energy Operations, Inc. | PSE&G |  | Accepted | 2025-06-26 | 2025-07-21 | 2026-07-21 | Solar Panels | Hanwha | Q.PEAK DUO BLK ML-G10+/TS 410 |  | 0.41 | 6 | 151 | 30 |  | Fixed | Roof
NJADRE1559982112 | Administratively Determined Incentive Program | Plainfield | 7062 | 8.925 | Residential | Behind the Meter | Yes | Whitman Construction, LLC | PSE&G |  | Accepted | 2025-06-26 | 2025-07-21 | 2026-07-21 | Inverters | ENPHASE | IQ8HC-72-M-DOM-US | 380 |  | 21 |  |  | 0.973 |  | Outdoor
NJADRE1559982112 | Administratively Determined Incentive Program | Plainfield | 7062 | 8.925 | Residential | Behind the Meter | Yes | Whitman Construction, LLC | PSE&G |  | Accepted | 2025-06-26 | 2025-07-21 | 2026-07-21 | Solar Panels | JINKO SOLAR | JKM425N-54HL4-B |  | 0.425 | 8 | 36 | 12 |  | Fixed | Roof
NJADRE1559982112 | Administratively Determined Incentive Program | Plainfield | 7062 | 8.925 | Residential | Behind the Meter | Yes | Whitman Construction, LLC | PSE&G |  | Accepted | 2025-06-26 | 2025-07-21 | 2026-07-21 | Solar Panels | JINKO SOLAR | JKM425N-54HL4-B |  | 0.425 | 13 | 216 | 39 |  | Fixed | Roof
NJADRE1559982116 | Administratively Determined Incentive Program | Cherry Hill | 8003 | 5.33 | Residential | Behind the Meter | Yes | Trinity Solar, LLC | PSE&G |  | Accepted | 2025-06-26 | 2025-07-21 | 2026-07-21 | Solar Panels | Hanwha | Q.PEAK DUO BLK ML-G10+ 410 |  | 0.41 | 3 | 277 | 31 |  | Fixed | Roof
NJADRE1559982116 | Administratively Determined Incentive Program | Cherry Hill | 8003 | 5.33 | Residential | Behind the Meter | Yes | Trinity Solar, LLC | PSE&G |  | Accepted | 2025-06-26 | 2025-07-21 | 2026-07-21 | Inverters | Solar Edge | USE5700H-US | 5760 |  | 1 |  |  | 0.97 |  | Outside
NJADRE1559982116 | Administratively Determined Incentive Program | Cherry Hill | 8003 | 5.33 | Residential | Behind the Meter | Yes | Trinity Solar, LLC | PSE&G |  | Accepted | 2025-06-26 | 2025-07-21 | 2026-07-21 | Solar Panels | Hanwha | Q.PEAK DUO BLK ML-G10+ 410 |  | 0.41 | 10 | 97 | 31 |  | Fixed | Roof
NJADRE1559982117 | Administratively Determined Incentive Program | Bergenfield | 7621 | 13.12 | Residential | Behind the Meter | Yes | Trinity Solar, LLC | PSE&G |  | Accepted | 2025-06-26 | 2025-07-23 | 2026-07-23 | Solar Panels | HANWHA 410 (Q.PEAK DUO BLK ML-G10+410) | HANWHA 410 (Q.PEAK DUO BLK ML-G10+410) |  | 0.41 | 5 | 184 | 34 |  | Fixed | Roof
NJADRE1559982117 | Administratively Determined Incentive Program | Bergenfield | 7621 | 13.12 | Residential | Behind the Meter | Yes | Trinity Solar, LLC | PSE&G |  | Accepted | 2025-06-26 | 2025-07-23 | 2026-07-23 | Solar Panels | HANWHA 410 (Q.PEAK DUO BLK ML-G10+410) | HANWHA 410 (Q.PEAK DUO BLK ML-G10+410) |  | 0.41 | 12 | 4 | 20 |  | Fixed | Roof
NJADRE1559982117 | Administratively Determined Incentive Program | Bergenfield | 7621 | 13.12 | Residential | Behind the Meter | Yes | Trinity Solar, LLC | PSE&G |  | Accepted | 2025-06-26 | 2025-07-23 | 2026-07-23 | Solar Panels | HANWHA 410 (Q.PEAK DUO BLK ML-G10+410) | HANWHA 410 (Q.PEAK DUO BLK ML-G10+410) |  | 0.41 | 7 | 184 | 20 |  | Fixed | Roof
NJADRE1559982117 | Administratively Determined Incentive Program | Bergenfield | 7621 | 13.12 | Residential | Behind the Meter | Yes | Trinity Solar, LLC | PSE&G |  | Accepted | 2025-06-26 | 2025-07-23 | 2026-07-23 | Solar Panels | HANWHA 410 (Q.PEAK DUO BLK ML-G10+410) | HANWHA 410 (Q.PEAK DUO BLK ML-G10+410) |  | 0.41 | 8 | 184 | 20 |  | Fixed | Roof
NJADRE1559982117 | Administratively Determined Incentive Program | Bergenfield | 7621 | 13.12 | Residential | Behind the Meter | Yes | Trinity Solar, LLC | PSE&G |  | Accepted | 2025-06-26 | 2025-07-23 | 2026-07-23 | Inverters | SOLAR | SE10000H-US | 10000 |  | 1 |  |  | 0.97 |  | Outside
NJADRE1559982121 | Administratively Determined Incentive Program | Paterson | 7513 | 6.02 | Residential | Behind the Meter | Yes | PosiGen Developer, LLC | PSE&G |  | Accepted | 2025-06-26 | 2025-07-22 | 2026-07-22 | Inverters | SOLAREDGE | SE5700H-US | 5700 |  | 1 |  |  | 0.99 |  | Outside | Within ten feet of meter
NJADRE1559982121 | Administratively Determined Incentive Program | Paterson | 7513 | 6.02 | Residential | Behind the Meter | Yes | PosiGen Developer, LLC | PSE&G |  | Accepted | 2025-06-26 | 2025-07-22 | 2026-07-22 | Solar Panels | JINKO EAGLE | G6RJKM430N-54HL4-B |  | 0.43 | 6 | 188 | 39 |  | Fixed | Roof
NJADRE1559982121 | Administratively Determined Incentive Program | Paterson | 7513 | 6.02 | Residential | Behind the Meter | Yes | PosiGen Developer, LLC | PSE&G |  | Accepted | 2025-06-26 | 2025-07-22 | 2026-07-22 | Solar Panels | JINKO EAGLE | G6RJKM430N-54HL4-B |  | 0.43 | 4 | 98 | 43 |  | Fixed | Roof
NJADRE1559982121 | Administratively Determined Incentive Program | Paterson | 7513 | 6.02 | Residential | Behind the Meter | Yes | PosiGen Developer, LLC | PSE&G |  | Accepted | 2025-06-26 | 2025-07-22 | 2026-07-22 | Solar Panels | JINKO EAGLE | G6RJKM430N-54HL4-B |  | 0.43 | 4 | 278 | 43 |  | Fixed | Roof
NJADRE1559982137 | Administratively Determined Incentive Program | Ridgewood | 7450 | 7.38 | Residential | Behind the Meter | Yes | Pro Custom Solar dba Momentum Solar | PSE&G |  | Accepted | 2025-06-26 | 2025-07-21 | 2026-07-21 | Solar Panels | HANWHA | Q.PEAK DUO BLK ML-G10+410 |  | 0.41 | 9 | 276 | 14 |  | Fixed | Roof
NJADRE1559982137 | Administratively Determined Incentive Program | Ridgewood | 7450 | 7.38 | Residential | Behind the Meter | Yes | Pro Custom Solar dba Momentum Solar | PSE&G |  | Accepted | 2025-06-26 | 2025-07-21 | 2026-07-21 | Inverters | ENPHASE | IQ8HC-72-M-DOM-US | 380 |  | 18 |  |  | 0.97 |  | Outdoor
NJADRE1559982137 | Administratively Determined Incentive Program | Ridgewood | 7450 | 7.38 | Residential | Behind the Meter | Yes | Pro Custom Solar dba Momentum Solar | PSE&G |  | Accepted | 2025-06-26 | 2025-07-21 | 2026-07-21 | Solar Panels | HANWHA | Q.PEAK DUO BLK ML-G10+410 |  | 0.41 | 9 | 96 | 38 |  | Fixed | Roof
NJADRE1559982138 | Administratively Determined Incentive Program | MONROE TOWNSHIP | 8831 | 14.79 | Residential | Behind the Meter | No | SunnyMac, LLC | JCP&L |  | Accepted | 2025-06-26 | 2025-07-21 | 2026-07-21 | Solar Panels | HANWHA | Q.TRON BLK M-G2+ |  | 0.435 | 12 | 178 | 37 |  | Fixed | Roof
NJADRE1559982138 | Administratively Determined Incentive Program | MONROE TOWNSHIP | 8831 | 14.79 | Residential | Behind the Meter | No | SunnyMac, LLC | JCP&L |  | Accepted | 2025-06-26 | 2025-07-21 | 2026-07-21 | Inverters | SOLAREDGE HOME HUB | SE10000H-US | 10000 |  | 1 |  |  | 0.99 |  | Outdoor | next to meter
NJADRE1559982138 | Administratively Determined Incentive Program | MONROE TOWNSHIP | 8831 | 14.79 | Residential | Behind the Meter | No | SunnyMac, LLC | JCP&L |  | Accepted | 2025-06-26 | 2025-07-21 | 2026-07-21 | Solar Panels | HANWHA | Q.TRON BLK M-G2+ |  | 0.435 | 6 | 178 | 37 |  | Fixed | Roof
NJADRE1559982138 | Administratively Determined Incentive Program | MONROE TOWNSHIP | 8831 | 14.79 | Residential | Behind the Meter | No | SunnyMac, LLC | JCP&L |  | Accepted | 2025-06-26 | 2025-07-21 | 2026-07-21 | Solar Panels | HANWHA | Q.TRON BLK M-G2+ |  | 0.435 | 16 | 88 | 35 |  | Fixed | Roof
NJADRE1559982146 | Administratively Determined Incentive Program | Lakehurst | 8733 | 16.15 | Residential | Behind the Meter | Yes | Solar Mite Solutions, LLC | JCP&L |  | Accepted | 2025-06-26 | 2025-07-21 | 2026-07-21 | Solar Panels | Jinko | JKM425N |  | 0.425 | 12 | 85 | 15 |  | Fixed | Roof
NJADRE1559982146 | Administratively Determined Incentive Program | Lakehurst | 8733 | 16.15 | Residential | Behind the Meter | Yes | Solar Mite Solutions, LLC | JCP&L |  | Accepted | 2025-06-26 | 2025-07-21 | 2026-07-21 | Inverters | Enphase | IQ8HC-72-M-DOM-US | 380 |  | 38 |  |  | 0.97 |  | Outside
NJADRE1559982146 | Administratively Determined Incentive Program | Lakehurst | 8733 | 16.15 | Residential | Behind the Meter | Yes | Solar Mite Solutions, LLC | JCP&L |  | Accepted | 2025-06-26 | 2025-07-21 | 2026-07-21 | Solar Panels | Jinko | JKM425N |  | 0.425 | 26 | 265 | 15 |  | Fixed | Roof
NJADRE1559982154 | Administratively Determined Incentive Program | TOMS RIVER | 8753 | 14.79 | Residential | Behind the Meter | Yes | SunnyMac, LLC | JCP&L |  | Accepted | 2025-06-26 | 2025-07-21 | 2026-07-21 | Solar Panels | HANWHA | Q.TRON BLK M-G2+ |  | 0.435 | 6 | 271 | 35 |  | Fixed | Roof
NJADRE1559982154 | Administratively Determined Incentive Program | TOMS RIVER | 8753 | 14.79 | Residential | Behind the Meter | Yes | SunnyMac, LLC | JCP&L |  | Accepted | 2025-06-26 | 2025-07-21 | 2026-07-21 | Solar Panels | HANWHA | Q.TRON BLK M-G2+ |  | 0.435 | 8 | 180 | 40 |  | Fixed | Roof
NJADRE1559982154 | Administratively Determined Incentive Program | TOMS RIVER | 8753 | 14.79 | Residential | Behind the Meter | Yes | SunnyMac, LLC | JCP&L |  | Accepted | 2025-06-26 | 2025-07-21 | 2026-07-21 | Inverters | SOLAREDGE HOME HUB | SE10000H-US | 10000 |  | 1 |  |  | 0.99 |  | Outdoor | next to meter
NJADRE1559982154 | Administratively Determined Incentive Program | TOMS RIVER | 8753 | 14.79 | Residential | Behind the Meter | Yes | SunnyMac, LLC | JCP&L |  | Accepted | 2025-06-26 | 2025-07-21 | 2026-07-21 | Solar Panels | HANWHA | Q.TRON BLK M-G2+ |  | 0.435 | 2 | 271 | 34 |  | Fixed | Roof
NJADRE1559982154 | Administratively Determined Incentive Program | TOMS RIVER | 8753 | 14.79 | Residential | Behind the Meter | Yes | SunnyMac, LLC | JCP&L |  | Accepted | 2025-06-26 | 2025-07-21 | 2026-07-21 | Solar Panels | HANWHA | Q.TRON BLK M-G2+ |  | 0.435 | 13 | 271 | 35 |  | Fixed | Roof
NJADRE1559982154 | Administratively Determined Incentive Program | TOMS RIVER | 8753 | 14.79 | Residential | Behind the Meter | Yes | SunnyMac, LLC | JCP&L |  | Accepted | 2025-06-26 | 2025-07-21 | 2026-07-21 | Solar Panels | HANWHA | Q.TRON BLK M-G2+ |  | 0.435 | 5 | 91 | 35 |  | Fixed | Roof
NJADRE1559982154 | Administratively Determined Incentive Program | TOMS RIVER | 8753 | 14.79 | Residential | Behind the Meter | Yes | SunnyMac, LLC | JCP&L |  | Accepted | 2025-06-26 | 2025-07-21 | 2026-07-21 | Meters | SOLAREDGE HOME HUB | SE-RGMTR-1D-240C-B |  |  | 1 |  |  |  | Yes | Outdoor
NJADRE1559982155 | Administratively Determined Incentive Program | BRIDGETON | 8302 | 6.56 | Residential | Behind the Meter | No | Pro Custom Solar dba Momentum Solar | AC Electric |  | Accepted | 2025-06-26 | 2025-07-23 | 2026-07-23 | Inverters | ENPHASE | IQ8PLUS-72-2-US | 380 |  | 16 |  |  | 0.97 |  | Outdoor
NJADRE1559982155 | Administratively Determined Incentive Program | BRIDGETON | 8302 | 6.56 | Residential | Behind the Meter | No | Pro Custom Solar dba Momentum Solar | AC Electric |  | Accepted | 2025-06-26 | 2025-07-23 | 2026-07-23 | Solar Panels | Hanwha | q.peak duo blk-g10+410 |  | 0.41 | 16 | 87 | 18 |  | Fixed | Roof
NJADRE1559982184 | Administratively Determined Incentive Program | HAMILTON | 8690 | 7.74 | Residential | Behind the Meter | Yes | PosiGen Developer, LLC | PSE&G |  | Accepted | 2025-06-26 | 2025-07-21 | 2026-07-21 | Solar Panels | JINKO EAGLE | G6RJKM430N-54HL4-B |  | 0.43 | 14 | 182 | 23 |  | Fixed | Roof
NJADRE1559982184 | Administratively Determined Incentive Program | HAMILTON | 8690 | 7.74 | Residential | Behind the Meter | Yes | PosiGen Developer, LLC | PSE&G |  | Accepted | 2025-06-26 | 2025-07-21 | 2026-07-21 | Solar Panels | JINKO EAGLE | G6RJKM430N-54HL4-B |  | 0.43 | 4 | 272 | 23 |  | Fixed | Roof
NJADRE1559982184 | Administratively Determined Incentive Program | HAMILTON | 8690 | 7.74 | Residential | Behind the Meter | Yes | PosiGen Developer, LLC | PSE&G |  | Accepted | 2025-06-26 | 2025-07-21 | 2026-07-21 | Inverters | SOLAREDGE | SE7600H-US | 7600 |  | 1 |  |  | 0.99 |  | Outside | Within ten feet of meter
NJADRE1559982208 | Administratively Determined Incentive Program | BAY HEAD | 8742 | 4.8 | Residential | Behind the Meter | No | Solar Energy World | JCP&L |  | Accepted | 2025-06-26 | 2025-07-21 | 2026-07-21 | Inverters | Enphase | IQ8+-72-M-US | 290 |  | 12 |  |  | 0.97 |  | Outside
NJADRE1559982208 | Administratively Determined Incentive Program | BAY HEAD | 8742 | 4.8 | Residential | Behind the Meter | No | Solar Energy World | JCP&L |  | Accepted | 2025-06-26 | 2025-07-21 | 2026-07-21 | Solar Panels | LONGi | LR5-54HABB-400M |  | 0.4 | 12 | 191 | 24 |  | Fixed | Roof
NJADRE1559982210 | Administratively Determined Incentive Program | MANALAPAN | 7726 | 15.99 | Residential | Behind the Meter | Yes | Trinity Solar, LLC | JCP&L |  | Accepted | 2025-06-26 | 2025-07-21 | 2026-07-21 | Inverters | Solar Edge | USE5700H-US | 5760 |  | 1 |  |  | 0.97 |  | Outside
NJADRE1559982210 | Administratively Determined Incentive Program | MANALAPAN | 7726 | 15.99 | Residential | Behind the Meter | Yes | Trinity Solar, LLC | JCP&L |  | Accepted | 2025-06-26 | 2025-07-21 | 2026-07-21 | Solar Panels | Hanwha | Q.PEAK DUO BLK ML-G10+ 410 |  | 0.41 | 7 | 166 | 34 |  | Fixed | Roof
NJADRE1559982210 | Administratively Determined Incentive Program | MANALAPAN | 7726 | 15.99 | Residential | Behind the Meter | Yes | Trinity Solar, LLC | JCP&L |  | Accepted | 2025-06-26 | 2025-07-21 | 2026-07-21 | Solar Panels | Hanwha | Q.PEAK DUO BLK ML-G10+ 410 |  | 0.41 | 19 | 166 | 34 |  | Fixed | Roof
NJADRE1559982210 | Administratively Determined Incentive Program | MANALAPAN | 7726 | 15.99 | Residential | Behind the Meter | Yes | Trinity Solar, LLC | JCP&L |  | Accepted | 2025-06-26 | 2025-07-21 | 2026-07-21 | Solar Panels | Hanwha | Q.PEAK DUO BLK ML-G10+ 410 |  | 0.41 | 13 | 166 | 33 |  | Fixed | Roof
NJADRE1559982210 | Administratively Determined Incentive Program | MANALAPAN | 7726 | 15.99 | Residential | Behind the Meter | Yes | Trinity Solar, LLC | JCP&L |  | Accepted | 2025-06-26 | 2025-07-21 | 2026-07-21 | Inverters | Solar Edge | USE7600H-US | 7600 |  | 1 |  |  | 0.97 |  | Outside
NJADRE1559982221 | Administratively Determined Incentive Program | CAPE MAY COURT HOUSE | 8210 | 18.86 | Residential | Behind the Meter | Yes | Trinity Solar, LLC | AC Electric |  | Accepted | 2025-06-26 | 2025-07-21 | 2026-07-21 | Solar Panels | HANWHA | (Q.PEAK DUO BLK ML-G10.C+ 410) |  | 0.41 | 11 | 50 | 17 |  | Fixed | Roof
NJADRE1559982221 | Administratively Determined Incentive Program | CAPE MAY COURT HOUSE | 8210 | 18.86 | Residential | Behind the Meter | Yes | Trinity Solar, LLC | AC Electric |  | Accepted | 2025-06-26 | 2025-07-21 | 2026-07-21 | Solar Panels | HANWHA | (Q.PEAK DUO BLK ML-G10.C+ 410) |  | 0.41 | 9 | 140 | 30 |  | Fixed | Roof
NJADRE1559982221 | Administratively Determined Incentive Program | CAPE MAY COURT HOUSE | 8210 | 18.86 | Residential | Behind the Meter | Yes | Trinity Solar, LLC | AC Electric |  | Accepted | 2025-06-26 | 2025-07-21 | 2026-07-21 | Inverters | Solar Edge | USE11400H-USMNBL75 | 11400 |  | 1 |  |  | 0.97 |  | Outdoor
NJADRE1559982221 | Administratively Determined Incentive Program | CAPE MAY COURT HOUSE | 8210 | 18.86 | Residential | Behind the Meter | Yes | Trinity Solar, LLC | AC Electric |  | Accepted | 2025-06-26 | 2025-07-21 | 2026-07-21 | Solar Panels | HANWHA | (Q.PEAK DUO BLK ML-G10.C+ 410) |  | 0.41 | 16 | 140 | 30 |  | Fixed | Roof
NJADRE1559982221 | Administratively Determined Incentive Program | CAPE MAY COURT HOUSE | 8210 | 18.86 | Residential | Behind the Meter | Yes | Trinity Solar, LLC | AC Electric |  | Accepted | 2025-06-26 | 2025-07-21 | 2026-07-21 | Inverters | Solar Edge | USE3800H-USMNBL75 | 3800 |  | 1 |  |  | 0.97 |  | Outdoor
NJADRE1559982221 | Administratively Determined Incentive Program | CAPE MAY COURT HOUSE | 8210 | 18.86 | Residential | Behind the Meter | Yes | Trinity Solar, LLC | AC Electric |  | Accepted | 2025-06-26 | 2025-07-21 | 2026-07-21 | Solar Panels | HANWHA | (Q.PEAK DUO BLK ML-G10.C+ 410) |  | 0.41 | 10 | 230 | 17 |  | Fixed | Roof
NJADRE1559982272 | Administratively Determined Incentive Program | EGG HARBOR TOWNSHIP | 8234 | 10.44 | Residential | Behind the Meter | No | SunnyMac, LLC | AC Electric |  | Accepted | 2025-06-26 | 2025-07-21 | 2026-07-21 | Solar Panels | HANWHA | Q.TRON BLK M-G2.H+ |  | 0.435 | 2 | 111 | 37 |  | Fixed | Roof
NJADRE1559982272 | Administratively Determined Incentive Program | EGG HARBOR TOWNSHIP | 8234 | 10.44 | Residential | Behind the Meter | No | SunnyMac, LLC | AC Electric |  | Accepted | 2025-06-26 | 2025-07-21 | 2026-07-21 | Solar Panels | HANWHA | Q.TRON BLK M-G2.H+ |  | 0.435 | 14 | 201 | 30 |  | Fixed | Roof
NJADRE1559982272 | Administratively Determined Incentive Program | EGG HARBOR TOWNSHIP | 8234 | 10.44 | Residential | Behind the Meter | No | SunnyMac, LLC | AC Electric |  | Accepted | 2025-06-26 | 2025-07-21 | 2026-07-21 | Inverters | SOLAREDGE HOME HUB | SE7600H-US | 7600 |  | 1 |  |  | 0.99 |  | Outdoor | next to meter
NJADRE1559982272 | Administratively Determined Incentive Program | EGG HARBOR TOWNSHIP | 8234 | 10.44 | Residential | Behind the Meter | No | SunnyMac, LLC | AC Electric |  | Accepted | 2025-06-26 | 2025-07-21 | 2026-07-21 | Solar Panels | HANWHA | Q.TRON BLK M-G2.H+ |  | 0.435 | 8 | 21 | 30 |  | Fixed | Roof
NJADRE1559982294 | Administratively Determined Incentive Program | BORDENTOWN | 8505 | 10.375 | Residential | Behind the Meter | No | Solar Energy World | PSE&G |  | Accepted | 2025-06-26 | 2025-07-22 | 2026-07-22 | Solar Panels | HANWHA | Q.PEAK DUOBLK ML-G10+-415W |  | 0.415 | 4 | 337 | 39 |  | Fixed | Roof
NJADRE1559982294 | Administratively Determined Incentive Program | BORDENTOWN | 8505 | 10.375 | Residential | Behind the Meter | No | Solar Energy World | PSE&G |  | Accepted | 2025-06-26 | 2025-07-22 | 2026-07-22 | Inverters | Enphase | IQ8HC-72-M-DOM-US | 384 |  | 25 |  |  | 0.97 |  | Outside
NJADRE1559982294 | Administratively Determined Incentive Program | BORDENTOWN | 8505 | 10.375 | Residential | Behind the Meter | No | Solar Energy World | PSE&G |  | Accepted | 2025-06-26 | 2025-07-22 | 2026-07-22 | Solar Panels | HANWHA | Q.PEAK DUOBLK ML-G10+-415W |  | 0.415 | 3 | 67 | 45 |  | Fixed | Roof
NJADRE1559982294 | Administratively Determined Incentive Program | BORDENTOWN | 8505 | 10.375 | Residential | Behind the Meter | No | Solar Energy World | PSE&G |  | Accepted | 2025-06-26 | 2025-07-22 | 2026-07-22 | Solar Panels | HANWHA | Q.PEAK DUOBLK ML-G10+-415W |  | 0.415 | 9 | 157 | 34 |  | Fixed | Roof
NJADRE1559982294 | Administratively Determined Incentive Program | BORDENTOWN | 8505 | 10.375 | Residential | Behind the Meter | No | Solar Energy World | PSE&G |  | Accepted | 2025-06-26 | 2025-07-22 | 2026-07-22 | Solar Panels | HANWHA | Q.PEAK DUOBLK ML-G10+-415W |  | 0.415 | 6 | 157 | 33 |  | Fixed | Roof
NJADRE1559982294 | Administratively Determined Incentive Program | BORDENTOWN | 8505 | 10.375 | Residential | Behind the Meter | No | Solar Energy World | PSE&G |  | Accepted | 2025-06-26 | 2025-07-22 | 2026-07-22 | Solar Panels | HANWHA | Q.PEAK DUOBLK ML-G10+-415W |  | 0.415 | 3 | 247 | 45 |  | Fixed | Roof
NJADRE1559982306 | Administratively Determined Incentive Program | NORTH BRUNSWICK | 8902 | 14.025 | Residential | Behind the Meter | Yes | Solar Mite Solutions, LLC | PSE&G |  | Accepted | 2025-06-26 | 2025-07-22 | 2026-07-22 | Solar Panels | Enphase | JKM425N |  | 0.425 | 14 | 230 | 30 |  | Fixed | Roof
NJADRE1559982306 | Administratively Determined Incentive Program | NORTH BRUNSWICK | 8902 | 14.025 | Residential | Behind the Meter | Yes | Solar Mite Solutions, LLC | PSE&G |  | Accepted | 2025-06-26 | 2025-07-22 | 2026-07-22 | Solar Panels | Enphase | JKM425N |  | 0.425 | 14 | 230 | 30 |  | Fixed | Roof
NJADRE1559982306 | Administratively Determined Incentive Program | NORTH BRUNSWICK | 8902 | 14.025 | Residential | Behind the Meter | Yes | Solar Mite Solutions, LLC | PSE&G |  | Accepted | 2025-06-26 | 2025-07-22 | 2026-07-22 | Inverters | Enphase | IQ8HC-72-M-DOM-US | 380 |  | 33 |  |  | 0.97 |  | Outside
NJADRE1559982306 | Administratively Determined Incentive Program | NORTH BRUNSWICK | 8902 | 14.025 | Residential | Behind the Meter | Yes | Solar Mite Solutions, LLC | PSE&G |  | Accepted | 2025-06-26 | 2025-07-22 | 2026-07-22 | Solar Panels | Enphase | JKM425N |  | 0.425 | 5 | 50 | 30 |  | Fixed | Roof
NJADRE1559982317 | Administratively Determined Incentive Program | Wenonah | 8090 | 10.2 | Residential | Behind the Meter | Yes | Power Energy Solutions, LLC | PSE&G |  | Accepted | 2025-06-26 | 2025-07-22 | 2026-07-22 | Solar Panels | Trina Solar | TSM-425NE09RC.05 |  | 0.425 | 8 | 101 | 23 |  | Fixed | Roof
NJADRE1559982317 | Administratively Determined Incentive Program | Wenonah | 8090 | 10.2 | Residential | Behind the Meter | Yes | Power Energy Solutions, LLC | PSE&G |  | Accepted | 2025-06-26 | 2025-07-22 | 2026-07-22 | Inverters | SolarEdge | SE5700H-US | 6 |  | 1 |  |  | 0.97 |  | Outdoor
NJADRE1559982317 | Administratively Determined Incentive Program | Wenonah | 8090 | 10.2 | Residential | Behind the Meter | Yes | Power Energy Solutions, LLC | PSE&G |  | Accepted | 2025-06-26 | 2025-07-22 | 2026-07-22 | Solar Panels | Trina Solar | TSM-425NE09RC.05 |  | 0.425 | 4 | 281 | 24 |  | Fixed | Roof
NJADRE1559982317 | Administratively Determined Incentive Program | Wenonah | 8090 | 10.2 | Residential | Behind the Meter | Yes | Power Energy Solutions, LLC | PSE&G |  | Accepted | 2025-06-26 | 2025-07-22 | 2026-07-22 | Solar Panels | Trina Solar | TSM-425NE09RC.05 |  | 0.425 | 6 | 101 | 24 |  | Fixed | Roof
NJADRE1559982317 | Administratively Determined Incentive Program | Wenonah | 8090 | 10.2 | Residential | Behind the Meter | Yes | Power Energy Solutions, LLC | PSE&G |  | Accepted | 2025-06-26 | 2025-07-22 | 2026-07-22 | Solar Panels | Trina Solar | TSM-425NE09RC.05 |  | 0.425 | 6 | 281 | 23 |  | Fixed | Roof
NJADRE1559982349 | Administratively Determined Incentive Program | Little Falls | 7424 | 7.74 | Residential | Behind the Meter | Yes | PosiGen Developer, LLC | PSE&G |  | Accepted | 2025-06-26 | 2025-07-21 | 2026-07-21 | Inverters | SOLAREDGE | SE7600H-US | 7600 |  | 1 |  |  | 0.99 |  | Outside | Within ten feet of meter
NJADRE1559982349 | Administratively Determined Incentive Program | Little Falls | 7424 | 7.74 | Residential | Behind the Meter | Yes | PosiGen Developer, LLC | PSE&G |  | Accepted | 2025-06-26 | 2025-07-21 | 2026-07-21 | Solar Panels | JINKO EAGLE | G6RJKM430N-54HL4-B |  | 0.43 | 6 | 81 | 27 |  | Fixed | Roof
NJADRE1559982349 | Administratively Determined Incentive Program | Little Falls | 7424 | 7.74 | Residential | Behind the Meter | Yes | PosiGen Developer, LLC | PSE&G |  | Accepted | 2025-06-26 | 2025-07-21 | 2026-07-21 | Solar Panels | JINKO EAGLE | G6RJKM430N-54HL4-B |  | 0.43 | 8 | 261 | 27 |  | Fixed | Roof
NJADRE1559982349 | Administratively Determined Incentive Program | Little Falls | 7424 | 7.74 | Residential | Behind the Meter | Yes | PosiGen Developer, LLC | PSE&G |  | Accepted | 2025-06-26 | 2025-07-21 | 2026-07-21 | Solar Panels | JINKO EAGLE | G6RJKM430N-54HL4-B |  | 0.43 | 4 | 261 | 27 |  | Fixed | Roof
NJADRE1559982367 | Administratively Determined Incentive Program | Villas | 8251 | 3.28 | Residential | Behind the Meter | Yes | Trinity Solar, LLC | AC Electric |  | Accepted | 2025-06-26 | 2025-08-16 | 2026-08-16 | Inverters | SOLAREDGE | SE3800H-US | 3800 |  | 1 |  |  | 0.97 |  | Outside
NJADRE1559982367 | Administratively Determined Incentive Program | Villas | 8251 | 3.28 | Residential | Behind the Meter | Yes | Trinity Solar, LLC | AC Electric |  | Accepted | 2025-06-26 | 2025-08-16 | 2026-08-16 | Solar Panels | HANWHA 410 (Q.PEAK DUO BLK ML-G10+410) | HANWHA 410 (Q.PEAK DUO BLK ML-G10+410) |  | 0.41 | 8 | 263 | 30 |  | Fixed | Roof
NJADRE1559982379 | Administratively Determined Incentive Program | Brigantine | 8203 | 21.6 | Residential | Behind the Meter | No | Advanced Renewable Solutions, LLC | AC Electric |  | Accepted | 2025-06-26 | 2025-07-22 | 2026-07-22 | Solar Panels | Certainteed | CTM10400HC11 |  | 0.4 | 6 | 263 | 30 |  | Fixed | Roof
NJADRE1559982379 | Administratively Determined Incentive Program | Brigantine | 8203 | 21.6 | Residential | Behind the Meter | No | Advanced Renewable Solutions, LLC | AC Electric |  | Accepted | 2025-06-26 | 2025-07-22 | 2026-07-22 | Solar Panels | Certainteed | CTM10400HC11 |  | 0.4 | 4 | 263 | 30 |  | Fixed | Roof
NJADRE1559982379 | Administratively Determined Incentive Program | Brigantine | 8203 | 21.6 | Residential | Behind the Meter | No | Advanced Renewable Solutions, LLC | AC Electric |  | Accepted | 2025-06-26 | 2025-07-22 | 2026-07-22 | Solar Panels | Certainteed | CTM10400HC11 |  | 0.4 | 4 | 263 | 30 |  | Fixed | Roof
NJADRE1559982379 | Administratively Determined Incentive Program | Brigantine | 8203 | 21.6 | Residential | Behind the Meter | No | Advanced Renewable Solutions, LLC | AC Electric |  | Accepted | 2025-06-26 | 2025-07-22 | 2026-07-22 | Inverters | Enphase | IQ8+ | 290 |  | 54 |  |  | 0.976 |  | Outside
NJADRE1559982379 | Administratively Determined Incentive Program | Brigantine | 8203 | 21.6 | Residential | Behind the Meter | No | Advanced Renewable Solutions, LLC | AC Electric |  | Accepted | 2025-06-26 | 2025-07-22 | 2026-07-22 | Solar Panels | Certainteed | CTM10400HC11 |  | 0.4 | 26 | 83 | 30 |  | Fixed | Roof
NJADRE1559982379 | Administratively Determined Incentive Program | Brigantine | 8203 | 21.6 | Residential | Behind the Meter | No | Advanced Renewable Solutions, LLC | AC Electric |  | Accepted | 2025-06-26 | 2025-07-22 | 2026-07-22 | Solar Panels | Certainteed | CTM10400HC11 |  | 0.4 | 14 | 263 | 30 |  | Fixed | Roof
NJADRE1559982386 | Administratively Determined Incentive Program | Hackensack | 7601 | 4.51 | Residential | Behind the Meter | Yes | Pro Custom Solar dba Momentum Solar | PSE&G |  | Accepted | 2025-06-26 | 2025-07-21 | 2026-07-21 | Solar Panels | HANWHA | q.peak duo blk-g10+410 |  | 0.41 | 7 | 218 | 24 |  | Fixed | Roof
NJADRE1559982386 | Administratively Determined Incentive Program | Hackensack | 7601 | 4.51 | Residential | Behind the Meter | Yes | Pro Custom Solar dba Momentum Solar | PSE&G |  | Accepted | 2025-06-26 | 2025-07-21 | 2026-07-21 | Solar Panels | HANWHA | q.peak duo blk-g10+410 |  | 0.41 | 4 | 38 | 24 |  | Fixed | Roof
NJADRE1559982386 | Administratively Determined Incentive Program | Hackensack | 7601 | 4.51 | Residential | Behind the Meter | Yes | Pro Custom Solar dba Momentum Solar | PSE&G |  | Accepted | 2025-06-26 | 2025-07-21 | 2026-07-21 | Inverters | ENPHASE | IQ8HC-72-M-DOM-US | 380 |  | 11 |  |  | 0.97 |  | Outdoor
NJADRE1559982388 | Administratively Determined Incentive Program | Cinnaminson | 8077 | 5.265 | Residential | Behind the Meter | Yes | Sunrun Installation Services, Inc. | PSE&G |  | Accepted | 2025-06-26 | 2025-07-23 | 2026-07-23 | Inverters | SolarEdge Technologies | SE3800H-USMN | 3800 |  | 1 |  |  | 0.99 |  | Outdoor | Next to meter
NJADRE1559982388 | Administratively Determined Incentive Program | Cinnaminson | 8077 | 5.265 | Residential | Behind the Meter | Yes | Sunrun Installation Services, Inc. | PSE&G |  | Accepted | 2025-06-26 | 2025-07-23 | 2026-07-23 | Solar Panels | JA Solar | JAM54S31-405/MR |  | 0.405 | 8 | 341 | 20 |  | Fixed | Roof
NJADRE1559982388 | Administratively Determined Incentive Program | Cinnaminson | 8077 | 5.265 | Residential | Behind the Meter | Yes | Sunrun Installation Services, Inc. | PSE&G |  | Accepted | 2025-06-26 | 2025-07-23 | 2026-07-23 | Solar Panels | JA Solar | JAM54S31-405/MR |  | 0.405 | 5 | 341 | 20 |  | Fixed | Roof
NJADRE1559982396 | Administratively Determined Incentive Program | IRVINGTON | 7111 | 5.22 | Residential | Behind the Meter | Yes | Brilliant Installations, Inc. | PSE&G |  | Accepted | 2025-06-26 | 2025-07-24 | 2026-07-24 | Inverters | SOLAREDGE | USE3800H-USMNBL75 | 3800 |  | 1 |  |  | 0.97 |  | Outdoor
NJADRE1559982396 | Administratively Determined Incentive Program | IRVINGTON | 7111 | 5.22 | Residential | Behind the Meter | Yes | Brilliant Installations, Inc. | PSE&G |  | Accepted | 2025-06-26 | 2025-07-24 | 2026-07-24 | Solar Panels | HANWHA QCELLS | Q.TRON BLK M-G2.H+ 435 |  | 0.435 | 12 | 202 | 27 |  | Fixed | Roof
NJADRE1559982418 | Administratively Determined Incentive Program | Rockaway | 7866 | 7.395 | Residential | Behind the Meter | Yes | Integrity Solar & Home Solutions, LLC | JCP&L |  | Accepted | 2025-06-26 | 2025-07-22 | 2026-07-22 | Inverters | ENPHASE | IQ8HC | 380 |  | 17 |  |  | 0.98 |  | Other | UNDER EACH PANEL
NJADRE1559982418 | Administratively Determined Incentive Program | Rockaway | 7866 | 7.395 | Residential | Behind the Meter | Yes | Integrity Solar & Home Solutions, LLC | JCP&L |  | Accepted | 2025-06-26 | 2025-07-22 | 2026-07-22 | Solar Panels | Q CELLS | Q.TRON BLK M-G2H+ 435 |  | 0.435 | 17 | 168 | 19 |  | Fixed | Roof
NJADRE1559982570 | Administratively Determined Incentive Program | Denville | 7834 | 6.45 | Residential | Behind the Meter | No | Pro Custom Solar dba Momentum Solar | JCP&L |  | Accepted | 2025-06-26 | 2025-07-21 | 2026-07-21 | Solar Panels | HANWHA | Q.TRON BLK M-G2+430 |  | 0.43 | 15 | 226 | 31 |  | Fixed | Roof
NJADRE1559982570 | Administratively Determined Incentive Program | Denville | 7834 | 6.45 | Residential | Behind the Meter | No | Pro Custom Solar dba Momentum Solar | JCP&L |  | Accepted | 2025-06-26 | 2025-07-21 | 2026-07-21 | Inverters | ENPHASE | IQ8PLUS-72-2-US | 380 |  | 15 |  |  | 0.97 |  | Outdoor
NJADRE1559982802 | Administratively Determined Incentive Program | Belle Mead | 8502 | 10.88 | Residential | Behind the Meter | No | Tesla Energy Operations, Inc. | PSE&G |  | Accepted | 2025-06-26 | 2025-07-21 | 2026-07-21 | Inverters | Tesla | 1534000-XX-Y | 3800 |  | 1 |  |  | 0.98 |  | Outdoor
NJADRE1559982802 | Administratively Determined Incentive Program | Belle Mead | 8502 | 10.88 | Residential | Behind the Meter | No | Tesla Energy Operations, Inc. | PSE&G |  | Accepted | 2025-06-26 | 2025-07-21 | 2026-07-21 | Solar Panels | Hanwha Q-CELLS | Q.Peak DUO BLK-G6+ 340 |  | 0.34 | 6 | 111 | 42 |  | Fixed | Roof
NJADRE1559982802 | Administratively Determined Incentive Program | Belle Mead | 8502 | 10.88 | Residential | Behind the Meter | No | Tesla Energy Operations, Inc. | PSE&G |  | Accepted | 2025-06-26 | 2025-07-21 | 2026-07-21 | Solar Panels | Hanwha Q-CELLS | Q.Peak DUO BLK-G6+ 340 |  | 0.34 | 6 | 291 | 42 |  | Fixed | Roof
NJADRE1559982802 | Administratively Determined Incentive Program | Belle Mead | 8502 | 10.88 | Residential | Behind the Meter | No | Tesla Energy Operations, Inc. | PSE&G |  | Accepted | 2025-06-26 | 2025-07-21 | 2026-07-21 | Solar Panels | Hanwha Q-CELLS | Q.Peak DUO BLK-G6+ 340 |  | 0.34 | 16 | 201 | 30 |  | Fixed | Roof
NJADRE1559982802 | Administratively Determined Incentive Program | Belle Mead | 8502 | 10.88 | Residential | Behind the Meter | No | Tesla Energy Operations, Inc. | PSE&G |  | Accepted | 2025-06-26 | 2025-07-21 | 2026-07-21 | Inverters | Tesla | 1538000-XX-Y | 7600 |  | 1 |  |  | 0.98 |  | Outdoor
NJADRE1559982802 | Administratively Determined Incentive Program | Belle Mead | 8502 | 10.88 | Residential | Behind the Meter | No | Tesla Energy Operations, Inc. | PSE&G |  | Accepted | 2025-06-26 | 2025-07-21 | 2026-07-21 | Electric Storage Battery | Tesla | AC Powerwall 2.0 |  |  | 1 |  |  |  | Lithium Ion |  | INSIDE
NJADRE1559982802 | Administratively Determined Incentive Program | Belle Mead | 8502 | 10.88 | Residential | Behind the Meter | No | Tesla Energy Operations, Inc. | PSE&G |  | Accepted | 2025-06-26 | 2025-07-21 | 2026-07-21 | Solar Panels | Hanwha Q-CELLS | Q.Peak DUO BLK-G6+ 340 |  | 0.34 | 4 | 21 | 30 |  | Fixed | Roof
NJADRE1559983780 | Administratively Determined Incentive Program | Garfield | 7026 | 5.74 | Residential | Behind the Meter | Yes | Trinity Solar, LLC | PSE&G |  | Accepted | 2025-06-26 | 2025-07-21 | 2026-07-21 | Solar Panels | HANWHA | (Q.PEAK DUO BLK ML-G10.C+ 410) |  | 0.41 | 7 | 73 | 17 |  | Fixed | Roof
NJADRE1559983780 | Administratively Determined Incentive Program | Garfield | 7026 | 5.74 | Residential | Behind the Meter | Yes | Trinity Solar, LLC | PSE&G |  | Accepted | 2025-06-26 | 2025-07-21 | 2026-07-21 | Inverters | Solar Edge | USE5700H-USMNBL75 | 5760 |  | 1 |  |  | 0.97 |  | Outdoor
NJADRE1559983780 | Administratively Determined Incentive Program | Garfield | 7026 | 5.74 | Residential | Behind the Meter | Yes | Trinity Solar, LLC | PSE&G |  | Accepted | 2025-06-26 | 2025-07-21 | 2026-07-21 | Solar Panels | HANWHA | (Q.PEAK DUO BLK ML-G10.C+ 410) |  | 0.41 | 4 | 253 | 40 |  | Fixed | Roof
NJADRE1559983780 | Administratively Determined Incentive Program | Garfield | 7026 | 5.74 | Residential | Behind the Meter | Yes | Trinity Solar, LLC | PSE&G |  | Accepted | 2025-06-26 | 2025-07-21 | 2026-07-21 | Solar Panels | HANWHA | (Q.PEAK DUO BLK ML-G10.C+ 410) |  | 0.41 | 3 | 253 | 17 |  | Fixed | Roof
NJADRE1559983982 | Administratively Determined Incentive Program | Lakewood | 8701 | 13.65 | Residential | Behind the Meter | Yes | Kamtech Solar Solutions | JCP&L |  | Accepted | 2025-06-26 | 2025-07-21 | 2026-07-21 | Solar Panels | CANADIAN SOLAR | CS6. 1-64TM-455 |  | 0.455 | 2 | 275 | 35 |  | Fixed | Roof
NJADRE1559983982 | Administratively Determined Incentive Program | Lakewood | 8701 | 13.65 | Residential | Behind the Meter | Yes | Kamtech Solar Solutions | JCP&L |  | Accepted | 2025-06-26 | 2025-07-21 | 2026-07-21 | Inverters | ENPHASE | IQ8X-80-M-US | 384 |  | 30 |  |  | 0.97 |  | Outdoor | ROOFTOP
NJADRE1559983982 | Administratively Determined Incentive Program | Lakewood | 8701 | 13.65 | Residential | Behind the Meter | Yes | Kamtech Solar Solutions | JCP&L |  | Accepted | 2025-06-26 | 2025-07-21 | 2026-07-21 | Solar Panels | CANADIAN SOLAR | CS6. 1-64TM-455 |  | 0.455 | 2 | 95 | 35 |  | Fixed | Roof
NJADRE1559983982 | Administratively Determined Incentive Program | Lakewood | 8701 | 13.65 | Residential | Behind the Meter | Yes | Kamtech Solar Solutions | JCP&L |  | Accepted | 2025-06-26 | 2025-07-21 | 2026-07-21 | Solar Panels | CANADIAN SOLAR | CS6. 1-64TM-455 |  | 0.455 | 20 | 185 | 28 |  | Fixed | Roof
NJADRE1559983982 | Administratively Determined Incentive Program | Lakewood | 8701 | 13.65 | Residential | Behind the Meter | Yes | Kamtech Solar Solutions | JCP&L |  | Accepted | 2025-06-26 | 2025-07-21 | 2026-07-21 | Solar Panels | CANADIAN SOLAR | CS6. 1-64TM-455 |  | 0.455 | 6 | 5 | 28 |  | Fixed | Roof
NJADRE1559983986 | Administratively Determined Incentive Program | Lakewood | 8701 | 12.75 | Residential | Behind the Meter | Yes | GenSun Roofing and Solar, LLC | JCP&L |  | Accepted | 2025-06-26 | 2025-07-21 | 2026-07-21 | Inverters | Solar Edge | SE10000H-US (240V) | 10000 |  | 1 |  |  | 0.9 |  | Outdoor
NJADRE1559983986 | Administratively Determined Incentive Program | Lakewood | 8701 | 12.75 | Residential | Behind the Meter | Yes | GenSun Roofing and Solar, LLC | JCP&L |  | Accepted | 2025-06-26 | 2025-07-21 | 2026-07-21 | Solar Panels | Jinko Solar | JKM425N-54HL4-B |  | 0.425 | 14 | 268 | 27 |  | Fixed | Roof
NJADRE1559983986 | Administratively Determined Incentive Program | Lakewood | 8701 | 12.75 | Residential | Behind the Meter | Yes | GenSun Roofing and Solar, LLC | JCP&L |  | Accepted | 2025-06-26 | 2025-07-21 | 2026-07-21 | Solar Panels | Jinko Solar | JKM425N-54HL4-B |  | 0.425 | 16 | 88 | 27 |  | Fixed | Roof
NJADRE1559983986 | Administratively Determined Incentive Program | Lakewood | 8701 | 12.75 | Residential | Behind the Meter | Yes | GenSun Roofing and Solar, LLC | JCP&L |  | Accepted | 2025-06-26 | 2025-07-21 | 2026-07-21 | Meters | Solar Edge | SE10000H-US (240V) |  |  | 1 |  |  |  | Yes | Outdoor
NJADRE1559984036 | Administratively Determined Incentive Program | Brigantine | 8203 | 13.2 | Residential | Behind the Meter | No | Advanced Renewable Solutions, LLC | AC Electric |  | Accepted | 2025-06-26 | 2025-07-21 | 2026-07-21 | Solar Panels | Certainteed | CTM10400HC11 |  | 0.4 | 8 | 93 | 40 |  | Fixed | Roof
NJADRE1559984036 | Administratively Determined Incentive Program | Brigantine | 8203 | 13.2 | Residential | Behind the Meter | No | Advanced Renewable Solutions, LLC | AC Electric |  | Accepted | 2025-06-26 | 2025-07-21 | 2026-07-21 | Solar Panels | Certainteed | CTM10400HC11 |  | 0.4 | 9 | 273 | 40 |  | Fixed | Roof
NJADRE1559984036 | Administratively Determined Incentive Program | Brigantine | 8203 | 13.2 | Residential | Behind the Meter | No | Advanced Renewable Solutions, LLC | AC Electric |  | Accepted | 2025-06-26 | 2025-07-21 | 2026-07-21 | Solar Panels | Certainteed | CTM10400HC11 |  | 0.4 | 4 | 183 | 30 |  | Fixed | Roof
NJADRE1559984036 | Administratively Determined Incentive Program | Brigantine | 8203 | 13.2 | Residential | Behind the Meter | No | Advanced Renewable Solutions, LLC | AC Electric |  | Accepted | 2025-06-26 | 2025-07-21 | 2026-07-21 | Inverters | Enphase | IQ8+ | 290 |  | 33 |  |  | 0.976 |  | Outside
NJADRE1559984036 | Administratively Determined Incentive Program | Brigantine | 8203 | 13.2 | Residential | Behind the Meter | No | Advanced Renewable Solutions, LLC | AC Electric |  | Accepted | 2025-06-26 | 2025-07-21 | 2026-07-21 | Solar Panels | Certainteed | CTM10400HC11 |  | 0.4 | 6 | 273 | 30 |  | Fixed | Roof
NJADRE1559984036 | Administratively Determined Incentive Program | Brigantine | 8203 | 13.2 | Residential | Behind the Meter | No | Advanced Renewable Solutions, LLC | AC Electric |  | Accepted | 2025-06-26 | 2025-07-21 | 2026-07-21 | Solar Panels | Certainteed | CTM10400HC11 |  | 0.4 | 6 | 93 | 30 |  | Fixed | Roof
NJADRE1559984096 | Administratively Determined Incentive Program | BASKING RIDGE | 7920 | 10.935 | Residential | Behind the Meter | Yes | Sunrun Installation Services, Inc. | JCP&L |  | Accepted | 2025-06-26 | 2025-07-21 | 2026-07-21 | Inverters | SolarEdge Technologies | SE7600H-USMN | 7600 |  | 1 |  |  | 0.99 |  | Outdoor | Next to meter
NJADRE1559984096 | Administratively Determined Incentive Program | BASKING RIDGE | 7920 | 10.935 | Residential | Behind the Meter | Yes | Sunrun Installation Services, Inc. | JCP&L |  | Accepted | 2025-06-26 | 2025-07-21 | 2026-07-21 | Solar Panels | JA Solar | JAM54S31-405/MR |  | 0.405 | 27 | 354 | 3 |  | Fixed | Roof
NJADRE1559984099 | Administratively Determined Incentive Program | NORTH BERGEN | 7047 | 6.88 | Residential | Behind the Meter | No | Green Power Energy, LLC | PSE&G |  | Accepted | 2025-06-26 | 2025-07-21 | 2026-07-21 | Solar Panels | SEG Solar | SEG-430-BTD-BG |  | 0.43 | 16 | 32 | 5 |  | Fixed | Roof
NJADRE1559984099 | Administratively Determined Incentive Program | NORTH BERGEN | 7047 | 6.88 | Residential | Behind the Meter | No | Green Power Energy, LLC | PSE&G |  | Accepted | 2025-06-26 | 2025-07-21 | 2026-07-21 | Inverters | Enphase Energy | IQ8MC-72-M-US [240V] | 320 |  | 16 |  |  | 0.98 |  | Outside | Roof
NJADRE1559984133 | Administratively Determined Incentive Program | CAPE MAY | 8204 | 9.03 | Residential | Behind the Meter | No | EMT Renewables, LLC | AC Electric |  | Accepted | 2025-06-26 | 2025-07-21 | 2026-07-21 | Solar Panels | SEG SOLAR | SEG 430 |  | 0.43 | 19 | 121 | 23 |  | Fixed | Roof
NJADRE1559984133 | Administratively Determined Incentive Program | CAPE MAY | 8204 | 9.03 | Residential | Behind the Meter | No | EMT Renewables, LLC | AC Electric |  | Accepted | 2025-06-26 | 2025-07-21 | 2026-07-21 | Inverters | IQ8HC | IQ8+ | 290 |  | 21 |  |  | 0.98 |  | Other | UNDER EACH PANEL
NJADRE1559984133 | Administratively Determined Incentive Program | CAPE MAY | 8204 | 9.03 | Residential | Behind the Meter | No | EMT Renewables, LLC | AC Electric |  | Accepted | 2025-06-26 | 2025-07-21 | 2026-07-21 | Solar Panels | SEG SOLAR | SEG 430 |  | 0.43 | 2 | 301 | 25 |  | Fixed | Roof
NJADRE1559984141 | Administratively Determined Incentive Program | LAKEWOOD | 8701 | 13.195 | Residential | Behind the Meter | Yes | Kamtech Solar Solutions | JCP&L |  | Accepted | 2025-06-26 | 2025-07-21 | 2026-07-21 | Solar Panels | CANADIAN SOLAR | CS6. 1-64TM-455 |  | 0.455 | 29 | 277 | 35 |  | Fixed | Roof
NJADRE1559984141 | Administratively Determined Incentive Program | LAKEWOOD | 8701 | 13.195 | Residential | Behind the Meter | Yes | Kamtech Solar Solutions | JCP&L |  | Accepted | 2025-06-26 | 2025-07-21 | 2026-07-21 | Inverters | ENPHASE | IQ8X-80-M-US | 384 |  | 29 |  |  | 0.97 |  | Outdoor | ROOFTOP
NJADRE1559984161 | Administratively Determined Incentive Program | LITTLE EGG HARBOR | 8087 | 12.3 | Residential | Behind the Meter | No | Reliable Power Services, Inc. | AC Electric |  | Accepted | 2025-06-26 | 2025-07-22 | 2026-07-22 | Inverters | Enphase | IQ8 plus | 290 |  | 30 |  |  | 0.97 |  | Outdoor
NJADRE1559984161 | Administratively Determined Incentive Program | LITTLE EGG HARBOR | 8087 | 12.3 | Residential | Behind the Meter | No | Reliable Power Services, Inc. | AC Electric |  | Accepted | 2025-06-26 | 2025-07-22 | 2026-07-22 | Solar Panels | mission | MSE140HTOB410 |  | 0.41 | 30 | 201 | 30 |  | Fixed | Roof
NJADRE1559984163 | Administratively Determined Incentive Program | HADDON TOWNSHIP | 8107 | 11.48 | Residential | Behind the Meter | Yes | Pro Custom Solar dba Momentum Solar | PSE&G |  | Accepted | 2025-06-26 | 2025-07-21 | 2026-07-21 | Solar Panels | HANWHA | Q.PEAK DUO BLK ML-G10+410 |  | 0.41 | 2 | 246 | 12 |  | Fixed | Roof
NJADRE1559984163 | Administratively Determined Incentive Program | HADDON TOWNSHIP | 8107 | 11.48 | Residential | Behind the Meter | Yes | Pro Custom Solar dba Momentum Solar | PSE&G |  | Accepted | 2025-06-26 | 2025-07-21 | 2026-07-21 | Inverters | ENPHASE | IQ8HC-72-M-DOM-US | 380 |  | 28 |  |  | 0.97 |  | Outdoor
NJADRE1559984163 | Administratively Determined Incentive Program | HADDON TOWNSHIP | 8107 | 11.48 | Residential | Behind the Meter | Yes | Pro Custom Solar dba Momentum Solar | PSE&G |  | Accepted | 2025-06-26 | 2025-07-21 | 2026-07-21 | Solar Panels | HANWHA | Q.PEAK DUO BLK ML-G10+410 |  | 0.41 | 22 | 66 | 42 |  | Fixed | Roof
NJADRE1559984163 | Administratively Determined Incentive Program | HADDON TOWNSHIP | 8107 | 11.48 | Residential | Behind the Meter | Yes | Pro Custom Solar dba Momentum Solar | PSE&G |  | Accepted | 2025-06-26 | 2025-07-21 | 2026-07-21 | Solar Panels | HANWHA | Q.PEAK DUO BLK ML-G10+410 |  | 0.41 | 4 | 246 | 42 |  | Fixed | Roof
NJADRE1559984167 | Administratively Determined Incentive Program | WARETOWN | 8758 | 7.29 | Residential | Behind the Meter | No | Solar Energy World | JCP&L |  | Accepted | 2025-06-26 | 2025-07-22 | 2026-07-22 | Solar Panels | LONGi | LR5-54HPB-405M |  | 0.405 | 11 | 163 | 27 |  | Fixed | Roof
NJADRE1559984167 | Administratively Determined Incentive Program | WARETOWN | 8758 | 7.29 | Residential | Behind the Meter | No | Solar Energy World | JCP&L |  | Accepted | 2025-06-26 | 2025-07-22 | 2026-07-22 | Solar Panels | LONGi | LR5-54HPB-405M |  | 0.405 | 7 | 254 | 30 |  | Fixed | Roof
NJADRE1559984167 | Administratively Determined Incentive Program | WARETOWN | 8758 | 7.29 | Residential | Behind the Meter | No | Solar Energy World | JCP&L |  | Accepted | 2025-06-26 | 2025-07-22 | 2026-07-22 | Electric Storage Battery | Franklin | Franklin aPower 2 System 1 15kWh |  |  | 1 |  |  |  | Lithium Ion |  | outside
NJADRE1559984167 | Administratively Determined Incentive Program | WARETOWN | 8758 | 7.29 | Residential | Behind the Meter | No | Solar Energy World | JCP&L |  | Accepted | 2025-06-26 | 2025-07-22 | 2026-07-22 | Inverters | Enphase | IQ8HC-72-M-DOM-US | 384 |  | 18 |  |  | 0.97 |  | Outside
NJADRE1559984235 | Administratively Determined Incentive Program | VINELAND | 8360 | 6.97 | Residential | Behind the Meter | Yes | Define Solar, LLC | AC Electric |  | Accepted | 2025-06-26 | 2025-07-21 | 2026-07-21 | Solar Panels | Znshine | ZXM7-SH108 410 |  | 0.41 | 16 | 180 | 30 |  | Fixed | Ground
NJADRE1559984235 | Administratively Determined Incentive Program | VINELAND | 8360 | 6.97 | Residential | Behind the Meter | Yes | Define Solar, LLC | AC Electric |  | Accepted | 2025-06-26 | 2025-07-21 | 2026-07-21 | Inverters | Enphase | IQ8PLUS-72-2-US | 289 |  | 16 |  |  | 0.976 |  | Outside | Under each pv panel
NJADRE1559984235 | Administratively Determined Incentive Program | VINELAND | 8360 | 6.97 | Residential | Behind the Meter | Yes | Define Solar, LLC | AC Electric |  | Accepted | 2025-06-26 | 2025-07-21 | 2026-07-21 | Inverters | Enphase | IQ8PLUS-72-2-US | 289 |  | 1 |  |  | 0.976 |  | Outside | Under each pv panel
NJADRE1559984235 | Administratively Determined Incentive Program | VINELAND | 8360 | 6.97 | Residential | Behind the Meter | Yes | Define Solar, LLC | AC Electric |  | Accepted | 2025-06-26 | 2025-07-21 | 2026-07-21 | Solar Panels | Znshine | ZXM7-SH108 410 |  | 0.41 | 1 | 180 | 30 |  | Fixed | Ground
NJADRE1559984263 | Administratively Determined Incentive Program | NEPTUNE | 7753 | 2.05 | Residential | Behind the Meter | Yes | Trinity Solar, LLC | JCP&L |  | Accepted | 2025-06-26 | 2025-07-21 | 2026-07-21 | Solar Panels | HANWHA | (Q.PEAK DUO BLK ML-G10.C+ 410) |  | 0.41 | 5 | 185 | 29 |  | Fixed | Roof
NJADRE1559984263 | Administratively Determined Incentive Program | NEPTUNE | 7753 | 2.05 | Residential | Behind the Meter | Yes | Trinity Solar, LLC | JCP&L |  | Accepted | 2025-06-26 | 2025-07-21 | 2026-07-21 | Inverters | Enphase | IQ8PLUS-72-2-US | 290 |  | 5 |  |  | 0.97 |  | Outdoor
NJADRE1559984295 | Administratively Determined Incentive Program | GLASSBORO | 8028 | 4.455 | Residential | Behind the Meter | Yes | Sunrun Installation Services, Inc. | AC Electric |  | Accepted | 2025-06-26 | 2025-07-21 | 2026-07-21 | Inverters | SolarEdge Technologies | SE3800H-USMN | 3800 |  | 1 |  |  | 0.99 |  | Outdoor | Next to meter
NJADRE1559984295 | Administratively Determined Incentive Program | GLASSBORO | 8028 | 4.455 | Residential | Behind the Meter | Yes | Sunrun Installation Services, Inc. | AC Electric |  | Accepted | 2025-06-26 | 2025-07-21 | 2026-07-21 | Solar Panels | JA Solar | JAM54S31-405/MR |  | 0.405 | 11 | 86 | 17 |  | Fixed | Roof
NJADRE1559984313 | Administratively Determined Incentive Program | CALIFON | 7830 | 21.32 | Residential | Behind the Meter | Yes | Trinity Solar, LLC | JCP&L |  | Accepted | 2025-06-26 | 2025-07-21 | 2026-07-21 | Inverters | Solar Edge | USE11400H-US | 11400 |  | 1 |  |  | 0.97 |  | Outside
NJADRE1559984313 | Administratively Determined Incentive Program | CALIFON | 7830 | 21.32 | Residential | Behind the Meter | Yes | Trinity Solar, LLC | JCP&L |  | Accepted | 2025-06-26 | 2025-07-21 | 2026-07-21 | Solar Panels | Hanwha | Q.PEAK DUO BLK ML-G10+ 410 |  | 0.41 | 14 | 272 | 24 |  | Fixed | Roof
NJADRE1559984313 | Administratively Determined Incentive Program | CALIFON | 7830 | 21.32 | Residential | Behind the Meter | Yes | Trinity Solar, LLC | JCP&L |  | Accepted | 2025-06-26 | 2025-07-21 | 2026-07-21 | Solar Panels | Hanwha | Q.PEAK DUO BLK ML-G10+ 410 |  | 0.41 | 7 | 183 | 18 |  | Fixed | Roof
NJADRE1559984313 | Administratively Determined Incentive Program | CALIFON | 7830 | 21.32 | Residential | Behind the Meter | Yes | Trinity Solar, LLC | JCP&L |  | Accepted | 2025-06-26 | 2025-07-21 | 2026-07-21 | Solar Panels | Hanwha | Q.PEAK DUO BLK ML-G10+ 410 |  | 0.41 | 2 | 183 | 18 |  | Fixed | Roof
NJADRE1559984313 | Administratively Determined Incentive Program | CALIFON | 7830 | 21.32 | Residential | Behind the Meter | Yes | Trinity Solar, LLC | JCP&L |  | Accepted | 2025-06-26 | 2025-07-21 | 2026-07-21 | Solar Panels | Hanwha | Q.PEAK DUO BLK ML-G10+ 410 |  | 0.41 | 16 | 290 | 30 |  | Fixed | Roof
NJADRE1559984313 | Administratively Determined Incentive Program | CALIFON | 7830 | 21.32 | Residential | Behind the Meter | Yes | Trinity Solar, LLC | JCP&L |  | Accepted | 2025-06-26 | 2025-07-21 | 2026-07-21 | Inverters | Solar Edge | USE5700H-US | 5760 |  | 1 |  |  | 0.97 |  | Outside
NJADRE1559984313 | Administratively Determined Incentive Program | CALIFON | 7830 | 21.32 | Residential | Behind the Meter | Yes | Trinity Solar, LLC | JCP&L |  | Accepted | 2025-06-26 | 2025-07-21 | 2026-07-21 | Solar Panels | Hanwha | Q.PEAK DUO BLK ML-G10+ 410 |  | 0.41 | 13 | 92 | 24 |  | Fixed | Roof
NJADRE1559984329 | Administratively Determined Incentive Program | SUCCASUNNA | 7876 | 10.66 | Residential | Behind the Meter | Yes | Trinity Solar, LLC | JCP&L |  | Accepted | 2025-06-26 | 2025-07-21 | 2026-07-21 | Solar Panels | HANWHA 410 (Q.PEAK DUO BLK ML-G10+410) | HANWHA 410 (Q.PEAK DUO BLK ML-G10+410) |  | 0.41 | 6 | 210 | 22 |  | Fixed | Roof
NJADRE1559984329 | Administratively Determined Incentive Program | SUCCASUNNA | 7876 | 10.66 | Residential | Behind the Meter | Yes | Trinity Solar, LLC | JCP&L |  | Accepted | 2025-06-26 | 2025-07-21 | 2026-07-21 | Solar Panels | HANWHA 410 (Q.PEAK DUO BLK ML-G10+410) | HANWHA 410 (Q.PEAK DUO BLK ML-G10+410) |  | 0.41 | 20 | 210 | 22 |  | Fixed | Roof
NJADRE1559984329 | Administratively Determined Incentive Program | SUCCASUNNA | 7876 | 10.66 | Residential | Behind the Meter | Yes | Trinity Solar, LLC | JCP&L |  | Accepted | 2025-06-26 | 2025-07-21 | 2026-07-21 | Inverters | SOLAREDGE | SE10000H-US | 10000 |  | 1 |  |  | 0 |  | Outside
NJADRE1559984347 | Administratively Determined Incentive Program | WHITING | 8759 | 6.375 | Residential | Behind the Meter | Yes | Solar Mite Solutions, LLC | JCP&L |  | Accepted | 2025-06-26 | 2025-07-21 | 2026-07-21 | Inverters | Enphase | IQ8HC-72-M-DOM-US | 380 |  | 15 |  |  | 0.97 |  | Outside
NJADRE1559984347 | Administratively Determined Incentive Program | WHITING | 8759 | 6.375 | Residential | Behind the Meter | Yes | Solar Mite Solutions, LLC | JCP&L |  | Accepted | 2025-06-26 | 2025-07-21 | 2026-07-21 | Solar Panels | Enphase | JKM425N |  | 0.425 | 15 | 159 | 25 |  | Fixed | Roof
NJADRE1559984348 | Administratively Determined Incentive Program | WOODBRIDGE TOWNSHIP | 8830 | 11.745 | Residential | Behind the Meter | Yes | Skyline Solar, LLC | PSE&G |  | Accepted | 2025-06-26 | 2025-07-22 | 2026-07-22 | Solar Panels | Hanwha | Q. Tron BLK M-G2.H+ |  | 0.435 | 12 | 132 | 39 |  | Fixed | Roof
NJADRE1559984348 | Administratively Determined Incentive Program | WOODBRIDGE TOWNSHIP | 8830 | 11.745 | Residential | Behind the Meter | Yes | Skyline Solar, LLC | PSE&G |  | Accepted | 2025-06-26 | 2025-07-22 | 2026-07-22 | Solar Panels | Hanwha | Q. Tron BLK M-G2.H+ |  | 0.435 | 5 | 312 | 38 |  | Fixed | Roof
NJADRE1559984348 | Administratively Determined Incentive Program | WOODBRIDGE TOWNSHIP | 8830 | 11.745 | Residential | Behind the Meter | Yes | Skyline Solar, LLC | PSE&G |  | Accepted | 2025-06-26 | 2025-07-22 | 2026-07-22 | Solar Panels | Hanwha | Q. Tron BLK M-G2.H+ |  | 0.435 | 6 | 312 | 22 |  | Fixed | Roof
NJADRE1559984348 | Administratively Determined Incentive Program | WOODBRIDGE TOWNSHIP | 8830 | 11.745 | Residential | Behind the Meter | Yes | Skyline Solar, LLC | PSE&G |  | Accepted | 2025-06-26 | 2025-07-22 | 2026-07-22 | Solar Panels | Hanwha | Q. Tron BLK M-G2.H+ |  | 0.435 | 4 | 222 | 24 |  | Fixed | Roof
NJADRE1559984348 | Administratively Determined Incentive Program | WOODBRIDGE TOWNSHIP | 8830 | 11.745 | Residential | Behind the Meter | Yes | Skyline Solar, LLC | PSE&G |  | Accepted | 2025-06-26 | 2025-07-22 | 2026-07-22 | Inverters | Enphase | IQ8HC-72-M-DOM-US | 380 |  | 27 |  |  | 0.977 |  | Outside
NJADRE1559984406 | Administratively Determined Incentive Program | PERTH AMBOY | 8861 | 7.65 | Residential | Behind the Meter | Yes | Fusion Solar Energy, LLC | PSE&G |  | Accepted | 2025-06-26 | 2025-07-21 | 2026-07-21 | Solar Panels | JINKO SOLAR | JKM425N-54HL4-B |  | 0.425 | 8 | 200.14 | 20 |  | Fixed | Roof
NJADRE1559984406 | Administratively Determined Incentive Program | PERTH AMBOY | 8861 | 7.65 | Residential | Behind the Meter | Yes | Fusion Solar Energy, LLC | PSE&G |  | Accepted | 2025-06-26 | 2025-07-21 | 2026-07-21 | Inverters | ENPHASE | IQ8HC-72-M-DOM-US | 380 |  | 18 |  |  | 0.97 |  | Outside | Roof
NJADRE1559984406 | Administratively Determined Incentive Program | PERTH AMBOY | 8861 | 7.65 | Residential | Behind the Meter | Yes | Fusion Solar Energy, LLC | PSE&G |  | Accepted | 2025-06-26 | 2025-07-21 | 2026-07-21 | Solar Panels | JINKO SOLAR | JKM425N-54HL4-B |  | 0.425 | 10 | 20.14 | 20 |  | Fixed | Roof
NJADRE1559984454 | Administratively Determined Incentive Program | HAMPTON | 8827 | 24.36 | Residential | Behind the Meter | Yes | SunnyMac, LLC | JCP&L |  | Accepted | 2025-06-26 | 2025-07-21 | 2026-07-21 | Solar Panels | HANWHA | Q.TRON BLK M-G2+ |  | 0.435 | 8 | 121 | 26 |  | Fixed | Roof
NJADRE1559984454 | Administratively Determined Incentive Program | HAMPTON | 8827 | 24.36 | Residential | Behind the Meter | Yes | SunnyMac, LLC | JCP&L |  | Accepted | 2025-06-26 | 2025-07-21 | 2026-07-21 | Solar Panels | HANWHA | Q.TRON BLK M-G2+ |  | 0.435 | 7 | 211 | 43 |  | Fixed | Roof
NJADRE1559984454 | Administratively Determined Incentive Program | HAMPTON | 8827 | 24.36 | Residential | Behind the Meter | Yes | SunnyMac, LLC | JCP&L |  | Accepted | 2025-06-26 | 2025-07-21 | 2026-07-21 | Inverters | ENPHASE | IQ8HC-72-M-US | 380 |  | 56 |  |  | 0.99 |  | Outdoor | next to meter
NJADRE1559984454 | Administratively Determined Incentive Program | HAMPTON | 8827 | 24.36 | Residential | Behind the Meter | Yes | SunnyMac, LLC | JCP&L |  | Accepted | 2025-06-26 | 2025-07-21 | 2026-07-21 | Solar Panels | HANWHA | Q.TRON BLK M-G2+ |  | 0.435 | 16 | 121 | 26 |  | Fixed | Roof
NJADRE1559984454 | Administratively Determined Incentive Program | HAMPTON | 8827 | 24.36 | Residential | Behind the Meter | Yes | SunnyMac, LLC | JCP&L |  | Accepted | 2025-06-26 | 2025-07-21 | 2026-07-21 | Solar Panels | HANWHA | Q.TRON BLK M-G2+ |  | 0.435 | 25 | 301 | 26 |  | Fixed | Roof
NJADRE1559984486 | Administratively Determined Incentive Program | KEANSBURG | 7734 | 5.59 | Residential | Behind the Meter | Yes | Pro Custom Solar dba Momentum Solar | JCP&L |  | Accepted | 2025-06-26 | 2025-07-21 | 2026-07-21 | Solar Panels | HANWHA | Q.TRON BLK M-G2+430 |  | 0.43 | 7 | 167 | 20 |  | Fixed | Roof
NJADRE1559984486 | Administratively Determined Incentive Program | KEANSBURG | 7734 | 5.59 | Residential | Behind the Meter | Yes | Pro Custom Solar dba Momentum Solar | JCP&L |  | Accepted | 2025-06-26 | 2025-07-21 | 2026-07-21 | Solar Panels | HANWHA | Q.TRON BLK M-G2+430 |  | 0.43 | 6 | 347 | 20 |  | Fixed | Roof
NJADRE1559984486 | Administratively Determined Incentive Program | KEANSBURG | 7734 | 5.59 | Residential | Behind the Meter | Yes | Pro Custom Solar dba Momentum Solar | JCP&L |  | Accepted | 2025-06-26 | 2025-07-21 | 2026-07-21 | Inverters | ENPHASE | IQ8HC-72-M-DOM-US | 380 |  | 13 |  |  | 0.97 |  | Outdoor
NJADRE1559984495 | Administratively Determined Incentive Program | ELIZABETH | 7208 | 6.8 | Residential | Behind the Meter | Yes | Solar Mite Solutions, LLC | PSE&G |  | Accepted | 2025-06-26 | 2025-07-21 | 2026-07-21 | Solar Panels | Enphase | JKM425N |  | 0.425 | 4 | 259 | 18 |  | Fixed | Roof
NJADRE1559984495 | Administratively Determined Incentive Program | ELIZABETH | 7208 | 6.8 | Residential | Behind the Meter | Yes | Solar Mite Solutions, LLC | PSE&G |  | Accepted | 2025-06-26 | 2025-07-21 | 2026-07-21 | Solar Panels | Enphase | JKM425N |  | 0.425 | 5 | 169 | 20 |  | Fixed | Roof
NJADRE1559984495 | Administratively Determined Incentive Program | ELIZABETH | 7208 | 6.8 | Residential | Behind the Meter | Yes | Solar Mite Solutions, LLC | PSE&G |  | Accepted | 2025-06-26 | 2025-07-21 | 2026-07-21 | Solar Panels | Enphase | JKM425N |  | 0.425 | 4 | 79 | 18 |  | Fixed | Roof
NJADRE1559984495 | Administratively Determined Incentive Program | ELIZABETH | 7208 | 6.8 | Residential | Behind the Meter | Yes | Solar Mite Solutions, LLC | PSE&G |  | Accepted | 2025-06-26 | 2025-07-21 | 2026-07-21 | Solar Panels | Enphase | JKM425N |  | 0.425 | 3 | 169 | 18 |  | Fixed | Roof
NJADRE1559984495 | Administratively Determined Incentive Program | ELIZABETH | 7208 | 6.8 | Residential | Behind the Meter | Yes | Solar Mite Solutions, LLC | PSE&G |  | Accepted | 2025-06-26 | 2025-07-21 | 2026-07-21 | Inverters | Enphase | IQ8HC-72-M-DOM-US | 380 |  | 16 |  |  | 0.97 |  | Outside
NJADRE1559984501 | Administratively Determined Incentive Program | KEARNY | 7032 | 6.96 | Residential | Behind the Meter | Yes | Skyline Solar, LLC | PSE&G |  | Accepted | 2025-06-26 | 2025-07-22 | 2026-07-22 | Solar Panels | Hanwha | Q. Tron BLK M-G2.H+ |  | 0.435 | 6 | 23 | 8 |  | Fixed | Roof
NJADRE1559984501 | Administratively Determined Incentive Program | KEARNY | 7032 | 6.96 | Residential | Behind the Meter | Yes | Skyline Solar, LLC | PSE&G |  | Accepted | 2025-06-26 | 2025-07-22 | 2026-07-22 | Inverters | Enphase | IQ8HC-72-M-DOM-US | 380 |  | 16 |  |  | 0.977 |  | Outside
NJADRE1559984501 | Administratively Determined Incentive Program | KEARNY | 7032 | 6.96 | Residential | Behind the Meter | Yes | Skyline Solar, LLC | PSE&G |  | Accepted | 2025-06-26 | 2025-07-22 | 2026-07-22 | Solar Panels | Hanwha | Q. Tron BLK M-G2.H+ |  | 0.435 | 4 | 203 | 36 |  | Fixed | Roof
NJADRE1559984501 | Administratively Determined Incentive Program | KEARNY | 7032 | 6.96 | Residential | Behind the Meter | Yes | Skyline Solar, LLC | PSE&G |  | Accepted | 2025-06-26 | 2025-07-22 | 2026-07-22 | Solar Panels | Hanwha | Q. Tron BLK M-G2.H+ |  | 0.435 | 6 | 23 | 14 |  | Fixed | Roof
NJADRE1559984934 | Administratively Determined Incentive Program | PRINCETON JUNCTION | 8550 | 10.32 | Residential | Behind the Meter | Yes | Green Power Energy, LLC | JCP&L |  | Accepted | 2025-06-26 | 2025-07-21 | 2026-07-21 | Inverters | Enphase Energy | IQ8MC-72-M-US [240V] | 320 |  | 24 |  |  | 0.98 |  | Outdoor | Roof
NJADRE1559984934 | Administratively Determined Incentive Program | PRINCETON JUNCTION | 8550 | 10.32 | Residential | Behind the Meter | Yes | Green Power Energy, LLC | JCP&L |  | Accepted | 2025-06-26 | 2025-07-21 | 2026-07-21 | Solar Panels | SEG Solar | SEG-430-BTD-BG |  | 0.43 | 24 | 239 | 40 |  | Fixed | Roof
NJADRE1559984938 | Administratively Determined Incentive Program | EAST ORANGE | 7017 | 14.96 | Residential | Behind the Meter | Yes | Fusion Solar Energy, LLC | PSE&G |  | Accepted | 2025-06-26 | 2025-07-21 | 2026-07-21 | Inverters | ENPHASE | IQ8HC-72-M-DOM-US | 380 |  | 34 |  |  | 0.97 |  | Outside | Roof
NJADRE1559984938 | Administratively Determined Incentive Program | EAST ORANGE | 7017 | 14.96 | Residential | Behind the Meter | Yes | Fusion Solar Energy, LLC | PSE&G |  | Accepted | 2025-06-26 | 2025-07-21 | 2026-07-21 | Solar Panels | SILFAB SOLAR | SIL-440-QD |  | 0.44 | 6 | 296.53 | 44 |  | Fixed | Roof
NJADRE1559984938 | Administratively Determined Incentive Program | EAST ORANGE | 7017 | 14.96 | Residential | Behind the Meter | Yes | Fusion Solar Energy, LLC | PSE&G |  | Accepted | 2025-06-26 | 2025-07-21 | 2026-07-21 | Solar Panels | SILFAB SOLAR | SIL-440-QD |  | 0.44 | 5 | 116.53 | 45 |  | Fixed | Roof
NJADRE1559984938 | Administratively Determined Incentive Program | EAST ORANGE | 7017 | 14.96 | Residential | Behind the Meter | Yes | Fusion Solar Energy, LLC | PSE&G |  | Accepted | 2025-06-26 | 2025-07-21 | 2026-07-21 | Solar Panels | SILFAB SOLAR | SIL-440-QD |  | 0.44 | 7 | 206.52 | 43 |  | Fixed | Roof
NJADRE1559984938 | Administratively Determined Incentive Program | EAST ORANGE | 7017 | 14.96 | Residential | Behind the Meter | Yes | Fusion Solar Energy, LLC | PSE&G |  | Accepted | 2025-06-26 | 2025-07-21 | 2026-07-21 | Solar Panels | SILFAB SOLAR | SIL-440-QD |  | 0.44 | 4 | 26.52 | 45 |  | Fixed | Roof
NJADRE1559984938 | Administratively Determined Incentive Program | EAST ORANGE | 7017 | 14.96 | Residential | Behind the Meter | Yes | Fusion Solar Energy, LLC | PSE&G |  | Accepted | 2025-06-26 | 2025-07-21 | 2026-07-21 | Solar Panels | SILFAB SOLAR | SIL-440-QD |  | 0.44 | 4 | 296.53 | 20 |  | Fixed | Roof
NJADRE1559984938 | Administratively Determined Incentive Program | EAST ORANGE | 7017 | 14.96 | Residential | Behind the Meter | Yes | Fusion Solar Energy, LLC | PSE&G |  | Accepted | 2025-06-26 | 2025-07-21 | 2026-07-21 | Solar Panels | SILFAB SOLAR | SIL-440-QD |  | 0.44 | 4 | 206.52 | 43 |  | Fixed | Roof
NJADRE1559984938 | Administratively Determined Incentive Program | EAST ORANGE | 7017 | 14.96 | Residential | Behind the Meter | Yes | Fusion Solar Energy, LLC | PSE&G |  | Accepted | 2025-06-26 | 2025-07-21 | 2026-07-21 | Solar Panels | SILFAB SOLAR | SIL-440-QD |  | 0.44 | 4 | 26.52 | 45 |  | Fixed | Roof
NJADRE1559984939 | Administratively Determined Incentive Program | FLEMINGTON | 8822 | 14.79 | Residential | Behind the Meter | No | Venture Home Solar, LLC | JCP&L |  | Accepted | 2025-06-26 | 2025-07-25 | 2026-07-25 | Solar Panels | Hanwha | Q.TRON BLK M-G2+ 435 |  | 0.435 | 16 | 215 | 20 |  | Fixed | Roof
NJADRE1559984939 | Administratively Determined Incentive Program | FLEMINGTON | 8822 | 14.79 | Residential | Behind the Meter | No | Venture Home Solar, LLC | JCP&L |  | Accepted | 2025-06-26 | 2025-07-25 | 2026-07-25 | Inverters | Tesla Solar | 1707000-xx-y | 330 |  | 1 |  |  | 0.9697 |  | Outside
NJADRE1559984939 | Administratively Determined Incentive Program | FLEMINGTON | 8822 | 14.79 | Residential | Behind the Meter | No | Venture Home Solar, LLC | JCP&L |  | Accepted | 2025-06-26 | 2025-07-25 | 2026-07-25 | Solar Panels | Hanwha | Q.TRON BLK M-G2+ 435 |  | 0.435 | 18 | 125 | 20 |  | Fixed | Roof
NJADRE1559984971 | Administratively Determined Incentive Program | PISCATAWAY | 8854 | 4.86 | Residential | Behind the Meter | Yes | Sunrun Installation Services, Inc. | PSE&G |  | Accepted | 2025-06-26 | 2025-07-21 | 2026-07-21 | Solar Panels | JA Solar | JAM54S31-405/MR |  | 0.405 | 12 | 154 | 18 |  | Fixed | Roof
NJADRE1559984971 | Administratively Determined Incentive Program | PISCATAWAY | 8854 | 4.86 | Residential | Behind the Meter | Yes | Sunrun Installation Services, Inc. | PSE&G |  | Accepted | 2025-06-26 | 2025-07-21 | 2026-07-21 | Inverters | SolarEdge Technologies | SE3800H-USMN | 3800 |  | 1 |  |  | 0.99 |  | Outdoor | Next to meter
NJADRE1559984975 | Administratively Determined Incentive Program | MATAWAN | 7747 | 13.485 | Residential | Behind the Meter | No | Venture Home Solar, LLC | JCP&L |  | Accepted | 2025-06-26 | 2025-07-25 | 2026-07-25 | Inverters | Tesla Solar | 1707000-xx-y | 330 |  | 1 |  |  | 0.9697 |  | Outside
NJADRE1559984975 | Administratively Determined Incentive Program | MATAWAN | 7747 | 13.485 | Residential | Behind the Meter | No | Venture Home Solar, LLC | JCP&L |  | Accepted | 2025-06-26 | 2025-07-25 | 2026-07-25 | Solar Panels | Hanwha | Q.TRON BLK M-G2+ 435 |  | 0.435 | 22 | 90 | 20 |  | Fixed | Roof
NJADRE1559984975 | Administratively Determined Incentive Program | MATAWAN | 7747 | 13.485 | Residential | Behind the Meter | No | Venture Home Solar, LLC | JCP&L |  | Accepted | 2025-06-26 | 2025-07-25 | 2026-07-25 | Solar Panels | Hanwha | Q.TRON BLK M-G2+ 435 |  | 0.435 | 9 | 90 | 20 |  | Fixed | Roof
NJADRE1559984994 | Administratively Determined Incentive Program | NEWARK | 7112 | 4.92 | Residential | Behind the Meter | Yes | Trinity Solar, LLC | PSE&G |  | Accepted | 2025-06-26 | 2025-07-21 | 2026-07-21 | Inverters | Solar Edge | USE3800H-USMNBL75 | 3800 |  | 1 |  |  | 0.97 |  | Outdoor
NJADRE1559984994 | Administratively Determined Incentive Program | NEWARK | 7112 | 4.92 | Residential | Behind the Meter | Yes | Trinity Solar, LLC | PSE&G |  | Accepted | 2025-06-26 | 2025-07-21 | 2026-07-21 | Solar Panels | HANWHA | (Q.PEAK DUO BLK ML-G10.C+ 410) |  | 0.41 | 2 | 301 | 36 |  | Fixed | Roof
NJADRE1559984994 | Administratively Determined Incentive Program | NEWARK | 7112 | 4.92 | Residential | Behind the Meter | Yes | Trinity Solar, LLC | PSE&G |  | Accepted | 2025-06-26 | 2025-07-21 | 2026-07-21 | Solar Panels | HANWHA | (Q.PEAK DUO BLK ML-G10.C+ 410) |  | 0.41 | 8 | 211 | 20 |  | Fixed | Roof
NJADRE1559984994 | Administratively Determined Incentive Program | NEWARK | 7112 | 4.92 | Residential | Behind the Meter | Yes | Trinity Solar, LLC | PSE&G |  | Accepted | 2025-06-26 | 2025-07-21 | 2026-07-21 | Solar Panels | HANWHA | (Q.PEAK DUO BLK ML-G10.C+ 410) |  | 0.41 | 2 | 121 | 36 |  | Fixed | Roof
NJADRE1559985000 | Administratively Determined Incentive Program | Gloucester City | 8030 | 8.7 | Residential | Behind the Meter | Yes | Skyline Solar, LLC | PSE&G |  | Accepted | 2025-06-26 | 2025-07-23 | 2026-07-23 | Solar Panels | Hanwha | Q. Tron BLK M-G2.H+ |  | 0.435 | 8 | 217 | 8 |  | Fixed | Roof
NJADRE1559985000 | Administratively Determined Incentive Program | Gloucester City | 8030 | 8.7 | Residential | Behind the Meter | Yes | Skyline Solar, LLC | PSE&G |  | Accepted | 2025-06-26 | 2025-07-23 | 2026-07-23 | Solar Panels | Hanwha | Q. Tron BLK M-G2.H+ |  | 0.435 | 7 | 37 | 7 |  | Fixed | Roof
NJADRE1559985000 | Administratively Determined Incentive Program | Gloucester City | 8030 | 8.7 | Residential | Behind the Meter | Yes | Skyline Solar, LLC | PSE&G |  | Accepted | 2025-06-26 | 2025-07-23 | 2026-07-23 | Solar Panels | Hanwha | Q. Tron BLK M-G2.H+ |  | 0.435 | 5 | 307 | 5 |  | Fixed | Roof
NJADRE1559985000 | Administratively Determined Incentive Program | Gloucester City | 8030 | 8.7 | Residential | Behind the Meter | Yes | Skyline Solar, LLC | PSE&G |  | Accepted | 2025-06-26 | 2025-07-23 | 2026-07-23 | Inverters | Enphase | IQ8HC-72-M-DOM-US | 380 |  | 20 |  |  | 0.977 |  | Outside
NJADRE1559985014 | Administratively Determined Incentive Program | NORTH CALDWELL | 7006 | 22.185 | Residential | Behind the Meter | No | Vanguard Energy Partners, LLC | PSE&G |  | Accepted | 2025-06-26 | 2025-07-23 | 2026-07-23 | Inverters | Solaredge | SE7600H-US | 7600 |  | 2 |  |  | 0.99 |  | Outdoor
NJADRE1559985014 | Administratively Determined Incentive Program | NORTH CALDWELL | 7006 | 22.185 | Residential | Behind the Meter | No | Vanguard Energy Partners, LLC | PSE&G |  | Accepted | 2025-06-26 | 2025-07-23 | 2026-07-23 | Solar Panels | Hyundai | HiE-S435HG |  | 0.435 | 51 | 218 | 10 |  | Fixed | Roof
NJADRE1559985024 | Administratively Determined Incentive Program | CHESTERFIELD TOWNSHIP | 8515 | 9.89 | Residential | Behind the Meter | No | Green Power Energy, LLC | PSE&G |  | Accepted | 2025-06-26 | 2025-08-07 | 2026-08-07 | Inverters | Enphase | IQ8MC-72-M-US [240V] | 320 |  | 23 |  |  | 0.98 |  | Outside | Roof
NJADRE1559985024 | Administratively Determined Incentive Program | CHESTERFIELD TOWNSHIP | 8515 | 9.89 | Residential | Behind the Meter | No | Green Power Energy, LLC | PSE&G |  | Accepted | 2025-06-26 | 2025-08-07 | 2026-08-07 | Solar Panels | SEG Solar | SEG-430-BTD-BG |  | 0.43 | 14 | 75 | 23 |  | Fixed | Roof
NJADRE1559985024 | Administratively Determined Incentive Program | CHESTERFIELD TOWNSHIP | 8515 | 9.89 | Residential | Behind the Meter | No | Green Power Energy, LLC | PSE&G |  | Accepted | 2025-06-26 | 2025-08-07 | 2026-08-07 | Solar Panels | SEG Solar | SEG-430-BTD-BG |  | 0.43 | 9 | 255 | 23 |  | Fixed | Roof
NJADRE1559985033 | Administratively Determined Incentive Program | Washington Township | 8080 | 5.67 | Residential | Behind the Meter | No | Solar Energy World | AC Electric |  | Accepted | 2025-06-26 | 2025-07-22 | 2026-07-22 | Solar Panels | LONGi | LR5-54HPB-405M |  | 0.405 | 9 | 158 | 21 |  | Fixed | Roof
NJADRE1559985033 | Administratively Determined Incentive Program | Washington Township | 8080 | 5.67 | Residential | Behind the Meter | No | Solar Energy World | AC Electric |  | Accepted | 2025-06-26 | 2025-07-22 | 2026-07-22 | Solar Panels | LONGi | LR5-54HPB-405M |  | 0.405 | 5 | 248 | 12 |  | Fixed | Roof
NJADRE1559985033 | Administratively Determined Incentive Program | Washington Township | 8080 | 5.67 | Residential | Behind the Meter | No | Solar Energy World | AC Electric |  | Accepted | 2025-06-26 | 2025-07-22 | 2026-07-22 | Inverters | Enphase | IQ8+-72-M-US | 290 |  | 14 |  |  | 0.97 |  | Outside
NJADRE1559985041 | Administratively Determined Incentive Program | West Orange | 7052 | 6.885 | Residential | Behind the Meter | Yes | Sunrun Installation Services, Inc. | PSE&G |  | Accepted | 2025-06-26 | 2025-07-21 | 2026-07-21 | Solar Panels | JA Solar | JAM54S31-405/MR |  | 0.405 | 6 | 286 | 22 |  | Fixed | Roof
NJADRE1559985041 | Administratively Determined Incentive Program | West Orange | 7052 | 6.885 | Residential | Behind the Meter | Yes | Sunrun Installation Services, Inc. | PSE&G |  | Accepted | 2025-06-26 | 2025-07-21 | 2026-07-21 | Inverters | SolarEdge Technologies | SE5700H-USMN | 5760 |  | 1 |  |  | 0.99 |  | Outdoor | Next to meter
NJADRE1559985041 | Administratively Determined Incentive Program | West Orange | 7052 | 6.885 | Residential | Behind the Meter | Yes | Sunrun Installation Services, Inc. | PSE&G |  | Accepted | 2025-06-26 | 2025-07-21 | 2026-07-21 | Solar Panels | JA Solar | JAM54S31-405/MR |  | 0.405 | 7 | 106 | 22 |  | Fixed | Roof
NJADRE1559985041 | Administratively Determined Incentive Program | West Orange | 7052 | 6.885 | Residential | Behind the Meter | Yes | Sunrun Installation Services, Inc. | PSE&G |  | Accepted | 2025-06-26 | 2025-07-21 | 2026-07-21 | Solar Panels | JA Solar | JAM54S31-405/MR |  | 0.405 | 4 | 106 | 20 |  | Fixed | Roof
NJADRE1559985046 | Administratively Determined Incentive Program | Glassboro | 8028 | 19.575 | Residential | Behind the Meter | Yes | Integrity Solar & Home Solutions, LLC | AC Electric |  | Accepted | 2025-06-26 | 2025-07-21 | 2026-07-21 | Inverters | ENPHASE | IQ8HC | 380 |  | 45 |  |  | 0.98 |  | Other | UNDER EACH PANEL
NJADRE1559985046 | Administratively Determined Incentive Program | Glassboro | 8028 | 19.575 | Residential | Behind the Meter | Yes | Integrity Solar & Home Solutions, LLC | AC Electric |  | Accepted | 2025-06-26 | 2025-07-21 | 2026-07-21 | Solar Panels | Q CELLS | Q.TRON BLK M-G2H+ 435 |  | 0.435 | 12 | 46 | 18 |  | Fixed | Roof
NJADRE1559985046 | Administratively Determined Incentive Program | Glassboro | 8028 | 19.575 | Residential | Behind the Meter | Yes | Integrity Solar & Home Solutions, LLC | AC Electric |  | Accepted | 2025-06-26 | 2025-07-21 | 2026-07-21 | Solar Panels | Q CELLS | Q.TRON BLK M-G2H+ 435 |  | 0.435 | 12 | 226 | 12 |  | Fixed | Roof
NJADRE1559985046 | Administratively Determined Incentive Program | Glassboro | 8028 | 19.575 | Residential | Behind the Meter | Yes | Integrity Solar & Home Solutions, LLC | AC Electric |  | Accepted | 2025-06-26 | 2025-07-21 | 2026-07-21 | Solar Panels | Q CELLS | Q.TRON BLK M-G2H+ 435 |  | 0.435 | 12 | 46 | 12 |  | Fixed | Roof
NJADRE1559985046 | Administratively Determined Incentive Program | Glassboro | 8028 | 19.575 | Residential | Behind the Meter | Yes | Integrity Solar & Home Solutions, LLC | AC Electric |  | Accepted | 2025-06-26 | 2025-07-21 | 2026-07-21 | Solar Panels | Q CELLS | Q.TRON BLK M-G2H+ 435 |  | 0.435 | 9 | 226 | 18 |  | Fixed | Roof
NJADRE1559985061 | Administratively Determined Incentive Program | NEWARK | 7106 | 7.83 | Residential | Behind the Meter | Yes | Skyline Solar, LLC | PSE&G |  | Accepted | 2025-06-26 | 2025-07-22 | 2026-07-22 | Inverters | Enphase | IQ8HC-72-M-DOM-US | 380 |  | 18 |  |  | 0.99 |  | Outside
NJADRE1559985061 | Administratively Determined Incentive Program | NEWARK | 7106 | 7.83 | Residential | Behind the Meter | Yes | Skyline Solar, LLC | PSE&G |  | Accepted | 2025-06-26 | 2025-07-22 | 2026-07-22 | Solar Panels | Hanwha | Q. Tron BLK M-G2.H+ |  | 0.435 | 9 | 42 | 30 |  | Fixed | Roof
NJADRE1559985061 | Administratively Determined Incentive Program | NEWARK | 7106 | 7.83 | Residential | Behind the Meter | Yes | Skyline Solar, LLC | PSE&G |  | Accepted | 2025-06-26 | 2025-07-22 | 2026-07-22 | Solar Panels | Hanwha | Q. Tron BLK M-G2.H+ |  | 0.435 | 9 | 222 | 30 |  | Fixed | Roof
NJADRE1559985062 | Administratively Determined Incentive Program | Woodbury | 8096 | 4.3 | Residential | Behind the Meter | No | EMT Renewables, LLC | PSE&G |  | Accepted | 2025-06-26 | 2025-07-31 | 2026-07-31 | Inverters | ENPHASE | IQ8+ | 290 |  | 10 |  |  | 0.98 |  | Other | UNDER EACH PANEL
NJADRE1559985062 | Administratively Determined Incentive Program | Woodbury | 8096 | 4.3 | Residential | Behind the Meter | No | EMT Renewables, LLC | PSE&G |  | Accepted | 2025-06-26 | 2025-07-31 | 2026-07-31 | Solar Panels | SEG SOLAR | SEG 430 |  | 0.43 | 10 | 191 | 35 |  | Fixed | Roof
NJADRE1559985078 | Administratively Determined Incentive Program | Bayville | 8721 | 11.205 | Residential | Behind the Meter | Yes | SunPurity, LLC | JCP&L |  | Accepted | 2025-06-27 | 2025-07-25 | 2026-07-25 | Solar Panels | Hanwha Q cells | Q.PEAK DUO BLK-ML-G10+ 415W |  | 0.415 | 14 | 123 | 20 |  | Fixed | Roof
NJADRE1559985078 | Administratively Determined Incentive Program | Bayville | 8721 | 11.205 | Residential | Behind the Meter | Yes | SunPurity, LLC | JCP&L |  | Accepted | 2025-06-27 | 2025-07-25 | 2026-07-25 | Solar Panels | Hanwha Q cells | Q.PEAK DUO BLK-ML-G10+ 415W |  | 0.415 | 13 | 303 | 20 |  | Fixed | Roof
NJADRE1559985078 | Administratively Determined Incentive Program | Bayville | 8721 | 11.205 | Residential | Behind the Meter | Yes | SunPurity, LLC | JCP&L |  | Accepted | 2025-06-27 | 2025-07-25 | 2026-07-25 | Inverters | SolarEdge | SE7600H-US | 7600 |  | 1 |  |  | 0.99 |  | Outdoor
NJADRE1559985129 | Administratively Determined Incentive Program | WOODBRIDGE TWP | 8830 | 11.48 | Residential | Behind the Meter | Yes | Sunrun Installation Services, Inc. | PSE&G |  | Accepted | 2025-06-26 | 2025-07-22 | 2026-07-22 | Solar Panels | Elin Energy (Sirius PV) | ELNSM54M-HC-410 |  | 0.41 | 3 | 316 | 45 |  | Fixed | Roof
NJADRE1559985129 | Administratively Determined Incentive Program | WOODBRIDGE TWP | 8830 | 11.48 | Residential | Behind the Meter | Yes | Sunrun Installation Services, Inc. | PSE&G |  | Accepted | 2025-06-26 | 2025-07-22 | 2026-07-22 | Inverters | SolarEdge Technologies | SE7600H-USMN | 7600 |  | 1 |  |  | 0.99 |  | Outdoor
NJADRE1559985129 | Administratively Determined Incentive Program | WOODBRIDGE TWP | 8830 | 11.48 | Residential | Behind the Meter | Yes | Sunrun Installation Services, Inc. | PSE&G |  | Accepted | 2025-06-26 | 2025-07-22 | 2026-07-22 | Solar Panels | Elin Energy (Sirius PV) | ELNSM54M-HC-410 |  | 0.41 | 8 | 46 | 34 |  | Fixed | Roof
NJADRE1559985129 | Administratively Determined Incentive Program | WOODBRIDGE TWP | 8830 | 11.48 | Residential | Behind the Meter | Yes | Sunrun Installation Services, Inc. | PSE&G |  | Accepted | 2025-06-26 | 2025-07-22 | 2026-07-22 | Solar Panels | Elin Energy (Sirius PV) | ELNSM54M-HC-410 |  | 0.41 | 17 | 226 | 34 |  | Fixed | Roof
NJADRE1559985129 | Administratively Determined Incentive Program | WOODBRIDGE TWP | 8830 | 11.48 | Residential | Behind the Meter | Yes | Sunrun Installation Services, Inc. | PSE&G |  | Accepted | 2025-06-26 | 2025-07-22 | 2026-07-22 | Meters | SolarEdge Technologies | SE7600H-USMN |  |  | 1 |  |  |  | Yes | Outdoor
NJADRE1559985144 | Administratively Determined Incentive Program | Bergenfield | 7621 | 16.15 | Residential | Behind the Meter | Yes | Solar Mite Solutions, LLC | PSE&G |  | Accepted | 2025-06-26 | 2025-07-21 | 2026-07-21 | Solar Panels | Enphase | JKM425N |  | 0.425 | 18 | 114 | 20 |  | Fixed | Roof
NJADRE1559985144 | Administratively Determined Incentive Program | Bergenfield | 7621 | 16.15 | Residential | Behind the Meter | Yes | Solar Mite Solutions, LLC | PSE&G |  | Accepted | 2025-06-26 | 2025-07-21 | 2026-07-21 | Solar Panels | Enphase | JKM425N |  | 0.425 | 20 | 294 | 20 |  | Fixed | Roof
NJADRE1559985144 | Administratively Determined Incentive Program | Bergenfield | 7621 | 16.15 | Residential | Behind the Meter | Yes | Solar Mite Solutions, LLC | PSE&G |  | Accepted | 2025-06-26 | 2025-07-21 | 2026-07-21 | Inverters | Enphase | IQ8HC-72-M-DOM-US | 380 |  | 38 |  |  | 0.97 |  | Outside
NJADRE1559985151 | Administratively Determined Incentive Program | West Creek | 8092 | 5.22 | Residential | Behind the Meter | Yes | Skyline Solar, LLC | AC Electric |  | Accepted | 2025-06-26 | 2025-07-22 | 2026-07-22 | Solar Panels | Hanwha | Q.TRON BLK M-G2+ |  | 0.435 | 12 | 162 | 25 |  | Fixed | Roof
NJADRE1559985151 | Administratively Determined Incentive Program | West Creek | 8092 | 5.22 | Residential | Behind the Meter | Yes | Skyline Solar, LLC | AC Electric |  | Accepted | 2025-06-26 | 2025-07-22 | 2026-07-22 | Inverters | Enphase | IQ8HC-72-M-DOM-US | 380 |  | 12 |  |  | 0.977 |  | Outside
NJADRE1559985160 | Administratively Determined Incentive Program | Trenton | 8610 | 2.87 | Residential | Behind the Meter | Yes | Sunrun Installation Services, Inc. | PSE&G |  | Accepted | 2025-06-26 | 2025-07-21 | 2026-07-21 | Inverters | GROWATT NEW ENERGY TECHNOLOGY CO LTD | MIN 3800TL-XH-US | 3800 |  | 1 |  |  | 0.98 |  | Outdoor
NJADRE1559985160 | Administratively Determined Incentive Program | Trenton | 8610 | 2.87 | Residential | Behind the Meter | Yes | Sunrun Installation Services, Inc. | PSE&G |  | Accepted | 2025-06-26 | 2025-07-21 | 2026-07-21 | Solar Panels | HANWHA Q-CELLS | Q.PEAK DUO BLK ML-G10+ 410 DCA |  | 0.41 | 7 | 202 | 24 |  | Fixed | Roof
NJADRE1559985225 | Administratively Determined Incentive Program | LINDENWOLD | 8021 | 9.96 | Residential | Behind the Meter | Yes | SunPurity, LLC | AC Electric |  | Accepted | 2025-06-28 | 2025-07-22 | 2026-07-22 | Inverters | SolarEdge | SE7600H-US | 7600 |  | 1 |  |  | 0.99 |  | Outdoor
NJADRE1559985225 | Administratively Determined Incentive Program | LINDENWOLD | 8021 | 9.96 | Residential | Behind the Meter | Yes | SunPurity, LLC | AC Electric |  | Accepted | 2025-06-28 | 2025-07-22 | 2026-07-22 | Solar Panels | Hanwha Q cells | Q.PEAK DUO BLK-ML-G10+ 415W |  | 0.415 | 12 | 304 | 18 |  | Fixed | Roof
NJADRE1559985225 | Administratively Determined Incentive Program | LINDENWOLD | 8021 | 9.96 | Residential | Behind the Meter | Yes | SunPurity, LLC | AC Electric |  | Accepted | 2025-06-28 | 2025-07-22 | 2026-07-22 | Solar Panels | Hanwha Q cells | Q.PEAK DUO BLK-ML-G10+ 415W |  | 0.415 | 12 | 124 | 18 |  | Fixed | Roof
NJADRE1559985251 | Administratively Determined Incentive Program | BRIDGETON | 8302 | 13.695 | Residential | Behind the Meter | Yes | SunPurity, LLC | AC Electric |  | Accepted | 2025-06-28 | 2025-07-22 | 2026-07-22 | Inverters | SolarEdge | SE10000H-US | 10000 |  | 1 |  |  | 0.99 |  | Outdoor
NJADRE1559985251 | Administratively Determined Incentive Program | BRIDGETON | 8302 | 13.695 | Residential | Behind the Meter | Yes | SunPurity, LLC | AC Electric |  | Accepted | 2025-06-28 | 2025-07-22 | 2026-07-22 | Solar Panels | Hanwha Q cells | Q.PEAK DUO BLK-ML-G10+ 415W |  | 0.415 | 16 | 267 | 20 |  | Fixed | Roof
NJADRE1559985251 | Administratively Determined Incentive Program | BRIDGETON | 8302 | 13.695 | Residential | Behind the Meter | Yes | SunPurity, LLC | AC Electric |  | Accepted | 2025-06-28 | 2025-07-22 | 2026-07-22 | Solar Panels | Hanwha Q cells | Q.PEAK DUO BLK-ML-G10+ 415W |  | 0.415 | 17 | 87 | 20 |  | Fixed | Roof
NJADRE1559985263 | Administratively Determined Incentive Program | Union | 7083 | 12.71 | Residential | Behind the Meter | Yes | Pro Custom Solar dba Momentum Solar | PSE&G |  | Accepted | 2025-06-26 | 2025-07-21 | 2026-07-21 | Inverters | ENPHASE | IQ8HC-72-M-DOM-US | 380 |  | 31 |  |  | 0.97 |  | Outdoor
NJADRE1559985263 | Administratively Determined Incentive Program | Union | 7083 | 12.71 | Residential | Behind the Meter | Yes | Pro Custom Solar dba Momentum Solar | PSE&G |  | Accepted | 2025-06-26 | 2025-07-21 | 2026-07-21 | Solar Panels | HANWHA | Q.PEAK DUO BLK ML-G10+410 |  | 0.41 | 11 | 129 | 35 |  | Fixed | Roof
NJADRE1559985263 | Administratively Determined Incentive Program | Union | 7083 | 12.71 | Residential | Behind the Meter | Yes | Pro Custom Solar dba Momentum Solar | PSE&G |  | Accepted | 2025-06-26 | 2025-07-21 | 2026-07-21 | Solar Panels | HANWHA | Q.PEAK DUO BLK ML-G10+410 |  | 0.41 | 5 | 309 | 15 |  | Fixed | Roof
NJADRE1559985263 | Administratively Determined Incentive Program | Union | 7083 | 12.71 | Residential | Behind the Meter | Yes | Pro Custom Solar dba Momentum Solar | PSE&G |  | Accepted | 2025-06-26 | 2025-07-21 | 2026-07-21 | Solar Panels | HANWHA | Q.PEAK DUO BLK ML-G10+410 |  | 0.41 | 15 | 309 | 37 |  | Fixed | Roof
NJADRE1559985380 | Administratively Determined Incentive Program | OCEAN | 7712 | 12.035 | Residential | Behind the Meter | Yes | SunPurity, LLC | JCP&L |  | Accepted | 2025-06-28 | 2025-07-22 | 2026-07-22 | Inverters | SolarEdge | SE10000H-US | 10000 |  | 1 |  |  | 0.99 |  | Outdoor
NJADRE1559985380 | Administratively Determined Incentive Program | OCEAN | 7712 | 12.035 | Residential | Behind the Meter | Yes | SunPurity, LLC | JCP&L |  | Accepted | 2025-06-28 | 2025-07-22 | 2026-07-22 | Solar Panels | Hanwha Q cells | Q.PEAK DUO BLK-ML-G10+ 415W |  | 0.415 | 13 | 113 | 26 |  | Fixed | Roof
NJADRE1559985380 | Administratively Determined Incentive Program | OCEAN | 7712 | 12.035 | Residential | Behind the Meter | Yes | SunPurity, LLC | JCP&L |  | Accepted | 2025-06-28 | 2025-07-22 | 2026-07-22 | Solar Panels | Hanwha Q cells | Q.PEAK DUO BLK-ML-G10+ 415W |  | 0.415 | 16 | 293 | 26 |  | Fixed | Roof
NJADRE1559985683 | Administratively Determined Incentive Program | TOMS RIVER | 8753 | 9.96 | Residential | Behind the Meter | Yes | SunPurity, LLC | JCP&L |  | Accepted | 2025-06-28 | 2025-07-22 | 2026-07-22 | Solar Panels | Hanwha Q cells | Q.PEAK DUO BLK-ML-G10+ 415W |  | 0.415 | 10 | 184 | 18 |  | Fixed | Roof
NJADRE1559985683 | Administratively Determined Incentive Program | TOMS RIVER | 8753 | 9.96 | Residential | Behind the Meter | Yes | SunPurity, LLC | JCP&L |  | Accepted | 2025-06-28 | 2025-07-22 | 2026-07-22 | Solar Panels | Hanwha Q cells | Q.PEAK DUO BLK-ML-G10+ 415W |  | 0.415 | 2 | 4 | 18 |  | Fixed | Roof
NJADRE1559985683 | Administratively Determined Incentive Program | TOMS RIVER | 8753 | 9.96 | Residential | Behind the Meter | Yes | SunPurity, LLC | JCP&L |  | Accepted | 2025-06-28 | 2025-07-22 | 2026-07-22 | Inverters | SolarEdge | SE7600H-US | 7600 |  | 1 |  |  | 0.99 |  | Outdoor
NJADRE1559985683 | Administratively Determined Incentive Program | TOMS RIVER | 8753 | 9.96 | Residential | Behind the Meter | Yes | SunPurity, LLC | JCP&L |  | Accepted | 2025-06-28 | 2025-07-22 | 2026-07-22 | Solar Panels | Hanwha Q cells | Q.PEAK DUO BLK-ML-G10+ 415W |  | 0.415 | 2 | 184 | 18 |  | Fixed | Roof
NJADRE1559985683 | Administratively Determined Incentive Program | TOMS RIVER | 8753 | 9.96 | Residential | Behind the Meter | Yes | SunPurity, LLC | JCP&L |  | Accepted | 2025-06-28 | 2025-07-22 | 2026-07-22 | Solar Panels | Hanwha Q cells | Q.PEAK DUO BLK-ML-G10+ 415W |  | 0.415 | 10 | 4 | 18 |  | Fixed | Roof
NJADRE1559985732 | Administratively Determined Incentive Program | Hightstown | 8520 | 12.6 | Residential | Behind the Meter | No | Fusion Solar Energy, LLC | JCP&L |  | Accepted | 2025-06-26 | 2025-07-21 | 2026-07-21 | Solar Panels | REC SOLAR | REC420AA PURE-R |  | 0.42 | 8 | 101.68 | 41 |  | Fixed | Roof
NJADRE1559985732 | Administratively Determined Incentive Program | Hightstown | 8520 | 12.6 | Residential | Behind the Meter | No | Fusion Solar Energy, LLC | JCP&L |  | Accepted | 2025-06-26 | 2025-07-21 | 2026-07-21 | Solar Panels | REC SOLAR | REC420AA PURE-R |  | 0.42 | 10 | 11.71 | 41 |  | Fixed | Roof
NJADRE1559985732 | Administratively Determined Incentive Program | Hightstown | 8520 | 12.6 | Residential | Behind the Meter | No | Fusion Solar Energy, LLC | JCP&L |  | Accepted | 2025-06-26 | 2025-07-21 | 2026-07-21 | Solar Panels | REC SOLAR | REC420AA PURE-R |  | 0.42 | 3 | 11.71 | 41 |  | Fixed | Roof
NJADRE1559985732 | Administratively Determined Incentive Program | Hightstown | 8520 | 12.6 | Residential | Behind the Meter | No | Fusion Solar Energy, LLC | JCP&L |  | Accepted | 2025-06-26 | 2025-07-21 | 2026-07-21 | Inverters | ENPHASE | IQ8PLUS-72-2-US | 290 |  | 30 |  |  | 0.973 |  | Outside | Roof
NJADRE1559985732 | Administratively Determined Incentive Program | Hightstown | 8520 | 12.6 | Residential | Behind the Meter | No | Fusion Solar Energy, LLC | JCP&L |  | Accepted | 2025-06-26 | 2025-07-21 | 2026-07-21 | Solar Panels | REC SOLAR | REC420AA PURE-R |  | 0.42 | 9 | 281.68 | 41 |  | Fixed | Roof
NJADRE1559990126 | Administratively Determined Incentive Program | TITUSVILLE | 8560 | 13.2 | Residential | Behind the Meter | No | Exact Solar | JCP&L |  | Accepted | 2025-06-27 | 2025-07-21 | 2026-07-21 | Solar Panels | Vsun | VSUN440N-108BMH-BB |  | 0.44 | 15 | 147.4 | 38 |  | Fixed | Roof
NJADRE1559990126 | Administratively Determined Incentive Program | TITUSVILLE | 8560 | 13.2 | Residential | Behind the Meter | No | Exact Solar | JCP&L |  | Accepted | 2025-06-27 | 2025-07-21 | 2026-07-21 | Inverters | Enphase | IQ8MC | 320 |  | 30 |  |  | 0.97 |  | Outside | Under panels
NJADRE1559990126 | Administratively Determined Incentive Program | TITUSVILLE | 8560 | 13.2 | Residential | Behind the Meter | No | Exact Solar | JCP&L |  | Accepted | 2025-06-27 | 2025-07-21 | 2026-07-21 | Solar Panels | Vsun | VSUN440N-108BMH-BB |  | 0.44 | 1 | 326.6 | 27 |  | Fixed | Roof
NJADRE1559990126 | Administratively Determined Incentive Program | TITUSVILLE | 8560 | 13.2 | Residential | Behind the Meter | No | Exact Solar | JCP&L |  | Accepted | 2025-06-27 | 2025-07-21 | 2026-07-21 | Solar Panels | VSun | VSUN440N-108BMH-BB |  | 0.44 | 8 | 326.7 | 12 |  | Fixed | Roof
NJADRE1559990126 | Administratively Determined Incentive Program | TITUSVILLE | 8560 | 13.2 | Residential | Behind the Meter | No | Exact Solar | JCP&L |  | Accepted | 2025-06-27 | 2025-07-21 | 2026-07-21 | Solar Panels | VSun | VSUN440N-108BMH-BB |  | 0.44 | 6 | 147.4 | 26 |  | Fixed | Roof
NJADRE1559990140 | Administratively Determined Incentive Program | Turnersville | 8012 | 3.645 | Residential | Behind the Meter | Yes | Sunrun Installation Services, Inc. | AC Electric |  | Accepted | 2025-06-27 | 2025-07-21 | 2026-07-21 | Inverters | SolarEdge Technologies | SE3800H-USMN | 3800 |  | 1 |  |  | 0.99 |  | Outdoor | Next to meter
NJADRE1559990140 | Administratively Determined Incentive Program | Turnersville | 8012 | 3.645 | Residential | Behind the Meter | Yes | Sunrun Installation Services, Inc. | AC Electric |  | Accepted | 2025-06-27 | 2025-07-21 | 2026-07-21 | Solar Panels | JA Solar | JAM54S31-405/MR |  | 0.405 | 9 | 137 | 19 |  | Fixed | Roof
NJADRE1559990147 | Administratively Determined Incentive Program | LITTLE FERRY | 7643 | 4.05 | Residential | Behind the Meter | Yes | Sunrun Installation Services, Inc. | PSE&G |  | Accepted | 2025-06-27 | 2025-07-21 | 2026-07-21 | Inverters | SolarEdge Technologies | SE3800H-USMN | 3800 |  | 1 |  |  | 0.99 |  | Outdoor | Next to meter
NJADRE1559990147 | Administratively Determined Incentive Program | LITTLE FERRY | 7643 | 4.05 | Residential | Behind the Meter | Yes | Sunrun Installation Services, Inc. | PSE&G |  | Accepted | 2025-06-27 | 2025-07-21 | 2026-07-21 | Solar Panels | JA Solar | JAM54S31-405/MR |  | 0.405 | 10 | 12 | 25 |  | Fixed | Roof
NJADRE1559990153 | Administratively Determined Incentive Program | ATLANTIC CITY | 8401 | 11.475 | Residential | Behind the Meter | Yes | Power Energy Solutions, LLC | AC Electric |  | Accepted | 2025-06-27 | 2025-07-21 | 2026-07-21 | Solar Panels | Trina Solar | TSM-425NE09RC.05 |  | 0.425 | 21 | 110 | 15 |  | Fixed | Roof
NJADRE1559990153 | Administratively Determined Incentive Program | ATLANTIC CITY | 8401 | 11.475 | Residential | Behind the Meter | Yes | Power Energy Solutions, LLC | AC Electric |  | Accepted | 2025-06-27 | 2025-07-21 | 2026-07-21 | Solar Panels | Trina Solar | TSM-425NE09RC.05 |  | 0.425 | 6 | 290 | 15 |  | Fixed | Roof
NJADRE1559990153 | Administratively Determined Incentive Program | ATLANTIC CITY | 8401 | 11.475 | Residential | Behind the Meter | Yes | Power Energy Solutions, LLC | AC Electric |  | Accepted | 2025-06-27 | 2025-07-21 | 2026-07-21 | Inverters | SolarEdge | SE5700H-US | 6 |  | 1 |  |  | 0.97 |  | Outdoor
NJADRE1559990156 | Administratively Determined Incentive Program | CLIFTON | 7011 | 5.265 | Residential | Behind the Meter | Yes | Sunrun Installation Services, Inc. | PSE&G |  | Accepted | 2025-06-27 | 2025-07-21 | 2026-07-21 | Solar Panels | JA Solar | JAM54S31-405/MR |  | 0.405 | 7 | 241 | 41 |  | Fixed | Roof
NJADRE1559990156 | Administratively Determined Incentive Program | CLIFTON | 7011 | 5.265 | Residential | Behind the Meter | Yes | Sunrun Installation Services, Inc. | PSE&G |  | Accepted | 2025-06-27 | 2025-07-21 | 2026-07-21 | Inverters | SolarEdge Technologies | SE3800H-USMN | 3800 |  | 1 |  |  | 0.99 |  | Outdoor | Next to meter
NJADRE1559990156 | Administratively Determined Incentive Program | CLIFTON | 7011 | 5.265 | Residential | Behind the Meter | Yes | Sunrun Installation Services, Inc. | PSE&G |  | Accepted | 2025-06-27 | 2025-07-21 | 2026-07-21 | Solar Panels | JA Solar | JAM54S31-405/MR |  | 0.405 | 6 | 61 | 41 |  | Fixed | Roof
NJADRE1559990229 | Administratively Determined Incentive Program | South Brunswick TWP | 8824 | 11.31 | Residential | Behind the Meter | Yes | Skyline Solar, LLC | PSE&G |  | Accepted | 2025-06-27 | 2025-07-22 | 2026-07-22 | Solar Panels | Hanwha | Q.TRON BLK M-G2+ |  | 0.435 | 13 | 124 | 24 |  | Fixed | Roof
NJADRE1559990229 | Administratively Determined Incentive Program | South Brunswick TWP | 8824 | 11.31 | Residential | Behind the Meter | Yes | Skyline Solar, LLC | PSE&G |  | Accepted | 2025-06-27 | 2025-07-22 | 2026-07-22 | Solar Panels | Hanwha | Q.TRON BLK M-G2+ |  | 0.435 | 8 | 214 | 26 |  | Fixed | Roof
NJADRE1559990229 | Administratively Determined Incentive Program | South Brunswick TWP | 8824 | 11.31 | Residential | Behind the Meter | Yes | Skyline Solar, LLC | PSE&G |  | Accepted | 2025-06-27 | 2025-07-22 | 2026-07-22 | Solar Panels | Hanwha | Q.TRON BLK M-G2+ |  | 0.435 | 5 | 214 | 24 |  | Fixed | Roof
NJADRE1559990229 | Administratively Determined Incentive Program | South Brunswick TWP | 8824 | 11.31 | Residential | Behind the Meter | Yes | Skyline Solar, LLC | PSE&G |  | Accepted | 2025-06-27 | 2025-07-22 | 2026-07-22 | Inverters | Enphase | IQ8HC-72-M-DOM-US | 380 |  | 26 |  |  | 0.977 |  | Outside
NJADRE1559990232 | Administratively Determined Incentive Program | Cape May Court House | 8210 | 6.525 | Residential | Behind the Meter | Yes | SunnyMac, LLC | AC Electric |  | Accepted | 2025-06-27 | 2025-07-28 | 2026-07-28 | Solar Panels | HANWHA | Q.TRON BLK M-G2+ |  | 0.435 | 5 | 120 | 18 |  | Fixed | Roof
NJADRE1559990232 | Administratively Determined Incentive Program | Cape May Court House | 8210 | 6.525 | Residential | Behind the Meter | Yes | SunnyMac, LLC | AC Electric |  | Accepted | 2025-06-27 | 2025-07-28 | 2026-07-28 | Solar Panels | HANWHA | Q.TRON BLK M-G2+ |  | 0.435 | 10 | 300 | 18 |  | Fixed | Roof
NJADRE1559990232 | Administratively Determined Incentive Program | Cape May Court House | 8210 | 6.525 | Residential | Behind the Meter | Yes | SunnyMac, LLC | AC Electric |  | Accepted | 2025-06-27 | 2025-07-28 | 2026-07-28 | Inverters | SOLAREDGE HOME HUB | SE3800H-US | 3800 |  | 1 |  |  | 0.99 |  | Outdoor | next to meter
NJADRE1559990232 | Administratively Determined Incentive Program | Cape May Court House | 8210 | 6.525 | Residential | Behind the Meter | Yes | SunnyMac, LLC | AC Electric |  | Accepted | 2025-06-27 | 2025-07-28 | 2026-07-28 | Meters | SOLAREDGE HOME HUB | SE-RGMTR-1D-240C-B |  |  | 1 |  |  |  | Yes | Outdoor
NJADRE1559990233 | Administratively Determined Incentive Program | CAPE MAY | 8204 | 5.74 | Residential | Behind the Meter | Yes | Trinity Solar, LLC | AC Electric |  | Accepted | 2025-06-27 | 2025-07-22 | 2026-07-22 | Solar Panels | Hanwha | Q.PEAK DUO BLK ML-G10+ 410 |  | 0.41 | 14 | 184 | 26 |  | Fixed | Roof
NJADRE1559990233 | Administratively Determined Incentive Program | CAPE MAY | 8204 | 5.74 | Residential | Behind the Meter | Yes | Trinity Solar, LLC | AC Electric |  | Accepted | 2025-06-27 | 2025-07-22 | 2026-07-22 | Inverters | Solar Edge | USE5700H-US | 5760 |  | 1 |  |  | 0.97 |  | Outside
NJADRE1559990237 | Administratively Determined Incentive Program | Berlin | 8009 | 14.35 | Residential | Behind the Meter | Yes | Trinity Solar, LLC | AC Electric |  | Accepted | 2025-06-27 | 2025-07-26 | 2026-07-26 | Inverters | Solar Edge | USE11400H-USMNBL75 | 11400 |  | 1 |  |  | 0.97 |  | Outdoor
NJADRE1559990237 | Administratively Determined Incentive Program | Berlin | 8009 | 14.35 | Residential | Behind the Meter | Yes | Trinity Solar, LLC | AC Electric |  | Accepted | 2025-06-27 | 2025-07-26 | 2026-07-26 | Solar Panels | HANWHA | (Q.PEAK DUO BLK ML-G10+.C 410) |  | 0.41 | 17 | 27 | 34 |  | Fixed | Roof
NJADRE1559990237 | Administratively Determined Incentive Program | Berlin | 8009 | 14.35 | Residential | Behind the Meter | Yes | Trinity Solar, LLC | AC Electric |  | Accepted | 2025-06-27 | 2025-07-26 | 2026-07-26 | Solar Panels | HANWHA | (Q.PEAK DUO BLK ML-G10+.C 410) |  | 0.41 | 10 | 207 | 34 |  | Fixed | Roof
NJADRE1559990237 | Administratively Determined Incentive Program | Berlin | 8009 | 14.35 | Residential | Behind the Meter | Yes | Trinity Solar, LLC | AC Electric |  | Accepted | 2025-06-27 | 2025-07-26 | 2026-07-26 | Solar Panels | HANWHA | (Q.PEAK DUO BLK ML-G10+.C 410) |  | 0.41 | 8 | 207 | 34 |  | Fixed | Roof
NJADRE1559990240 | Administratively Determined Incentive Program | OAKLYN | 8107 | 7.395 | Residential | Behind the Meter | Yes | SunnyMac, LLC | PSE&G |  | Accepted | 2025-06-27 | 2025-07-28 | 2026-07-28 | Inverters | SOLAREDGE | SE5700H-US | 5760 |  | 1 |  |  | 0.99 |  | Outdoor | next to meter
NJADRE1559990240 | Administratively Determined Incentive Program | OAKLYN | 8107 | 7.395 | Residential | Behind the Meter | Yes | SunnyMac, LLC | PSE&G |  | Accepted | 2025-06-27 | 2025-07-28 | 2026-07-28 | Solar Panels | HANWHA | Q.TRON BLK M-G2+ |  | 0.435 | 2 | 269 | 37 |  | Fixed | Roof
NJADRE1559990240 | Administratively Determined Incentive Program | OAKLYN | 8107 | 7.395 | Residential | Behind the Meter | Yes | SunnyMac, LLC | PSE&G |  | Accepted | 2025-06-27 | 2025-07-28 | 2026-07-28 | Solar Panels | HANWHA | Q.TRON BLK M-G2+ |  | 0.435 | 5 | 89 | 37 |  | Fixed | Roof
NJADRE1559990240 | Administratively Determined Incentive Program | OAKLYN | 8107 | 7.395 | Residential | Behind the Meter | Yes | SunnyMac, LLC | PSE&G |  | Accepted | 2025-06-27 | 2025-07-28 | 2026-07-28 | Solar Panels | HANWHA | Q.TRON BLK M-G2+ |  | 0.435 | 10 | 179 | 45 |  | Fixed | Roof
NJADRE1559990244 | Administratively Determined Incentive Program | JAMESBURG | 8831 | 5.67 | Residential | Behind the Meter | No | Sunrun Installation Services, Inc. | JCP&L |  | Accepted | 2025-06-27 | 2025-07-21 | 2026-07-21 | Inverters | SOLAREDGE TECHNOLOGIES | SE7600H-USMN | 7600 |  | 1 |  |  | 0.99 |  | Outdoor
NJADRE1559990244 | Administratively Determined Incentive Program | JAMESBURG | 8831 | 5.67 | Residential | Behind the Meter | No | Sunrun Installation Services, Inc. | JCP&L |  | Accepted | 2025-06-27 | 2025-07-21 | 2026-07-21 | Solar Panels | JA SOLAR | JAM54S31-405/MR |  | 0.405 | 10 | 158 | 34 |  | Fixed | Roof
NJADRE1559990244 | Administratively Determined Incentive Program | JAMESBURG | 8831 | 5.67 | Residential | Behind the Meter | No | Sunrun Installation Services, Inc. | JCP&L |  | Accepted | 2025-06-27 | 2025-07-21 | 2026-07-21 | Solar Panels | JA SOLAR | JAM54S31-405/MR |  | 0.405 | 4 | 247 | 27 |  | Fixed | Roof
NJADRE1559990245 | Administratively Determined Incentive Program | LODI | 7644 | 4.25 | Residential | Behind the Meter | Yes | Power Energy Solutions, LLC | PSE&G |  | Accepted | 2025-06-27 | 2025-07-20 | 2026-07-20 | Inverters | SolarEdge | SE3800H-US | 4 |  | 1 |  |  | 0.97 |  | Outdoor
NJADRE1559990245 | Administratively Determined Incentive Program | LODI | 7644 | 4.25 | Residential | Behind the Meter | Yes | Power Energy Solutions, LLC | PSE&G |  | Accepted | 2025-06-27 | 2025-07-20 | 2026-07-20 | Solar Panels | Trina Solar | TSM-425NE09RC.05 |  | 0.425 | 7 | 127 | 42 |  | Fixed | Roof
NJADRE1559990245 | Administratively Determined Incentive Program | LODI | 7644 | 4.25 | Residential | Behind the Meter | Yes | Power Energy Solutions, LLC | PSE&G |  | Accepted | 2025-06-27 | 2025-07-20 | 2026-07-20 | Solar Panels | Trina Solar | TSM-425NE09RC.05 |  | 0.425 | 3 | 307 | 42 |  | Fixed | Roof
NJADRE1559990258 | Administratively Determined Incentive Program | VILLAS | 8251 | 7.38 | Residential | Behind the Meter | Yes | Sunrun Installation Services, Inc. | AC Electric |  | Accepted | 2025-06-27 | 2025-07-22 | 2026-07-22 | Solar Panels | Hanwha Q-Cells | Q.PEAK DUO BLK ML-G10+ 410 |  | 0.41 | 6 | 22 | 22 |  | Fixed | Roof
NJADRE1559990258 | Administratively Determined Incentive Program | VILLAS | 8251 | 7.38 | Residential | Behind the Meter | Yes | Sunrun Installation Services, Inc. | AC Electric |  | Accepted | 2025-06-27 | 2025-07-22 | 2026-07-22 | Solar Panels | Hanwha Q-Cells | Q.PEAK DUO BLK ML-G10+ 410 |  | 0.41 | 2 | 111 | 34 |  | Fixed | Roof
NJADRE1559990258 | Administratively Determined Incentive Program | VILLAS | 8251 | 7.38 | Residential | Behind the Meter | Yes | Sunrun Installation Services, Inc. | AC Electric |  | Accepted | 2025-06-27 | 2025-07-22 | 2026-07-22 | Solar Panels | Hanwha Q-Cells | Q.PEAK DUO BLK ML-G10+ 410 |  | 0.41 | 7 | 111 | 22 |  | Fixed | Roof
NJADRE1559990258 | Administratively Determined Incentive Program | VILLAS | 8251 | 7.38 | Residential | Behind the Meter | Yes | Sunrun Installation Services, Inc. | AC Electric |  | Accepted | 2025-06-27 | 2025-07-22 | 2026-07-22 | Inverters | SolarEdge Technologies | SE5700H-USMN | 5760 |  | 1 |  |  | 0.99 |  | Outdoor | Next to meter
NJADRE1559990258 | Administratively Determined Incentive Program | VILLAS | 8251 | 7.38 | Residential | Behind the Meter | Yes | Sunrun Installation Services, Inc. | AC Electric |  | Accepted | 2025-06-27 | 2025-07-22 | 2026-07-22 | Solar Panels | Hanwha Q-Cells | Q.PEAK DUO BLK ML-G10+ 410 |  | 0.41 | 3 | 291 | 33 |  | Fixed | Roof
NJADRE1559990259 | Administratively Determined Incentive Program | MIDDLE TOWNSHIP | 8242 | 11.745 | Residential | Behind the Meter | Yes | SunnyMac, LLC | AC Electric |  | Accepted | 2025-06-27 | 2025-07-22 | 2026-07-22 | Solar Panels | HANWHA | Q.TRON BLK M-G2+ |  | 0.435 | 6 | 301 | 21 |  | Fixed | Roof
NJADRE1559990259 | Administratively Determined Incentive Program | MIDDLE TOWNSHIP | 8242 | 11.745 | Residential | Behind the Meter | Yes | SunnyMac, LLC | AC Electric |  | Accepted | 2025-06-27 | 2025-07-22 | 2026-07-22 | Solar Panels | HANWHA | Q.TRON BLK M-G2+ |  | 0.435 | 8 | 121 | 21 |  | Fixed | Roof
NJADRE1559990259 | Administratively Determined Incentive Program | MIDDLE TOWNSHIP | 8242 | 11.745 | Residential | Behind the Meter | Yes | SunnyMac, LLC | AC Electric |  | Accepted | 2025-06-27 | 2025-07-22 | 2026-07-22 | Solar Panels | HANWHA | Q.TRON BLK M-G2+ |  | 0.435 | 13 | 301 | 21 |  | Fixed | Roof
NJADRE1559990259 | Administratively Determined Incentive Program | MIDDLE TOWNSHIP | 8242 | 11.745 | Residential | Behind the Meter | Yes | SunnyMac, LLC | AC Electric |  | Accepted | 2025-06-27 | 2025-07-22 | 2026-07-22 | Inverters | SOLAREDGE HOME HUB | SE7600H-US | 7600 |  | 1 |  |  | 0.99 |  | Outdoor | next to meter
NJADRE1559990266 | Administratively Determined Incentive Program | NEWARK | 7112 | 4.3 | Residential | Behind the Meter | Yes | PosiGen Developer, LLC | PSE&G |  | Accepted | 2025-06-27 | 2025-07-22 | 2026-07-22 | Solar Panels | Jinko Eagle | G6R JKM430N-54HL4-B |  | 0.43 | 10 | 36 | 27 |  | Fixed | Roof
NJADRE1559990266 | Administratively Determined Incentive Program | NEWARK | 7112 | 4.3 | Residential | Behind the Meter | Yes | PosiGen Developer, LLC | PSE&G |  | Accepted | 2025-06-27 | 2025-07-22 | 2026-07-22 | Inverters | SolarEdge | SE3800H-US | 3800 |  | 1 |  |  | 0.99 |  | Outside | Within ten feet of meter
NJADRE1559990273 | Administratively Determined Incentive Program | BELVIDERE | 7823 | 15.48 | Residential | Behind the Meter | No | Green Power Energy, LLC | JCP&L |  | Accepted | 2025-06-27 | 2025-07-21 | 2026-07-21 | Inverters | Enphase Energy | IQ8MC-72-M-US | 320 |  | 36 |  |  | 0.98 |  | Outside | Roof
NJADRE1559990273 | Administratively Determined Incentive Program | BELVIDERE | 7823 | 15.48 | Residential | Behind the Meter | No | Green Power Energy, LLC | JCP&L |  | Accepted | 2025-06-27 | 2025-07-21 | 2026-07-21 | Solar Panels | SEG Solar | SEG-430-BTD-BG |  | 0.43 | 11 | 54 | 27 |  | Fixed | Roof
NJADRE1559990273 | Administratively Determined Incentive Program | BELVIDERE | 7823 | 15.48 | Residential | Behind the Meter | No | Green Power Energy, LLC | JCP&L |  | Accepted | 2025-06-27 | 2025-07-21 | 2026-07-21 | Solar Panels | SEG Solar | SEG-430-BTD-BG |  | 0.43 | 14 | 234 | 27 |  | Fixed | Roof
NJADRE1559990273 | Administratively Determined Incentive Program | BELVIDERE | 7823 | 15.48 | Residential | Behind the Meter | No | Green Power Energy, LLC | JCP&L |  | Accepted | 2025-06-27 | 2025-07-21 | 2026-07-21 | Solar Panels | SEG Solar | SEG-430-BTD-BG |  | 0.43 | 4 | 54 | 27 |  | Fixed | Roof
NJADRE1559990273 | Administratively Determined Incentive Program | BELVIDERE | 7823 | 15.48 | Residential | Behind the Meter | No | Green Power Energy, LLC | JCP&L |  | Accepted | 2025-06-27 | 2025-07-21 | 2026-07-21 | Solar Panels | SEG Solar | SEG-430-BTD-BG |  | 0.43 | 7 | 144 | 27 |  | Fixed | Roof
NJADRE1559990276 | Administratively Determined Incentive Program | WASHINGTON TOWNSHIP | 8012 | 10.875 | Residential | Behind the Meter | Yes | SunnyMac, LLC | AC Electric |  | Accepted | 2025-06-27 | 2025-07-22 | 2026-07-22 | Solar Panels | HANWHA | Q.TRON BLK M-G2+ |  | 0.435 | 20 | 171 | 18 |  | Fixed | Roof
NJADRE1559990276 | Administratively Determined Incentive Program | WASHINGTON TOWNSHIP | 8012 | 10.875 | Residential | Behind the Meter | Yes | SunnyMac, LLC | AC Electric |  | Accepted | 2025-06-27 | 2025-07-22 | 2026-07-22 | Solar Panels | HANWHA | Q.TRON BLK M-G2+ |  | 0.435 | 5 | 171 | 18 |  | Fixed | Roof
NJADRE1559990276 | Administratively Determined Incentive Program | WASHINGTON TOWNSHIP | 8012 | 10.875 | Residential | Behind the Meter | Yes | SunnyMac, LLC | AC Electric |  | Accepted | 2025-06-27 | 2025-07-22 | 2026-07-22 | Inverters | SOLAREDGE HOME HUB | SE7600H-US | 7600 |  | 1 |  |  | 0.99 |  | Outdoor | next to meter
NJADRE1559990279 | Administratively Determined Incentive Program | AVENEL | 7001 | 8.2 | Residential | Behind the Meter | Yes | Pro Custom Solar dba Momentum Solar | PSE&G |  | Accepted | 2025-06-27 | 2025-07-21 | 2026-07-21 | Solar Panels | HANWHA | Q.PEAK DUO BLK ML-G10+410 |  | 0.41 | 8 | 123 | 18 |  | Fixed | Roof
NJADRE1559990279 | Administratively Determined Incentive Program | AVENEL | 7001 | 8.2 | Residential | Behind the Meter | Yes | Pro Custom Solar dba Momentum Solar | PSE&G |  | Accepted | 2025-06-27 | 2025-07-21 | 2026-07-21 | Solar Panels | HANWHA | Q.PEAK DUO BLK ML-G10+410 |  | 0.41 | 12 | 303 | 18 |  | Fixed | Roof
NJADRE1559990279 | Administratively Determined Incentive Program | AVENEL | 7001 | 8.2 | Residential | Behind the Meter | Yes | Pro Custom Solar dba Momentum Solar | PSE&G |  | Accepted | 2025-06-27 | 2025-07-21 | 2026-07-21 | Inverters | ENPHASE | IQ8HC-72-M-DOM-US | 380 |  | 20 |  |  | 0.97 |  | Outdoor
NJADRE1559990285 | Administratively Determined Incentive Program | CAMDEN | 8104 | 5.525 | Residential | Behind the Meter | Yes | Power Energy Solutions, LLC | PSE&G |  | Accepted | 2025-06-27 | 2025-07-21 | 2026-07-21 | Solar Panels | Trina Solar | TSM-425NE09RC.05 |  | 0.425 | 13 | 174 | 3 |  | Fixed | Roof
NJADRE1559990285 | Administratively Determined Incentive Program | CAMDEN | 8104 | 5.525 | Residential | Behind the Meter | Yes | Power Energy Solutions, LLC | PSE&G |  | Accepted | 2025-06-27 | 2025-07-21 | 2026-07-21 | Inverters | SolarEdge | SE3800H-US | 4 |  | 1 |  |  | 0.97 |  | Outdoor
NJADRE1559990288 | Administratively Determined Incentive Program | Williamstown | 8094 | 20.01 | Residential | Behind the Meter | No | NJ Solar Power, LLC | AC Electric |  | Accepted | 2025-06-27 | 2025-07-22 | 2026-07-22 | Solar Panels | Hanwha | Q.TRON BLK M-G2+ 435 |  | 0.435 | 6 | 232 | 30 |  | Fixed | Roof | Roof 1
NJADRE1559990288 | Administratively Determined Incentive Program | Williamstown | 8094 | 20.01 | Residential | Behind the Meter | No | NJ Solar Power, LLC | AC Electric |  | Accepted | 2025-06-27 | 2025-07-22 | 2026-07-22 | Solar Panels | Hanwha | Q.TRON BLK M-G2+ 435 |  | 0.435 | 14 | 232 | 30 |  | Fixed | Roof | Roof 2
NJADRE1559990288 | Administratively Determined Incentive Program | Williamstown | 8094 | 20.01 | Residential | Behind the Meter | No | NJ Solar Power, LLC | AC Electric |  | Accepted | 2025-06-27 | 2025-07-22 | 2026-07-22 | Inverters | SolarEdge | SE7600H-US | 7600 |  | 1 |  |  | 0.99 |  | Outside
NJADRE1559990288 | Administratively Determined Incentive Program | Williamstown | 8094 | 20.01 | Residential | Behind the Meter | No | NJ Solar Power, LLC | AC Electric |  | Accepted | 2025-06-27 | 2025-07-22 | 2026-07-22 | Solar Panels | Hanwha | Q.TRON BLK M-G2+ 435 |  | 0.435 | 26 | 52 | 30 |  | Fixed | Roof | Roof 3
NJADRE1559990288 | Administratively Determined Incentive Program | Williamstown | 8094 | 20.01 | Residential | Behind the Meter | No | NJ Solar Power, LLC | AC Electric |  | Accepted | 2025-06-27 | 2025-07-22 | 2026-07-22 | Inverters | SolarEdge | SE10000H-US | 10000 |  | 1 |  |  | 0.99 |  | Outside
NJADRE1559990307 | Administratively Determined Incentive Program | MAPLEWOOD | 7040 | 5.33 | Residential | Behind the Meter | Yes | Trinity Solar, LLC | PSE&G |  | Accepted | 2025-06-27 | 2025-07-21 | 2026-07-21 | Solar Panels | HANWHA | (Q.PEAK DUO BLK ML-G10+ 410) |  | 0.41 | 2 | 202 | 36 |  | Fixed | Roof
NJADRE1559990307 | Administratively Determined Incentive Program | MAPLEWOOD | 7040 | 5.33 | Residential | Behind the Meter | Yes | Trinity Solar, LLC | PSE&G |  | Accepted | 2025-06-27 | 2025-07-21 | 2026-07-21 | Inverters | Solar Edge | USE5700H-USMNBL75 | 5760 |  | 1 |  |  | 0.97 |  | Outdoor
NJADRE1559990307 | Administratively Determined Incentive Program | MAPLEWOOD | 7040 | 5.33 | Residential | Behind the Meter | Yes | Trinity Solar, LLC | PSE&G |  | Accepted | 2025-06-27 | 2025-07-21 | 2026-07-21 | Solar Panels | HANWHA | (Q.PEAK DUO BLK ML-G10+ 410) |  | 0.41 | 11 | 112 | 38 |  | Fixed | Roof
NJADRE1559990309 | Administratively Determined Incentive Program | HOPATCONG | 7843 | 4.51 | Residential | Behind the Meter | Yes | Trinity Solar, LLC | JCP&L |  | Accepted | 2025-06-27 | 2025-07-21 | 2026-07-21 | Solar Panels | HANWHA 410 (Q.PEAK DUO BLK ML-G10+410) | HANWHA 410 (Q.PEAK DUO BLK ML-G10+410) |  | 0.41 | 11 | 198 | 30 |  | Fixed | Roof
NJADRE1559990309 | Administratively Determined Incentive Program | HOPATCONG | 7843 | 4.51 | Residential | Behind the Meter | Yes | Trinity Solar, LLC | JCP&L |  | Accepted | 2025-06-27 | 2025-07-21 | 2026-07-21 | Inverters | SOLAREDGE | SE3800H-US | 3800 |  | 1 |  |  | 0.97 |  | Outside
NJADRE1559990322 | Administratively Determined Incentive Program | WALLINGTON | 7057 | 4.73 | Residential | Behind the Meter | Yes | EMT Renewables, LLC | PSE&G |  | Accepted | 2025-06-27 | 2025-07-21 | 2026-07-21 | Inverters | IQ8HC | IQ8+ | 290 |  | 11 |  |  | 0.98 |  | Other | UNDER EACH PANEL
NJADRE1559990322 | Administratively Determined Incentive Program | WALLINGTON | 7057 | 4.73 | Residential | Behind the Meter | Yes | EMT Renewables, LLC | PSE&G |  | Accepted | 2025-06-27 | 2025-07-21 | 2026-07-21 | Solar Panels | Q.CELLS | Q TRON |  | 0.43 | 11 | 142 | 38 |  | Fixed | Roof
NJADRE1559990324 | Administratively Determined Incentive Program | EGG HARBOR TOWNSHIP | 8234 | 10.875 | Residential | Behind the Meter | Yes | Skyline Solar, LLC | AC Electric |  | Accepted | 2025-06-27 | 2025-07-22 | 2026-07-22 | Solar Panels | Hanwha | Q.TRON BLK M-G2+ |  | 0.435 | 12 | 216 | 23 |  | Fixed | Roof
NJADRE1559990324 | Administratively Determined Incentive Program | EGG HARBOR TOWNSHIP | 8234 | 10.875 | Residential | Behind the Meter | Yes | Skyline Solar, LLC | AC Electric |  | Accepted | 2025-06-27 | 2025-07-22 | 2026-07-22 | Inverters | Enphase | IQ8HC-72-M-DOM-US | 380 |  | 25 |  |  | 0.99 |  | Outside
NJADRE1559990324 | Administratively Determined Incentive Program | EGG HARBOR TOWNSHIP | 8234 | 10.875 | Residential | Behind the Meter | Yes | Skyline Solar, LLC | AC Electric |  | Accepted | 2025-06-27 | 2025-07-22 | 2026-07-22 | Solar Panels | Hanwha | Q.TRON BLK M-G2+ |  | 0.435 | 11 | 36 | 15 |  | Fixed | Roof
NJADRE1559990324 | Administratively Determined Incentive Program | EGG HARBOR TOWNSHIP | 8234 | 10.875 | Residential | Behind the Meter | Yes | Skyline Solar, LLC | AC Electric |  | Accepted | 2025-06-27 | 2025-07-22 | 2026-07-22 | Solar Panels | Hanwha | Q.TRON BLK M-G2+ |  | 0.435 | 2 | 36 | 22 |  | Fixed | Roof
NJADRE1559990328 | Administratively Determined Incentive Program | Jersey City | 7305 | 4.51 | Residential | Behind the Meter | Yes | Pro Custom Solar dba Momentum Solar | PSE&G |  | Accepted | 2025-06-27 | 2025-07-26 | 2026-07-26 | Solar Panels | HANWHA | Q.PEAK DUO BLK ML-G10+410 |  | 0.41 | 11 | 221 | 4 |  | Fixed | Roof
NJADRE1559990328 | Administratively Determined Incentive Program | Jersey City | 7305 | 4.51 | Residential | Behind the Meter | Yes | Pro Custom Solar dba Momentum Solar | PSE&G |  | Accepted | 2025-06-27 | 2025-07-26 | 2026-07-26 | Inverters | ENPHASE | IQ8HC-72-M-DOM-US | 380 |  | 11 |  |  | 0.97 |  | Outdoor
NJADRE1559990337 | Administratively Determined Incentive Program | EDISON | 8820 | 7.29 | Residential | Behind the Meter | Yes | Sunrun Installation Services, Inc. | PSE&G |  | Accepted | 2025-06-27 | 2025-07-21 | 2026-07-21 | Solar Panels | JA Solar | JAM54S31-405/MR |  | 0.405 | 5 | 178 | 36 |  | Fixed | Roof
NJADRE1559990337 | Administratively Determined Incentive Program | EDISON | 8820 | 7.29 | Residential | Behind the Meter | Yes | Sunrun Installation Services, Inc. | PSE&G |  | Accepted | 2025-06-27 | 2025-07-21 | 2026-07-21 | Inverters | SolarEdge Technologies | SE5700H-USMN | 5760 |  | 1 |  |  | 0.99 |  | Outdoor | Next to meter
NJADRE1559990337 | Administratively Determined Incentive Program | EDISON | 8820 | 7.29 | Residential | Behind the Meter | Yes | Sunrun Installation Services, Inc. | PSE&G |  | Accepted | 2025-06-27 | 2025-07-21 | 2026-07-21 | Solar Panels | JA Solar | JAM54S31-405/MR |  | 0.405 | 4 | 88 | 36 |  | Fixed | Roof
NJADRE1559990337 | Administratively Determined Incentive Program | EDISON | 8820 | 7.29 | Residential | Behind the Meter | Yes | Sunrun Installation Services, Inc. | PSE&G |  | Accepted | 2025-06-27 | 2025-07-21 | 2026-07-21 | Solar Panels | JA Solar | JAM54S31-405/MR |  | 0.405 | 9 | 268 | 36 |  | Fixed | Roof
NJADRE1559990344 | Administratively Determined Incentive Program | CHATHAM | 7928 | 6.09 | Residential | Behind the Meter | No | NJ Solar Power, LLC | JCP&L |  | Accepted | 2025-06-27 | 2025-07-21 | 2026-07-21 | Solar Panels | Hanwha | Q.TRON BLK M-G2+ 435 |  | 0.435 | 5 | 126 | 49 |  | Fixed | Roof | Roof 1
NJADRE1559990344 | Administratively Determined Incentive Program | CHATHAM | 7928 | 6.09 | Residential | Behind the Meter | No | NJ Solar Power, LLC | JCP&L |  | Accepted | 2025-06-27 | 2025-07-21 | 2026-07-21 | Inverters | SolarEdge | SE5700H-US | 5760 |  | 1 |  |  | 0.99 |  | Outside
NJADRE1559990344 | Administratively Determined Incentive Program | CHATHAM | 7928 | 6.09 | Residential | Behind the Meter | No | NJ Solar Power, LLC | JCP&L |  | Accepted | 2025-06-27 | 2025-07-21 | 2026-07-21 | Solar Panels | Hanwha | Q.TRON BLK M-G2+ 435 |  | 0.435 | 9 | 126 | 23 |  | Fixed | Roof | Roof 2
NJADRE1559990346 | Administratively Determined Incentive Program | MULLICA HILL | 8062 | 6.075 | Residential | Behind the Meter | No | Solar Energy World | AC Electric |  | Accepted | 2025-06-27 | 2025-07-21 | 2026-07-21 | Inverters | Enphase | IQ8+-72-M-US | 290 |  | 15 |  |  | 0 |  | Outside
NJADRE1559990346 | Administratively Determined Incentive Program | MULLICA HILL | 8062 | 6.075 | Residential | Behind the Meter | No | Solar Energy World | AC Electric |  | Accepted | 2025-06-27 | 2025-07-21 | 2026-07-21 | Solar Panels | LONGi | LR5-54HPB-405M |  | 0.405 | 10 | 221 | 30 |  | Fixed | Roof
NJADRE1559990346 | Administratively Determined Incentive Program | MULLICA HILL | 8062 | 6.075 | Residential | Behind the Meter | No | Solar Energy World | AC Electric |  | Accepted | 2025-06-27 | 2025-07-21 | 2026-07-21 | Solar Panels | LONGi | LR5-54HPB-405M |  | 0.405 | 5 | 130 | 36 |  | Fixed | Roof
NJADRE1559990349 | Administratively Determined Incentive Program | MAYS LANDING | 8330 | 11.745 | Residential | Behind the Meter | No | Velocity Energy & Home Solutions, Inc. | AC Electric |  | Accepted | 2025-06-27 | 2025-07-21 | 2026-07-21 | Solar Panels | hin | 435w |  | 0.435 | 4 | 86 | 35 |  | Fixed | Roof
NJADRE1559990349 | Administratively Determined Incentive Program | MAYS LANDING | 8330 | 11.745 | Residential | Behind the Meter | No | Velocity Energy & Home Solutions, Inc. | AC Electric |  | Accepted | 2025-06-27 | 2025-07-21 | 2026-07-21 | Solar Panels | hin | 435w |  | 0.435 | 3 | 86 | 25 |  | Fixed | Roof
NJADRE1559990349 | Administratively Determined Incentive Program | MAYS LANDING | 8330 | 11.745 | Residential | Behind the Meter | No | Velocity Energy & Home Solutions, Inc. | AC Electric |  | Accepted | 2025-06-27 | 2025-07-21 | 2026-07-21 | Solar Panels | hin | 435s |  | 0.435 | 11 | 176 | 35 |  | Fixed | Roof
NJADRE1559990349 | Administratively Determined Incentive Program | MAYS LANDING | 8330 | 11.745 | Residential | Behind the Meter | No | Velocity Energy & Home Solutions, Inc. | AC Electric |  | Accepted | 2025-06-27 | 2025-07-21 | 2026-07-21 | Solar Panels | hin | 435w |  | 0.435 | 4 | 266 | 35 |  | Fixed | Roof
NJADRE1559990349 | Administratively Determined Incentive Program | MAYS LANDING | 8330 | 11.745 | Residential | Behind the Meter | No | Velocity Energy & Home Solutions, Inc. | AC Electric |  | Accepted | 2025-06-27 | 2025-07-21 | 2026-07-21 | Solar Panels | hin | 435w |  | 0.435 | 2 | 356 | 30 |  | Fixed | Roof
NJADRE1559990349 | Administratively Determined Incentive Program | MAYS LANDING | 8330 | 11.745 | Residential | Behind the Meter | No | Velocity Energy & Home Solutions, Inc. | AC Electric |  | Accepted | 2025-06-27 | 2025-07-21 | 2026-07-21 | Inverters | enphase | iq8plus | 380 |  | 27 |  |  | 0.99 |  | Outside | behind panels
NJADRE1559990349 | Administratively Determined Incentive Program | MAYS LANDING | 8330 | 11.745 | Residential | Behind the Meter | No | Velocity Energy & Home Solutions, Inc. | AC Electric |  | Accepted | 2025-06-27 | 2025-07-21 | 2026-07-21 | Solar Panels | hin | 435w |  | 0.435 | 3 | 266 | 25 |  | Fixed | Roof
NJADRE1559990351 | Administratively Determined Incentive Program | BRIGANTINE | 8203 | 5.6 | Residential | Behind the Meter | No | Advanced Renewable Solutions, LLC | AC Electric |  | Accepted | 2025-06-27 | 2025-07-21 | 2026-07-21 | Inverters | Enphase | iq8+ | 290 |  | 14 |  |  | 0.976 |  | Outside
NJADRE1559990351 | Administratively Determined Incentive Program | BRIGANTINE | 8203 | 5.6 | Residential | Behind the Meter | No | Advanced Renewable Solutions, LLC | AC Electric |  | Accepted | 2025-06-27 | 2025-07-21 | 2026-07-21 | Solar Panels | Certainteed | CTM10400HC11-08 |  | 0.4 | 14 | 184 | 20 |  | Fixed | Roof
NJADRE1559990356 | Administratively Determined Incentive Program | MOUNT LAUREL | 8054 | 15.48 | Residential | Behind the Meter | Yes | EMT Renewables, LLC | PSE&G |  | Accepted | 2025-06-27 | 2025-07-21 | 2026-07-21 | Solar Panels | SEG SOLAR | SEG 430 |  | 0.43 | 10 | 122 | 8 |  | Fixed | Roof
NJADRE1559990356 | Administratively Determined Incentive Program | MOUNT LAUREL | 8054 | 15.48 | Residential | Behind the Meter | Yes | EMT Renewables, LLC | PSE&G |  | Accepted | 2025-06-27 | 2025-07-21 | 2026-07-21 | Solar Panels | SEG SOLAR | SEG 430 |  | 0.43 | 11 | 31 | 34 |  | Fixed | Roof
NJADRE1559990356 | Administratively Determined Incentive Program | MOUNT LAUREL | 8054 | 15.48 | Residential | Behind the Meter | Yes | EMT Renewables, LLC | PSE&G |  | Accepted | 2025-06-27 | 2025-07-21 | 2026-07-21 | Solar Panels | SEG SOLAR | SEG 430 |  | 0.43 | 15 | 211 | 34 |  | Fixed | Roof
NJADRE1559990356 | Administratively Determined Incentive Program | MOUNT LAUREL | 8054 | 15.48 | Residential | Behind the Meter | Yes | EMT Renewables, LLC | PSE&G |  | Accepted | 2025-06-27 | 2025-07-21 | 2026-07-21 | Inverters | IQ8HC | IQ8+ | 290 |  | 36 |  |  | 0.98 |  | Other | UNDER EACH PANEL
NJADRE1559990361 | Administratively Determined Incentive Program | MORGANVILLE | 7751 | 11.07 | Residential | Behind the Meter | No | Tesla Energy Operations, Inc. | JCP&L |  | Accepted | 2025-06-27 | 2025-07-21 | 2026-07-21 | Solar Panels | Hanwha | Q.PEAK DUO BLK ML-G10+/TS 410 |  | 0.41 | 27 | 157 | 30 |  | Fixed | Roof
NJADRE1559990361 | Administratively Determined Incentive Program | MORGANVILLE | 7751 | 11.07 | Residential | Behind the Meter | No | Tesla Energy Operations, Inc. | JCP&L |  | Accepted | 2025-06-27 | 2025-07-21 | 2026-07-21 | Inverters | Tesla | 1707000-XX-Y | 11500 |  | 1 |  |  | 0.98 |  | Outdoor
NJADRE1559990361 | Administratively Determined Incentive Program | MORGANVILLE | 7751 | 11.07 | Residential | Behind the Meter | No | Tesla Energy Operations, Inc. | JCP&L |  | Accepted | 2025-06-27 | 2025-07-21 | 2026-07-21 | Electric Storage Battery | Tesla | Powerwall 3 |  |  | 2 |  |  |  | Lithium Ion |  | OUTSIDE
NJADRE1559990368 | Administratively Determined Incentive Program | pedricfktown | 8067 | 23.925 | Residential | Behind the Meter | Yes | Velocity Energy & Home Solutions, Inc. | AC Electric |  | Accepted | 2025-06-27 | 2025-07-21 | 2026-07-21 | Solar Panels | qtron | 435w |  | 0.435 | 4 | 126 | 21 |  | Fixed | Roof
NJADRE1559990368 | Administratively Determined Incentive Program | pedricfktown | 8067 | 23.925 | Residential | Behind the Meter | Yes | Velocity Energy & Home Solutions, Inc. | AC Electric |  | Accepted | 2025-06-27 | 2025-07-21 | 2026-07-21 | Solar Panels | qtron | 435w |  | 0.435 | 2 | 126 | 21 |  | Fixed | Roof
NJADRE1559990368 | Administratively Determined Incentive Program | pedricfktown | 8067 | 23.925 | Residential | Behind the Meter | Yes | Velocity Energy & Home Solutions, Inc. | AC Electric |  | Accepted | 2025-06-27 | 2025-07-21 | 2026-07-21 | Inverters | enphase | iq8hc | 380 |  | 55 |  |  | 0.99 |  | Outside | behind panels
NJADRE1559990368 | Administratively Determined Incentive Program | pedricfktown | 8067 | 23.925 | Residential | Behind the Meter | Yes | Velocity Energy & Home Solutions, Inc. | AC Electric |  | Accepted | 2025-06-27 | 2025-07-21 | 2026-07-21 | Solar Panels | qtron | 435w |  | 0.435 | 14 | 126 | 21 |  | Fixed | Roof
NJADRE1559990368 | Administratively Determined Incentive Program | pedricfktown | 8067 | 23.925 | Residential | Behind the Meter | Yes | Velocity Energy & Home Solutions, Inc. | AC Electric |  | Accepted | 2025-06-27 | 2025-07-21 | 2026-07-21 | Solar Panels | qtrin | 435w |  | 0.435 | 19 | 306 | 21 |  | Fixed | Roof
NJADRE1559990368 | Administratively Determined Incentive Program | pedricfktown | 8067 | 23.925 | Residential | Behind the Meter | Yes | Velocity Energy & Home Solutions, Inc. | AC Electric |  | Accepted | 2025-06-27 | 2025-07-21 | 2026-07-21 | Solar Panels | qtron | 435w |  | 0.435 | 3 | 36 | 21 |  | Fixed | Roof
NJADRE1559990368 | Administratively Determined Incentive Program | pedricfktown | 8067 | 23.925 | Residential | Behind the Meter | Yes | Velocity Energy & Home Solutions, Inc. | AC Electric |  | Accepted | 2025-06-27 | 2025-07-21 | 2026-07-21 | Solar Panels | qtron | 435w |  | 0.435 | 4 | 216 | 21 |  | Fixed | Roof
NJADRE1559990368 | Administratively Determined Incentive Program | pedricfktown | 8067 | 23.925 | Residential | Behind the Meter | Yes | Velocity Energy & Home Solutions, Inc. | AC Electric |  | Accepted | 2025-06-27 | 2025-07-21 | 2026-07-21 | Solar Panels | qtron | 435w |  | 0.435 | 7 | 216 | 21 |  | Fixed | Roof
NJADRE1559990368 | Administratively Determined Incentive Program | pedricfktown | 8067 | 23.925 | Residential | Behind the Meter | Yes | Velocity Energy & Home Solutions, Inc. | AC Electric |  | Accepted | 2025-06-27 | 2025-07-21 | 2026-07-21 | Solar Panels | qtron | 435w |  | 0.435 | 2 | 306 | 21 |  | Fixed | Roof
NJADRE1559990374 | Administratively Determined Incentive Program | Toms River | 8757 | 13.485 | Residential | Behind the Meter | Yes | SunnyMac, LLC | JCP&L |  | Accepted | 2025-06-27 | 2025-08-16 | 2026-08-16 | Inverters | SOLAREDGE HOME HUB | SE10000H-US | 10000 |  | 1 |  |  | 0.99 |  | Outdoor | next to meter
NJADRE1559990374 | Administratively Determined Incentive Program | Toms River | 8757 | 13.485 | Residential | Behind the Meter | Yes | SunnyMac, LLC | JCP&L |  | Accepted | 2025-06-27 | 2025-08-16 | 2026-08-16 | Solar Panels | HANWHA | Q.TRON BLK M-G2+ |  | 0.435 | 25 | 241 | 16 |  | Fixed | Roof
NJADRE1559990374 | Administratively Determined Incentive Program | Toms River | 8757 | 13.485 | Residential | Behind the Meter | Yes | SunnyMac, LLC | JCP&L |  | Accepted | 2025-06-27 | 2025-08-16 | 2026-08-16 | Solar Panels | HANWHA | Q.TRON BLK M-G2+ |  | 0.435 | 6 | 61 | 16 |  | Fixed | Roof
NJADRE1559990375 | Administratively Determined Incentive Program | Galloway | 8205 | 7.31 | Residential | Behind the Meter | Yes | Sun Up Zero Down, LLC | AC Electric |  | Accepted | 2025-06-27 | 2025-07-22 | 2026-07-22 | Meters | Enphase | TBD |  |  | 1 |  |  |  | Yes | Outdoor
NJADRE1559990375 | Administratively Determined Incentive Program | Galloway | 8205 | 7.31 | Residential | Behind the Meter | Yes | Sun Up Zero Down, LLC | AC Electric |  | Accepted | 2025-06-27 | 2025-07-22 | 2026-07-22 | Inverters | Enphase | IQ8PLUS-72-2-US | 290 |  | 17 |  |  | 0.976 |  | Outdoor
NJADRE1559990375 | Administratively Determined Incentive Program | Galloway | 8205 | 7.31 | Residential | Behind the Meter | Yes | Sun Up Zero Down, LLC | AC Electric |  | Accepted | 2025-06-27 | 2025-07-22 | 2026-07-22 | Solar Panels | SEG | SEG-430-BTD-BG |  | 0.43 | 17 | 266 | 27 |  | Fixed | Roof
NJADRE1559990376 | Administratively Determined Incentive Program | VILLAS | 8251 | 6.88 | Residential | Behind the Meter | No | EMT Renewables, LLC | AC Electric |  | Accepted | 2025-06-27 | 2025-07-21 | 2026-07-21 | Solar Panels | SEG SOLAR | SEG 430 |  | 0.43 | 4 | 298 | 25 |  | Fixed | Roof
NJADRE1559990376 | Administratively Determined Incentive Program | VILLAS | 8251 | 6.88 | Residential | Behind the Meter | No | EMT Renewables, LLC | AC Electric |  | Accepted | 2025-06-27 | 2025-07-21 | 2026-07-21 | Solar Panels | SEG SOLAR | SEG 430 |  | 0.43 | 8 | 28 | 33 |  | Fixed | Roof
NJADRE1559990376 | Administratively Determined Incentive Program | VILLAS | 8251 | 6.88 | Residential | Behind the Meter | No | EMT Renewables, LLC | AC Electric |  | Accepted | 2025-06-27 | 2025-07-21 | 2026-07-21 | Inverters | IQ8HC | IQ8+ | 290 |  | 16 |  |  | 0.98 |  | Other | UNDER EACH PANEL
NJADRE1559990376 | Administratively Determined Incentive Program | VILLAS | 8251 | 6.88 | Residential | Behind the Meter | No | EMT Renewables, LLC | AC Electric |  | Accepted | 2025-06-27 | 2025-07-21 | 2026-07-21 | Solar Panels | SEG SOLAR | SEG 430 |  | 0.43 | 4 | 118 | 25 |  | Fixed | Roof
NJADRE1559990386 | Administratively Determined Incentive Program | WOODBURY | 8096 | 14.355 | Residential | Behind the Meter | Yes | SunnyMac, LLC | PSE&G |  | Accepted | 2025-06-27 | 2025-07-21 | 2026-07-21 | Solar Panels | HANWHA | Q.TRON BLK M-G2.H+ |  | 0.435 | 3 | 25 | 26 |  | Fixed | Roof
NJADRE1559990386 | Administratively Determined Incentive Program | WOODBURY | 8096 | 14.355 | Residential | Behind the Meter | Yes | SunnyMac, LLC | PSE&G |  | Accepted | 2025-06-27 | 2025-07-21 | 2026-07-21 | Solar Panels | HANWHA | Q.TRON BLK M-G2.H+ |  | 0.435 | 7 | 115 | 26 |  | Fixed | Roof
NJADRE1559990386 | Administratively Determined Incentive Program | WOODBURY | 8096 | 14.355 | Residential | Behind the Meter | Yes | SunnyMac, LLC | PSE&G |  | Accepted | 2025-06-27 | 2025-07-21 | 2026-07-21 | Solar Panels | HANWHA | Q.TRON BLK M-G2.H+ |  | 0.435 | 9 | 295 | 26 |  | Fixed | Roof
NJADRE1559990386 | Administratively Determined Incentive Program | WOODBURY | 8096 | 14.355 | Residential | Behind the Meter | Yes | SunnyMac, LLC | PSE&G |  | Accepted | 2025-06-27 | 2025-07-21 | 2026-07-21 | Solar Panels | HANWHA | Q.TRON BLK M-G2.H+ |  | 0.435 | 6 | 205 | 26 |  | Fixed | Roof
NJADRE1559990386 | Administratively Determined Incentive Program | WOODBURY | 8096 | 14.355 | Residential | Behind the Meter | Yes | SunnyMac, LLC | PSE&G |  | Accepted | 2025-06-27 | 2025-07-21 | 2026-07-21 | Solar Panels | HANWHA | Q.TRON BLK M-G2.H+ |  | 0.435 | 6 | 25 | 26 |  | Fixed | Roof
NJADRE1559990386 | Administratively Determined Incentive Program | WOODBURY | 8096 | 14.355 | Residential | Behind the Meter | Yes | SunnyMac, LLC | PSE&G |  | Accepted | 2025-06-27 | 2025-07-21 | 2026-07-21 | Inverters | SOLAREDGE HOME HUB | SE10000H-US | 10000 |  | 1 |  |  | 0.99 |  | Outdoor | next to meter
NJADRE1559990386 | Administratively Determined Incentive Program | WOODBURY | 8096 | 14.355 | Residential | Behind the Meter | Yes | SunnyMac, LLC | PSE&G |  | Accepted | 2025-06-27 | 2025-07-21 | 2026-07-21 | Solar Panels | HANWHA | Q.TRON BLK M-G2.H+ |  | 0.435 | 2 | 205 | 26 |  | Fixed | Roof
NJADRE1559990401 | Administratively Determined Incentive Program | ROSELLE | 7203 | 5.74 | Residential | Behind the Meter | Yes | Pro Custom Solar dba Momentum Solar | PSE&G |  | Accepted | 2025-06-27 | 2025-07-21 | 2026-07-21 | Inverters | ENPHASE | IQ8HC-72-M-DOM-US | 380 |  | 14 |  |  | 0.97 |  | Outdoor
NJADRE1559990401 | Administratively Determined Incentive Program | ROSELLE | 7203 | 5.74 | Residential | Behind the Meter | Yes | Pro Custom Solar dba Momentum Solar | PSE&G |  | Accepted | 2025-06-27 | 2025-07-21 | 2026-07-21 | Solar Panels | Hanwha | q.peak duo blk-g10+410 |  | 0.41 | 8 | 245 | 30 |  | Fixed | Roof
NJADRE1559990401 | Administratively Determined Incentive Program | ROSELLE | 7203 | 5.74 | Residential | Behind the Meter | Yes | Pro Custom Solar dba Momentum Solar | PSE&G |  | Accepted | 2025-06-27 | 2025-07-21 | 2026-07-21 | Solar Panels | Hanwha | q.peak duo blk-g10+410 |  | 0.41 | 6 | 65 | 30 |  | Fixed | Roof
NJADRE1559990407 | Administratively Determined Incentive Program | BRIGANTINE | 8203 | 7.6 | Residential | Behind the Meter | No | Advanced Renewable Solutions, LLC | AC Electric |  | Accepted | 2025-06-27 | 2025-07-22 | 2026-07-22 | Solar Panels | Certainteed | CTM10400HC11-08 |  | 0.4 | 8 | 22 | 20 |  | Fixed | Roof
NJADRE1559990407 | Administratively Determined Incentive Program | BRIGANTINE | 8203 | 7.6 | Residential | Behind the Meter | No | Advanced Renewable Solutions, LLC | AC Electric |  | Accepted | 2025-06-27 | 2025-07-22 | 2026-07-22 | Inverters | Enphase | iq8+ | 290 |  | 19 |  |  | 0.976 |  | Outdoor
NJADRE1559990407 | Administratively Determined Incentive Program | BRIGANTINE | 8203 | 7.6 | Residential | Behind the Meter | No | Advanced Renewable Solutions, LLC | AC Electric |  | Accepted | 2025-06-27 | 2025-07-22 | 2026-07-22 | Solar Panels | Certainteed | CTM10400HC11-08 |  | 0.4 | 11 | 11 | 20 |  | Fixed | Roof
NJADRE1559990418 | Administratively Determined Incentive Program | MONROE | 8831 | 11.9 | Residential | Behind the Meter | No | US Clean Energy Construction, Inc. | JCP&L |  | Accepted | 2025-06-27 | 2025-07-21 | 2026-07-21 | Solar Panels | Trina Solar | Trina 425W |  | 0.425 | 28 | 214 | 20 |  | Fixed | Roof
NJADRE1559990418 | Administratively Determined Incentive Program | MONROE | 8831 | 11.9 | Residential | Behind the Meter | No | US Clean Energy Construction, Inc. | JCP&L |  | Accepted | 2025-06-27 | 2025-07-21 | 2026-07-21 | Meters | VISION METERING | Cat VM-2E2A1P |  |  | 1 |  |  |  | Yes | Outdoor
NJADRE1559990418 | Administratively Determined Incentive Program | MONROE | 8831 | 11.9 | Residential | Behind the Meter | No | US Clean Energy Construction, Inc. | JCP&L |  | Accepted | 2025-06-27 | 2025-07-21 | 2026-07-21 | Inverters | SMA AMERICA | SMA SB-7.7-US | 7700 |  | 1 |  |  | 0.98 |  | Outdoor
NJADRE1559990429 | Administratively Determined Incentive Program | MONMOUTH JUNCTION | 8852 | 6.885 | Residential | Behind the Meter | Yes | Freedom Forever New Jersey, LLC | PSE&G |  | Accepted | 2025-06-27 | 2025-07-21 | 2026-07-21 | Inverters | Solar Edge | SE5700H-US | 5700 |  | 1 |  |  | 0.99 |  | Outside
NJADRE1559990429 | Administratively Determined Incentive Program | MONMOUTH JUNCTION | 8852 | 6.885 | Residential | Behind the Meter | Yes | Freedom Forever New Jersey, LLC | PSE&G |  | Accepted | 2025-06-27 | 2025-07-21 | 2026-07-21 | Solar Panels | JA Solar | JAM54S31-405/MR |  | 0.405 | 7 | 339 | 24 |  | Fixed | Roof
NJADRE1559990429 | Administratively Determined Incentive Program | MONMOUTH JUNCTION | 8852 | 6.885 | Residential | Behind the Meter | Yes | Freedom Forever New Jersey, LLC | PSE&G |  | Accepted | 2025-06-27 | 2025-07-21 | 2026-07-21 | Solar Panels | JA Solar | JAM54S31-405/MR |  | 0.405 | 10 | 159 | 24 |  | Fixed | Roof
NJADRE1559990436 | Administratively Determined Incentive Program | Sicklerville | 8081 | 7.74 | Residential | Behind the Meter | Yes | EMT Renewables, LLC | AC Electric |  | Accepted | 2025-06-27 | 2025-07-29 | 2026-07-29 | Solar Panels | SEG SOLAR | SEG 430 |  | 0.43 | 12 | 26 | 30 |  | Fixed | Roof
NJADRE1559990436 | Administratively Determined Incentive Program | Sicklerville | 8081 | 7.74 | Residential | Behind the Meter | Yes | EMT Renewables, LLC | AC Electric |  | Accepted | 2025-06-27 | 2025-07-29 | 2026-07-29 | Solar Panels | SEG SOLAR | SEG 430 |  | 0.43 | 2 | 206 | 27 |  | Fixed | Roof
NJADRE1559990436 | Administratively Determined Incentive Program | Sicklerville | 8081 | 7.74 | Residential | Behind the Meter | Yes | EMT Renewables, LLC | AC Electric |  | Accepted | 2025-06-27 | 2025-07-29 | 2026-07-29 | Inverters | IQ8HC | IQ8+ | 290 |  | 18 |  |  | 0.98 |  | Other | UNDER EACH PANEL
NJADRE1559990436 | Administratively Determined Incentive Program | Sicklerville | 8081 | 7.74 | Residential | Behind the Meter | Yes | EMT Renewables, LLC | AC Electric |  | Accepted | 2025-06-27 | 2025-07-29 | 2026-07-29 | Solar Panels | SEG SOLAR | SEG 430 |  | 0.43 | 3 | 26 | 27 |  | Fixed | Roof
NJADRE1559990436 | Administratively Determined Incentive Program | Sicklerville | 8081 | 7.74 | Residential | Behind the Meter | Yes | EMT Renewables, LLC | AC Electric |  | Accepted | 2025-06-27 | 2025-07-29 | 2026-07-29 | Solar Panels | SEG SOLAR | SEG 430 |  | 0.43 | 1 | 206 | 30 |  | Fixed | Roof
NJADRE1559990437 | Administratively Determined Incentive Program | CLEMENTON | 8021 | 2.87 | Residential | Behind the Meter | Yes | Pro Custom Solar dba Momentum Solar | AC Electric |  | Accepted | 2025-06-27 | 2025-07-22 | 2026-07-22 | Inverters | ENPHASE | IQ8HC-72-M-DOM-US | 380 |  | 7 |  |  | 0.97 |  | Outdoor
NJADRE1559990437 | Administratively Determined Incentive Program | CLEMENTON | 8021 | 2.87 | Residential | Behind the Meter | Yes | Pro Custom Solar dba Momentum Solar | AC Electric |  | Accepted | 2025-06-27 | 2025-07-22 | 2026-07-22 | Solar Panels | HANWHA | q.peak duo blk-g10+410 |  | 0.41 | 5 | 108 | 26 |  | Fixed | Roof
NJADRE1559990437 | Administratively Determined Incentive Program | CLEMENTON | 8021 | 2.87 | Residential | Behind the Meter | Yes | Pro Custom Solar dba Momentum Solar | AC Electric |  | Accepted | 2025-06-27 | 2025-07-22 | 2026-07-22 | Solar Panels | HANWHA | q.peak duo blk-g10+410 |  | 0.41 | 2 | 288 | 26 |  | Fixed | Roof
NJADRE1559990447 | Administratively Determined Incentive Program | HOWELL | 7731 | 12.285 | Residential | Behind the Meter | Yes | Kamtech Solar Solutions | JCP&L |  | Accepted | 2025-06-27 | 2025-07-22 | 2026-07-22 | Solar Panels | CANADIAN SOLAR | CS6. 1-64TM-455 |  | 0.455 | 4 | 157 | 44 |  | Fixed | Roof
NJADRE1559990447 | Administratively Determined Incentive Program | HOWELL | 7731 | 12.285 | Residential | Behind the Meter | Yes | Kamtech Solar Solutions | JCP&L |  | Accepted | 2025-06-27 | 2025-07-22 | 2026-07-22 | Solar Panels | CANADIAN SOLAR | CS6. 1-64TM-455 |  | 0.455 | 8 | 67 | 25 |  | Fixed | Roof
NJADRE1559990447 | Administratively Determined Incentive Program | HOWELL | 7731 | 12.285 | Residential | Behind the Meter | Yes | Kamtech Solar Solutions | JCP&L |  | Accepted | 2025-06-27 | 2025-07-22 | 2026-07-22 | Solar Panels | CANADIAN SOLAR | CS6. 1-64TM-455 |  | 0.455 | 1 | 157 | 20 |  | Fixed | Roof
NJADRE1559990447 | Administratively Determined Incentive Program | HOWELL | 7731 | 12.285 | Residential | Behind the Meter | Yes | Kamtech Solar Solutions | JCP&L |  | Accepted | 2025-06-27 | 2025-07-22 | 2026-07-22 | Solar Panels | CANADIAN SOLAR | CS6. 1-64TM-455 |  | 0.455 | 1 | 157 | 20 |  | Fixed | Roof
NJADRE1559990447 | Administratively Determined Incentive Program | HOWELL | 7731 | 12.285 | Residential | Behind the Meter | Yes | Kamtech Solar Solutions | JCP&L |  | Accepted | 2025-06-27 | 2025-07-22 | 2026-07-22 | Inverters | ENPHASE | IQ8X-80-M-US | 384 |  | 27 |  |  | 0.97 |  | Outdoor | ROOFTOP
NJADRE1559990447 | Administratively Determined Incentive Program | HOWELL | 7731 | 12.285 | Residential | Behind the Meter | Yes | Kamtech Solar Solutions | JCP&L |  | Accepted | 2025-06-27 | 2025-07-22 | 2026-07-22 | Solar Panels | CANADIAN SOLAR | CS6. 1-64TM-455 |  | 0.455 | 3 | 67 | 38 |  | Fixed | Roof
NJADRE1559990447 | Administratively Determined Incentive Program | HOWELL | 7731 | 12.285 | Residential | Behind the Meter | Yes | Kamtech Solar Solutions | JCP&L |  | Accepted | 2025-06-27 | 2025-07-22 | 2026-07-22 | Solar Panels | CANADIAN SOLAR | CS6. 1-64TM-455 |  | 0.455 | 10 | 247 | 25 |  | Fixed | Roof
NJADRE1559990463 | Administratively Determined Incentive Program | ROSELAND | 7068 | 5.265 | Residential | Behind the Meter | Yes | Sunrun Installation Services, Inc. | PSE&G |  | Accepted | 2025-06-27 | 2025-07-22 | 2026-07-22 | Solar Panels | JA SOLAR | JAM54S31-405/MR |  | 0.405 | 13 | 159 | 18 |  | Fixed | Roof
NJADRE1559990463 | Administratively Determined Incentive Program | ROSELAND | 7068 | 5.265 | Residential | Behind the Meter | Yes | Sunrun Installation Services, Inc. | PSE&G |  | Accepted | 2025-06-27 | 2025-07-22 | 2026-07-22 | Inverters | SOLAREDGE TECHNOLOGIES | SE3800H-USMN | 3800 |  | 1 |  |  | 0.99 |  | Outdoor
NJADRE1559990471 | Administratively Determined Incentive Program | SALEM | 8079 | 15.225 | Residential | Behind the Meter | Yes | RCL Enterprises, Inc. | AC Electric |  | Accepted | 2025-06-27 | 2025-07-22 | 2026-07-22 | Solar Panels | QTRON | BLKMG2 |  | 0.435 | 15 | 331 | 18 |  | Fixed | Roof
NJADRE1559990471 | Administratively Determined Incentive Program | SALEM | 8079 | 15.225 | Residential | Behind the Meter | Yes | RCL Enterprises, Inc. | AC Electric |  | Accepted | 2025-06-27 | 2025-07-22 | 2026-07-22 | Inverters | Enphase | IQ8HC | 380 |  | 35 |  |  | 0.97 |  | Outside
NJADRE1559990471 | Administratively Determined Incentive Program | SALEM | 8079 | 15.225 | Residential | Behind the Meter | Yes | RCL Enterprises, Inc. | AC Electric |  | Accepted | 2025-06-27 | 2025-07-22 | 2026-07-22 | Solar Panels | QTRON | BLKMG2 |  | 0.435 | 20 | 151 | 18 |  | Fixed | Roof
NJADRE1559990474 | Administratively Determined Incentive Program | PLEASANTVILLE | 8232 | 8.17 | Residential | Behind the Meter | Yes | EMT Renewables, LLC | AC Electric |  | Accepted | 2025-06-27 | 2025-07-22 | 2026-07-22 | Inverters | IQ8HC | IQ8+ | 290 |  | 19 |  |  | 0.98 |  | Other | UNDER EACH PANEL
NJADRE1559990474 | Administratively Determined Incentive Program | PLEASANTVILLE | 8232 | 8.17 | Residential | Behind the Meter | Yes | EMT Renewables, LLC | AC Electric |  | Accepted | 2025-06-27 | 2025-07-22 | 2026-07-22 | Solar Panels | SEG SOLAR | SEG 430 |  | 0.43 | 10 | 300 | 32 |  | Fixed | Roof
NJADRE1559990474 | Administratively Determined Incentive Program | PLEASANTVILLE | 8232 | 8.17 | Residential | Behind the Meter | Yes | EMT Renewables, LLC | AC Electric |  | Accepted | 2025-06-27 | 2025-07-22 | 2026-07-22 | Solar Panels | SEG SOLAR | SEG 430 |  | 0.43 | 9 | 120 | 30 |  | Fixed | Roof
NJADRE1559990481 | Administratively Determined Incentive Program | VILLAS | 8251 | 10.875 | Residential | Behind the Meter | No | Solar Energy World | AC Electric |  | Accepted | 2025-06-27 | 2025-07-22 | 2026-07-22 | Solar Panels | HANWHA | Q.TRON BLKM-G2+ 435W |  | 0.435 | 3 | 35 | 19 |  | Fixed | Roof
NJADRE1559990481 | Administratively Determined Incentive Program | VILLAS | 8251 | 10.875 | Residential | Behind the Meter | No | Solar Energy World | AC Electric |  | Accepted | 2025-06-27 | 2025-07-22 | 2026-07-22 | Solar Panels | HANWHA | Q.TRON BLKM-G2+ 435W |  | 0.435 | 9 | 125 | 18 |  | Fixed | Roof
NJADRE1559990481 | Administratively Determined Incentive Program | VILLAS | 8251 | 10.875 | Residential | Behind the Meter | No | Solar Energy World | AC Electric |  | Accepted | 2025-06-27 | 2025-07-22 | 2026-07-22 | Solar Panels | HANWHA | Q.TRON BLKM-G2+ 435W |  | 0.435 | 7 | 213 | 19 |  | Fixed | Roof
NJADRE1559990481 | Administratively Determined Incentive Program | VILLAS | 8251 | 10.875 | Residential | Behind the Meter | No | Solar Energy World | AC Electric |  | Accepted | 2025-06-27 | 2025-07-22 | 2026-07-22 | Solar Panels | HANWHA | Q.TRON BLKM-G2+ 435W |  | 0.435 | 3 | 306 | 22 |  | Fixed | Roof
NJADRE1559990481 | Administratively Determined Incentive Program | VILLAS | 8251 | 10.875 | Residential | Behind the Meter | No | Solar Energy World | AC Electric |  | Accepted | 2025-06-27 | 2025-07-22 | 2026-07-22 | Solar Panels | HANWHA | Q.TRON BLKM-G2+ 435W |  | 0.435 | 3 | 216 | 19 |  | Fixed | Roof
NJADRE1559990481 | Administratively Determined Incentive Program | VILLAS | 8251 | 10.875 | Residential | Behind the Meter | No | Solar Energy World | AC Electric |  | Accepted | 2025-06-27 | 2025-07-22 | 2026-07-22 | Inverters | Enphase | IQ8MC-72-M-US | 320 |  | 25 |  |  | 0.97 |  | Outside
NJADRE1559990488 | Administratively Determined Incentive Program | BROWNS MILLS | 8015 | 9.315 | Residential | Behind the Meter | Yes | Sunrun Installation Services, Inc. | JCP&L |  | Accepted | 2025-06-27 | 2025-07-22 | 2026-07-22 | Solar Panels | JA SOLAR | JAM54S31-405/MR |  | 0.405 | 13 | 65 | 19 |  | Fixed | Roof
NJADRE1559990488 | Administratively Determined Incentive Program | BROWNS MILLS | 8015 | 9.315 | Residential | Behind the Meter | Yes | Sunrun Installation Services, Inc. | JCP&L |  | Accepted | 2025-06-27 | 2025-07-22 | 2026-07-22 | Solar Panels | JA SOLAR | JAM54S31-405/MR |  | 0.405 | 6 | 245 | 19 |  | Fixed | Roof
NJADRE1559990488 | Administratively Determined Incentive Program | BROWNS MILLS | 8015 | 9.315 | Residential | Behind the Meter | Yes | Sunrun Installation Services, Inc. | JCP&L |  | Accepted | 2025-06-27 | 2025-07-22 | 2026-07-22 | Solar Panels | JA SOLAR | JAM54S31-405/MR |  | 0.405 | 4 | 65 | 19 |  | Fixed | Roof
NJADRE1559990488 | Administratively Determined Incentive Program | BROWNS MILLS | 8015 | 9.315 | Residential | Behind the Meter | Yes | Sunrun Installation Services, Inc. | JCP&L |  | Accepted | 2025-06-27 | 2025-07-22 | 2026-07-22 | Inverters | SOLAREDGE TECHNOLOGIES | SE7600H-USMN | 7600 |  | 1 |  |  | 0.99 |  | Outdoor
NJADRE1559990491 | Administratively Determined Incentive Program | BLACKWOOD | 8012 | 5.33 | Residential | Behind the Meter | Yes | Pro Custom Solar dba Momentum Solar | PSE&G |  | Accepted | 2025-06-27 | 2025-07-22 | 2026-07-22 | Inverters | ENPHASE | IQ8HC-72-M-DOM-US | 380 |  | 13 |  |  | 0.97 |  | Outdoor
NJADRE1559990491 | Administratively Determined Incentive Program | BLACKWOOD | 8012 | 5.33 | Residential | Behind the Meter | Yes | Pro Custom Solar dba Momentum Solar | PSE&G |  | Accepted | 2025-06-27 | 2025-07-22 | 2026-07-22 | Solar Panels | HANWHA | Q.peak duo blk-g10+410 |  | 0.41 | 8 | 41 | 42 |  | Fixed | Roof
NJADRE1559990491 | Administratively Determined Incentive Program | BLACKWOOD | 8012 | 5.33 | Residential | Behind the Meter | Yes | Pro Custom Solar dba Momentum Solar | PSE&G |  | Accepted | 2025-06-27 | 2025-07-22 | 2026-07-22 | Solar Panels | HANWHA | Q.peak duo blk-g10+410 |  | 0.41 | 5 | 221 | 42 |  | Fixed | Roof
NJADRE1559990507 | Administratively Determined Incentive Program | BRIDGETON | 8302 | 13.05 | Residential | Behind the Meter | No | SunnyMac, LLC | AC Electric |  | Accepted | 2025-06-27 | 2025-07-22 | 2026-07-22 | Solar Panels | HANWHA | Q.TRON BLK M-G2.H+ |  | 0.435 | 3 | 254 | 22 |  | Fixed | Roof
NJADRE1559990507 | Administratively Determined Incentive Program | BRIDGETON | 8302 | 13.05 | Residential | Behind the Meter | No | SunnyMac, LLC | AC Electric |  | Accepted | 2025-06-27 | 2025-07-22 | 2026-07-22 | Solar Panels | HANWHA | Q.TRON BLK M-G2.H+ |  | 0.435 | 11 | 254 | 22 |  | Fixed | Roof
NJADRE1559990507 | Administratively Determined Incentive Program | BRIDGETON | 8302 | 13.05 | Residential | Behind the Meter | No | SunnyMac, LLC | AC Electric |  | Accepted | 2025-06-27 | 2025-07-22 | 2026-07-22 | Solar Panels | HANWHA | Q.TRON BLK M-G2.H+ |  | 0.435 | 13 | 74 | 22 |  | Fixed | Roof
NJADRE1559990507 | Administratively Determined Incentive Program | BRIDGETON | 8302 | 13.05 | Residential | Behind the Meter | No | SunnyMac, LLC | AC Electric |  | Accepted | 2025-06-27 | 2025-07-22 | 2026-07-22 | Inverters | SOLAREDGE HOME HUB | SE10000H-US | 10000 |  | 1 |  |  | 0.99 |  | Outdoor | next to meter
NJADRE1559990507 | Administratively Determined Incentive Program | BRIDGETON | 8302 | 13.05 | Residential | Behind the Meter | No | SunnyMac, LLC | AC Electric |  | Accepted | 2025-06-27 | 2025-07-22 | 2026-07-22 | Solar Panels | HANWHA | Q.TRON BLK M-G2.H+ |  | 0.435 | 3 | 74 | 22 |  | Fixed | Roof
NJADRE1559990507 | Administratively Determined Incentive Program | BRIDGETON | 8302 | 13.05 | Residential | Behind the Meter | No | SunnyMac, LLC | AC Electric |  | Accepted | 2025-06-27 | 2025-07-22 | 2026-07-22 | Meters | SOLAREDGE HOME HUB | SE-RGMTR-1D-240C-B |  |  | 1 |  |  |  | Yes | Outdoor
NJADRE1559990513 | Administratively Determined Incentive Program | SEWELL | 8080 | 5.74 | Residential | Behind the Meter | Yes | Trinity Solar, LLC | AC Electric |  | Accepted | 2025-06-27 | 2025-07-22 | 2026-07-22 | Inverters | Solar Edge | USE5700H-US | 5760 |  | 1 |  |  | 0.97 |  | Outside
NJADRE1559990513 | Administratively Determined Incentive Program | SEWELL | 8080 | 5.74 | Residential | Behind the Meter | Yes | Trinity Solar, LLC | AC Electric |  | Accepted | 2025-06-27 | 2025-07-22 | 2026-07-22 | Solar Panels | Hanwha | Q.PEAK DUO BLK ML-G10+ 410 |  | 0.41 | 14 | 203 | 27 |  | Fixed | Roof
NJADRE1559990518 | Administratively Determined Incentive Program | TUCKERTON | 8087 | 4.73 | Residential | Behind the Meter | Yes | EMT Renewables, LLC | AC Electric |  | Accepted | 2025-06-27 | 2025-07-22 | 2026-07-22 | Solar Panels | SEG SOLAR | SEG 430 |  | 0.43 | 11 | 251 | 27 |  | Fixed | Roof
NJADRE1559990518 | Administratively Determined Incentive Program | TUCKERTON | 8087 | 4.73 | Residential | Behind the Meter | Yes | EMT Renewables, LLC | AC Electric |  | Accepted | 2025-06-27 | 2025-07-22 | 2026-07-22 | Inverters | IQ8HC | IQ8+ | 290 |  | 11 |  |  | 0.98 |  | Other | UNDER EACH PANEL
NJADRE1559990519 | Administratively Determined Incentive Program | SAYREVILLE | 8872 | 10.935 | Residential | Behind the Meter | Yes | Freedom Forever New Jersey, LLC | JCP&L |  | Accepted | 2025-06-27 | 2025-07-22 | 2026-07-22 | Solar Panels | JA Solar | JAM54S31-405/MR |  | 0.405 | 15 | 289 | 30 |  | Fixed | Roof
NJADRE1559990519 | Administratively Determined Incentive Program | SAYREVILLE | 8872 | 10.935 | Residential | Behind the Meter | Yes | Freedom Forever New Jersey, LLC | JCP&L |  | Accepted | 2025-06-27 | 2025-07-22 | 2026-07-22 | Solar Panels | JA Solar | JAM54S31-405/MR |  | 0.405 | 12 | 109 | 30 |  | Fixed | Roof
NJADRE1559990519 | Administratively Determined Incentive Program | SAYREVILLE | 8872 | 10.935 | Residential | Behind the Meter | Yes | Freedom Forever New Jersey, LLC | JCP&L |  | Accepted | 2025-06-27 | 2025-07-22 | 2026-07-22 | Inverters | Solar Edge | SE7600H-US | 7600 |  | 1 |  |  | 0.99 |  | Outdoor
NJADRE1559990521 | Administratively Determined Incentive Program | Ewing Twp | 8638 | 7.38 | Residential | Behind the Meter | Yes | Trinity Solar, LLC | PSE&G |  | Accepted | 2025-06-27 | 2025-07-22 | 2026-07-22 | Inverters | Solar Edge | USE5700H-USMNBL75 | 5760 |  | 1 |  |  | 0.97 |  | Outdoor
NJADRE1559990521 | Administratively Determined Incentive Program | Ewing Twp | 8638 | 7.38 | Residential | Behind the Meter | Yes | Trinity Solar, LLC | PSE&G |  | Accepted | 2025-06-27 | 2025-07-22 | 2026-07-22 | Solar Panels | HANWHA | (Q.PEAK DUO BLK ML-G10.C+ 410) |  | 0.41 | 18 | 217 | 30 |  | Fixed | Roof
NJADRE1559990529 | Administratively Determined Incentive Program | Jersey City | 7305 | 4.1 | Residential | Behind the Meter | Yes | Pro Custom Solar dba Momentum Solar | PSE&G |  | Accepted | 2025-06-27 | 2025-07-26 | 2026-07-26 | Solar Panels | HANWHA | Q.PEAK DUO BLK ML-G10+410 |  | 0.41 | 10 | 221 | 4 |  | Fixed | Roof
NJADRE1559990529 | Administratively Determined Incentive Program | Jersey City | 7305 | 4.1 | Residential | Behind the Meter | Yes | Pro Custom Solar dba Momentum Solar | PSE&G |  | Accepted | 2025-06-27 | 2025-07-26 | 2026-07-26 | Inverters | ENPHASE | IQ8HC-72-M-DOM-US | 380 |  | 10 |  |  | 0.97 |  | Outdoor
NJADRE1559990745 | Administratively Determined Incentive Program | PISCATAWAY | 8854 | 11.62 | Residential | Behind the Meter | No | Solar Energy World | PSE&G |  | Accepted | 2025-06-27 | 2025-07-22 | 2026-07-22 | Solar Panels | HANWHA | Q.PEAK DUOBLK ML-G10+-415W |  | 0.415 | 12 | 211 | 30 |  | Fixed | Roof
NJADRE1559990745 | Administratively Determined Incentive Program | PISCATAWAY | 8854 | 11.62 | Residential | Behind the Meter | No | Solar Energy World | PSE&G |  | Accepted | 2025-06-27 | 2025-07-22 | 2026-07-22 | Inverters | Enphase | IQ8HC-72-M-DOM-US | 384 |  | 28 |  |  | 0 |  | Outside
NJADRE1559990745 | Administratively Determined Incentive Program | PISCATAWAY | 8854 | 11.62 | Residential | Behind the Meter | No | Solar Energy World | PSE&G |  | Accepted | 2025-06-27 | 2025-07-22 | 2026-07-22 | Solar Panels | HANWHA | Q.PEAK DUOBLK ML-G10+-415W |  | 0.415 | 9 | 301 | 37 |  | Fixed | Roof
NJADRE1559990745 | Administratively Determined Incentive Program | PISCATAWAY | 8854 | 11.62 | Residential | Behind the Meter | No | Solar Energy World | PSE&G |  | Accepted | 2025-06-27 | 2025-07-22 | 2026-07-22 | Solar Panels | HANWHA | Q.PEAK DUOBLK ML-G10+-415W |  | 0.415 | 7 | 122 | 37 |  | Fixed | Roof
NJADRE1559990819 | Administratively Determined Incentive Program | MANCHESTER | 8759 | 6.97 | Residential | Behind the Meter | Yes | Trinity Solar, LLC | JCP&L |  | Accepted | 2025-06-27 | 2025-07-22 | 2026-07-22 | Solar Panels | Hanwha | Q.PEAK DUO BLK ML-G10+ 410 |  | 0.41 | 15 | 234 | 27 |  | Fixed | Roof
NJADRE1559990819 | Administratively Determined Incentive Program | MANCHESTER | 8759 | 6.97 | Residential | Behind the Meter | Yes | Trinity Solar, LLC | JCP&L |  | Accepted | 2025-06-27 | 2025-07-22 | 2026-07-22 | Solar Panels | Hanwha | Q.PEAK DUO BLK ML-G10+ 410 |  | 0.41 | 2 | 144 | 26 |  | Fixed | Roof
NJADRE1559990819 | Administratively Determined Incentive Program | MANCHESTER | 8759 | 6.97 | Residential | Behind the Meter | Yes | Trinity Solar, LLC | JCP&L |  | Accepted | 2025-06-27 | 2025-07-22 | 2026-07-22 | Inverters | Solar Edge | USE5700H-US | 5760 |  | 1 |  |  | 0.97 |  | Outside
NJADRE1559990821 | Administratively Determined Incentive Program | UNION | 7083 | 10.25 | Residential | Behind the Meter | Yes | Pro Custom Solar dba Momentum Solar | PSE&G |  | Accepted | 2025-06-27 | 2025-07-28 | 2026-07-28 | Inverters | ENPHASE | IQ8HC-72-M-DOM-US | 380 |  | 25 |  |  | 0.97 |  | Outdoor
NJADRE1559990821 | Administratively Determined Incentive Program | UNION | 7083 | 10.25 | Residential | Behind the Meter | Yes | Pro Custom Solar dba Momentum Solar | PSE&G |  | Accepted | 2025-06-27 | 2025-07-28 | 2026-07-28 | Solar Panels | HANWHA | Q.PEAK DUO BLK ML-G10+410 |  | 0.41 | 6 | 278 | 26 |  | Fixed | Roof
NJADRE1559990821 | Administratively Determined Incentive Program | UNION | 7083 | 10.25 | Residential | Behind the Meter | Yes | Pro Custom Solar dba Momentum Solar | PSE&G |  | Accepted | 2025-06-27 | 2025-07-28 | 2026-07-28 | Solar Panels | HANWHA | Q.PEAK DUO BLK ML-G10+410 |  | 0.41 | 6 | 278 | 10 |  | Fixed | Roof
NJADRE1559990821 | Administratively Determined Incentive Program | UNION | 7083 | 10.25 | Residential | Behind the Meter | Yes | Pro Custom Solar dba Momentum Solar | PSE&G |  | Accepted | 2025-06-27 | 2025-07-28 | 2026-07-28 | Solar Panels | HANWHA | Q.PEAK DUO BLK ML-G10+410 |  | 0.41 | 13 | 98 | 31 |  | Fixed | Roof
NJADRE1559991747 | Administratively Determined Incentive Program | NETCONG | 7857 | 18.04 | Residential | Behind the Meter | Yes | Sunrun Installation Services, Inc. | JCP&L |  | Accepted | 2025-06-27 | 2025-07-22 | 2026-07-22 | Inverters | SOLAREDGE TECHNOLOGIES | SE5700H-USMN | 5760 |  | 1 |  |  | 0.99 |  | Outdoor
NJADRE1559991747 | Administratively Determined Incentive Program | NETCONG | 7857 | 18.04 | Residential | Behind the Meter | Yes | Sunrun Installation Services, Inc. | JCP&L |  | Accepted | 2025-06-27 | 2025-07-22 | 2026-07-22 | Inverters | SOLAREDGE TECHNOLOGIES | SE7600H-USMN | 7600 |  | 1 |  |  | 0.99 |  | Outdoor
NJADRE1559991747 | Administratively Determined Incentive Program | NETCONG | 7857 | 18.04 | Residential | Behind the Meter | Yes | Sunrun Installation Services, Inc. | JCP&L |  | Accepted | 2025-06-27 | 2025-07-22 | 2026-07-22 | Solar Panels | HANWHA Q-CELLS | Q.PEAK DUO BLK ML-G10+ 410 |  | 0.41 | 13 | 6 | 18 |  | Fixed | Roof
NJADRE1559991747 | Administratively Determined Incentive Program | NETCONG | 7857 | 18.04 | Residential | Behind the Meter | Yes | Sunrun Installation Services, Inc. | JCP&L |  | Accepted | 2025-06-27 | 2025-07-22 | 2026-07-22 | Solar Panels | HANWHA Q-CELLS | Q.PEAK DUO BLK ML-G10+ 410 |  | 0.41 | 4 | 270 | 16 |  | Fixed | Roof
NJADRE1559991747 | Administratively Determined Incentive Program | NETCONG | 7857 | 18.04 | Residential | Behind the Meter | Yes | Sunrun Installation Services, Inc. | JCP&L |  | Accepted | 2025-06-27 | 2025-07-22 | 2026-07-22 | Solar Panels | HANWHA Q-CELLS | Q.PEAK DUO BLK ML-G10+ 410 |  | 0.41 | 4 | 180 | 22 |  | Fixed | Roof
NJADRE1559991747 | Administratively Determined Incentive Program | NETCONG | 7857 | 18.04 | Residential | Behind the Meter | Yes | Sunrun Installation Services, Inc. | JCP&L |  | Accepted | 2025-06-27 | 2025-07-22 | 2026-07-22 | Solar Panels | HANWHA Q-CELLS | Q.PEAK DUO BLK ML-G10+ 410 |  | 0.41 | 4 | 270 | 45 |  | Fixed | Roof
NJADRE1559991747 | Administratively Determined Incentive Program | NETCONG | 7857 | 18.04 | Residential | Behind the Meter | Yes | Sunrun Installation Services, Inc. | JCP&L |  | Accepted | 2025-06-27 | 2025-07-22 | 2026-07-22 | Solar Panels | HANWHA Q-CELLS | Q.PEAK DUO BLK ML-G10+ 410 |  | 0.41 | 5 | 1 | 21 |  | Fixed | Roof
NJADRE1559991747 | Administratively Determined Incentive Program | NETCONG | 7857 | 18.04 | Residential | Behind the Meter | Yes | Sunrun Installation Services, Inc. | JCP&L |  | Accepted | 2025-06-27 | 2025-07-22 | 2026-07-22 | Solar Panels | HANWHA Q-CELLS | Q.PEAK DUO BLK ML-G10+ 410 |  | 0.41 | 14 | 185 | 18 |  | Fixed | Roof
NJADRE1559991754 | Administratively Determined Incentive Program | HALEDON | 7508 | 12.04 | Residential | Behind the Meter | Yes | Pro Custom Solar dba Momentum Solar | PSE&G |  | Accepted | 2025-06-27 | 2025-07-22 | 2026-07-22 | Solar Panels | HANWHA | Q.TRON BLK M-G2+430 |  | 0.43 | 12 | 232 | 29 |  | Fixed | Roof
NJADRE1559991754 | Administratively Determined Incentive Program | HALEDON | 7508 | 12.04 | Residential | Behind the Meter | Yes | Pro Custom Solar dba Momentum Solar | PSE&G |  | Accepted | 2025-06-27 | 2025-07-22 | 2026-07-22 | Inverters | ENPHASE | IQ8HC-72-M-DOM-US | 380 |  | 28 |  |  | 0.97 |  | Outdoor
NJADRE1559991754 | Administratively Determined Incentive Program | HALEDON | 7508 | 12.04 | Residential | Behind the Meter | Yes | Pro Custom Solar dba Momentum Solar | PSE&G |  | Accepted | 2025-06-27 | 2025-07-22 | 2026-07-22 | Solar Panels | Hanwha | Q.TRON BLK M-G2+430 |  | 0.43 | 16 | 52 | 29 |  | Fixed | Roof
NJADRE1559991762 | Administratively Determined Incentive Program | METUCHEN | 8840 | 17.415 | Residential | Behind the Meter | Yes | Freedom Forever New Jersey, LLC | PSE&G |  | Accepted | 2025-06-27 | 2025-07-22 | 2026-07-22 | Solar Panels | JA Solar | JAM54S31-405/MR |  | 0.405 | 9 | 275 | 30 |  | Fixed | Roof
NJADRE1559991762 | Administratively Determined Incentive Program | METUCHEN | 8840 | 17.415 | Residential | Behind the Meter | Yes | Freedom Forever New Jersey, LLC | PSE&G |  | Accepted | 2025-06-27 | 2025-07-22 | 2026-07-22 | Solar Panels | JA Solar | JAM54S31-405/MR |  | 0.405 | 5 | 95 | 30 |  | Fixed | Roof
NJADRE1559991762 | Administratively Determined Incentive Program | METUCHEN | 8840 | 17.415 | Residential | Behind the Meter | Yes | Freedom Forever New Jersey, LLC | PSE&G |  | Accepted | 2025-06-27 | 2025-07-22 | 2026-07-22 | Inverters | Solar Edge | SE7600H-US | 7600 |  | 1 |  |  | 0.99 |  | Outside
NJADRE1559991762 | Administratively Determined Incentive Program | METUCHEN | 8840 | 17.415 | Residential | Behind the Meter | Yes | Freedom Forever New Jersey, LLC | PSE&G |  | Accepted | 2025-06-27 | 2025-07-22 | 2026-07-22 | Inverters | Solar Edge | SE5700H-US | 5700 |  | 1 |  |  | 0.99 |  | Outside
NJADRE1559991762 | Administratively Determined Incentive Program | METUCHEN | 8840 | 17.415 | Residential | Behind the Meter | Yes | Freedom Forever New Jersey, LLC | PSE&G |  | Accepted | 2025-06-27 | 2025-07-22 | 2026-07-22 | Solar Panels | JA Solar | JAM54S31-405/MR |  | 0.405 | 20 | 95 | 30 |  | Fixed | Roof
NJADRE1559991762 | Administratively Determined Incentive Program | METUCHEN | 8840 | 17.415 | Residential | Behind the Meter | Yes | Freedom Forever New Jersey, LLC | PSE&G |  | Accepted | 2025-06-27 | 2025-07-22 | 2026-07-22 | Solar Panels | JA Solar | JAM54S31-405/MR |  | 0.405 | 9 | 275 | 30 |  | Fixed | Roof
NJADRE1559991772 | Administratively Determined Incentive Program | OCEAN VIEW | 8230 | 4.92 | Residential | Behind the Meter | Yes | Trinity Solar, LLC | AC Electric |  | Accepted | 2025-06-27 | 2025-07-22 | 2026-07-22 | Solar Panels | HANWHA 410 (Q.PEAK DUO BLK ML-G10+410) | HANWHA 410 (Q.PEAK DUO BLK ML-G10+410) |  | 0.41 | 12 | 139 | 40 |  | Fixed | Roof
NJADRE1559991772 | Administratively Determined Incentive Program | OCEAN VIEW | 8230 | 4.92 | Residential | Behind the Meter | Yes | Trinity Solar, LLC | AC Electric |  | Accepted | 2025-06-27 | 2025-07-22 | 2026-07-22 | Inverters | TESLA 3.8kW | TESLA 3.8kW | 3800 |  | 1 |  |  | 0.97 |  | Outside
NJADRE1559991779 | Administratively Determined Incentive Program | Piscataway | 8854 | 8.1 | Residential | Behind the Meter | Yes | Solar Energy World | PSE&G |  | Accepted | 2025-06-27 | 2025-07-22 | 2026-07-22 | Solar Panels | LONGi | LR5-54HPB-405M |  | 0.405 | 5 | 62 | 30 |  | Fixed | Roof
NJADRE1559991779 | Administratively Determined Incentive Program | Piscataway | 8854 | 8.1 | Residential | Behind the Meter | Yes | Solar Energy World | PSE&G |  | Accepted | 2025-06-27 | 2025-07-22 | 2026-07-22 | Solar Panels | LONGi | LR5-54HPB-405M |  | 0.405 | 9 | 332 | 30 |  | Fixed | Roof
NJADRE1559991779 | Administratively Determined Incentive Program | Piscataway | 8854 | 8.1 | Residential | Behind the Meter | Yes | Solar Energy World | PSE&G |  | Accepted | 2025-06-27 | 2025-07-22 | 2026-07-22 | Solar Panels | LONGi | LR5-54HPB-405M |  | 0.405 | 6 | 61 | 30 |  | Fixed | Roof
NJADRE1559991779 | Administratively Determined Incentive Program | Piscataway | 8854 | 8.1 | Residential | Behind the Meter | Yes | Solar Energy World | PSE&G |  | Accepted | 2025-06-27 | 2025-07-22 | 2026-07-22 | Inverters | Enphase | IQ8HC-72-M-DOM-US | 384 |  | 20 |  |  | 0.97 |  | Outside
NJADRE1559991781 | Administratively Determined Incentive Program | Atco | 8004 | 10.66 | Residential | Behind the Meter | Yes | Define Solar, LLC | AC Electric |  | Accepted | 2025-06-27 | 2025-07-22 | 2026-07-22 | Solar Panels | Znshine | ZXM7-SH108 410 |  | 0.41 | 3 | 227 | 30 |  | Fixed | Roof
NJADRE1559991781 | Administratively Determined Incentive Program | Atco | 8004 | 10.66 | Residential | Behind the Meter | Yes | Define Solar, LLC | AC Electric |  | Accepted | 2025-06-27 | 2025-07-22 | 2026-07-22 | Inverters | Enphase | IQ8PLUS-72-2-US | 290 |  | 4 |  |  | 0.976 |  | Outside | Under each pv panel
NJADRE1559991781 | Administratively Determined Incentive Program | Atco | 8004 | 10.66 | Residential | Behind the Meter | Yes | Define Solar, LLC | AC Electric |  | Accepted | 2025-06-27 | 2025-07-22 | 2026-07-22 | Solar Panels | Znshine | ZXM7-SH108 410 |  | 0.41 | 2 | 47 | 22 |  | Fixed | Roof
NJADRE1559991781 | Administratively Determined Incentive Program | Atco | 8004 | 10.66 | Residential | Behind the Meter | Yes | Define Solar, LLC | AC Electric |  | Accepted | 2025-06-27 | 2025-07-22 | 2026-07-22 | Inverters | Enphase | IQ8PLUS-72-2-US | 290 |  | 2 |  |  | 0.976 |  | Outside | Under each pv panel
NJADRE1559991781 | Administratively Determined Incentive Program | Atco | 8004 | 10.66 | Residential | Behind the Meter | Yes | Define Solar, LLC | AC Electric |  | Accepted | 2025-06-27 | 2025-07-22 | 2026-07-22 | Solar Panels | Znshine | ZXM7-SH108 410 |  | 0.41 | 3 | 234 | 10 |  | Fixed | Roof
NJADRE1559991781 | Administratively Determined Incentive Program | Atco | 8004 | 10.66 | Residential | Behind the Meter | Yes | Define Solar, LLC | AC Electric |  | Accepted | 2025-06-27 | 2025-07-22 | 2026-07-22 | Solar Panels | Znshine | ZXM7-SH108 410 |  | 0.41 | 2 | 317 | 30 |  | Fixed | Roof
NJADRE1559991781 | Administratively Determined Incentive Program | Atco | 8004 | 10.66 | Residential | Behind the Meter | Yes | Define Solar, LLC | AC Electric |  | Accepted | 2025-06-27 | 2025-07-22 | 2026-07-22 | Solar Panels | Znshine | ZXM7-SH108 410 |  | 0.41 | 12 | 137 | 30 |  | Fixed | Roof
NJADRE1559991781 | Administratively Determined Incentive Program | Atco | 8004 | 10.66 | Residential | Behind the Meter | Yes | Define Solar, LLC | AC Electric |  | Accepted | 2025-06-27 | 2025-07-22 | 2026-07-22 | Inverters | Enphase | IQ8PLUS-72-2-US | 290 |  | 3 |  |  | 0.976 |  | Outside | Under each pv panel
NJADRE1559991781 | Administratively Determined Incentive Program | Atco | 8004 | 10.66 | Residential | Behind the Meter | Yes | Define Solar, LLC | AC Electric |  | Accepted | 2025-06-27 | 2025-07-22 | 2026-07-22 | Inverters | Enphase | IQ8PLUS-72-2-US | 290 |  | 12 |  |  | 0.976 |  | Outside | Under each pv panel
NJADRE1559991781 | Administratively Determined Incentive Program | Atco | 8004 | 10.66 | Residential | Behind the Meter | Yes | Define Solar, LLC | AC Electric |  | Accepted | 2025-06-27 | 2025-07-22 | 2026-07-22 | Solar Panels | Znshine | ZXM7-SH108 410 |  | 0.41 | 4 | 234 | 20 |  | Fixed | Roof
NJADRE1559991781 | Administratively Determined Incentive Program | Atco | 8004 | 10.66 | Residential | Behind the Meter | Yes | Define Solar, LLC | AC Electric |  | Accepted | 2025-06-27 | 2025-07-22 | 2026-07-22 | Inverters | Enphase | IQ8PLUS-72-2-US | 290 |  | 2 |  |  | 0.976 |  | Outside | Under each pv panel
NJADRE1559991781 | Administratively Determined Incentive Program | Atco | 8004 | 10.66 | Residential | Behind the Meter | Yes | Define Solar, LLC | AC Electric |  | Accepted | 2025-06-27 | 2025-07-22 | 2026-07-22 | Inverters | Enphase | IQ8PLUS-72-2-US | 290 |  | 3 |  |  | 0.976 |  | Outside | Under each pv panel
NJADRE1559991788 | Administratively Determined Incentive Program | Millville | 8332 | 7.65 | Residential | Behind the Meter | No | Whitman Construction, LLC | AC Electric |  | Accepted | 2025-06-27 | 2025-07-22 | 2026-07-22 | Inverters | ENPHASE | IQ8PLUS-72-2-US | 290 |  | 18 |  |  | 0.975 |  | Outside
NJADRE1559991788 | Administratively Determined Incentive Program | Millville | 8332 | 7.65 | Residential | Behind the Meter | No | Whitman Construction, LLC | AC Electric |  | Accepted | 2025-06-27 | 2025-07-22 | 2026-07-22 | Solar Panels | JINKO SOLAR | JKM425N-54HL4-B |  | 0.425 | 10 | 269 | 35 |  | Fixed | Roof
NJADRE1559991788 | Administratively Determined Incentive Program | Millville | 8332 | 7.65 | Residential | Behind the Meter | No | Whitman Construction, LLC | AC Electric |  | Accepted | 2025-06-27 | 2025-07-22 | 2026-07-22 | Solar Panels | JINKO SOLAR | JKM425N-54HL4-B |  | 0.425 | 8 | 89 | 35 |  | Fixed | Roof
NJADRE1559991798 | Administratively Determined Incentive Program | Newark | 7108 | 4.3 | Residential | Behind the Meter | Yes | PosiGen Developer, LLC | PSE&G |  | Accepted | 2025-06-27 | 2025-07-22 | 2026-07-22 | Solar Panels | JINKO EAGLE | G6RJKM430N-54HL4-B |  | 0.43 | 10 | 108 | 28 |  | Fixed | Roof
NJADRE1559991798 | Administratively Determined Incentive Program | Newark | 7108 | 4.3 | Residential | Behind the Meter | Yes | PosiGen Developer, LLC | PSE&G |  | Accepted | 2025-06-27 | 2025-07-22 | 2026-07-22 | Inverters | SOLAREDGE | SE3800H-US | 3800 |  | 1 |  |  | 0.99 |  | Outside | Within ten feet of meter
NJADRE1559991804 | Administratively Determined Incentive Program | Lakewood | 8701 | 15.3 | Residential | Behind the Meter | Yes | GenSun Roofing and Solar, LLC | JCP&L |  | Accepted | 2025-06-27 | 2025-07-22 | 2026-07-22 | Inverters | SolarEdge | S440 POWER OPTIMIZERS | 12000 |  | 36 |  |  | 0.9 |  | Outdoor
NJADRE1559991804 | Administratively Determined Incentive Program | Lakewood | 8701 | 15.3 | Residential | Behind the Meter | Yes | GenSun Roofing and Solar, LLC | JCP&L |  | Accepted | 2025-06-27 | 2025-07-22 | 2026-07-22 | Solar Panels | Jinko Solar | JKM425N-54HL4-B |  | 0.425 | 14 | 268 | 27 |  | Fixed | Roof
NJADRE1559991804 | Administratively Determined Incentive Program | Lakewood | 8701 | 15.3 | Residential | Behind the Meter | Yes | GenSun Roofing and Solar, LLC | JCP&L |  | Accepted | 2025-06-27 | 2025-07-22 | 2026-07-22 | Solar Panels | Jinko Solar | JKM425N-54HL4-B |  | 0.425 | 22 | 88 | 27 |  | Fixed | Roof
NJADRE1559991804 | Administratively Determined Incentive Program | Lakewood | 8701 | 15.3 | Residential | Behind the Meter | Yes | GenSun Roofing and Solar, LLC | JCP&L |  | Accepted | 2025-06-27 | 2025-07-22 | 2026-07-22 | Inverters | Solar Edge | SE6000H-US (240V) | 12000 |  | 2 |  |  | 0.9 |  | Outdoor
NJADRE1559991804 | Administratively Determined Incentive Program | Lakewood | 8701 | 15.3 | Residential | Behind the Meter | Yes | GenSun Roofing and Solar, LLC | JCP&L |  | Accepted | 2025-06-27 | 2025-07-22 | 2026-07-22 | Meters | Solar Edge | S440 POWER OPTIMIZERS |  |  | 36 |  |  |  | Yes | Outdoor
NJADRE1559991804 | Administratively Determined Incentive Program | Lakewood | 8701 | 15.3 | Residential | Behind the Meter | Yes | GenSun Roofing and Solar, LLC | JCP&L |  | Accepted | 2025-06-27 | 2025-07-22 | 2026-07-22 | Meters | Solar Edge | SE6000H - US |  |  | 2 |  |  |  | Yes | Outdoor
NJADRE1559991805 | Administratively Determined Incentive Program | Jackson | 8527 | 20.91 | Residential | Behind the Meter | Yes | Trinity Solar, LLC | JCP&L |  | Accepted | 2025-06-27 | 2025-07-22 | 2026-07-22 | Solar Panels | Hanwha | Q.PEAK DUO BLK ML-G10+ 410 |  | 0.41 | 22 | 265 | 34 |  | Fixed | Roof
NJADRE1559991805 | Administratively Determined Incentive Program | Jackson | 8527 | 20.91 | Residential | Behind the Meter | Yes | Trinity Solar, LLC | JCP&L |  | Accepted | 2025-06-27 | 2025-07-22 | 2026-07-22 | Inverters | Solar Edge | USE11400H-US | 11400 |  | 1 |  |  | 0.97 |  | Outside
NJADRE1559991805 | Administratively Determined Incentive Program | Jackson | 8527 | 20.91 | Residential | Behind the Meter | Yes | Trinity Solar, LLC | JCP&L |  | Accepted | 2025-06-27 | 2025-07-22 | 2026-07-22 | Inverters | Solar Edge | USE5700H-US | 5760 |  | 1 |  |  | 0.97 |  | Outside
NJADRE1559991805 | Administratively Determined Incentive Program | Jackson | 8527 | 20.91 | Residential | Behind the Meter | Yes | Trinity Solar, LLC | JCP&L |  | Accepted | 2025-06-27 | 2025-07-22 | 2026-07-22 | Solar Panels | Hanwha | Q.PEAK DUO BLK ML-G10+ 410 |  | 0.41 | 6 | 175 | 34 |  | Fixed | Roof
NJADRE1559991805 | Administratively Determined Incentive Program | Jackson | 8527 | 20.91 | Residential | Behind the Meter | Yes | Trinity Solar, LLC | JCP&L |  | Accepted | 2025-06-27 | 2025-07-22 | 2026-07-22 | Solar Panels | Hanwha | Q.PEAK DUO BLK ML-G10+ 410 |  | 0.41 | 2 | 265 | 34 |  | Fixed | Roof
NJADRE1559991805 | Administratively Determined Incentive Program | Jackson | 8527 | 20.91 | Residential | Behind the Meter | Yes | Trinity Solar, LLC | JCP&L |  | Accepted | 2025-06-27 | 2025-07-22 | 2026-07-22 | Solar Panels | Hanwha | Q.PEAK DUO BLK ML-G10+ 410 |  | 0.41 | 8 | 175 | 34 |  | Fixed | Roof
NJADRE1559991805 | Administratively Determined Incentive Program | Jackson | 8527 | 20.91 | Residential | Behind the Meter | Yes | Trinity Solar, LLC | JCP&L |  | Accepted | 2025-06-27 | 2025-07-22 | 2026-07-22 | Solar Panels | Hanwha | Q.PEAK DUO BLK ML-G10+ 410 |  | 0.41 | 9 | 85 | 34 |  | Fixed | Roof
NJADRE1559991805 | Administratively Determined Incentive Program | Jackson | 8527 | 20.91 | Residential | Behind the Meter | Yes | Trinity Solar, LLC | JCP&L |  | Accepted | 2025-06-27 | 2025-07-22 | 2026-07-22 | Solar Panels | Hanwha | Q.PEAK DUO BLK ML-G10+ 410 |  | 0.41 | 4 | 265 | 34 |  | Fixed | Roof
NJADRE1559991813 | Administratively Determined Incentive Program | Villas | 8251 | 11.89 | Residential | Behind the Meter | Yes | Trinity Solar, LLC | AC Electric |  | Accepted | 2025-06-27 | 2025-07-22 | 2026-07-22 | Solar Panels | HANWHA 410 (Q.PEAK DUO BLK ML-G10+410) | HANWHA 410 (Q.PEAK DUO BLK ML-G10+410) |  | 0.41 | 6 | 112 | 30 |  | Fixed | Roof
NJADRE1559991813 | Administratively Determined Incentive Program | Villas | 8251 | 11.89 | Residential | Behind the Meter | Yes | Trinity Solar, LLC | AC Electric |  | Accepted | 2025-06-27 | 2025-07-22 | 2026-07-22 | Solar Panels | HANWHA 410 (Q.PEAK DUO BLK ML-G10+410) | HANWHA 410 (Q.PEAK DUO BLK ML-G10+410) |  | 0.41 | 23 | 292 | 30 |  | Fixed | Roof
NJADRE1559991813 | Administratively Determined Incentive Program | Villas | 8251 | 11.89 | Residential | Behind the Meter | Yes | Trinity Solar, LLC | AC Electric |  | Accepted | 2025-06-27 | 2025-07-22 | 2026-07-22 | Inverters | SOLAREDGE | SE10000H-US | 10000 |  | 1 |  |  | 0.97 |  | Outside
NJADRE1559991814 | Administratively Determined Incentive Program | Hightstown | 8520 | 7.225 | Residential | Behind the Meter | Yes | Sun Up Zero Down, LLC | JCP&L |  | Accepted | 2025-06-27 | 2025-07-22 | 2026-07-22 | Inverters | Enphase | IQ8PLUS-72-2-US | 290 |  | 17 |  |  | 0.976 |  | Outdoor
NJADRE1559991814 | Administratively Determined Incentive Program | Hightstown | 8520 | 7.225 | Residential | Behind the Meter | Yes | Sun Up Zero Down, LLC | JCP&L |  | Accepted | 2025-06-27 | 2025-07-22 | 2026-07-22 | Solar Panels | TRINA | TSM-425-NE09RC.05 |  | 0.425 | 17 | 211 | 23 |  | Fixed | Roof
NJADRE1559991814 | Administratively Determined Incentive Program | Hightstown | 8520 | 7.225 | Residential | Behind the Meter | Yes | Sun Up Zero Down, LLC | JCP&L |  | Accepted | 2025-06-27 | 2025-07-22 | 2026-07-22 | Meters | Enphase | TBD |  |  | 1 |  |  |  | Yes | Outdoor
NJADRE1559991819 | Administratively Determined Incentive Program | Trenton | 8610 | 14.76 | Residential | Behind the Meter | Yes | Sunrun Installation Services, Inc. | PSE&G |  | Accepted | 2025-06-27 | 2025-07-22 | 2026-07-22 | Inverters | SOLAREDGE TECHNOLOGIES | SE10000H-USMN | 10000 |  | 1 |  |  | 0.99 |  | Outdoor
NJADRE1559991819 | Administratively Determined Incentive Program | Trenton | 8610 | 14.76 | Residential | Behind the Meter | Yes | Sunrun Installation Services, Inc. | PSE&G |  | Accepted | 2025-06-27 | 2025-07-22 | 2026-07-22 | Solar Panels | HANWHA Q-CELLS | Q.PEAK DUO BLK ML-G10+ 410 DCA |  | 0.41 | 18 | 60 | 34 |  | Fixed | Roof
NJADRE1559991819 | Administratively Determined Incentive Program | Trenton | 8610 | 14.76 | Residential | Behind the Meter | Yes | Sunrun Installation Services, Inc. | PSE&G |  | Accepted | 2025-06-27 | 2025-07-22 | 2026-07-22 | Solar Panels | HANWHA Q-CELLS | Q.PEAK DUO BLK ML-G10+ 410 DCA |  | 0.41 | 18 | 260 | 34 |  | Fixed | Roof
NJADRE1559991820 | Administratively Determined Incentive Program | Paterson | 7514 | 7.29 | Residential | Behind the Meter | Yes | Freedom Forever New Jersey, LLC | PSE&G |  | Accepted | 2025-06-27 | 2025-07-22 | 2026-07-22 | Inverters | Solar Edge | SE5700H-US | 5760 |  | 1 |  |  | 0.99 |  | Outside
NJADRE1559991820 | Administratively Determined Incentive Program | Paterson | 7514 | 7.29 | Residential | Behind the Meter | Yes | Freedom Forever New Jersey, LLC | PSE&G |  | Accepted | 2025-06-27 | 2025-07-22 | 2026-07-22 | Solar Panels | JA Solar | JAM54S31-405/MR |  | 0.405 | 8 | 189 | 33 |  | Fixed | Roof
NJADRE1559991820 | Administratively Determined Incentive Program | Paterson | 7514 | 7.29 | Residential | Behind the Meter | Yes | Freedom Forever New Jersey, LLC | PSE&G |  | Accepted | 2025-06-27 | 2025-07-22 | 2026-07-22 | Solar Panels | JA Solar | JAM54S31-405/MR |  | 0.405 | 3 | 10 | 21 |  | Fixed | Roof
NJADRE1559991820 | Administratively Determined Incentive Program | Paterson | 7514 | 7.29 | Residential | Behind the Meter | Yes | Freedom Forever New Jersey, LLC | PSE&G |  | Accepted | 2025-06-27 | 2025-07-22 | 2026-07-22 | Solar Panels | JA Solar | JAM54S31-405/MR |  | 0.405 | 7 | 10 | 33 |  | Fixed | Roof
NJADRE1559991822 | Administratively Determined Incentive Program | WOODBRIDGE TOWNSHIP | 8863 | 4.3 | Residential | Behind the Meter | Yes | K Hanrahan Enterprises, Inc. | PSE&G |  | Accepted | 2025-06-27 | 2025-07-22 | 2026-07-22 | Solar Panels | JINKO | JKM430N-54HL4-B |  | 0.43 | 10 | 100 | 90 |  | Fixed | Roof
NJADRE1559991822 | Administratively Determined Incentive Program | WOODBRIDGE TOWNSHIP | 8863 | 4.3 | Residential | Behind the Meter | Yes | K Hanrahan Enterprises, Inc. | PSE&G |  | Accepted | 2025-06-27 | 2025-07-22 | 2026-07-22 | Inverters | ENPHASE | IQ8PLUS-72-2-US | 290 |  | 10 |  |  | 0.99 |  | Outdoor
NJADRE1559991822 | Administratively Determined Incentive Program | WOODBRIDGE TOWNSHIP | 8863 | 4.3 | Residential | Behind the Meter | Yes | K Hanrahan Enterprises, Inc. | PSE&G |  | Accepted | 2025-06-27 | 2025-07-22 | 2026-07-22 | Meters | LANDIS | GRIDSTREAM RF |  |  | 1 |  |  |  | Yes | Outdoor
NJADRE1559991840 | Administratively Determined Incentive Program | Linwood | 8221 | 6.09 | Residential | Behind the Meter | No | Solar Energy World | AC Electric |  | Accepted | 2025-06-27 | 2025-07-22 | 2026-07-22 | Inverters | Enphase | IQ8MC-72-M-US | 320 |  | 14 |  |  | 0.97 |  | Outside
NJADRE1559991840 | Administratively Determined Incentive Program | Linwood | 8221 | 6.09 | Residential | Behind the Meter | No | Solar Energy World | AC Electric |  | Accepted | 2025-06-27 | 2025-07-22 | 2026-07-22 | Solar Panels | HANWHA | Q.TRON BLKM-G2+ 435W |  | 0.435 | 14 | 123 | 26 |  | Fixed | Roof
NJADRE1559991846 | Administratively Determined Incentive Program | Paterson | 7514 | 4.4 | Residential | Behind the Meter | Yes | Freedom Forever New Jersey, LLC | PSE&G |  | Accepted | 2025-06-27 | 2025-07-22 | 2026-07-22 | Inverters | Solar Edge | SE3800H-USRGM [SI1] | 3800 |  | 1 |  |  | 0.99 |  | Outside
NJADRE1559991846 | Administratively Determined Incentive Program | Paterson | 7514 | 4.4 | Residential | Behind the Meter | Yes | Freedom Forever New Jersey, LLC | PSE&G |  | Accepted | 2025-06-27 | 2025-07-22 | 2026-07-22 | Solar Panels | PHILADELPHIA SOLAR: | PS-M108(HCBF)-400W |  | 0.4 | 11 | 279 | 21 |  | Fixed | Roof
NJADRE1559991848 | Administratively Determined Incentive Program | Little Egg Harbor Twp | 8087 | 4.92 | Residential | Behind the Meter | Yes | Define Solar, LLC | AC Electric |  | Accepted | 2025-06-27 | 2025-07-22 | 2026-07-22 | Solar Panels | Znshine | ZXM7-SH108 410 |  | 0.41 | 2 | 30 | 20 |  | Fixed | Roof
NJADRE1559991848 | Administratively Determined Incentive Program | Little Egg Harbor Twp | 8087 | 4.92 | Residential | Behind the Meter | Yes | Define Solar, LLC | AC Electric |  | Accepted | 2025-06-27 | 2025-07-22 | 2026-07-22 | Inverters | Enphase | IQ8PLUS-72-2-US | 290 |  | 10 |  |  | 0.976 |  | Outside | Under each pv panel
NJADRE1559991848 | Administratively Determined Incentive Program | Little Egg Harbor Twp | 8087 | 4.92 | Residential | Behind the Meter | Yes | Define Solar, LLC | AC Electric |  | Accepted | 2025-06-27 | 2025-07-22 | 2026-07-22 | Solar Panels | Znshine | ZXM7-SH108 410 |  | 0.41 | 10 | 210 | 27 |  | Fixed | Roof
NJADRE1559991848 | Administratively Determined Incentive Program | Little Egg Harbor Twp | 8087 | 4.92 | Residential | Behind the Meter | Yes | Define Solar, LLC | AC Electric |  | Accepted | 2025-06-27 | 2025-07-22 | 2026-07-22 | Inverters | Enphase | IQ8PLUS-72-2-US | 290 |  | 2 |  |  | 0.976 |  | Outside | Under each pv panel
NJADRE1559991850 | Administratively Determined Incentive Program | Lindenwold | 8021 | 12.47 | Residential | Behind the Meter | Yes | Pro Custom Solar dba Momentum Solar | AC Electric |  | Accepted | 2025-06-27 | 2025-07-22 | 2026-07-22 | Solar Panels | HANWHA | Q.TRON BLK M-G2+430 |  | 0.43 | 20 | 204 | 21 |  | Fixed | Roof
NJADRE1559991850 | Administratively Determined Incentive Program | Lindenwold | 8021 | 12.47 | Residential | Behind the Meter | Yes | Pro Custom Solar dba Momentum Solar | AC Electric |  | Accepted | 2025-06-27 | 2025-07-22 | 2026-07-22 | Solar Panels | HANWHA | Q.TRON BLK M-G2+430 |  | 0.43 | 9 | 24 | 21 |  | Fixed | Roof
NJADRE1559991850 | Administratively Determined Incentive Program | Lindenwold | 8021 | 12.47 | Residential | Behind the Meter | Yes | Pro Custom Solar dba Momentum Solar | AC Electric |  | Accepted | 2025-06-27 | 2025-07-22 | 2026-07-22 | Inverters | ENPHASE | IQ8HC-72-M-DOM-US | 380 |  | 29 |  |  | 0.97 |  | Outdoor
NJADRE1559991900 | Administratively Determined Incentive Program | Monmouth Junction | 8852 | 4.1 | Residential | Behind the Meter | Yes | Define Solar, LLC | PSE&G |  | Accepted | 2025-06-27 | 2025-07-22 | 2026-07-22 | Solar Panels | Znshine | ZXM7-SH108 410 |  | 0.41 | 10 | 241 | 37 |  | Fixed | Roof
NJADRE1559991900 | Administratively Determined Incentive Program | Monmouth Junction | 8852 | 4.1 | Residential | Behind the Meter | Yes | Define Solar, LLC | PSE&G |  | Accepted | 2025-06-27 | 2025-07-22 | 2026-07-22 | Inverters | Enphase | IQ8PLUS-72-2-US | 290 |  | 10 |  |  | 0.976 |  | Outside | Under each pv panel
NJADRE1559991909 | Administratively Determined Incentive Program | Waretown | 8758 | 4.05 | Residential | Behind the Meter | Yes | Solar Energy World | JCP&L |  | Accepted | 2025-06-27 | 2025-07-22 | 2026-07-22 | Solar Panels | LONGi | LR5-54HPB-405M |  | 0.405 | 3 | 266 | 19 |  | Fixed | Roof
NJADRE1559991909 | Administratively Determined Incentive Program | Waretown | 8758 | 4.05 | Residential | Behind the Meter | Yes | Solar Energy World | JCP&L |  | Accepted | 2025-06-27 | 2025-07-22 | 2026-07-22 | Inverters | Enphase | IQ8HC-72-M-DOM-US | 384 |  | 10 |  |  | 0 |  | Outside
NJADRE1559991909 | Administratively Determined Incentive Program | Waretown | 8758 | 4.05 | Residential | Behind the Meter | Yes | Solar Energy World | JCP&L |  | Accepted | 2025-06-27 | 2025-07-22 | 2026-07-22 | Solar Panels | LONGi | LR5-54HPB-405M |  | 0.405 | 7 | 176 | 18 |  | Fixed | Roof
NJADRE1559991919 | Administratively Determined Incentive Program | Bellmawr | 8031 | 6.15 | Residential | Behind the Meter | Yes | Trinity Solar, LLC | PSE&G |  | Accepted | 2025-06-27 | 2025-07-22 | 2026-07-22 | Inverters | Solar Edge | USE5700H-USMNBL75 | 5760 |  | 1 |  |  | 0.97 |  | Outdoor
NJADRE1559991919 | Administratively Determined Incentive Program | Bellmawr | 8031 | 6.15 | Residential | Behind the Meter | Yes | Trinity Solar, LLC | PSE&G |  | Accepted | 2025-06-27 | 2025-07-22 | 2026-07-22 | Solar Panels | HANWHA | (Q.PEAK DUO BLK ML-G10.C+ 410) |  | 0.41 | 15 | 205 | 17 |  | Fixed | Roof
NJADRE1559991925 | Administratively Determined Incentive Program | Dover | 7801 | 10.125 | Residential | Behind the Meter | Yes | Sunrun Installation Services, Inc. | JCP&L |  | Accepted | 2025-06-27 | 2025-07-22 | 2026-07-22 | Inverters | SOLAREDGE TECHNOLOGIES | SE7600H-USMN | 7600 |  | 1 |  |  | 0.99 |  | Outdoor
NJADRE1559991925 | Administratively Determined Incentive Program | Dover | 7801 | 10.125 | Residential | Behind the Meter | Yes | Sunrun Installation Services, Inc. | JCP&L |  | Accepted | 2025-06-27 | 2025-07-22 | 2026-07-22 | Solar Panels | JA SOLAR | JAM54S31-405/MR |  | 0.405 | 8 | 314 | 15 |  | Fixed | Roof
NJADRE1559991925 | Administratively Determined Incentive Program | Dover | 7801 | 10.125 | Residential | Behind the Meter | Yes | Sunrun Installation Services, Inc. | JCP&L |  | Accepted | 2025-06-27 | 2025-07-22 | 2026-07-22 | Solar Panels | JA SOLAR | JAM54S31-405/MR |  | 0.405 | 17 | 134 | 15 |  | Fixed | Roof
NJADRE1559991937 | Administratively Determined Incentive Program | MOUNT EPHRAIM | 8059 | 7.38 | Residential | Behind the Meter | Yes | Define Solar, LLC | PSE&G |  | Accepted | 2025-06-30 | 2025-07-22 | 2026-07-22 | Inverters | Enphase | IQ8PLUS-72-2-US | 290 |  | 6 |  |  | 0.976 |  | Outside | Under each pv panel
NJADRE1559991937 | Administratively Determined Incentive Program | MOUNT EPHRAIM | 8059 | 7.38 | Residential | Behind the Meter | Yes | Define Solar, LLC | PSE&G |  | Accepted | 2025-06-30 | 2025-07-22 | 2026-07-22 | Solar Panels | Znshine | ZXM7-SH108 410 |  | 0.41 | 12 | 78 | 43 |  | Fixed | Roof
NJADRE1559991937 | Administratively Determined Incentive Program | MOUNT EPHRAIM | 8059 | 7.38 | Residential | Behind the Meter | Yes | Define Solar, LLC | PSE&G |  | Accepted | 2025-06-30 | 2025-07-22 | 2026-07-22 | Solar Panels | Znshine | ZXM7-SH108 410 |  | 0.41 | 6 | 258 | 43 |  | Fixed | Roof
NJADRE1559991937 | Administratively Determined Incentive Program | MOUNT EPHRAIM | 8059 | 7.38 | Residential | Behind the Meter | Yes | Define Solar, LLC | PSE&G |  | Accepted | 2025-06-30 | 2025-07-22 | 2026-07-22 | Inverters | Enphase | IQ8PLUS-72-2-US | 290 |  | 12 |  |  | 0.976 |  | Outside | Under each pv panel
NJADRE1559991943 | Administratively Determined Incentive Program | WEST ORANGE | 7052 | 8.075 | Residential | Behind the Meter | No | Green Sun Energy Services, LLC | PSE&G |  | Accepted | 2025-07-01 | 2025-07-24 | 2026-07-24 | Solar Panels | Jinko | JKM425N-54HL4R-B |  | 0.425 | 5 | 214 | 25 |  | Fixed | Roof | Outdoors
NJADRE1559991943 | Administratively Determined Incentive Program | WEST ORANGE | 7052 | 8.075 | Residential | Behind the Meter | No | Green Sun Energy Services, LLC | PSE&G |  | Accepted | 2025-07-01 | 2025-07-24 | 2026-07-24 | Meters | EnPhase | X-IQ-AM1-240-5C | 5510 |  | 1 |  |  |  | Yes | Outdoor
NJADRE1559991943 | Administratively Determined Incentive Program | WEST ORANGE | 7052 | 8.075 | Residential | Behind the Meter | No | Green Sun Energy Services, LLC | PSE&G |  | Accepted | 2025-07-01 | 2025-07-24 | 2026-07-24 | Solar Panels | Jinko | JKM425N-54HL4R-B |  | 0.425 | 9 | 214 | 25 |  | Fixed | Roof | Outdoors
NJADRE1559991943 | Administratively Determined Incentive Program | WEST ORANGE | 7052 | 8.075 | Residential | Behind the Meter | No | Green Sun Energy Services, LLC | PSE&G |  | Accepted | 2025-07-01 | 2025-07-24 | 2026-07-24 | Solar Panels | Jinko | JKM425N-54HL4R-B |  | 0.425 | 5 | 124 | 25 |  | Fixed | Roof | Outdoors
NJADRE1559991943 | Administratively Determined Incentive Program | WEST ORANGE | 7052 | 8.075 | Residential | Behind the Meter | No | Green Sun Energy Services, LLC | PSE&G |  | Accepted | 2025-07-01 | 2025-07-24 | 2026-07-24 | Inverters | EnPhase | IQ8PLUS-72-M-US | 5509 |  | 19 |  |  | 0.97 |  | Outdoor
NJADRE1559991961 | Administratively Determined Incentive Program | Audubon | 8106 | 6.56 | Residential | Behind the Meter | Yes | Trinity Solar, LLC | PSE&G |  | Accepted | 2025-06-27 | 2025-07-22 | 2026-07-22 | Solar Panels | HANWHA 410 (Q.PEAK DUO BLK ML-G10+410) | HANWHA 410 (Q.PEAK DUO BLK ML-G10+410) |  | 0.41 | 16 | 140 | 25 |  | Fixed | Roof
NJADRE1559991961 | Administratively Determined Incentive Program | Audubon | 8106 | 6.56 | Residential | Behind the Meter | Yes | Trinity Solar, LLC | PSE&G |  | Accepted | 2025-06-27 | 2025-07-22 | 2026-07-22 | Inverters | SOLAREDGE | SE5700H-US | 5700 |  | 1 |  |  | 0.97 |  | Outside
NJADRE1559991984 | Administratively Determined Incentive Program | Ventnor | 8406 | 11.07 | Residential | Behind the Meter | No | Define Solar, LLC | AC Electric |  | Accepted | 2025-06-27 | 2025-07-22 | 2026-07-22 | Inverters | Enphase | IQ8PLUS-72-2-US | 290 |  | 2 |  |  | 0.976 |  | Outside | Under each pv panel
NJADRE1559991984 | Administratively Determined Incentive Program | Ventnor | 8406 | 11.07 | Residential | Behind the Meter | No | Define Solar, LLC | AC Electric |  | Accepted | 2025-06-27 | 2025-07-22 | 2026-07-22 | Solar Panels | Znshine | ZXM7-SH108 410 |  | 0.41 | 12 | 237 | 35 |  | Fixed | Roof
NJADRE1559991984 | Administratively Determined Incentive Program | Ventnor | 8406 | 11.07 | Residential | Behind the Meter | No | Define Solar, LLC | AC Electric |  | Accepted | 2025-06-27 | 2025-07-22 | 2026-07-22 | Inverters | Enphase | IQ8PLUS-72-2-US | 290 |  | 12 |  |  | 0.976 |  | Outside | Under each pv panel
NJADRE1559991984 | Administratively Determined Incentive Program | Ventnor | 8406 | 11.07 | Residential | Behind the Meter | No | Define Solar, LLC | AC Electric |  | Accepted | 2025-06-27 | 2025-07-22 | 2026-07-22 | Inverters | Enphase | IQ8PLUS-72-2-US | 290 |  | 11 |  |  | 0.976 |  | Outside | Under each pv panel
NJADRE1559991984 | Administratively Determined Incentive Program | Ventnor | 8406 | 11.07 | Residential | Behind the Meter | No | Define Solar, LLC | AC Electric |  | Accepted | 2025-06-27 | 2025-07-22 | 2026-07-22 | Solar Panels | Znshine | ZXM7-SH108 410 |  | 0.41 | 2 | 57 | 20 |  | Fixed | Roof
NJADRE1559991984 | Administratively Determined Incentive Program | Ventnor | 8406 | 11.07 | Residential | Behind the Meter | No | Define Solar, LLC | AC Electric |  | Accepted | 2025-06-27 | 2025-07-22 | 2026-07-22 | Solar Panels | Znshine | ZXM7-SH108 410 |  | 0.41 | 11 | 57 | 35 |  | Fixed | Roof
NJADRE1559991984 | Administratively Determined Incentive Program | Ventnor | 8406 | 11.07 | Residential | Behind the Meter | No | Define Solar, LLC | AC Electric |  | Accepted | 2025-06-27 | 2025-07-22 | 2026-07-22 | Solar Panels | Znshine | ZXM7-SH108 410 |  | 0.41 | 2 | 237 | 21 |  | Fixed | Roof
NJADRE1559991984 | Administratively Determined Incentive Program | Ventnor | 8406 | 11.07 | Residential | Behind the Meter | No | Define Solar, LLC | AC Electric |  | Accepted | 2025-06-27 | 2025-07-22 | 2026-07-22 | Inverters | Enphase | IQ8PLUS-72-2-US | 290 |  | 2 |  |  | 0.976 |  | Outside | Under each pv panel
NJADRE1559991987 | Administratively Determined Incentive Program | Belleville | 7109 | 5.655 | Residential | Behind the Meter | Yes | SunnyMac, LLC | PSE&G |  | Accepted | 2025-06-27 | 2025-07-22 | 2026-07-22 | Solar Panels | HANWHA | Q.TRON BLK M-G2+ |  | 0.435 | 4 | 116 | 33 |  | Fixed | Roof
NJADRE1559991987 | Administratively Determined Incentive Program | Belleville | 7109 | 5.655 | Residential | Behind the Meter | Yes | SunnyMac, LLC | PSE&G |  | Accepted | 2025-06-27 | 2025-07-22 | 2026-07-22 | Solar Panels | HANWHA | Q.TRON BLK M-G2+ |  | 0.435 | 9 | 295 | 6 |  | Fixed | Roof
NJADRE1559991987 | Administratively Determined Incentive Program | Belleville | 7109 | 5.655 | Residential | Behind the Meter | Yes | SunnyMac, LLC | PSE&G |  | Accepted | 2025-06-27 | 2025-07-22 | 2026-07-22 | Inverters | SOLAREDGE HOME HUB | SE3800H-US | 3800 |  | 1 |  |  | 0.99 |  | Outdoor | next to meter
NJADRE1559992013 | Administratively Determined Incentive Program | SPRINGFIELD | 7081 | 2.736 | Residential | Behind the Meter | No | GAF Energy | JCP&L |  | Accepted | 2025-07-10 | 2025-07-31 | 2026-07-31 | Inverters | Delta | DELTA-M4-TL-US | 10000 |  | 1 |  |  | 0.975 |  | Outdoor
NJADRE1559992013 | Administratively Determined Incentive Program | SPRINGFIELD | 7081 | 2.736 | Residential | Behind the Meter | No | GAF Energy | JCP&L |  | Accepted | 2025-07-10 | 2025-07-31 | 2026-07-31 | Solar Panels | GAF Energy | TLS-2 |  | 0.057 | 21 | 312 | 23 |  | Fixed | Roof
NJADRE1559992013 | Administratively Determined Incentive Program | SPRINGFIELD | 7081 | 2.736 | Residential | Behind the Meter | No | GAF Energy | JCP&L |  | Accepted | 2025-07-10 | 2025-07-31 | 2026-07-31 | Solar Panels | GAF Energy | TLS-2 |  | 0.057 | 27 | 316 | 20 |  | Fixed | Roof
NJADRE1559992226 | Administratively Determined Incentive Program | Columbus | 8022 | 10.44 | Residential | Behind the Meter | No | Solar Energy World | PSE&G |  | Accepted | 2025-06-27 | 2025-07-22 | 2026-07-22 | Solar Panels | HANWHA | Q.TRON BLKM-G2+ 435W |  | 0.435 | 21 | 182 | 41 |  | Fixed | Roof
NJADRE1559992226 | Administratively Determined Incentive Program | Columbus | 8022 | 10.44 | Residential | Behind the Meter | No | Solar Energy World | PSE&G |  | Accepted | 2025-06-27 | 2025-07-22 | 2026-07-22 | Inverters | Enphase | IQ8+-72-M-US | 320 |  | 24 |  |  | 0.97 |  | Outside
NJADRE1559992226 | Administratively Determined Incentive Program | Columbus | 8022 | 10.44 | Residential | Behind the Meter | No | Solar Energy World | PSE&G |  | Accepted | 2025-06-27 | 2025-07-22 | 2026-07-22 | Solar Panels | HANWHA | Q.TRON BLKM-G2+ 435W |  | 0.435 | 3 | 272 | 46 |  | Fixed | Roof
NJADRE1559992293 | Administratively Determined Incentive Program | PISCATAWAY | 8854 | 20.5 | Residential | Behind the Meter | No | PV4U, LLC | PSE&G |  | Accepted | 2025-06-27 | 2025-07-22 | 2026-07-22 | Solar Panels | Hanwha | qpeak duo 410 |  | 0.41 | 22 | 151 | 17 |  | Fixed | Roof
NJADRE1559992293 | Administratively Determined Incentive Program | PISCATAWAY | 8854 | 20.5 | Residential | Behind the Meter | No | PV4U, LLC | PSE&G |  | Accepted | 2025-06-27 | 2025-07-22 | 2026-07-22 | Solar Panels | Hanwha | qpeak duo 410 |  | 0.41 | 21 | 151 | 8 |  | Fixed | Roof
NJADRE1559992293 | Administratively Determined Incentive Program | PISCATAWAY | 8854 | 20.5 | Residential | Behind the Meter | No | PV4U, LLC | PSE&G |  | Accepted | 2025-06-27 | 2025-07-22 | 2026-07-22 | Solar Panels | Hanwha | qpeak duo 410 |  | 0.41 | 7 | 331 | 17 |  | Fixed | Roof
NJADRE1559992293 | Administratively Determined Incentive Program | PISCATAWAY | 8854 | 20.5 | Residential | Behind the Meter | No | PV4U, LLC | PSE&G |  | Accepted | 2025-06-27 | 2025-07-22 | 2026-07-22 | Inverters | Enphase | IQ8Plus | 290 |  | 50 |  |  | 0.98 |  | Outdoor
NJADRE1559992295 | Administratively Determined Incentive Program | Atlantic City | 8401 | 9.135 | Residential | Behind the Meter | Yes | Brilliant Installations, Inc. | AC Electric |  | Accepted | 2025-06-30 | 2025-07-22 | 2026-07-22 | Solar Panels | HANWHA QCELLS | Q.TRON BLK M-G2.H+ 435 |  | 0.435 | 17 | 242 | 26 |  | Fixed | Roof
NJADRE1559992295 | Administratively Determined Incentive Program | Atlantic City | 8401 | 9.135 | Residential | Behind the Meter | Yes | Brilliant Installations, Inc. | AC Electric |  | Accepted | 2025-06-30 | 2025-07-22 | 2026-07-22 | Inverters | SOLAREDGE | USE7600H-USMNBL75 | 7600 |  | 1 |  |  | 0.97 |  | Outdoor
NJADRE1559992295 | Administratively Determined Incentive Program | Atlantic City | 8401 | 9.135 | Residential | Behind the Meter | Yes | Brilliant Installations, Inc. | AC Electric |  | Accepted | 2025-06-30 | 2025-07-22 | 2026-07-22 | Solar Panels | SOLAREDGE | Q.TRON BLK M-G2.H+ 435 |  | 0.435 | 4 | 62 | 26 |  | Fixed | Roof
NJADRE1559992298 | Administratively Determined Incentive Program | Clementon | 8021 | 4.51 | Residential | Behind the Meter | Yes | Pro Custom Solar dba Momentum Solar | AC Electric |  | Accepted | 2025-06-27 | 2025-07-22 | 2026-07-22 | Solar Panels | HANWHA | Q.PEAK DUO BLK ML-G10+410 |  | 0.41 | 7 | 138 | 24 |  | Fixed | Roof
NJADRE1559992298 | Administratively Determined Incentive Program | Clementon | 8021 | 4.51 | Residential | Behind the Meter | Yes | Pro Custom Solar dba Momentum Solar | AC Electric |  | Accepted | 2025-06-27 | 2025-07-22 | 2026-07-22 | Solar Panels | HANWHA | Q.PEAK DUO BLK ML-G10+410 |  | 0.41 | 4 | 138 | 24 |  | Fixed | Roof
NJADRE1559992298 | Administratively Determined Incentive Program | Clementon | 8021 | 4.51 | Residential | Behind the Meter | Yes | Pro Custom Solar dba Momentum Solar | AC Electric |  | Accepted | 2025-06-27 | 2025-07-22 | 2026-07-22 | Inverters | ENPHASE | IQ8HC-72-M-DOM-US | 380 |  | 11 |  |  | 0.97 |  | Outdoor
NJADRE1559992303 | Administratively Determined Incentive Program | SEWELL | 8080 | 9.02 | Residential | Behind the Meter | Yes | Trinity Solar, LLC | AC Electric |  | Accepted | 2025-07-01 | 2025-07-23 | 2026-07-23 | Inverters | Solar Edge | USE7600H-USMNBL75 | 7600 |  | 1 |  |  | 0.97 |  | Outdoor
NJADRE1559992303 | Administratively Determined Incentive Program | SEWELL | 8080 | 9.02 | Residential | Behind the Meter | Yes | Trinity Solar, LLC | AC Electric |  | Accepted | 2025-07-01 | 2025-07-23 | 2026-07-23 | Solar Panels | HANWHA | Q.PEAK DUO BLK ML-G10.C+ 410 |  | 0.41 | 22 | 171 | 23 |  | Fixed | Roof
NJADRE1559992313 | Administratively Determined Incentive Program | Brick | 8724 | 12.18 | Residential | Behind the Meter | Yes | Velocity Energy & Home Solutions, Inc. | JCP&L |  | Accepted | 2025-06-27 | 2025-07-23 | 2026-07-23 | Inverters | enphase | iq8hc | 380 |  | 28 |  |  | 0.99 |  | Outside | behind panels
NJADRE1559992313 | Administratively Determined Incentive Program | Brick | 8724 | 12.18 | Residential | Behind the Meter | Yes | Velocity Energy & Home Solutions, Inc. | JCP&L |  | Accepted | 2025-06-27 | 2025-07-23 | 2026-07-23 | Solar Panels | qtron | 435w |  | 0.435 | 8 | 228 | 20 |  | Fixed | Roof
NJADRE1559992313 | Administratively Determined Incentive Program | Brick | 8724 | 12.18 | Residential | Behind the Meter | Yes | Velocity Energy & Home Solutions, Inc. | JCP&L |  | Accepted | 2025-06-27 | 2025-07-23 | 2026-07-23 | Solar Panels | qtron | 435w |  | 0.435 | 2 | 48 | 20 |  | Fixed | Roof
NJADRE1559992313 | Administratively Determined Incentive Program | Brick | 8724 | 12.18 | Residential | Behind the Meter | Yes | Velocity Energy & Home Solutions, Inc. | JCP&L |  | Accepted | 2025-06-27 | 2025-07-23 | 2026-07-23 | Solar Panels | qtron | 435w |  | 0.435 | 18 | 137 | 20 |  | Fixed | Roof
NJADRE1559992337 | Administratively Determined Incentive Program | Mays Landing | 8330 | 9.84 | Residential | Behind the Meter | Yes | Trinity Solar, LLC | AC Electric |  | Accepted | 2025-06-27 | 2025-07-22 | 2026-07-22 | Inverters | Solar Edge | USE7600H-US | 7600 |  | 1 |  |  | 0.97 |  | Outside
NJADRE1559992337 | Administratively Determined Incentive Program | Mays Landing | 8330 | 9.84 | Residential | Behind the Meter | Yes | Trinity Solar, LLC | AC Electric |  | Accepted | 2025-06-27 | 2025-07-22 | 2026-07-22 | Solar Panels | Hanwha | Q.PEAK DUO BLK ML-G10+ 410 |  | 0.41 | 19 | 131 | 23 |  | Fixed | Roof
NJADRE1559992337 | Administratively Determined Incentive Program | Mays Landing | 8330 | 9.84 | Residential | Behind the Meter | Yes | Trinity Solar, LLC | AC Electric |  | Accepted | 2025-06-27 | 2025-07-22 | 2026-07-22 | Solar Panels | Hanwha | Q.PEAK DUO BLK ML-G10+ 410 |  | 0.41 | 2 | 41 | 23 |  | Fixed | Roof
NJADRE1559992337 | Administratively Determined Incentive Program | Mays Landing | 8330 | 9.84 | Residential | Behind the Meter | Yes | Trinity Solar, LLC | AC Electric |  | Accepted | 2025-06-27 | 2025-07-22 | 2026-07-22 | Solar Panels | Hanwha | Q.PEAK DUO BLK ML-G10+ 410 |  | 0.41 | 3 | 221 | 23 |  | Fixed | Roof
NJADRE1559992353 | Administratively Determined Incentive Program | PALMYRA | 8065 | 4.1 | Residential | Behind the Meter | Yes | Pro Custom Solar dba Momentum Solar | PSE&G |  | Accepted | 2025-06-27 | 2025-07-22 | 2026-07-22 | Solar Panels | HANWHA | Q.PEAK DUO BLK ML-G10+410 |  | 0.41 | 10 | 142 | 34 |  | Fixed | Roof
NJADRE1559992353 | Administratively Determined Incentive Program | PALMYRA | 8065 | 4.1 | Residential | Behind the Meter | Yes | Pro Custom Solar dba Momentum Solar | PSE&G |  | Accepted | 2025-06-27 | 2025-07-22 | 2026-07-22 | Inverters | ENPHASE | IQ8HC-72-M-DOM-US | 380 |  | 10 |  |  | 0.97 |  | Outdoor
NJADRE1559992397 | Administratively Determined Incentive Program | Bloomfield | 7003 | 15.58 | Residential | Behind the Meter | Yes | Pro Custom Solar dba Momentum Solar | PSE&G |  | Accepted | 2025-06-27 | 2025-07-26 | 2026-07-26 | Solar Panels | HANWHA | Q.PEAK DUO BLK ML-G10+410 |  | 0.41 | 18 | 2 | 23 |  | Fixed | Roof
NJADRE1559992397 | Administratively Determined Incentive Program | Bloomfield | 7003 | 15.58 | Residential | Behind the Meter | Yes | Pro Custom Solar dba Momentum Solar | PSE&G |  | Accepted | 2025-06-27 | 2025-07-26 | 2026-07-26 | Inverters | ENPHASE | IQ8HC-72-M-DOM-US | 380 |  | 38 |  |  | 0.97 |  | Outdoor
NJADRE1559992397 | Administratively Determined Incentive Program | Bloomfield | 7003 | 15.58 | Residential | Behind the Meter | Yes | Pro Custom Solar dba Momentum Solar | PSE&G |  | Accepted | 2025-06-27 | 2025-07-26 | 2026-07-26 | Solar Panels | HANWHA | Q.PEAK DUO BLK ML-G10+410 |  | 0.41 | 20 | 182 | 23 |  | Fixed | Roof
NJADRE1559992422 | Administratively Determined Incentive Program | MORRIS PLAINS | 7950 | 14.35 | Residential | Behind the Meter | No | Arma Renovations, LLC DBA Arma Group | JCP&L |  | Accepted | 2025-06-27 | 2025-07-22 | 2026-07-22 | Solar Panels | Hanwha | qpeak duo 410 |  | 0.41 | 16 | 258 | 30 |  | Fixed | Roof
NJADRE1559992422 | Administratively Determined Incentive Program | MORRIS PLAINS | 7950 | 14.35 | Residential | Behind the Meter | No | Arma Renovations, LLC DBA Arma Group | JCP&L |  | Accepted | 2025-06-27 | 2025-07-22 | 2026-07-22 | Solar Panels | Hanwha | qcells qpeak duo 410 |  | 0.41 | 9 | 168 | 30 |  | Fixed | Roof
NJADRE1559992422 | Administratively Determined Incentive Program | MORRIS PLAINS | 7950 | 14.35 | Residential | Behind the Meter | No | Arma Renovations, LLC DBA Arma Group | JCP&L |  | Accepted | 2025-06-27 | 2025-07-22 | 2026-07-22 | Solar Panels | Hanwha | qpeak duo 410 |  | 0.41 | 10 | 258 | 29 |  | Fixed | Roof
NJADRE1559992422 | Administratively Determined Incentive Program | MORRIS PLAINS | 7950 | 14.35 | Residential | Behind the Meter | No | Arma Renovations, LLC DBA Arma Group | JCP&L |  | Accepted | 2025-06-27 | 2025-07-22 | 2026-07-22 | Inverters | Enphase | IQ8Plus | 290 |  | 35 |  |  | 0.98 |  | Outdoor
NJADRE1559992846 | Administratively Determined Incentive Program | EAST ORANGE | 7017 | 6.8 | Residential | Behind the Meter | Yes | Fusion Solar Energy, LLC | PSE&G |  | Accepted | 2025-06-27 | 2025-07-22 | 2026-07-22 | Inverters | ENPHASE | IQ8HC-72-M-DOM-US | 380 |  | 16 |  |  | 0.973 |  | Outside | Roof
NJADRE1559992846 | Administratively Determined Incentive Program | EAST ORANGE | 7017 | 6.8 | Residential | Behind the Meter | Yes | Fusion Solar Energy, LLC | PSE&G |  | Accepted | 2025-06-27 | 2025-07-22 | 2026-07-22 | Solar Panels | JINKO SOLAR | JKM425N-54HL4-B |  | 0.425 | 9 | 124.48 | 27 |  | Fixed | Roof
NJADRE1559992846 | Administratively Determined Incentive Program | EAST ORANGE | 7017 | 6.8 | Residential | Behind the Meter | Yes | Fusion Solar Energy, LLC | PSE&G |  | Accepted | 2025-06-27 | 2025-07-22 | 2026-07-22 | Solar Panels | JINKO SOLAR | JKM425N-54HL4-B |  | 0.425 | 3 | 304.48 | 27 |  | Fixed | Roof
NJADRE1559992846 | Administratively Determined Incentive Program | EAST ORANGE | 7017 | 6.8 | Residential | Behind the Meter | Yes | Fusion Solar Energy, LLC | PSE&G |  | Accepted | 2025-06-27 | 2025-07-22 | 2026-07-22 | Solar Panels | JINKO SOLAR | JKM425N-54HL4-B |  | 0.425 | 4 | 216.04 | 27 |  | Fixed | Roof
NJADRE1559992877 | Administratively Determined Incentive Program | Haddon Heights | 8035 | 9.35 | Residential | Behind the Meter | Yes | Fusion Solar Energy, LLC | PSE&G |  | Accepted | 2025-06-27 | 2025-07-22 | 2026-07-22 | Solar Panels | TRINA SOLAR | TSM-425NE09RC.05 |  | 0.425 | 4 | 51 | 39 |  | Fixed | Roof
NJADRE1559992877 | Administratively Determined Incentive Program | Haddon Heights | 8035 | 9.35 | Residential | Behind the Meter | Yes | Fusion Solar Energy, LLC | PSE&G |  | Accepted | 2025-06-27 | 2025-07-22 | 2026-07-22 | Inverters | ENPHASE | IQ8HC-72-M-DOM-US | 380 |  | 22 |  |  | 0.97 |  | Outside | Roof
NJADRE1559992877 | Administratively Determined Incentive Program | Haddon Heights | 8035 | 9.35 | Residential | Behind the Meter | Yes | Fusion Solar Energy, LLC | PSE&G |  | Accepted | 2025-06-27 | 2025-07-22 | 2026-07-22 | Solar Panels | TRINA SOLAR | TSM-425NE09RC.05 |  | 0.425 | 15 | 51 | 10 |  | Fixed | Roof
NJADRE1559992877 | Administratively Determined Incentive Program | Haddon Heights | 8035 | 9.35 | Residential | Behind the Meter | Yes | Fusion Solar Energy, LLC | PSE&G |  | Accepted | 2025-06-27 | 2025-07-22 | 2026-07-22 | Solar Panels | TRINA SOLAR | TSM-425NE09RC.05 |  | 0.425 | 1 | 141 | 38 |  | Fixed | Roof
NJADRE1559992877 | Administratively Determined Incentive Program | Haddon Heights | 8035 | 9.35 | Residential | Behind the Meter | Yes | Fusion Solar Energy, LLC | PSE&G |  | Accepted | 2025-06-27 | 2025-07-22 | 2026-07-22 | Solar Panels | TRINA SOLAR | TSM-425NE09RC.05 |  | 0.425 | 2 | 141 | 20 |  | Fixed | Roof
NJADRE1559992880 | Administratively Determined Incentive Program | Newark | 7103 | 4.235 | Residential | Behind the Meter | Yes | Freedom Forever New Jersey, LLC | PSE&G |  | Accepted | 2025-06-27 | 2025-07-22 | 2026-07-22 | Inverters | Solar Edge | SE3800H-USRGM | 3800 |  | 1 |  |  | 0.99 |  | Outdoor
NJADRE1559992880 | Administratively Determined Incentive Program | Newark | 7103 | 4.235 | Residential | Behind the Meter | Yes | Freedom Forever New Jersey, LLC | PSE&G |  | Accepted | 2025-06-27 | 2025-07-22 | 2026-07-22 | Solar Panels | JINKO SOLAR | JKM385M-6RL3-B |  | 0.385 | 6 | 290 | 23 |  | Fixed | Roof
NJADRE1559992880 | Administratively Determined Incentive Program | Newark | 7103 | 4.235 | Residential | Behind the Meter | Yes | Freedom Forever New Jersey, LLC | PSE&G |  | Accepted | 2025-06-27 | 2025-07-22 | 2026-07-22 | Solar Panels | JINKO SOLAR | JKM385M-6RL3-B |  | 0.385 | 5 | 21 | 23 |  | Fixed | Roof
NJADRE1559992884 | Administratively Determined Incentive Program | Newark | 7107 | 5.85 | Residential | Behind the Meter | Yes | Freedom Forever New Jersey, LLC | PSE&G |  | Accepted | 2025-06-27 | 2025-07-22 | 2026-07-22 | Solar Panels | JINKO SOLAR | JKM390M-72HBL-V |  | 0.39 | 6 | 22 | 24 |  | Fixed | Roof
NJADRE1559992884 | Administratively Determined Incentive Program | Newark | 7107 | 5.85 | Residential | Behind the Meter | Yes | Freedom Forever New Jersey, LLC | PSE&G |  | Accepted | 2025-06-27 | 2025-07-22 | 2026-07-22 | Inverters | Solar Edge | SE5000H-USRGM | 5000 |  | 1 |  |  | 0.99 |  | Outside
NJADRE1559992884 | Administratively Determined Incentive Program | Newark | 7107 | 5.85 | Residential | Behind the Meter | Yes | Freedom Forever New Jersey, LLC | PSE&G |  | Accepted | 2025-06-27 | 2025-07-22 | 2026-07-22 | Solar Panels | JINKO SOLAR | JKM390M-72HBL-V |  | 0.39 | 9 | 202 | 24 |  | Fixed | Roof
NJADRE1559992891 | Administratively Determined Incentive Program | TEANECK | 7666 | 2.835 | Residential | Behind the Meter | Yes | Freedom Forever New Jersey, LLC | PSE&G |  | Accepted | 2025-06-27 | 2025-07-22 | 2026-07-22 | Inverters | Solar Edge | SE3800H-US | 3800 |  | 1 |  |  | 0.99 |  | Outside
NJADRE1559992891 | Administratively Determined Incentive Program | TEANECK | 7666 | 2.835 | Residential | Behind the Meter | Yes | Freedom Forever New Jersey, LLC | PSE&G |  | Accepted | 2025-06-27 | 2025-07-22 | 2026-07-22 | Solar Panels | JA Solar | JAM54S31-405/MR |  | 0.405 | 7 | 25 | 10 |  | Fixed | Roof
NJADRE1559996330 | Administratively Determined Incentive Program | TOMS RIVER | 8753 | 7.79 | Residential | Behind the Meter | Yes | Trinity Solar, LLC | JCP&L |  | Accepted | 2025-06-29 | 2025-07-22 | 2026-07-22 | Solar Panels | Hanwha | Q.PEAK DUO BLK ML-G10+ 410 |  | 0.41 | 9 | 184 | 22 |  | Fixed | Roof
NJADRE1559996330 | Administratively Determined Incentive Program | TOMS RIVER | 8753 | 7.79 | Residential | Behind the Meter | Yes | Trinity Solar, LLC | JCP&L |  | Accepted | 2025-06-29 | 2025-07-22 | 2026-07-22 | Inverters | Solar Edge | USE7600H-US | 7600 |  | 1 |  |  | 0.97 |  | Outside
NJADRE1559996330 | Administratively Determined Incentive Program | TOMS RIVER | 8753 | 7.79 | Residential | Behind the Meter | Yes | Trinity Solar, LLC | JCP&L |  | Accepted | 2025-06-29 | 2025-07-22 | 2026-07-22 | Solar Panels | Hanwha | Q.PEAK DUO BLK ML-G10+ 410 |  | 0.41 | 10 | 184 | 13 |  | Fixed | Roof
NJADRE1559996336 | Administratively Determined Incentive Program | HOWELL | 7731 | 8.2 | Residential | Behind the Meter | Yes | Trinity Solar, LLC | JCP&L |  | Accepted | 2025-06-29 | 2025-07-22 | 2026-07-22 | Inverters | Solar Edge | USE7600H-US | 7600 |  | 1 |  |  | 0.97 |  | Outside
NJADRE1559996336 | Administratively Determined Incentive Program | HOWELL | 7731 | 8.2 | Residential | Behind the Meter | Yes | Trinity Solar, LLC | JCP&L |  | Accepted | 2025-06-29 | 2025-07-22 | 2026-07-22 | Solar Panels | Hanwha | Q.PEAK DUO BLK ML-G10+ 410 |  | 0.41 | 20 | 41 | 31 |  | Fixed | Roof
NJADRE1559997573 | Administratively Determined Incentive Program | SALEM | 8079 | 9.96 | Residential | Behind the Meter | Yes | RCL Enterprises, Inc. | AC Electric |  | Accepted | 2025-06-30 | 2025-07-22 | 2026-07-22 | Inverters | Enphase | IQ8HC | 380 |  | 24 |  |  | 0.97 |  | Outside
NJADRE1559997573 | Administratively Determined Incentive Program | SALEM | 8079 | 9.96 | Residential | Behind the Meter | Yes | RCL Enterprises, Inc. | AC Electric |  | Accepted | 2025-06-30 | 2025-07-22 | 2026-07-22 | Solar Panels | QPEAK | DUOBLKMLG10 |  | 0.415 | 24 | 192 | 20 |  | Fixed | Roof
NJADRE1559997574 | Administratively Determined Incentive Program | BRIDGETON | 8302 | 9.545 | Residential | Behind the Meter | Yes | RCL Enterprises, Inc. | AC Electric |  | Accepted | 2025-06-30 | 2025-07-22 | 2026-07-22 | Solar Panels | QPEAK | BLKMLG10 |  | 0.415 | 23 | 254 | 24 |  | Fixed | Roof
NJADRE1559997574 | Administratively Determined Incentive Program | BRIDGETON | 8302 | 9.545 | Residential | Behind the Meter | Yes | RCL Enterprises, Inc. | AC Electric |  | Accepted | 2025-06-30 | 2025-07-22 | 2026-07-22 | Inverters | Enphase | IQ8HC | 380 |  | 23 |  |  | 0.97 |  | Outside
NJADRE1559997598 | Administratively Determined Incentive Program | SOUTHAMPTON | 8088 | 9.84 | Residential | Behind the Meter | Yes | Sunrun Installation Services, Inc. | JCP&L |  | Accepted | 2025-06-30 | 2025-07-22 | 2026-07-22 | Inverters | SolarEdge Technologies | SE7600H-USMN | 7600 |  | 1 |  |  | 0.99 |  | Outdoor | Next to meter
NJADRE1559997598 | Administratively Determined Incentive Program | SOUTHAMPTON | 8088 | 9.84 | Residential | Behind the Meter | Yes | Sunrun Installation Services, Inc. | JCP&L |  | Accepted | 2025-06-30 | 2025-07-22 | 2026-07-22 | Solar Panels | ELIN ENERGY | ELNSM54M-HC-410 |  | 0.41 | 5 | 127 | 26 |  | Fixed | Roof
NJADRE1559997598 | Administratively Determined Incentive Program | SOUTHAMPTON | 8088 | 9.84 | Residential | Behind the Meter | Yes | Sunrun Installation Services, Inc. | JCP&L |  | Accepted | 2025-06-30 | 2025-07-22 | 2026-07-22 | Solar Panels | ELIN ENERGY | ELNSM54M-HC-410 |  | 0.41 | 9 | 217 | 23 |  | Fixed | Roof
NJADRE1559997598 | Administratively Determined Incentive Program | SOUTHAMPTON | 8088 | 9.84 | Residential | Behind the Meter | Yes | Sunrun Installation Services, Inc. | JCP&L |  | Accepted | 2025-06-30 | 2025-07-22 | 2026-07-22 | Solar Panels | ELIN ENERGY | ELNSM54M-HC-410 |  | 0.41 | 2 | 307 | 22 |  | Fixed | Roof
NJADRE1559997598 | Administratively Determined Incentive Program | SOUTHAMPTON | 8088 | 9.84 | Residential | Behind the Meter | Yes | Sunrun Installation Services, Inc. | JCP&L |  | Accepted | 2025-06-30 | 2025-07-22 | 2026-07-22 | Solar Panels | ELIN ENERGY | ELNSM54M-HC-410 |  | 0.41 | 8 | 217 | 10 |  | Fixed | Roof
NJADRE1559997598 | Administratively Determined Incentive Program | SOUTHAMPTON | 8088 | 9.84 | Residential | Behind the Meter | Yes | Sunrun Installation Services, Inc. | JCP&L |  | Accepted | 2025-06-30 | 2025-07-22 | 2026-07-22 | Meters | SOLAREDGE TECHNOLOGIES | SE7600H-USMN |  |  | 1 |  |  |  | Yes | Outdoor
NJADRE1559997630 | Administratively Determined Incentive Program | Metuchen | 8840 | 6.88 | Residential | Behind the Meter | No | Infinity Solar Systems, LLC | PSE&G |  | Accepted | 2025-06-30 | 2025-07-22 | 2026-07-22 | Inverters | Enphase | IQ8MC-72-M-US | 320 |  | 16 |  |  | 0.97 |  | Outdoor
NJADRE1559997630 | Administratively Determined Incentive Program | Metuchen | 8840 | 6.88 | Residential | Behind the Meter | No | Infinity Solar Systems, LLC | PSE&G |  | Accepted | 2025-06-30 | 2025-07-22 | 2026-07-22 | Solar Panels | SEG Solar | SEG-430-BTD-BG |  | 0.43 | 16 | 150 | 26 |  | Fixed | Roof
NJADRE1559997633 | Administratively Determined Incentive Program | PLAINFIELD | 7060 | 13.05 | Residential | Behind the Meter | Yes | SunnyMac, LLC | PSE&G |  | Accepted | 2025-06-30 | 2025-07-24 | 2026-07-24 | Solar Panels | HANWHA | Q.TRON BLK M-G2+ |  | 0.435 | 15 | 178 | 29 |  | Fixed | Roof
NJADRE1559997633 | Administratively Determined Incentive Program | PLAINFIELD | 7060 | 13.05 | Residential | Behind the Meter | Yes | SunnyMac, LLC | PSE&G |  | Accepted | 2025-06-30 | 2025-07-24 | 2026-07-24 | Solar Panels | HANWHA | Q.TRON BLK M-G2+ |  | 0.435 | 15 | 359 | 29 |  | Fixed | Roof
NJADRE1559997633 | Administratively Determined Incentive Program | PLAINFIELD | 7060 | 13.05 | Residential | Behind the Meter | Yes | SunnyMac, LLC | PSE&G |  | Accepted | 2025-06-30 | 2025-07-24 | 2026-07-24 | Inverters | SOLAREDGE | SE10000H-US | 10000 |  | 1 |  |  | 0.99 |  | Outdoor | next to meter
NJADRE1559997640 | Administratively Determined Incentive Program | PARSIPPANY | 7054 | 3.28 | Residential | Behind the Meter | Yes | Trinity Solar, LLC | JCP&L |  | Accepted | 2025-06-30 | 2025-07-22 | 2026-07-22 | Inverters | Solar Edge | USE3800H-US | 3800 |  | 1 |  |  | 0.97 |  | Outside
NJADRE1559997640 | Administratively Determined Incentive Program | PARSIPPANY | 7054 | 3.28 | Residential | Behind the Meter | Yes | Trinity Solar, LLC | JCP&L |  | Accepted | 2025-06-30 | 2025-07-22 | 2026-07-22 | Solar Panels | Hanwha | Q.PEAK DUO BLK ML-G10+ 410 |  | 0.41 | 8 | 263 | 18 |  | Fixed | Roof
NJADRE1559997649 | Administratively Determined Incentive Program | Cedar Brook | 8018 | 8.505 | Residential | Behind the Meter | Yes | Sunrun Installation Services, Inc. | AC Electric |  | Accepted | 2025-06-30 | 2025-07-22 | 2026-07-22 | Solar Panels | JA SOLAR | JAM54S31-405/MR |  | 0.405 | 4 | 247 | 24 |  | Fixed | Roof
NJADRE1559997649 | Administratively Determined Incentive Program | Cedar Brook | 8018 | 8.505 | Residential | Behind the Meter | Yes | Sunrun Installation Services, Inc. | AC Electric |  | Accepted | 2025-06-30 | 2025-07-22 | 2026-07-22 | Solar Panels | JA SOLAR | JAM54S31-405/MR |  | 0.405 | 6 | 157 | 24 |  | Fixed | Roof
NJADRE1559997649 | Administratively Determined Incentive Program | Cedar Brook | 8018 | 8.505 | Residential | Behind the Meter | Yes | Sunrun Installation Services, Inc. | AC Electric |  | Accepted | 2025-06-30 | 2025-07-22 | 2026-07-22 | Inverters | SOLAREDGE TECHNOLOGIES | SE5700H-USMN | 5760 |  | 1 |  |  | 0.99 |  | Outdoor
NJADRE1559997649 | Administratively Determined Incentive Program | Cedar Brook | 8018 | 8.505 | Residential | Behind the Meter | Yes | Sunrun Installation Services, Inc. | AC Electric |  | Accepted | 2025-06-30 | 2025-07-22 | 2026-07-22 | Solar Panels | JA SOLAR | JAM54S31-405/MR |  | 0.405 | 11 | 337 | 24 |  | Fixed | Roof
NJADRE1559997662 | Administratively Determined Incentive Program | WEST ORANGE | 7052 | 11.5 | Residential | Behind the Meter | No | Infinity Solar Systems, LLC | PSE&G |  | Accepted | 2025-06-30 | 2025-07-22 | 2026-07-22 | Inverters | Enphase | IQ8X-80-M-US | 380 |  | 25 |  |  | 0.97 |  | Outdoor
NJADRE1559997662 | Administratively Determined Incentive Program | WEST ORANGE | 7052 | 11.5 | Residential | Behind the Meter | No | Infinity Solar Systems, LLC | PSE&G |  | Accepted | 2025-06-30 | 2025-07-22 | 2026-07-22 | Solar Panels | REC Solar | REC 460AA PURE-RX |  | 0.46 | 7 | 203 | 38 |  | Fixed | Roof
NJADRE1559997662 | Administratively Determined Incentive Program | WEST ORANGE | 7052 | 11.5 | Residential | Behind the Meter | No | Infinity Solar Systems, LLC | PSE&G |  | Accepted | 2025-06-30 | 2025-07-22 | 2026-07-22 | Solar Panels | REC Solar | REC 460AA PURE-RX |  | 0.46 | 3 | 293 | 24 |  | Fixed | Roof
NJADRE1559997662 | Administratively Determined Incentive Program | WEST ORANGE | 7052 | 11.5 | Residential | Behind the Meter | No | Infinity Solar Systems, LLC | PSE&G |  | Accepted | 2025-06-30 | 2025-07-22 | 2026-07-22 | Solar Panels | REC Solar | REC 460AA PURE-RX |  | 0.46 | 8 | 113 | 24 |  | Fixed | Roof
NJADRE1559997662 | Administratively Determined Incentive Program | WEST ORANGE | 7052 | 11.5 | Residential | Behind the Meter | No | Infinity Solar Systems, LLC | PSE&G |  | Accepted | 2025-06-30 | 2025-07-22 | 2026-07-22 | Solar Panels | REC Solar | REC 460AA PURE-RX |  | 0.46 | 3 | 203 | 41 |  | Fixed | Roof
NJADRE1559997662 | Administratively Determined Incentive Program | WEST ORANGE | 7052 | 11.5 | Residential | Behind the Meter | No | Infinity Solar Systems, LLC | PSE&G |  | Accepted | 2025-06-30 | 2025-07-22 | 2026-07-22 | Solar Panels | REC Solar | REC 460AA PURE-RX |  | 0.46 | 4 | 293 | 24 |  | Fixed | Roof
NJADRE1559997667 | Administratively Determined Incentive Program | West Windsor Twp | 8550 | 6.09 | Residential | Behind the Meter | No | SunnyMac, LLC | PSE&G |  | Accepted | 2025-06-30 | 2025-07-22 | 2026-07-22 | Inverters | SOLAREDGE HOME HUB | SE5700H-US | 5760 |  | 1 |  |  | 0.99 |  | Outdoor | next to meter
NJADRE1559997667 | Administratively Determined Incentive Program | West Windsor Twp | 8550 | 6.09 | Residential | Behind the Meter | No | SunnyMac, LLC | PSE&G |  | Accepted | 2025-06-30 | 2025-07-22 | 2026-07-22 | Solar Panels | HANWHA | Q.TRON BLK M-G2.H+ |  | 0.435 | 14 | 245 | 27 |  | Fixed | Roof
NJADRE1559997678 | Administratively Determined Incentive Program | Bordentown | 8505 | 8.61 | Residential | Behind the Meter | Yes | Trinity Solar, LLC | PSE&G |  | Accepted | 2025-06-30 | 2025-07-22 | 2026-07-22 | Solar Panels | HANWHA | (Q.PEAK DUO BLK ML-G10.C+ 410) |  | 0.41 | 3 | 238 | 40 |  | Fixed | Roof
NJADRE1559997678 | Administratively Determined Incentive Program | Bordentown | 8505 | 8.61 | Residential | Behind the Meter | Yes | Trinity Solar, LLC | PSE&G |  | Accepted | 2025-06-30 | 2025-07-22 | 2026-07-22 | Solar Panels | HANWHA | (Q.PEAK DUO BLK ML-G10.C+ 410) |  | 0.41 | 6 | 328 | 30 |  | Fixed | Roof
NJADRE1559997678 | Administratively Determined Incentive Program | Bordentown | 8505 | 8.61 | Residential | Behind the Meter | Yes | Trinity Solar, LLC | PSE&G |  | Accepted | 2025-06-30 | 2025-07-22 | 2026-07-22 | Solar Panels | HANWHA | (Q.PEAK DUO BLK ML-G10.C+ 410) |  | 0.41 | 3 | 58 | 40 |  | Fixed | Roof
NJADRE1559997678 | Administratively Determined Incentive Program | Bordentown | 8505 | 8.61 | Residential | Behind the Meter | Yes | Trinity Solar, LLC | PSE&G |  | Accepted | 2025-06-30 | 2025-07-22 | 2026-07-22 | Solar Panels | HANWHA | (Q.PEAK DUO BLK ML-G10.C+ 410) |  | 0.41 | 9 | 148 | 30 |  | Fixed | Roof
NJADRE1559997678 | Administratively Determined Incentive Program | Bordentown | 8505 | 8.61 | Residential | Behind the Meter | Yes | Trinity Solar, LLC | PSE&G |  | Accepted | 2025-06-30 | 2025-07-22 | 2026-07-22 | Inverters | Solar Edge | USE7600H-USMNBL75 | 7600 |  | 1 |  |  | 0.97 |  | Outdoor
NJADRE1559997689 | Administratively Determined Incentive Program | Rio Grande | 8242 | 6.96 | Residential | Behind the Meter | Yes | SunnyMac, LLC | AC Electric |  | Accepted | 2025-06-30 | 2025-07-22 | 2026-07-22 | Inverters | SOLAREDGE HOME HUB | SE5700H-US | 5760 |  | 1 |  |  | 0.99 |  | Outdoor | next to meter
NJADRE1559997689 | Administratively Determined Incentive Program | Rio Grande | 8242 | 6.96 | Residential | Behind the Meter | Yes | SunnyMac, LLC | AC Electric |  | Accepted | 2025-06-30 | 2025-07-22 | 2026-07-22 | Solar Panels | HANWHA | Q.TRON BLK M-G2+ |  | 0.435 | 16 | 235 | 19 |  | Fixed | Roof
NJADRE1559997689 | Administratively Determined Incentive Program | Rio Grande | 8242 | 6.96 | Residential | Behind the Meter | Yes | SunnyMac, LLC | AC Electric |  | Accepted | 2025-06-30 | 2025-07-22 | 2026-07-22 | Meters | SOLAREDGE HOME HUB | SE-RGMTR-1D-240C-B |  |  | 1 |  |  |  | Yes | Outdoor
NJADRE1559997699 | Administratively Determined Incentive Program | Middletown | 7748 | 4.3 | Residential | Behind the Meter | Yes | PosiGen Developer, LLC | JCP&L |  | Accepted | 2025-06-30 | 2025-07-22 | 2026-07-22 | Solar Panels | JINKO EAGLE | G6RJKM430N-54HL4-B |  | 0.43 | 5 | 155 | 27 |  | Fixed | Roof
NJADRE1559997699 | Administratively Determined Incentive Program | Middletown | 7748 | 4.3 | Residential | Behind the Meter | Yes | PosiGen Developer, LLC | JCP&L |  | Accepted | 2025-06-30 | 2025-07-22 | 2026-07-22 | Inverters | SOLAREDGE | SE3800H-US | 3800 |  | 1 |  |  | 0.99 |  | Outside | Within ten feet of meter
NJADRE1559997699 | Administratively Determined Incentive Program | Middletown | 7748 | 4.3 | Residential | Behind the Meter | Yes | PosiGen Developer, LLC | JCP&L |  | Accepted | 2025-06-30 | 2025-07-22 | 2026-07-22 | Solar Panels | JINKO EAGLE | G6RJKM430N-54HL4-B |  | 0.43 | 5 | 245 | 25 |  | Fixed | Roof
NJADRE1559997701 | Administratively Determined Incentive Program | Somers Point | 8244 | 16.6 | Residential | Behind the Meter | Yes | Big Wave Roofing and Solar, LLC | AC Electric |  | Accepted | 2025-06-30 | 2025-07-22 | 2026-07-22 | Inverters | Enphase | IQ8HC-72-M-DOM-US | 380 |  | 40 |  |  | 0.97 |  | Outdoor
NJADRE1559997701 | Administratively Determined Incentive Program | Somers Point | 8244 | 16.6 | Residential | Behind the Meter | Yes | Big Wave Roofing and Solar, LLC | AC Electric |  | Accepted | 2025-06-30 | 2025-07-22 | 2026-07-22 | Solar Panels | HANWHA | QCELLS Q.PEAK DUO BLK ML-G10.C+415w |  | 0.415 | 40 | 165 | 40 |  | Fixed | Roof
NJADRE1559997709 | Administratively Determined Incentive Program | Rahway | 7065 | 7.36 | Residential | Behind the Meter | No | Infinity Solar Systems, LLC | PSE&G |  | Accepted | 2025-06-30 | 2025-07-22 | 2026-07-22 | Inverters | Enphase | IQ8X-80-M-US | 380 |  | 16 |  |  | 0.97 |  | Outdoor
NJADRE1559997709 | Administratively Determined Incentive Program | Rahway | 7065 | 7.36 | Residential | Behind the Meter | No | Infinity Solar Systems, LLC | PSE&G |  | Accepted | 2025-06-30 | 2025-07-22 | 2026-07-22 | Solar Panels | REC Solar | REC 460AA PURE-RX |  | 0.46 | 16 | 260 | 33 |  | Fixed | Roof
NJADRE1559997716 | Administratively Determined Incentive Program | Manchester | 8759 | 6.02 | Residential | Behind the Meter | Yes | Posigen Developer, LLC | JCP&L |  | Accepted | 2025-06-30 | 2025-07-22 | 2026-07-22 | Inverters | SolarEdge | SE5700H-US | 5760 |  | 1 |  |  | 0.99 |  | Outside | Within ten feet of meter
NJADRE1559997716 | Administratively Determined Incentive Program | Manchester | 8759 | 6.02 | Residential | Behind the Meter | Yes | Posigen Developer, LLC | JCP&L |  | Accepted | 2025-06-30 | 2025-07-22 | 2026-07-22 | Solar Panels | Jinko Eagle | G6R JKM430N-54HL4-B |  | 0.43 | 14 | 211 | 18 |  | Fixed | Roof
NJADRE1559997722 | Administratively Determined Incentive Program | TOMS RIVER | 8753 | 10.32 | Residential | Behind the Meter | No | SureWave Solar | JCP&L |  | Accepted | 2025-06-30 | 2025-07-22 | 2026-07-22 | Solar Panels | Silefab | Sil-430 Prime HC+ |  | 0.43 | 24 | 230 | 20 |  | Fixed | Roof
NJADRE1559997722 | Administratively Determined Incentive Program | TOMS RIVER | 8753 | 10.32 | Residential | Behind the Meter | No | SureWave Solar | JCP&L |  | Accepted | 2025-06-30 | 2025-07-22 | 2026-07-22 | Inverters | Enphase | IQ8A | 349 |  | 24 |  |  | 0.977 |  | Outside | rooftop under panels
NJADRE1559997722 | Administratively Determined Incentive Program | TOMS RIVER | 8753 | 10.32 | Residential | Behind the Meter | No | SureWave Solar | JCP&L |  | Accepted | 2025-06-30 | 2025-07-22 | 2026-07-22 | Meters | Enphase | X-IQ-AM1-240-5-HDK | 13342 |  | 1 |  |  |  | Yes | Outdoor
NJADRE1559997724 | Administratively Determined Incentive Program | East Brunswick Twp | 8816 | 6.02 | Residential | Behind the Meter | No | Green Power Energy, LLC | PSE&G |  | Accepted | 2025-06-30 | 2025-07-22 | 2026-07-22 | Solar Panels | SEG Solar | SEG-430-BTD-BG |  | 0.43 | 3 | 235 | 34 |  | Fixed | Roof
NJADRE1559997724 | Administratively Determined Incentive Program | East Brunswick Twp | 8816 | 6.02 | Residential | Behind the Meter | No | Green Power Energy, LLC | PSE&G |  | Accepted | 2025-06-30 | 2025-07-22 | 2026-07-22 | Inverters | Enphase Energy | IQ8MC-72-M-US [240V] | 320 |  | 14 |  |  | 0.98 |  | Outside | Roof
NJADRE1559997724 | Administratively Determined Incentive Program | East Brunswick Twp | 8816 | 6.02 | Residential | Behind the Meter | No | Green Power Energy, LLC | PSE&G |  | Accepted | 2025-06-30 | 2025-07-22 | 2026-07-22 | Solar Panels | SEG Solar | SEG-430-BTD-BG |  | 0.43 | 11 | 145 | 34 |  | Fixed | Roof
NJADRE1559997729 | Administratively Determined Incentive Program | Jackson | 8527 | 16.38 | Residential | Behind the Meter | No | Powerlutions, LLC | JCP&L |  | Accepted | 2025-06-30 | 2025-07-22 | 2026-07-22 | Inverters | Enphase | IQ8MC-72-M-US | 320 |  | 36 |  |  | 0.98 |  | Outdoor
NJADRE1559997729 | Administratively Determined Incentive Program | Jackson | 8527 | 16.38 | Residential | Behind the Meter | No | Powerlutions, LLC | JCP&L |  | Accepted | 2025-06-30 | 2025-07-22 | 2026-07-22 | Solar Panels | CANADIAN | CS6.1-54TM-455H |  | 0.455 | 7 | 238 | 19 |  | Fixed | Roof
NJADRE1559997729 | Administratively Determined Incentive Program | Jackson | 8527 | 16.38 | Residential | Behind the Meter | No | Powerlutions, LLC | JCP&L |  | Accepted | 2025-06-30 | 2025-07-22 | 2026-07-22 | Solar Panels | CANADIAN | CS6.1-54TM-455H |  | 0.455 | 7 | 58 | 19 |  | Fixed | Roof
NJADRE1559997729 | Administratively Determined Incentive Program | Jackson | 8527 | 16.38 | Residential | Behind the Meter | No | Powerlutions, LLC | JCP&L |  | Accepted | 2025-06-30 | 2025-07-22 | 2026-07-22 | Solar Panels | CANADIAN | CS6.1-54TM-455H |  | 0.455 | 22 | 148 | 19 |  | Fixed | Roof
NJADRE1559997732 | Administratively Determined Incentive Program | Clifton | 7013 | 6.02 | Residential | Behind the Meter | Yes | PosiGen Developer, LLC | PSE&G |  | Accepted | 2025-06-30 | 2025-07-22 | 2026-07-22 | Inverters | SolarEdge | SE5700H-US | 5700 |  | 1 |  |  | 0.99 |  | Outside | within ten feet of meter
NJADRE1559997732 | Administratively Determined Incentive Program | Clifton | 7013 | 6.02 | Residential | Behind the Meter | Yes | PosiGen Developer, LLC | PSE&G |  | Accepted | 2025-06-30 | 2025-07-22 | 2026-07-22 | Solar Panels | JINKO EAGLE | G6R JKM430N-54HL4-B |  | 0.43 | 2 | 42 | 37 |  | Fixed | Roof
NJADRE1559997732 | Administratively Determined Incentive Program | Clifton | 7013 | 6.02 | Residential | Behind the Meter | Yes | PosiGen Developer, LLC | PSE&G |  | Accepted | 2025-06-30 | 2025-07-22 | 2026-07-22 | Solar Panels | JINKO EAGLE | G6R JKM430N-54HL4-B |  | 0.43 | 12 | 222 | 37 |  | Fixed | Roof
NJADRE1559997734 | Administratively Determined Incentive Program | PHILLIPSBURG | 8865 | 18.7 | Residential | Behind the Meter | Yes | Power Energy Solutions, LLC | JCP&L |  | Accepted | 2025-06-30 | 2025-07-22 | 2026-07-22 | Solar Panels | Trina Solar | TSM-425NE09RC.05 |  | 0.425 | 20 | 259 | 14 |  | Fixed | Roof
NJADRE1559997734 | Administratively Determined Incentive Program | PHILLIPSBURG | 8865 | 18.7 | Residential | Behind the Meter | Yes | Power Energy Solutions, LLC | JCP&L |  | Accepted | 2025-06-30 | 2025-07-22 | 2026-07-22 | Inverters | SolarEdge | SE10000H-US | 10000 |  | 1 |  |  | 0.97 |  | Outdoor
NJADRE1559997734 | Administratively Determined Incentive Program | PHILLIPSBURG | 8865 | 18.7 | Residential | Behind the Meter | Yes | Power Energy Solutions, LLC | JCP&L |  | Accepted | 2025-06-30 | 2025-07-22 | 2026-07-22 | Solar Panels | Trina Solar | TSM-425NE09RC.05 |  | 0.425 | 24 | 79 | 14 |  | Fixed | Roof
NJADRE1559997746 | Administratively Determined Incentive Program | Sicklerville | 8081 | 11.89 | Residential | Behind the Meter | Yes | Trinity Solar, LLC | AC Electric |  | Accepted | 2025-06-30 | 2025-07-22 | 2026-07-22 | Solar Panels | HANWHA | (Q.PEAK DUO BLK ML-G10.C+ 410) |  | 0.41 | 20 | 191 | 30 |  | Fixed | Roof
NJADRE1559997746 | Administratively Determined Incentive Program | Sicklerville | 8081 | 11.89 | Residential | Behind the Meter | Yes | Trinity Solar, LLC | AC Electric |  | Accepted | 2025-06-30 | 2025-07-22 | 2026-07-22 | Solar Panels | HANWHA | (Q.PEAK DUO BLK ML-G10.C+ 410) |  | 0.41 | 5 | 101 | 36 |  | Fixed | Roof
NJADRE1559997746 | Administratively Determined Incentive Program | Sicklerville | 8081 | 11.89 | Residential | Behind the Meter | Yes | Trinity Solar, LLC | AC Electric |  | Accepted | 2025-06-30 | 2025-07-22 | 2026-07-22 | Solar Panels | HANWHA | (Q.PEAK DUO BLK ML-G10.C+ 410) |  | 0.41 | 4 | 281 | 36 |  | Fixed | Roof
NJADRE1559997746 | Administratively Determined Incentive Program | Sicklerville | 8081 | 11.89 | Residential | Behind the Meter | Yes | Trinity Solar, LLC | AC Electric |  | Accepted | 2025-06-30 | 2025-07-22 | 2026-07-22 | Inverters | Solar Edge | USE10000H-USMNBL75 | 10000 |  | 1 |  |  | 0.97 |  | Outdoor
NJADRE1559997753 | Administratively Determined Incentive Program | Edison Twp | 8820 | 11.34 | Residential | Behind the Meter | Yes | Sunrun Installation Services, Inc. | PSE&G |  | Accepted | 2025-06-30 | 2025-07-22 | 2026-07-22 | Solar Panels | JA SOLAR | JAM54S31-405/MR |  | 0.405 | 19 | 178 | 32 |  | Fixed | Roof
NJADRE1559997753 | Administratively Determined Incentive Program | Edison Twp | 8820 | 11.34 | Residential | Behind the Meter | Yes | Sunrun Installation Services, Inc. | PSE&G |  | Accepted | 2025-06-30 | 2025-07-22 | 2026-07-22 | Solar Panels | JA SOLAR | JAM54S31-405/MR |  | 0.405 | 2 | 358 | 34 |  | Fixed | Roof
NJADRE1559997753 | Administratively Determined Incentive Program | Edison Twp | 8820 | 11.34 | Residential | Behind the Meter | Yes | Sunrun Installation Services, Inc. | PSE&G |  | Accepted | 2025-06-30 | 2025-07-22 | 2026-07-22 | Inverters | SOLAREDGE TECHNOLOGIES | SE7600H-USMN | 7600 |  | 1 |  |  | 0.99 |  | Outdoor
NJADRE1559997753 | Administratively Determined Incentive Program | Edison Twp | 8820 | 11.34 | Residential | Behind the Meter | Yes | Sunrun Installation Services, Inc. | PSE&G |  | Accepted | 2025-06-30 | 2025-07-22 | 2026-07-22 | Solar Panels | JA SOLAR | JAM54S31-405/MR |  | 0.405 | 7 | 267 | 43 |  | Fixed | Roof
NJADRE1559997763 | Administratively Determined Incentive Program | Lakewood | 8701 | 9.57 | Residential | Behind the Meter | No | Green Revolution Solar | JCP&L |  | Accepted | 2025-06-30 | 2025-07-28 | 2026-07-28 | Inverters | Tigo | TSI7.6K-US | 7600 |  | 1 |  |  | 0.95 |  | Outside
NJADRE1559997763 | Administratively Determined Incentive Program | Lakewood | 8701 | 9.57 | Residential | Behind the Meter | No | Green Revolution Solar | JCP&L |  | Accepted | 2025-06-30 | 2025-07-28 | 2026-07-28 | Solar Panels | VSun | VSUN435N-108BMH-BB |  | 0.435 | 22 | 185 | 30 |  | Fixed | Roof
NJADRE1559997764 | Administratively Determined Incentive Program | ROBBINSVILLE TOWNSHIP | 8691 | 15.91 | Residential | Behind the Meter | No | Brilliant Installations, Inc. | JCP&L |  | Accepted | 2025-06-30 | 2025-07-22 | 2026-07-22 | Solar Panels | JINKO SOLAR | JKM430N-54HL4-B430 |  | 0.43 | 10 | 179 | 30 |  | Fixed | Roof
NJADRE1559997764 | Administratively Determined Incentive Program | ROBBINSVILLE TOWNSHIP | 8691 | 15.91 | Residential | Behind the Meter | No | Brilliant Installations, Inc. | JCP&L |  | Accepted | 2025-06-30 | 2025-07-22 | 2026-07-22 | Solar Panels | JINKO SOLAR | JKM430N-54HL4-B430 |  | 0.43 | 23 | 179 | 30 |  | Fixed | Roof
NJADRE1559997764 | Administratively Determined Incentive Program | ROBBINSVILLE TOWNSHIP | 8691 | 15.91 | Residential | Behind the Meter | No | Brilliant Installations, Inc. | JCP&L |  | Accepted | 2025-06-30 | 2025-07-22 | 2026-07-22 | Solar Panels | JINKO SOLAR | JKM430N-54HL4-B430 |  | 0.43 | 2 | 89 | 22 |  | Fixed | Roof
NJADRE1559997764 | Administratively Determined Incentive Program | ROBBINSVILLE TOWNSHIP | 8691 | 15.91 | Residential | Behind the Meter | No | Brilliant Installations, Inc. | JCP&L |  | Accepted | 2025-06-30 | 2025-07-22 | 2026-07-22 | Inverters | SOLAREDGE | USE11400H-USMNBL75 | 11400 |  | 1 |  |  | 0.97 |  | Outdoor
NJADRE1559997764 | Administratively Determined Incentive Program | ROBBINSVILLE TOWNSHIP | 8691 | 15.91 | Residential | Behind the Meter | No | Brilliant Installations, Inc. | JCP&L |  | Accepted | 2025-06-30 | 2025-07-22 | 2026-07-22 | Solar Panels | JINKO SOLAR | JKM430N-54HL4-B430 |  | 0.43 | 2 | 269 | 22 |  | Fixed | Roof
NJADRE1559997782 | Administratively Determined Incentive Program | EAST ORANGE CITY | 7018 | 3.69 | Residential | Behind the Meter | Yes | Sunrun Installation Services, Inc. | PSE&G |  | Accepted | 2025-06-30 | 2025-07-22 | 2026-07-22 | Solar Panels | HANWHA Q-CELLS | Q.PEAK DUO BLK ML-G10+ 410 DCA |  | 0.41 | 3 | 116 | 27 |  | Fixed | Roof
NJADRE1559997782 | Administratively Determined Incentive Program | EAST ORANGE CITY | 7018 | 3.69 | Residential | Behind the Meter | Yes | Sunrun Installation Services, Inc. | PSE&G |  | Accepted | 2025-06-30 | 2025-07-22 | 2026-07-22 | Solar Panels | HANWHA Q-CELLS | Q.PEAK DUO BLK ML-G10+ 410 DCA |  | 0.41 | 6 | 28 | 23 |  | Fixed | Roof
NJADRE1559997782 | Administratively Determined Incentive Program | EAST ORANGE CITY | 7018 | 3.69 | Residential | Behind the Meter | Yes | Sunrun Installation Services, Inc. | PSE&G |  | Accepted | 2025-06-30 | 2025-07-22 | 2026-07-22 | Electric Storage Battery | Tesla | POWERWALL 3 1707000-XX-Y |  |  | 1 |  |  |  | Lithium Ion |  | OUTSIDE
NJADRE1559997782 | Administratively Determined Incentive Program | EAST ORANGE CITY | 7018 | 3.69 | Residential | Behind the Meter | Yes | Sunrun Installation Services, Inc. | PSE&G |  | Accepted | 2025-06-30 | 2025-07-22 | 2026-07-22 | Inverters | Tesla | POWERWALL 3 1707000-XX-Y | 11500 |  | 1 |  |  | 0.97 |  | Outdoor
NJADRE1559997788 | Administratively Determined Incentive Program | Villas | 8251 | 10.32 | Residential | Behind the Meter | Yes | Posigen Developer, LLC | AC Electric |  | Accepted | 2025-06-30 | 2025-07-22 | 2026-07-22 | Solar Panels | Jinko Eagle | G6R JKM430N-54HL4-B |  | 0.43 | 5 | 117 | 27 |  | Fixed | Roof
NJADRE1559997788 | Administratively Determined Incentive Program | Villas | 8251 | 10.32 | Residential | Behind the Meter | Yes | Posigen Developer, LLC | AC Electric |  | Accepted | 2025-06-30 | 2025-07-22 | 2026-07-22 | Solar Panels | Jinko Eagle | G6R JKM430N-54HL4-B |  | 0.43 | 12 | 117 | 5 |  | Fixed | Roof
NJADRE1559997788 | Administratively Determined Incentive Program | Villas | 8251 | 10.32 | Residential | Behind the Meter | Yes | Posigen Developer, LLC | AC Electric |  | Accepted | 2025-06-30 | 2025-07-22 | 2026-07-22 | Solar Panels | Jinko Eagle | G6R JKM430N-54HL4-B |  | 0.43 | 7 | 297 | 27 |  | Fixed | Roof
NJADRE1559997788 | Administratively Determined Incentive Program | Villas | 8251 | 10.32 | Residential | Behind the Meter | Yes | Posigen Developer, LLC | AC Electric |  | Accepted | 2025-06-30 | 2025-07-22 | 2026-07-22 | Inverters | SolarEdge | SE 10000 H-US | 10000 |  | 1 |  |  | 0.99 |  | Outside | Within ten feet of meter
NJADRE1559997800 | Administratively Determined Incentive Program | Ocean View | 8230 | 13.76 | Residential | Behind the Meter | No | Sun Up Zero Down, LLC | AC Electric |  | Accepted | 2025-06-30 | 2025-07-23 | 2026-07-23 | Meters | Enphase | TBD |  |  | 1 |  |  |  | Yes | Outdoor
NJADRE1559997800 | Administratively Determined Incentive Program | Ocean View | 8230 | 13.76 | Residential | Behind the Meter | No | Sun Up Zero Down, LLC | AC Electric |  | Accepted | 2025-06-30 | 2025-07-23 | 2026-07-23 | Solar Panels | SEG | SEG-430-BTD-BG |  | 0.43 | 32 | 222 | 55 |  | Fixed | Roof
NJADRE1559997800 | Administratively Determined Incentive Program | Ocean View | 8230 | 13.76 | Residential | Behind the Meter | No | Sun Up Zero Down, LLC | AC Electric |  | Accepted | 2025-06-30 | 2025-07-23 | 2026-07-23 | Inverters | Enphase | IQ8PLUS-72-2-US | 290 |  | 32 |  |  | 0.976 |  | Outdoor
NJADRE1559997807 | Administratively Determined Incentive Program | Glen Rock | 7452 | 11.96 | Residential | Behind the Meter | No | Infinity Solar Systems, LLC | PSE&G |  | Accepted | 2025-06-30 | 2025-07-22 | 2026-07-22 | Inverters | Enphase | IQ8X-80-M-US | 380 |  | 26 |  |  | 0.97 |  | Outdoor
NJADRE1559997807 | Administratively Determined Incentive Program | Glen Rock | 7452 | 11.96 | Residential | Behind the Meter | No | Infinity Solar Systems, LLC | PSE&G |  | Accepted | 2025-06-30 | 2025-07-22 | 2026-07-22 | Solar Panels | REC Solar | REC 460AA PURE-RX |  | 0.46 | 26 | 252 | 33 |  | Fixed | Roof
NJADRE1559997810 | Administratively Determined Incentive Program | Cape May | 8204 | 12.615 | Residential | Behind the Meter | No | Solar Energy World | AC Electric |  | Accepted | 2025-06-30 | 2025-07-22 | 2026-07-22 | Inverters | Enphase | IQ8MC-72-M-US | 320 |  | 29 |  |  | 0.97 |  | Outside
NJADRE1559997810 | Administratively Determined Incentive Program | Cape May | 8204 | 12.615 | Residential | Behind the Meter | No | Solar Energy World | AC Electric |  | Accepted | 2025-06-30 | 2025-07-22 | 2026-07-22 | Solar Panels | HANWHA | Q.TRON BLKM-G2+ 435W |  | 0.435 | 2 | 188 | 20 |  | Fixed | Roof
NJADRE1559997810 | Administratively Determined Incentive Program | Cape May | 8204 | 12.615 | Residential | Behind the Meter | No | Solar Energy World | AC Electric |  | Accepted | 2025-06-30 | 2025-07-22 | 2026-07-22 | Solar Panels | HANWHA | Q.TRON BLKM-G2+ 435W |  | 0.435 | 14 | 98 | 19 |  | Fixed | Roof
NJADRE1559997810 | Administratively Determined Incentive Program | Cape May | 8204 | 12.615 | Residential | Behind the Meter | No | Solar Energy World | AC Electric |  | Accepted | 2025-06-30 | 2025-07-22 | 2026-07-22 | Solar Panels | HANWHA | Q.TRON BLKM-G2+ 435W |  | 0.435 | 5 | 188 | 19 |  | Fixed | Roof
NJADRE1559997810 | Administratively Determined Incentive Program | Cape May | 8204 | 12.615 | Residential | Behind the Meter | No | Solar Energy World | AC Electric |  | Accepted | 2025-06-30 | 2025-07-22 | 2026-07-22 | Solar Panels | HANWHA | Q.TRON BLKM-G2+ 435W |  | 0.435 | 5 | 8 | 17 |  | Fixed | Roof
NJADRE1559997810 | Administratively Determined Incentive Program | Cape May | 8204 | 12.615 | Residential | Behind the Meter | No | Solar Energy World | AC Electric |  | Accepted | 2025-06-30 | 2025-07-22 | 2026-07-22 | Solar Panels | HANWHA | Q.TRON BLKM-G2+ 435W |  | 0.435 | 3 | 8 | 19 |  | Fixed | Roof
NJADRE1559997811 | Administratively Determined Incentive Program | Franklin Twp Som | 8873 | 8.1 | Residential | Behind the Meter | Yes | Sunrun Installation Services, Inc. | PSE&G |  | Accepted | 2025-06-30 | 2025-07-22 | 2026-07-22 | Inverters | SolarEdge Technologies | SE5700H-USMN | 5760 |  | 1 |  |  | 0.99 |  | Outdoor | Next to meter
NJADRE1559997811 | Administratively Determined Incentive Program | Franklin Twp Som | 8873 | 8.1 | Residential | Behind the Meter | Yes | Sunrun Installation Services, Inc. | PSE&G |  | Accepted | 2025-06-30 | 2025-07-22 | 2026-07-22 | Solar Panels | JA Solar | JAM54S31-405/MR |  | 0.405 | 10 | 147 | 36 |  | Fixed | Roof
NJADRE1559997811 | Administratively Determined Incentive Program | Franklin Twp Som | 8873 | 8.1 | Residential | Behind the Meter | Yes | Sunrun Installation Services, Inc. | PSE&G |  | Accepted | 2025-06-30 | 2025-07-22 | 2026-07-22 | Solar Panels | JA Solar | JAM54S31-405/MR |  | 0.405 | 10 | 327 | 36 |  | Fixed | Roof
NJADRE1559997815 | Administratively Determined Incentive Program | Linden City | 7036 | 7.29 | Residential | Behind the Meter | Yes | Sunrun Installation Services, Inc. | PSE&G |  | Accepted | 2025-06-30 | 2025-07-22 | 2026-07-22 | Solar Panels | JA SOLAR | JAM54S31-405/MR |  | 0.405 | 10 | 129 | 36 |  | Fixed | Roof
NJADRE1559997815 | Administratively Determined Incentive Program | Linden City | 7036 | 7.29 | Residential | Behind the Meter | Yes | Sunrun Installation Services, Inc. | PSE&G |  | Accepted | 2025-06-30 | 2025-07-22 | 2026-07-22 | Solar Panels | JA SOLAR | JAM54S31-405/MR |  | 0.405 | 2 | 309 | 10 |  | Fixed | Roof
NJADRE1559997815 | Administratively Determined Incentive Program | Linden City | 7036 | 7.29 | Residential | Behind the Meter | Yes | Sunrun Installation Services, Inc. | PSE&G |  | Accepted | 2025-06-30 | 2025-07-22 | 2026-07-22 | Solar Panels | JA SOLAR | JAM54S31-405/MR |  | 0.405 | 6 | 309 | 36 |  | Fixed | Roof
NJADRE1559997815 | Administratively Determined Incentive Program | Linden City | 7036 | 7.29 | Residential | Behind the Meter | Yes | Sunrun Installation Services, Inc. | PSE&G |  | Accepted | 2025-06-30 | 2025-07-22 | 2026-07-22 | Inverters | SOLAREDGE TECHNOLOGIES | SE5700H-USMN | 5760 |  | 1 |  |  | 0.99 |  | Outdoor
NJADRE1559997830 | Administratively Determined Incentive Program | Woodbridge | 8830 | 10.375 | Residential | Behind the Meter | Yes | Big Wave Roofing and Solar, LLC | PSE&G |  | Accepted | 2025-06-30 | 2025-07-22 | 2026-07-22 | Inverters | Enphase | IQ8HC-72-M-DOM-US | 380 |  | 25 |  |  | 0.98 |  | Outdoor
NJADRE1559997830 | Administratively Determined Incentive Program | Woodbridge | 8830 | 10.375 | Residential | Behind the Meter | Yes | Big Wave Roofing and Solar, LLC | PSE&G |  | Accepted | 2025-06-30 | 2025-07-22 | 2026-07-22 | Solar Panels | HANWHA | QCELLS Q.PEAK DUO BLK ML-G10.C+415w |  | 0.415 | 18 | 244 | 40 |  | Fixed | Roof
NJADRE1559997830 | Administratively Determined Incentive Program | Woodbridge | 8830 | 10.375 | Residential | Behind the Meter | Yes | Big Wave Roofing and Solar, LLC | PSE&G |  | Accepted | 2025-06-30 | 2025-07-22 | 2026-07-22 | Solar Panels | HANWHA | QCELLS Q.PEAK DUO BLK ML-G10.C+415w |  | 0.415 | 7 | 64 | 40 |  | Fixed | Roof
NJADRE1559997834 | Administratively Determined Incentive Program | NEWARK | 7107 | 5.46 | Residential | Behind the Meter | Yes | Freedom Forever New Jersey, LLC | PSE&G |  | Accepted | 2025-06-30 | 2025-07-22 | 2026-07-22 | Solar Panels | JINKO SOLAR | JKM390M-72HBL-V |  | 0.39 | 5 | 27 | 25 |  | Fixed | Roof
NJADRE1559997834 | Administratively Determined Incentive Program | NEWARK | 7107 | 5.46 | Residential | Behind the Meter | Yes | Freedom Forever New Jersey, LLC | PSE&G |  | Accepted | 2025-06-30 | 2025-07-22 | 2026-07-22 | Inverters | Solar Edge | SE5000H-USRGM [SI1 | 5000 |  | 1 |  |  | 0.99 |  | Outdoor
NJADRE1559997834 | Administratively Determined Incentive Program | NEWARK | 7107 | 5.46 | Residential | Behind the Meter | Yes | Freedom Forever New Jersey, LLC | PSE&G |  | Accepted | 2025-06-30 | 2025-07-22 | 2026-07-22 | Solar Panels | JINKO SOLAR | JKM390M-72HBL-V |  | 0.39 | 9 | 207 | 25 |  | Fixed | Roof
NJADRE1559997850 | Administratively Determined Incentive Program | Cape May | 8204 | 4.4 | Residential | Behind the Meter | Yes | Zenergy Solar, LLC | AC Electric |  | Accepted | 2025-06-30 | 2025-07-23 | 2026-07-23 | Inverters | Enphase Energy | IQ8PLUS-72-M-US | 290 |  | 10 |  |  | 0.99 |  | Outdoor
NJADRE1559997850 | Administratively Determined Incentive Program | Cape May | 8204 | 4.4 | Residential | Behind the Meter | Yes | Zenergy Solar, LLC | AC Electric |  | Accepted | 2025-06-30 | 2025-07-23 | 2026-07-23 | Solar Panels | Silfab | SIL-440 QD |  | 0.44 | 10 | 184 | 23 |  | Fixed | Roof
NJADRE1559997859 | Administratively Determined Incentive Program | Glassboro | 8028 | 7.29 | Residential | Behind the Meter | Yes | Sunrun Installation Services, Inc. | AC Electric |  | Accepted | 2025-06-30 | 2025-07-22 | 2026-07-22 | Solar Panels | JA Solar | JAM54S31-405/MR |  | 0.405 | 12 | 341 | 27 |  | Fixed | Roof
NJADRE1559997859 | Administratively Determined Incentive Program | Glassboro | 8028 | 7.29 | Residential | Behind the Meter | Yes | Sunrun Installation Services, Inc. | AC Electric |  | Accepted | 2025-06-30 | 2025-07-22 | 2026-07-22 | Solar Panels | JA Solar | JAM54S31-405/MR |  | 0.405 | 6 | 161 | 27 |  | Fixed | Roof
NJADRE1559997859 | Administratively Determined Incentive Program | Glassboro | 8028 | 7.29 | Residential | Behind the Meter | Yes | Sunrun Installation Services, Inc. | AC Electric |  | Accepted | 2025-06-30 | 2025-07-22 | 2026-07-22 | Inverters | SolarEdge Technologies | SE5700H-USMN | 5760 |  | 1 |  |  | 0.99 |  | Outdoor | Next to meter
NJADRE1559997868 | Administratively Determined Incentive Program | PASSAIC | 7055 | 8.6 | Residential | Behind the Meter | No | Powur, PBC | PSE&G |  | Accepted | 2025-06-30 | 2025-07-25 | 2026-07-25 | Inverters | Enphase | IQ8MC-72-M-US | 320 |  | 20 |  |  | 0.97 |  | Outside
NJADRE1559997868 | Administratively Determined Incentive Program | PASSAIC | 7055 | 8.6 | Residential | Behind the Meter | No | Powur, PBC | PSE&G |  | Accepted | 2025-06-30 | 2025-07-25 | 2026-07-25 | Solar Panels | Jinko Solar | JKM430N-54HL4-B |  | 0.43 | 6 | 332 | 27 |  | Fixed | Roof
NJADRE1559997868 | Administratively Determined Incentive Program | PASSAIC | 7055 | 8.6 | Residential | Behind the Meter | No | Powur, PBC | PSE&G |  | Accepted | 2025-06-30 | 2025-07-25 | 2026-07-25 | Solar Panels | Jinko Solar | JKM430N-54HL4-B |  | 0.43 | 14 | 152 | 25 |  | Fixed | Roof
NJADRE1559997898 | Administratively Determined Incentive Program | BLOOMFIELD | 7003 | 4.25 | Residential | Behind the Meter | Yes | Power Energy Solutions, LLC | PSE&G |  | Accepted | 2025-06-30 | 2025-07-22 | 2026-07-22 | Inverters | SolarEdge | SE3800H-US | 4 |  | 1 |  |  | 0.97 |  | Outdoor
NJADRE1559997898 | Administratively Determined Incentive Program | BLOOMFIELD | 7003 | 4.25 | Residential | Behind the Meter | Yes | Power Energy Solutions, LLC | PSE&G |  | Accepted | 2025-06-30 | 2025-07-22 | 2026-07-22 | Solar Panels | Trina Solar | TSM-425NE09RC.05 |  | 0.425 | 10 | 136 | 40 |  | Fixed | Roof
NJADRE1559997902 | Administratively Determined Incentive Program | FRANKLIN | 7416 | 5.67 | Residential | Behind the Meter | No | Power Home Remodeling Group | JCP&L |  | Accepted | 2025-06-30 | 2025-07-22 | 2026-07-22 | Solar Panels | JA Solar | JAM54S31 405/MR |  | 0.405 | 4 | 110 | 35 |  | Fixed | Roof
NJADRE1559997902 | Administratively Determined Incentive Program | FRANKLIN | 7416 | 5.67 | Residential | Behind the Meter | No | Power Home Remodeling Group | JCP&L |  | Accepted | 2025-06-30 | 2025-07-22 | 2026-07-22 | Inverters | SolarEdge | SE3800H-US | 3800 |  | 1 |  |  | 0.99 |  | Outside
NJADRE1559997902 | Administratively Determined Incentive Program | FRANKLIN | 7416 | 5.67 | Residential | Behind the Meter | No | Power Home Remodeling Group | JCP&L |  | Accepted | 2025-06-30 | 2025-07-22 | 2026-07-22 | Solar Panels | JA Solar | JAM54S31 405/MR |  | 0.405 | 10 | 290 | 35 |  | Fixed | Roof
NJADRE1559997902 | Administratively Determined Incentive Program | FRANKLIN | 7416 | 5.67 | Residential | Behind the Meter | No | Power Home Remodeling Group | JCP&L |  | Accepted | 2025-06-30 | 2025-07-22 | 2026-07-22 | Meters | SolarEdge | Revenue Grade Data Ansi C12.20 |  |  | 1 |  |  |  | Yes | Outdoor
NJADRE1559997903 | Administratively Determined Incentive Program | UNION | 7083 | 8.715 | Residential | Behind the Meter | Yes | Big Wave Roofing and Solar, LLC | PSE&G |  | Accepted | 2025-06-30 | 2025-07-22 | 2026-07-22 | Solar Panels | HANWHA | QCELLS Q.PEAK DUO BLK ML-G10.C+415w |  | 0.415 | 1 | 128 | 22 |  | Fixed | Roof
NJADRE1559997903 | Administratively Determined Incentive Program | UNION | 7083 | 8.715 | Residential | Behind the Meter | Yes | Big Wave Roofing and Solar, LLC | PSE&G |  | Accepted | 2025-06-30 | 2025-07-22 | 2026-07-22 | Solar Panels | HANWHA | QCELLS Q.PEAK DUO BLK ML-G10.C+415w |  | 0.415 | 13 | 218 | 38 |  | Fixed | Roof
NJADRE1559997903 | Administratively Determined Incentive Program | UNION | 7083 | 8.715 | Residential | Behind the Meter | Yes | Big Wave Roofing and Solar, LLC | PSE&G |  | Accepted | 2025-06-30 | 2025-07-22 | 2026-07-22 | Inverters | Enphase | IQ8HC-72-M-DOM-US | 380 |  | 21 |  |  | 0.97 |  | Outdoor
NJADRE1559997903 | Administratively Determined Incentive Program | UNION | 7083 | 8.715 | Residential | Behind the Meter | Yes | Big Wave Roofing and Solar, LLC | PSE&G |  | Accepted | 2025-06-30 | 2025-07-22 | 2026-07-22 | Solar Panels | HANWHA | QCELLS Q.PEAK DUO BLK ML-G10.C+415w |  | 0.415 | 6 | 38 | 38 |  | Fixed | Roof
NJADRE1559997903 | Administratively Determined Incentive Program | UNION | 7083 | 8.715 | Residential | Behind the Meter | Yes | Big Wave Roofing and Solar, LLC | PSE&G |  | Accepted | 2025-06-30 | 2025-07-22 | 2026-07-22 | Solar Panels | HANWHA | QCELLS Q.PEAK DUO BLK ML-G10.C+415w |  | 0.415 | 1 | 218 | 22 |  | Fixed | Roof
NJADRE1559997917 | Administratively Determined Incentive Program | CAPE MAY COURT HOUSE | 8210 | 8.91 | Residential | Behind the Meter | Yes | Sunrun Installation Services, Inc. | AC Electric |  | Accepted | 2025-06-30 | 2025-07-22 | 2026-07-22 | Inverters | SolarEdge Technologies | SE7600H-USMN | 7600 |  | 1 |  |  | 0.99 |  | Outdoor | Next to meter
NJADRE1559997917 | Administratively Determined Incentive Program | CAPE MAY COURT HOUSE | 8210 | 8.91 | Residential | Behind the Meter | Yes | Sunrun Installation Services, Inc. | AC Electric |  | Accepted | 2025-06-30 | 2025-07-22 | 2026-07-22 | Solar Panels | JA Solar | JAM54S31-405/MR |  | 0.405 | 22 | 206 | 30 |  | Fixed | Roof
NJADRE1559997919 | Administratively Determined Incentive Program | WARETOWN | 8758 | 7.29 | Residential | Behind the Meter | No | Solar Energy World | JCP&L |  | Accepted | 2025-06-30 | 2025-07-22 | 2026-07-22 | Inverters | Enphase | IQ8+-72-M-US | 290 |  | 18 |  |  | 0.97 |  | Outside
NJADRE1559997919 | Administratively Determined Incentive Program | WARETOWN | 8758 | 7.29 | Residential | Behind the Meter | No | Solar Energy World | JCP&L |  | Accepted | 2025-06-30 | 2025-07-22 | 2026-07-22 | Solar Panels | LONGi | LR5-54HPB-405M |  | 0.405 | 18 | 148 | 27 |  | Fixed | Roof
NJADRE1559997927 | Administratively Determined Incentive Program | Hainesport Twp | 8036 | 15.39 | Residential | Behind the Meter | Yes | Sunrun Installation Services, Inc. | PSE&G |  | Accepted | 2025-06-30 | 2025-07-24 | 2026-07-24 | Solar Panels | JA SOLAR | JAM54S31-405/MR |  | 0.405 | 19 | 86 | 26 |  | Fixed | Roof
NJADRE1559997927 | Administratively Determined Incentive Program | Hainesport Twp | 8036 | 15.39 | Residential | Behind the Meter | Yes | Sunrun Installation Services, Inc. | PSE&G |  | Accepted | 2025-06-30 | 2025-07-24 | 2026-07-24 | Inverters | SOLAREDGE TECHNOLOGIES | SE7600H-USMN | 7600 |  | 1 |  |  | 0.99 |  | Outdoor
NJADRE1559997927 | Administratively Determined Incentive Program | Hainesport Twp | 8036 | 15.39 | Residential | Behind the Meter | Yes | Sunrun Installation Services, Inc. | PSE&G |  | Accepted | 2025-06-30 | 2025-07-24 | 2026-07-24 | Solar Panels | JA SOLAR | JAM54S31-405/MR |  | 0.405 | 3 | 176 | 26 |  | Fixed | Roof
NJADRE1559997927 | Administratively Determined Incentive Program | Hainesport Twp | 8036 | 15.39 | Residential | Behind the Meter | Yes | Sunrun Installation Services, Inc. | PSE&G |  | Accepted | 2025-06-30 | 2025-07-24 | 2026-07-24 | Inverters | HANWHA Q-CELLS | SE3800H-USMN | 3800 |  | 1 |  |  | 0.99 |  | Outdoor
NJADRE1559997927 | Administratively Determined Incentive Program | Hainesport Twp | 8036 | 15.39 | Residential | Behind the Meter | Yes | Sunrun Installation Services, Inc. | PSE&G |  | Accepted | 2025-06-30 | 2025-07-24 | 2026-07-24 | Solar Panels | JA SOLAR | JAM54S31-405/MR |  | 0.405 | 16 | 266 | 26 |  | Fixed | Roof
NJADRE1560000578 | Administratively Determined Incentive Program | TOMS RIVER | 8755 | 15.015 | Residential | Behind the Meter | No | Powerlutions, LLC | JCP&L |  | Accepted | 2025-06-30 | 2025-07-23 | 2026-07-23 | Solar Panels | CANADIAN | CS6.1-54TM-455H |  | 0.455 | 8 | 334 | 33 |  | Fixed | Roof
NJADRE1560000578 | Administratively Determined Incentive Program | TOMS RIVER | 8755 | 15.015 | Residential | Behind the Meter | No | Powerlutions, LLC | JCP&L |  | Accepted | 2025-06-30 | 2025-07-23 | 2026-07-23 | Inverters | Enphase | IQ8MC-72-M-US | 320 |  | 33 |  |  | 0.98 |  | Outdoor
NJADRE1560000578 | Administratively Determined Incentive Program | TOMS RIVER | 8755 | 15.015 | Residential | Behind the Meter | No | Powerlutions, LLC | JCP&L |  | Accepted | 2025-06-30 | 2025-07-23 | 2026-07-23 | Solar Panels | CANADIAN | CS6.1-54TM-455H |  | 0.455 | 22 | 154 | 33 |  | Fixed | Roof
NJADRE1560000578 | Administratively Determined Incentive Program | TOMS RIVER | 8755 | 15.015 | Residential | Behind the Meter | No | Powerlutions, LLC | JCP&L |  | Accepted | 2025-06-30 | 2025-07-23 | 2026-07-23 | Solar Panels | CANADIAN | CS6.1-54TM-455H |  | 0.455 | 3 | 154 | 39 |  | Fixed | Roof
NJADRE1560000585 | Administratively Determined Incentive Program | TOMS RIVER | 8755 | 10.125 | Residential | Behind the Meter | Yes | Sunrun Installation Services, Inc. | JCP&L |  | Accepted | 2025-06-30 | 2025-07-22 | 2026-07-22 | Solar Panels | JA SOLAR | JAM54S31-405/MR |  | 0.405 | 4 | 114 | 17 |  | Fixed | Roof
NJADRE1560000585 | Administratively Determined Incentive Program | TOMS RIVER | 8755 | 10.125 | Residential | Behind the Meter | Yes | Sunrun Installation Services, Inc. | JCP&L |  | Accepted | 2025-06-30 | 2025-07-22 | 2026-07-22 | Inverters | SOLAREDGE TECHNOLOGIES | SE7600H-USMN | 7600 |  | 1 |  |  | 0.99 |  | Outdoor
NJADRE1560000585 | Administratively Determined Incentive Program | TOMS RIVER | 8755 | 10.125 | Residential | Behind the Meter | Yes | Sunrun Installation Services, Inc. | JCP&L |  | Accepted | 2025-06-30 | 2025-07-22 | 2026-07-22 | Solar Panels | JA SOLAR | JAM54S31-405/MR |  | 0.405 | 8 | 114 | 18 |  | Fixed | Roof
NJADRE1560000585 | Administratively Determined Incentive Program | TOMS RIVER | 8755 | 10.125 | Residential | Behind the Meter | Yes | Sunrun Installation Services, Inc. | JCP&L |  | Accepted | 2025-06-30 | 2025-07-22 | 2026-07-22 | Solar Panels | JA SOLAR | JAM54S31-405/MR |  | 0.405 | 4 | 116 | 18 |  | Fixed | Roof
NJADRE1560000585 | Administratively Determined Incentive Program | TOMS RIVER | 8755 | 10.125 | Residential | Behind the Meter | Yes | Sunrun Installation Services, Inc. | JCP&L |  | Accepted | 2025-06-30 | 2025-07-22 | 2026-07-22 | Solar Panels | JA SOLAR | JAM54S31-405/MR |  | 0.405 | 9 | 295 | 5 |  | Fixed | Roof
NJADRE1560000803 | Administratively Determined Incentive Program | Cranford | 7016 | 7.885 | Residential | Behind the Meter | Yes | Big Wave Roofing and Solar, LLC | PSE&G |  | Accepted | 2025-06-30 | 2025-07-22 | 2026-07-22 | Solar Panels | HANWHA | QCELLS Q.PEAK DUO BLK ML-G10.C+415w |  | 0.415 | 4 | 218 | 15 |  | Fixed | Roof
NJADRE1560000803 | Administratively Determined Incentive Program | Cranford | 7016 | 7.885 | Residential | Behind the Meter | Yes | Big Wave Roofing and Solar, LLC | PSE&G |  | Accepted | 2025-06-30 | 2025-07-22 | 2026-07-22 | Solar Panels | HANWHA | QCELLS Q.PEAK DUO BLK ML-G10.C+415w |  | 0.415 | 3 | 38 | 15 |  | Fixed | Roof
NJADRE1560000803 | Administratively Determined Incentive Program | Cranford | 7016 | 7.885 | Residential | Behind the Meter | Yes | Big Wave Roofing and Solar, LLC | PSE&G |  | Accepted | 2025-06-30 | 2025-07-22 | 2026-07-22 | Solar Panels | HANWHA | QCELLS Q.PEAK DUO BLK ML-G10.C+415w |  | 0.415 | 3 | 308 | 15 |  | Fixed | Roof
NJADRE1560000803 | Administratively Determined Incentive Program | Cranford | 7016 | 7.885 | Residential | Behind the Meter | Yes | Big Wave Roofing and Solar, LLC | PSE&G |  | Accepted | 2025-06-30 | 2025-07-22 | 2026-07-22 | Solar Panels | HANWHA | QCELLS Q.PEAK DUO BLK ML-G10.C+415w |  | 0.415 | 3 | 15 | 15 |  | Fixed | Roof
NJADRE1560000803 | Administratively Determined Incentive Program | Cranford | 7016 | 7.885 | Residential | Behind the Meter | Yes | Big Wave Roofing and Solar, LLC | PSE&G |  | Accepted | 2025-06-30 | 2025-07-22 | 2026-07-22 | Inverters | Enphase | IQ8HC-72-M-DOM-US | 380 |  | 19 |  |  | 0.98 |  | Outdoor
NJADRE1560000803 | Administratively Determined Incentive Program | Cranford | 7016 | 7.885 | Residential | Behind the Meter | Yes | Big Wave Roofing and Solar, LLC | PSE&G |  | Accepted | 2025-06-30 | 2025-07-22 | 2026-07-22 | Solar Panels | HANWHA | QCELLS Q.PEAK DUO BLK ML-G10.C+415w |  | 0.415 | 6 | 218 | 25 |  | Fixed | Roof
NJADRE1560000817 | Administratively Determined Incentive Program | Ewing | 8638 | 19.55 | Commercial | Behind the Meter | No | Solar Mite Solutions, LLC | PSE&G |  | Accepted | 2025-06-30 | 2025-07-23 | 2026-07-23 | Solar Panels | Enphase | JKM425N |  | 0.425 | 6 | 129 | 15 |  | Fixed | Roof
NJADRE1560000817 | Administratively Determined Incentive Program | Ewing | 8638 | 19.55 | Commercial | Behind the Meter | No | Solar Mite Solutions, LLC | PSE&G |  | Accepted | 2025-06-30 | 2025-07-23 | 2026-07-23 | Inverters | Enphase | IQ8PLUS-72-M-US | 290 |  | 46 |  |  | 0.97 |  | Outside
NJADRE1560000817 | Administratively Determined Incentive Program | Ewing | 8638 | 19.55 | Commercial | Behind the Meter | No | Solar Mite Solutions, LLC | PSE&G |  | Accepted | 2025-06-30 | 2025-07-23 | 2026-07-23 | Solar Panels | Enphase | JKM425N |  | 0.425 | 40 | 219 | 15 |  | Fixed | Roof
NJADRE1560000833 | Administratively Determined Incentive Program | Wall Township | 7719 | 19.14 | Residential | Behind the Meter | No | Solar Energy World | JCP&L |  | Accepted | 2025-06-30 | 2025-07-23 | 2026-07-23 | Inverters | Enphase | IQ8MC-72-M-US | 320 |  | 44 |  |  | 0.97 |  | Outside
NJADRE1560000833 | Administratively Determined Incentive Program | Wall Township | 7719 | 19.14 | Residential | Behind the Meter | No | Solar Energy World | JCP&L |  | Accepted | 2025-06-30 | 2025-07-23 | 2026-07-23 | Solar Panels | HANWHA | Q.TRON BLKM-G2+ 435W |  | 0.435 | 18 | 191 | 18 |  | Fixed | Roof
NJADRE1560000833 | Administratively Determined Incentive Program | Wall Township | 7719 | 19.14 | Residential | Behind the Meter | No | Solar Energy World | JCP&L |  | Accepted | 2025-06-30 | 2025-07-23 | 2026-07-23 | Solar Panels | HANWHA | Q.TRON BLKM-G2+ 435W |  | 0.435 | 16 | 79 | 25 |  | Fixed | Roof
NJADRE1560000833 | Administratively Determined Incentive Program | Wall Township | 7719 | 19.14 | Residential | Behind the Meter | No | Solar Energy World | JCP&L |  | Accepted | 2025-06-30 | 2025-07-23 | 2026-07-23 | Solar Panels | HANWHA | Q.TRON BLKM-G2+ 435W |  | 0.435 | 6 | 169 | 39 |  | Fixed | Roof
NJADRE1560000833 | Administratively Determined Incentive Program | Wall Township | 7719 | 19.14 | Residential | Behind the Meter | No | Solar Energy World | JCP&L |  | Accepted | 2025-06-30 | 2025-07-23 | 2026-07-23 | Solar Panels | HANWHA | Q.TRON BLKM-G2+ 435W |  | 0.435 | 4 | 80 | 28 |  | Fixed | Roof
NJADRE1560000850 | Administratively Determined Incentive Program | CINNAMINSON | 8077 | 6.96 | Residential | Behind the Meter | Yes | Brilliant Installations, Inc. | PSE&G |  | Accepted | 2025-06-30 | 2025-07-23 | 2026-07-23 | Solar Panels | HANWHA QCELLS | Q.TRON BLK M-G2.H+ 435 |  | 0.435 | 9 | 207 | 23 |  | Fixed | Roof
NJADRE1560000850 | Administratively Determined Incentive Program | CINNAMINSON | 8077 | 6.96 | Residential | Behind the Meter | Yes | Brilliant Installations, Inc. | PSE&G |  | Accepted | 2025-06-30 | 2025-07-23 | 2026-07-23 | Inverters | SOLAREDGE | USE5700H-USMNBL75 | 5760 |  | 1 |  |  | 0.97 |  | Outdoor
NJADRE1560000850 | Administratively Determined Incentive Program | CINNAMINSON | 8077 | 6.96 | Residential | Behind the Meter | Yes | Brilliant Installations, Inc. | PSE&G |  | Accepted | 2025-06-30 | 2025-07-23 | 2026-07-23 | Solar Panels | HANWHA QCELLS | Q.TRON BLK M-G2.H+ 435 |  | 0.435 | 7 | 27 | 23 |  | Fixed | Roof
NJADRE1560000858 | Administratively Determined Incentive Program | Manalapan | 7726 | 13.6 | Residential | Behind the Meter | Yes | Solar Mite Solutions, LLC | JCP&L |  | Accepted | 2025-06-30 | 2025-07-22 | 2026-07-22 | Solar Panels | Jinko | JKM425N |  | 0.425 | 17 | 124 | 38 |  | Fixed | Roof
NJADRE1560000858 | Administratively Determined Incentive Program | Manalapan | 7726 | 13.6 | Residential | Behind the Meter | Yes | Solar Mite Solutions, LLC | JCP&L |  | Accepted | 2025-06-30 | 2025-07-22 | 2026-07-22 | Inverters | Enphase | IQ8HC-72-M-DOM-US | 380 |  | 32 |  |  | 0.97 |  | Outside
NJADRE1560000858 | Administratively Determined Incentive Program | Manalapan | 7726 | 13.6 | Residential | Behind the Meter | Yes | Solar Mite Solutions, LLC | JCP&L |  | Accepted | 2025-06-30 | 2025-07-22 | 2026-07-22 | Solar Panels | Enphase | JKM425N |  | 0.425 | 5 | 124 | 10 |  | Fixed | Roof
NJADRE1560000858 | Administratively Determined Incentive Program | Manalapan | 7726 | 13.6 | Residential | Behind the Meter | Yes | Solar Mite Solutions, LLC | JCP&L |  | Accepted | 2025-06-30 | 2025-07-22 | 2026-07-22 | Solar Panels | Jinko | JKM425N |  | 0.425 | 10 | 124 | 37 |  | Fixed | Roof
NJADRE1560000872 | Administratively Determined Incentive Program | MOORESTOWN | 8057 | 9.135 | Residential | Behind the Meter | No | MACK Solar and Roofing | PSE&G |  | Accepted | 2025-07-22 | 2025-08-18 | 2026-08-18 | Inverters | SolarEdge | HD Wave 7.6KW | 7600 |  | 1 |  |  | 0.98 |  | Outside
NJADRE1560000872 | Administratively Determined Incentive Program | MOORESTOWN | 8057 | 9.135 | Residential | Behind the Meter | No | MACK Solar and Roofing | PSE&G |  | Accepted | 2025-07-22 | 2025-08-18 | 2026-08-18 | Solar Panels | Q Cells | QTRON Blk M G2+ |  | 0.435 | 21 | 152 | 37 |  | Fixed | Roof
NJADRE1560000883 | Administratively Determined Incentive Program | PLAINFIELD | 7060 | 8.61 | Residential | Behind the Meter | Yes | Pro Custom Solar dba Momentum Solar | PSE&G |  | Accepted | 2025-06-30 | 2025-07-23 | 2026-07-23 | Solar Panels | HANWHA | Q.PEAK DUO BLK ML-G10+410 |  | 0.41 | 13 | 230 | 45 |  | Fixed | Roof
NJADRE1560000883 | Administratively Determined Incentive Program | PLAINFIELD | 7060 | 8.61 | Residential | Behind the Meter | Yes | Pro Custom Solar dba Momentum Solar | PSE&G |  | Accepted | 2025-06-30 | 2025-07-23 | 2026-07-23 | Inverters | ENPHASE | IQ8HC-72-M-DOM-US | 380 |  | 21 |  |  | 0.97 |  | Outdoor
NJADRE1560000883 | Administratively Determined Incentive Program | PLAINFIELD | 7060 | 8.61 | Residential | Behind the Meter | Yes | Pro Custom Solar dba Momentum Solar | PSE&G |  | Accepted | 2025-06-30 | 2025-07-23 | 2026-07-23 | Solar Panels | HANWHA | Q.PEAK DUO BLK ML-G10+410 |  | 0.41 | 8 | 50 | 45 |  | Fixed | Roof
NJADRE1560000885 | Administratively Determined Incentive Program | Bridgewater | 8807 | 6.09 | Residential | Behind the Meter | Yes | SunnyMac, LLC | PSE&G |  | Accepted | 2025-06-30 | 2025-07-22 | 2026-07-22 | Inverters | SOLAREDGE HOME HUB | SE5700H-US | 5760 |  | 1 |  |  | 0.99 |  | Outdoor | next to meter
NJADRE1560000885 | Administratively Determined Incentive Program | Bridgewater | 8807 | 6.09 | Residential | Behind the Meter | Yes | SunnyMac, LLC | PSE&G |  | Accepted | 2025-06-30 | 2025-07-22 | 2026-07-22 | Solar Panels | HANWHA | Q.TRON BLK M-G2+ |  | 0.435 | 14 | 188 | 26 |  | Fixed | Roof
NJADRE1560000890 | Administratively Determined Incentive Program | VOORHEES TOWNSHIP | 8043 | 7.29 | Residential | Behind the Meter | No | Solar Energy World | PSE&G |  | Accepted | 2025-06-30 | 2025-07-23 | 2026-07-23 | Inverters | Enphase | IQ8+-72-M-US | 290 |  | 18 |  |  | 0.97 |  | Outside
NJADRE1560000890 | Administratively Determined Incentive Program | VOORHEES TOWNSHIP | 8043 | 7.29 | Residential | Behind the Meter | No | Solar Energy World | PSE&G |  | Accepted | 2025-06-30 | 2025-07-23 | 2026-07-23 | Solar Panels | LONGi | LR5-54HPB-405M |  | 0.405 | 18 | 91 | 19 |  | Fixed | Roof
NJADRE1560000891 | Administratively Determined Incentive Program | BROWNS MILLS | 8015 | 14.355 | Residential | Behind the Meter | Yes | Skyline Solar, LLC | JCP&L |  | Accepted | 2025-06-30 | 2025-07-25 | 2026-07-25 | Solar Panels | Hanwha | Q. Tron BLK M-G2.H+ |  | 0.435 | 16 | 94 | 24 |  | Fixed | Roof
NJADRE1560000891 | Administratively Determined Incentive Program | BROWNS MILLS | 8015 | 14.355 | Residential | Behind the Meter | Yes | Skyline Solar, LLC | JCP&L |  | Accepted | 2025-06-30 | 2025-07-25 | 2026-07-25 | Inverters | Enphase | IQ8HC-72-M-DOM-US | 380 |  | 33 |  |  | 0.977 |  | Outside
NJADRE1560000891 | Administratively Determined Incentive Program | BROWNS MILLS | 8015 | 14.355 | Residential | Behind the Meter | Yes | Skyline Solar, LLC | JCP&L |  | Accepted | 2025-06-30 | 2025-07-25 | 2026-07-25 | Solar Panels | Hanwha | Q. Tron BLK M-G2.H+ |  | 0.435 | 17 | 274 | 22 |  | Fixed | Roof
NJADRE1560000899 | Administratively Determined Incentive Program | Brick | 8724 | 9.84 | Residential | Behind the Meter | Yes | Trinity Solar, LLC | JCP&L |  | Accepted | 2025-06-30 | 2025-07-22 | 2026-07-22 | Solar Panels | Hanwha | Q.PEAK DUO BLK ML-G10+ 410 |  | 0.41 | 16 | 89 | 23 |  | Fixed | Roof
NJADRE1560000899 | Administratively Determined Incentive Program | Brick | 8724 | 9.84 | Residential | Behind the Meter | Yes | Trinity Solar, LLC | JCP&L |  | Accepted | 2025-06-30 | 2025-07-22 | 2026-07-22 | Inverters | Solar Edge | USE7600H-US | 7600 |  | 1 |  |  | 0.97 |  | Outside
NJADRE1560000899 | Administratively Determined Incentive Program | Brick | 8724 | 9.84 | Residential | Behind the Meter | Yes | Trinity Solar, LLC | JCP&L |  | Accepted | 2025-06-30 | 2025-07-22 | 2026-07-22 | Solar Panels | Hanwha | Q.PEAK DUO BLK ML-G10+ 410 |  | 0.41 | 8 | 179 | 23 |  | Fixed | Roof
NJADRE1560000907 | Administratively Determined Incentive Program | Voorhees | 8043 | 9.35 | Residential | Behind the Meter | Yes | Power Energy Solutions, LLC | PSE&G |  | Accepted | 2025-06-30 | 2025-07-22 | 2026-07-22 | Inverters | SolarEdge | SE5700H-US | 6 |  | 1 |  |  | 0.97 |  | Outdoor
NJADRE1560000907 | Administratively Determined Incentive Program | Voorhees | 8043 | 9.35 | Residential | Behind the Meter | Yes | Power Energy Solutions, LLC | PSE&G |  | Accepted | 2025-06-30 | 2025-07-22 | 2026-07-22 | Solar Panels | Trina Solar | TSM-425NE09RC.05 |  | 0.425 | 22 | 221 | 22 |  | Fixed | Roof
NJADRE1560000912 | Administratively Determined Incentive Program | Newark | 7112 | 6.02 | Residential | Behind the Meter | Yes | PosiGen Developer, LLC | PSE&G |  | Accepted | 2025-06-30 | 2025-07-22 | 2026-07-22 | Solar Panels | JINKO EAGLE G6R | JKM430N-54HL4-B |  | 0.43 | 7 | 212 | 23 |  | Fixed | Roof
NJADRE1560000912 | Administratively Determined Incentive Program | Newark | 7112 | 6.02 | Residential | Behind the Meter | Yes | PosiGen Developer, LLC | PSE&G |  | Accepted | 2025-06-30 | 2025-07-22 | 2026-07-22 | Solar Panels | JINKO EAGLE G6R | JKM430N-54HL4-B |  | 0.43 | 7 | 32 | 23 |  | Fixed | Roof
NJADRE1560000912 | Administratively Determined Incentive Program | Newark | 7112 | 6.02 | Residential | Behind the Meter | Yes | PosiGen Developer, LLC | PSE&G |  | Accepted | 2025-06-30 | 2025-07-22 | 2026-07-22 | Inverters | SOLAREDGE | SE5700H-US | 5760 |  | 1 |  |  | 0.99 |  | Outside | WITHIN TEN FEET OF METER
NJADRE1560000940 | Administratively Determined Incentive Program | MONTCLAIR | 7043 | 6.885 | Residential | Behind the Meter | Yes | Sunrun Installation Services, Inc. | PSE&G |  | Accepted | 2025-06-30 | 2025-07-23 | 2026-07-23 | Solar Panels | JA SOLAR | JAM54S31-405/MR |  | 0.405 | 13 | 270 | 32 |  | Fixed | Roof
NJADRE1560000940 | Administratively Determined Incentive Program | MONTCLAIR | 7043 | 6.885 | Residential | Behind the Meter | Yes | Sunrun Installation Services, Inc. | PSE&G |  | Accepted | 2025-06-30 | 2025-07-23 | 2026-07-23 | Inverters | SOLAREDGE TECHNOLOGIES | SE5700H-USMN | 5760 |  | 1 |  |  | 0.99 |  | Outdoor
NJADRE1560000940 | Administratively Determined Incentive Program | MONTCLAIR | 7043 | 6.885 | Residential | Behind the Meter | Yes | Sunrun Installation Services, Inc. | PSE&G |  | Accepted | 2025-06-30 | 2025-07-23 | 2026-07-23 | Solar Panels | JA SOLAR | JAM54S31-405/MR |  | 0.405 | 4 | 89 | 32 |  | Fixed | Roof
NJADRE1560000952 | Administratively Determined Incentive Program | Califon | 7830 | 4.1 | Residential | Behind the Meter | Yes | Trinity Solar, LLC | JCP&L |  | Accepted | 2025-06-30 | 2025-08-16 | 2026-08-16 | Inverters | SOLAREDGE | SE3800H-US | 3800 |  | 1 |  |  | 0.97 |  | Outside
NJADRE1560000952 | Administratively Determined Incentive Program | Califon | 7830 | 4.1 | Residential | Behind the Meter | Yes | Trinity Solar, LLC | JCP&L |  | Accepted | 2025-06-30 | 2025-08-16 | 2026-08-16 | Solar Panels | HANWHA 410 (Q.PEAK DUO BLK ML-G10+410) | HANWHA 410 (Q.PEAK DUO BLK ML-G10+410) |  | 0.41 | 10 | 215 | 19 |  | Fixed | Roof
NJADRE1560000967 | Administratively Determined Incentive Program | Elizabethport | 7206 | 10.625 | Residential | Behind the Meter | Yes | Power Energy Solutions, LLC | PSE&G |  | Accepted | 2025-06-30 | 2025-07-22 | 2026-07-22 | Inverters | SolarEdge | SE5700H-US | 6 |  | 1 |  |  | 0.97 |  | Outdoor
NJADRE1560000967 | Administratively Determined Incentive Program | Elizabethport | 7206 | 10.625 | Residential | Behind the Meter | Yes | Power Energy Solutions, LLC | PSE&G |  | Accepted | 2025-06-30 | 2025-07-22 | 2026-07-22 | Solar Panels | Trina Solar | TSM-425NE09RC.05 |  | 0.425 | 10 | 56 | 39 |  | Fixed | Roof
NJADRE1560000967 | Administratively Determined Incentive Program | Elizabethport | 7206 | 10.625 | Residential | Behind the Meter | Yes | Power Energy Solutions, LLC | PSE&G |  | Accepted | 2025-06-30 | 2025-07-22 | 2026-07-22 | Solar Panels | Trina Solar | TSM-425NE09RC.05 |  | 0.425 | 9 | 236 | 39 |  | Fixed | Roof
NJADRE1560000967 | Administratively Determined Incentive Program | Elizabethport | 7206 | 10.625 | Residential | Behind the Meter | Yes | Power Energy Solutions, LLC | PSE&G |  | Accepted | 2025-06-30 | 2025-07-22 | 2026-07-22 | Solar Panels | Trina Solar | TSM-425NE09RC.05 |  | 0.425 | 6 | 327 | 4 |  | Fixed | Roof
NJADRE1560000974 | Administratively Determined Incentive Program | Pine Brook | 7058 | 13.94 | Residential | Behind the Meter | Yes | Trinity Solar, LLC | JCP&L |  | Accepted | 2025-06-30 | 2025-07-22 | 2026-07-22 | Inverters | Solar Edge | USE11400H-US | 11400 |  | 1 |  |  | 0.97 |  | Outside
NJADRE1560000974 | Administratively Determined Incentive Program | Pine Brook | 7058 | 13.94 | Residential | Behind the Meter | Yes | Trinity Solar, LLC | JCP&L |  | Accepted | 2025-06-30 | 2025-07-22 | 2026-07-22 | Solar Panels | Hanwha | Q.PEAK DUO BLK ML-G10+ 410 |  | 0.41 | 6 | 91 | 14 |  | Fixed | Roof
NJADRE1560000974 | Administratively Determined Incentive Program | Pine Brook | 7058 | 13.94 | Residential | Behind the Meter | Yes | Trinity Solar, LLC | JCP&L |  | Accepted | 2025-06-30 | 2025-07-22 | 2026-07-22 | Solar Panels | Hanwha | Q.PEAK DUO BLK ML-G10+ 410 |  | 0.41 | 20 | 271 | 29 |  | Fixed | Roof
NJADRE1560000974 | Administratively Determined Incentive Program | Pine Brook | 7058 | 13.94 | Residential | Behind the Meter | Yes | Trinity Solar, LLC | JCP&L |  | Accepted | 2025-06-30 | 2025-07-22 | 2026-07-22 | Solar Panels | Hanwha | Q.PEAK DUO BLK ML-G10+ 410 |  | 0.41 | 8 | 91 | 29 |  | Fixed | Roof
NJADRE1560000983 | Administratively Determined Incentive Program | Bridgewater | 8807 | 8.91 | Residential | Behind the Meter | Yes | Sunrun Installation Services, Inc. | PSE&G |  | Accepted | 2025-06-30 | 2025-07-22 | 2026-07-22 | Solar Panels | JA SOLAR | JAM54S31-405/MR |  | 0.405 | 5 | 59 | 18 |  | Fixed | Roof
NJADRE1560000983 | Administratively Determined Incentive Program | Bridgewater | 8807 | 8.91 | Residential | Behind the Meter | Yes | Sunrun Installation Services, Inc. | PSE&G |  | Accepted | 2025-06-30 | 2025-07-22 | 2026-07-22 | Inverters | SOLAREDGE TECHNOLOGIES | SE7600H-USMN | 7600 |  | 1 |  |  | 0.99 |  | Outdoor
NJADRE1560000983 | Administratively Determined Incentive Program | Bridgewater | 8807 | 8.91 | Residential | Behind the Meter | Yes | Sunrun Installation Services, Inc. | PSE&G |  | Accepted | 2025-06-30 | 2025-07-22 | 2026-07-22 | Solar Panels | JA SOLAR | JAM54S31-405/MR |  | 0.405 | 5 | 239 | 18 |  | Fixed | Roof
NJADRE1560000983 | Administratively Determined Incentive Program | Bridgewater | 8807 | 8.91 | Residential | Behind the Meter | Yes | Sunrun Installation Services, Inc. | PSE&G |  | Accepted | 2025-06-30 | 2025-07-22 | 2026-07-22 | Solar Panels | JA SOLAR | JAM54S31-405/MR |  | 0.405 | 6 | 238 | 30 |  | Fixed | Roof
NJADRE1560000983 | Administratively Determined Incentive Program | Bridgewater | 8807 | 8.91 | Residential | Behind the Meter | Yes | Sunrun Installation Services, Inc. | PSE&G |  | Accepted | 2025-06-30 | 2025-07-22 | 2026-07-22 | Solar Panels | JA SOLAR | JAM54S31-405/MR |  | 0.405 | 6 | 58 | 30 |  | Fixed | Roof
NJADRE1560001001 | Administratively Determined Incentive Program | Jackson | 8527 | 7.29 | Residential | Behind the Meter | No | Power Home Remodeling Group | JCP&L |  | Accepted | 2025-06-30 | 2025-07-23 | 2026-07-23 | Meters | SolarEdge | Revenue Grade Data Ansi C12.20 |  |  | 1 |  |  |  | Yes | Outdoor
NJADRE1560001001 | Administratively Determined Incentive Program | Jackson | 8527 | 7.29 | Residential | Behind the Meter | No | Power Home Remodeling Group | JCP&L |  | Accepted | 2025-06-30 | 2025-07-23 | 2026-07-23 | Inverters | SolarEdge | SE5700H-US | 5760 |  | 1 |  |  | 0.99 |  | Outside
NJADRE1560001001 | Administratively Determined Incentive Program | Jackson | 8527 | 7.29 | Residential | Behind the Meter | No | Power Home Remodeling Group | JCP&L |  | Accepted | 2025-06-30 | 2025-07-23 | 2026-07-23 | Solar Panels | JA Solar | JAM54S31 405/MR |  | 0.405 | 18 | 221 | 18 |  | Fixed | Roof
NJADRE1560001025 | Administratively Determined Incentive Program | Metuchen | 8840 | 6.56 | Residential | Behind the Meter | Yes | Trinity Solar, LLC | PSE&G |  | Accepted | 2025-06-30 | 2025-07-22 | 2026-07-22 | Inverters | SOLAREDGE | SE5700H-US | 5700 |  | 1 |  |  | 0.97 |  | Outside
NJADRE1560001025 | Administratively Determined Incentive Program | Metuchen | 8840 | 6.56 | Residential | Behind the Meter | Yes | Trinity Solar, LLC | PSE&G |  | Accepted | 2025-06-30 | 2025-07-22 | 2026-07-22 | Solar Panels | HANWHA 410 (Q.PEAK DUO BLK ML-G10+410) | HANWHA 410 (Q.PEAK DUO BLK ML-G10+410) |  | 0.41 | 16 | 144 | 37 |  | Fixed | Roof
NJADRE1560001030 | Administratively Determined Incentive Program | Old Bridge | 8857 | 12.3 | Residential | Behind the Meter | No | Tesla Energy Operations, Inc. | JCP&L |  | Accepted | 2025-06-30 | 2025-07-22 | 2026-07-22 | Inverters | Tesla | 1538000-XX-Y | 7600 |  | 1 |  |  | 0.98 |  | Outdoor
NJADRE1560001030 | Administratively Determined Incentive Program | Old Bridge | 8857 | 12.3 | Residential | Behind the Meter | No | Tesla Energy Operations, Inc. | JCP&L |  | Accepted | 2025-06-30 | 2025-07-22 | 2026-07-22 | Solar Panels | Hanwha | Q.PEAK DUO BLK ML-G10+/TS 410 |  | 0.41 | 2 | 235 | 27 |  | Fixed | Roof
NJADRE1560001030 | Administratively Determined Incentive Program | Old Bridge | 8857 | 12.3 | Residential | Behind the Meter | No | Tesla Energy Operations, Inc. | JCP&L |  | Accepted | 2025-06-30 | 2025-07-22 | 2026-07-22 | Inverters | Tesla | 1538000-XX-Y | 5000 |  | 1 |  |  | 0.98 |  | Outdoor
NJADRE1560001030 | Administratively Determined Incentive Program | Old Bridge | 8857 | 12.3 | Residential | Behind the Meter | No | Tesla Energy Operations, Inc. | JCP&L |  | Accepted | 2025-06-30 | 2025-07-22 | 2026-07-22 | Solar Panels | Hanwha | Q.PEAK DUO BLK ML-G10+/TS 410 |  | 0.41 | 10 | 145 | 27 |  | Fixed | Roof
NJADRE1560001030 | Administratively Determined Incentive Program | Old Bridge | 8857 | 12.3 | Residential | Behind the Meter | No | Tesla Energy Operations, Inc. | JCP&L |  | Accepted | 2025-06-30 | 2025-07-22 | 2026-07-22 | Solar Panels | Hanwha | Q.PEAK DUO BLK ML-G10+/TS 410 |  | 0.41 | 18 | 325 | 27 |  | Fixed | Roof
NJADRE1560001376 | Administratively Determined Incentive Program | Plainfield | 7060 | 8.7 | Residential | Behind the Meter | Yes | SunnyMac, LLC | PSE&G |  | Accepted | 2025-06-30 | 2025-07-22 | 2026-07-22 | Solar Panels | HANWHA | Q.TRON BLK M-G2+ |  | 0.435 | 20 | 268 | 33 |  | Fixed | Roof
NJADRE1560001376 | Administratively Determined Incentive Program | Plainfield | 7060 | 8.7 | Residential | Behind the Meter | Yes | SunnyMac, LLC | PSE&G |  | Accepted | 2025-06-30 | 2025-07-22 | 2026-07-22 | Inverters | SOLAREDGE HOME HUB | SE5700H-US | 5760 |  | 1 |  |  | 0.99 |  | Outdoor | next to meter
NJADRE1560001379 | Administratively Determined Incentive Program | Cape May Court House | 8210 | 11.48 | Residential | Behind the Meter | Yes | Trinity Solar, LLC | AC Electric |  | Accepted | 2025-06-30 | 2025-07-23 | 2026-07-23 | Inverters | Solar Edge | USE10000H-USMNBL75 | 10000 |  | 1 |  |  | 0.97 |  | Outdoor
NJADRE1560001379 | Administratively Determined Incentive Program | Cape May Court House | 8210 | 11.48 | Residential | Behind the Meter | Yes | Trinity Solar, LLC | AC Electric |  | Accepted | 2025-06-30 | 2025-07-23 | 2026-07-23 | Solar Panels | HANWHA | (Q.PEAK DUO BLK ML-G10.C+ 410) |  | 0.41 | 28 | 204 | 36 |  | Fixed | Roof
NJADRE1560001386 | Administratively Determined Incentive Program | Jersey City | 7306 | 88.8 | School Public K-12 | Behind the Meter | Yes | Solar Landscape, LLC | PSE&G |  | Accepted | 2025-06-30 | 2025-08-13 | 2026-08-13 | Solar Panels | Canadian Solar | BiHiKu5 480 |  | 0.48 | 62 | 209 | 5 |  | Fixed | Roof
NJADRE1560001386 | Administratively Determined Incentive Program | Jersey City | 7306 | 88.8 | School Public K-12 | Behind the Meter | Yes | Solar Landscape, LLC | PSE&G |  | Accepted | 2025-06-30 | 2025-08-13 | 2026-08-13 | Solar Panels | Canadian Solar | BiHiKu5 480 |  | 0.48 | 30 | 199 | 0 |  | Fixed | Roof
NJADRE1560001386 | Administratively Determined Incentive Program | Jersey City | 7306 | 88.8 | School Public K-12 | Behind the Meter | Yes | Solar Landscape, LLC | PSE&G |  | Accepted | 2025-06-30 | 2025-08-13 | 2026-08-13 | Solar Panels | Canadian Solar | BiHiKu5 480 |  | 0.48 | 63 | 209 | 5 |  | Fixed | Roof
NJADRE1560001386 | Administratively Determined Incentive Program | Jersey City | 7306 | 88.8 | School Public K-12 | Behind the Meter | Yes | Solar Landscape, LLC | PSE&G |  | Accepted | 2025-06-30 | 2025-08-13 | 2026-08-13 | Inverters | Solar Edge | SE17.3KUS | 17300 |  | 1 |  |  | 0.975 |  | Outside
NJADRE1560001386 | Administratively Determined Incentive Program | Jersey City | 7306 | 88.8 | School Public K-12 | Behind the Meter | Yes | Solar Landscape, LLC | PSE&G |  | Accepted | 2025-06-30 | 2025-08-13 | 2026-08-13 | Inverters | Solar Edge | SE50KUS | 50000 |  | 1 |  |  | 0.97 |  | Outside
NJADRE1560001386 | Administratively Determined Incentive Program | Jersey City | 7306 | 88.8 | School Public K-12 | Behind the Meter | Yes | Solar Landscape, LLC | PSE&G |  | Accepted | 2025-06-30 | 2025-08-13 | 2026-08-13 | Solar Panels | Canadian Solar | BiHiKu5 480 |  | 0.48 | 30 | 299 | 0 |  | Fixed | Roof
NJADRE1560001396 | Administratively Determined Incentive Program | Avalon | 8202 | 8.1 | Residential | Behind the Meter | No | Solar Energy World | AC Electric |  | Accepted | 2025-06-30 | 2025-07-23 | 2026-07-23 | Solar Panels | LONGi | LR5-54HPB-405M |  | 0.405 | 10 | 123 | 26 |  | Fixed | Roof
NJADRE1560001396 | Administratively Determined Incentive Program | Avalon | 8202 | 8.1 | Residential | Behind the Meter | No | Solar Energy World | AC Electric |  | Accepted | 2025-06-30 | 2025-07-23 | 2026-07-23 | Inverters | Enphase | IQ8+-72-M-US | 290 |  | 20 |  |  | 0.97 |  | Outside
NJADRE1560001396 | Administratively Determined Incentive Program | Avalon | 8202 | 8.1 | Residential | Behind the Meter | No | Solar Energy World | AC Electric |  | Accepted | 2025-06-30 | 2025-07-23 | 2026-07-23 | Solar Panels | LONGi | LR5-54HPB-405M |  | 0.405 | 10 | 303 | 26 |  | Fixed | Roof
NJADRE1560001413 | Administratively Determined Incentive Program | Woodbridge | 7095 | 8.925 | Residential | Behind the Meter | Yes | Power Energy Solutions, LLC | PSE&G |  | Accepted | 2025-06-30 | 2025-07-22 | 2026-07-22 | Solar Panels | Trina Solar | TSM-425NE09RC.05 |  | 0.425 | 11 | 189 | 5 |  | Fixed | Roof
NJADRE1560001413 | Administratively Determined Incentive Program | Woodbridge | 7095 | 8.925 | Residential | Behind the Meter | Yes | Power Energy Solutions, LLC | PSE&G |  | Accepted | 2025-06-30 | 2025-07-22 | 2026-07-22 | Solar Panels | Trina Solar | TSM-425NE09RC.05 |  | 0.425 | 5 | 277 | 20 |  | Fixed | Roof
NJADRE1560001413 | Administratively Determined Incentive Program | Woodbridge | 7095 | 8.925 | Residential | Behind the Meter | Yes | Power Energy Solutions, LLC | PSE&G |  | Accepted | 2025-06-30 | 2025-07-22 | 2026-07-22 | Inverters | SolarEdge | SE3800H-US | 4 |  | 2 |  |  | 0.97 |  | Outdoor
NJADRE1560001413 | Administratively Determined Incentive Program | Woodbridge | 7095 | 8.925 | Residential | Behind the Meter | Yes | Power Energy Solutions, LLC | PSE&G |  | Accepted | 2025-06-30 | 2025-07-22 | 2026-07-22 | Solar Panels | Trina Solar | TSM-425NE09RC.05 |  | 0.425 | 5 | 97 | 20 |  | Fixed | Roof
NJADRE1560001455 | Administratively Determined Incentive Program | Elmer | 8318 | 11.475 | Residential | Behind the Meter | Yes | GenSun Roofing and Solar, LLC | AC Electric |  | Accepted | 2025-06-30 | 2025-07-28 | 2026-07-28 | Solar Panels | Jinko Solar | JKM425N-54HL4-B |  | 0.425 | 27 | 105 | 18 |  | Fixed | Roof
NJADRE1560001455 | Administratively Determined Incentive Program | Elmer | 8318 | 11.475 | Residential | Behind the Meter | Yes | GenSun Roofing and Solar, LLC | AC Electric |  | Accepted | 2025-06-30 | 2025-07-28 | 2026-07-28 | Meters | Solar Edge | SE10000H-US |  |  | 1 |  |  |  | Yes | Outdoor
NJADRE1560001455 | Administratively Determined Incentive Program | Elmer | 8318 | 11.475 | Residential | Behind the Meter | Yes | GenSun Roofing and Solar, LLC | AC Electric |  | Accepted | 2025-06-30 | 2025-07-28 | 2026-07-28 | Inverters | Solar Edge | SE10000H-US | 10000 |  | 1 |  |  | 0.9 |  | Outdoor
NJADRE1560001456 | Administratively Determined Incentive Program | Avenel | 7001 | 11.745 | Residential | Behind the Meter | Yes | Solar Energy World | PSE&G |  | Accepted | 2025-06-30 | 2025-07-23 | 2026-07-23 | Inverters | Enphase | IQ8+-72-M-US | 384 |  | 29 |  |  | 0.97 |  | Outside
NJADRE1560001456 | Administratively Determined Incentive Program | Avenel | 7001 | 11.745 | Residential | Behind the Meter | Yes | Solar Energy World | PSE&G |  | Accepted | 2025-06-30 | 2025-07-23 | 2026-07-23 | Solar Panels | LONGi | LR5-54HPB-405M |  | 0.405 | 14 | 101 | 20 |  | Fixed | Roof
NJADRE1560001456 | Administratively Determined Incentive Program | Avenel | 7001 | 11.745 | Residential | Behind the Meter | Yes | Solar Energy World | PSE&G |  | Accepted | 2025-06-30 | 2025-07-23 | 2026-07-23 | Solar Panels | LONGi | LR5-54HPB-405M |  | 0.405 | 15 | 281 | 21 |  | Fixed | Roof
NJADRE1560001460 | Administratively Determined Incentive Program | Union | 7083 | 8.2 | Residential | Behind the Meter | Yes | Sunrun Installation Services, Inc. | PSE&G |  | Accepted | 2025-06-30 | 2025-07-23 | 2026-07-23 | Solar Panels | Hanwha Q Cells | Q.PEAK DUO BLK ML-G10+ 410 DCA |  | 0.41 | 9 | 264 | 39 |  | Fixed | Roof
NJADRE1560001460 | Administratively Determined Incentive Program | Union | 7083 | 8.2 | Residential | Behind the Meter | Yes | Sunrun Installation Services, Inc. | PSE&G |  | Accepted | 2025-06-30 | 2025-07-23 | 2026-07-23 | Electric Storage Battery | Tesla | Powerwall 3 1707000-xx-y |  |  | 1 |  |  |  | Lithium Ion |  | OUTSIDE
NJADRE1560001460 | Administratively Determined Incentive Program | Union | 7083 | 8.2 | Residential | Behind the Meter | Yes | Sunrun Installation Services, Inc. | PSE&G |  | Accepted | 2025-06-30 | 2025-07-23 | 2026-07-23 | Solar Panels | Hanwha Q Cells | Q.PEAK DUO BLK ML-G10+ 410 DCA |  | 0.41 | 4 | 84 | 11 |  | Fixed | Roof
NJADRE1560001460 | Administratively Determined Incentive Program | Union | 7083 | 8.2 | Residential | Behind the Meter | Yes | Sunrun Installation Services, Inc. | PSE&G |  | Accepted | 2025-06-30 | 2025-07-23 | 2026-07-23 | Solar Panels | Hanwha Q Cells | Q.PEAK DUO BLK ML-G10+ 410 DCA |  | 0.41 | 7 | 84 | 8 |  | Fixed | Roof
NJADRE1560001460 | Administratively Determined Incentive Program | Union | 7083 | 8.2 | Residential | Behind the Meter | Yes | Sunrun Installation Services, Inc. | PSE&G |  | Accepted | 2025-06-30 | 2025-07-23 | 2026-07-23 | Inverters | Tesla | Powerwall 3 1707000-xx-y | 11500 |  | 1 |  |  | 0.97 |  | Outdoor
NJADRE1560001472 | Administratively Determined Incentive Program | Jersey City | 7307 | 239.12 | School Public K-12 | Behind the Meter | No | Solar Landscape | PSE&G |  | Accepted | 2025-06-30 | 2025-08-13 | 2026-08-13 | Inverters | Solar Edge | SE100KUS | 100000 |  | 2 |  |  | 0.985 |  | Outside
NJADRE1560001472 | Administratively Determined Incentive Program | Jersey City | 7307 | 239.12 | School Public K-12 | Behind the Meter | No | Solar Landscape | PSE&G |  | Accepted | 2025-06-30 | 2025-08-13 | 2026-08-13 | Solar Panels | Heliene | 132HC M10 SL Monofacial 490 |  | 0.49 | 488 | 207 | 5 |  | Fixed | Roof
NJADRE1560001514 | Administratively Determined Incentive Program | Old Bridge | 8857 | 10.375 | Residential | Behind the Meter | No | Solar Energy World | JCP&L |  | Accepted | 2025-06-30 | 2025-07-23 | 2026-07-23 | Solar Panels | HANWHA | Q.PEAK DUOBLK ML-G10+-415W |  | 0.415 | 18 | 150 | 27 |  | Fixed | Roof
NJADRE1560001514 | Administratively Determined Incentive Program | Old Bridge | 8857 | 10.375 | Residential | Behind the Meter | No | Solar Energy World | JCP&L |  | Accepted | 2025-06-30 | 2025-07-23 | 2026-07-23 | Inverters | Enphase | IQ8+-72-M-US | 384 |  | 25 |  |  | 0.97 |  | Outside
NJADRE1560001514 | Administratively Determined Incentive Program | Old Bridge | 8857 | 10.375 | Residential | Behind the Meter | No | Solar Energy World | JCP&L |  | Accepted | 2025-06-30 | 2025-07-23 | 2026-07-23 | Solar Panels | HANWHA | Q.PEAK DUOBLK ML-G10+-415W |  | 0.415 | 7 | 330 | 26 |  | Fixed | Roof
NJADRE1560001557 | Administratively Determined Incentive Program | Millstone | 8510 | 11.34 | Residential | Behind the Meter | No | Freedom Forever New Jersey, LLC | JCP&L |  | Accepted | 2025-06-30 | 2025-07-23 | 2026-07-23 | Inverters | Solar Edge | SE3800H-USRGM | 3800 |  | 2 |  |  | 0.99 |  | Outside
NJADRE1560001557 | Administratively Determined Incentive Program | Millstone | 8510 | 11.34 | Residential | Behind the Meter | No | Freedom Forever New Jersey, LLC | JCP&L |  | Accepted | 2025-06-30 | 2025-07-23 | 2026-07-23 | Solar Panels | JA Solar | JAM54S31-405/MR |  | 0.405 | 28 | 171 | 33 |  | Fixed | Roof
NJADRE1560001559 | Administratively Determined Incentive Program | Woodbridge | 8863 | 3.69 | Residential | Behind the Meter | Yes | Sunrun Installation Services, Inc. | PSE&G |  | Accepted | 2025-06-30 | 2025-07-23 | 2026-07-23 | Solar Panels | HANWHA Q-CELLS | Q.PEAK DUO BLK ML-G10+ 410 |  | 0.41 | 4 | 19 | 33 |  | Fixed | Roof
NJADRE1560001559 | Administratively Determined Incentive Program | Woodbridge | 8863 | 3.69 | Residential | Behind the Meter | Yes | Sunrun Installation Services, Inc. | PSE&G |  | Accepted | 2025-06-30 | 2025-07-23 | 2026-07-23 | Solar Panels | HANWHA Q-CELLS | Q.PEAK DUO BLK ML-G10+ 410 |  | 0.41 | 5 | 199 | 35 |  | Fixed | Roof
NJADRE1560001559 | Administratively Determined Incentive Program | Woodbridge | 8863 | 3.69 | Residential | Behind the Meter | Yes | Sunrun Installation Services, Inc. | PSE&G |  | Accepted | 2025-06-30 | 2025-07-23 | 2026-07-23 | Electric Storage Battery | Tesla | POWERWALL 3 1707000-XX-Y |  |  | 1 |  |  |  | Lithium Ion |  | OUTSIDE
NJADRE1560001559 | Administratively Determined Incentive Program | Woodbridge | 8863 | 3.69 | Residential | Behind the Meter | Yes | Sunrun Installation Services, Inc. | PSE&G |  | Accepted | 2025-06-30 | 2025-07-23 | 2026-07-23 | Inverters | Tesla | POWERWALL 3 1707000-XX-Y | 11500 |  | 1 |  |  | 0.97 |  | Outdoor
NJADRE1560001561 | Administratively Determined Incentive Program | Somerset | 8873 | 7.31 | Residential | Behind the Meter | Yes | Pro Custom Solar dba Momentum Solar | PSE&G |  | Accepted | 2025-06-30 | 2025-07-23 | 2026-07-23 | Solar Panels | HANWHA | Q.TRON BLK M-G2+430 |  | 0.43 | 5 | 154 | 26 |  | Fixed | Roof
NJADRE1560001561 | Administratively Determined Incentive Program | Somerset | 8873 | 7.31 | Residential | Behind the Meter | Yes | Pro Custom Solar dba Momentum Solar | PSE&G |  | Accepted | 2025-06-30 | 2025-07-23 | 2026-07-23 | Inverters | ENPHASE | IQ8HC-72-M-DOM-US | 380 |  | 17 |  |  | 0.97 |  | Outdoor
NJADRE1560001561 | Administratively Determined Incentive Program | Somerset | 8873 | 7.31 | Residential | Behind the Meter | Yes | Pro Custom Solar dba Momentum Solar | PSE&G |  | Accepted | 2025-06-30 | 2025-07-23 | 2026-07-23 | Solar Panels | HANWHA | Q.TRON BLK M-G2+430 |  | 0.43 | 12 | 334 | 27 |  | Fixed | Roof
NJADRE1560001576 | Administratively Determined Incentive Program | Clementon | 8021 | 10.625 | Residential | Behind the Meter | Yes | GenSun Roofing and Solar, LLC | AC Electric |  | Accepted | 2025-06-30 | 2025-07-23 | 2026-07-23 | Inverters | Enphase | IQ8HC-72-M-DOM-US MICROINVERTERS | 9500 |  | 25 |  |  | 0.9 |  | Outdoor
NJADRE1560001576 | Administratively Determined Incentive Program | Clementon | 8021 | 10.625 | Residential | Behind the Meter | Yes | GenSun Roofing and Solar, LLC | AC Electric |  | Accepted | 2025-06-30 | 2025-07-23 | 2026-07-23 | Meters | Enphase | IQ8HC-72-M-DOM-US MICROINVERTERS |  |  | 25 |  |  |  | Yes | Outdoor
NJADRE1560001576 | Administratively Determined Incentive Program | Clementon | 8021 | 10.625 | Residential | Behind the Meter | Yes | GenSun Roofing and Solar, LLC | AC Electric |  | Accepted | 2025-06-30 | 2025-07-23 | 2026-07-23 | Solar Panels | QCells Solar | Q.TRON BLK M-G2+ |  | 0.425 | 12 | 207 | 14 |  | Fixed | Roof
NJADRE1560001576 | Administratively Determined Incentive Program | Clementon | 8021 | 10.625 | Residential | Behind the Meter | Yes | GenSun Roofing and Solar, LLC | AC Electric |  | Accepted | 2025-06-30 | 2025-07-23 | 2026-07-23 | Solar Panels | QCells Solar | Q.TRON BLK M-G2+ |  | 0.425 | 13 | 206 | 14 |  | Fixed | Roof
NJADRE1560001596 | Administratively Determined Incentive Program | Newark | 7108 | 10.75 | Residential | Behind the Meter | Yes | Pro Custom Solar dba Momentum Solar | PSE&G |  | Accepted | 2025-06-30 | 2025-07-23 | 2026-07-23 | Solar Panels | HANWHA | Q.TRON BLK M-G2+430 |  | 0.43 | 25 | 17 | 16 |  | Fixed | Roof
NJADRE1560001596 | Administratively Determined Incentive Program | Newark | 7108 | 10.75 | Residential | Behind the Meter | Yes | Pro Custom Solar dba Momentum Solar | PSE&G |  | Accepted | 2025-06-30 | 2025-07-23 | 2026-07-23 | Inverters | ENPHASE | IQ8HC-72-M-DOM-US | 380 |  | 25 |  |  | 0.97 |  | Outdoor
NJADRE1560001606 | Administratively Determined Incentive Program | EDISON | 8837 | 5.46 | Residential | Behind the Meter | No | Public Service Solar, LLC | PSE&G |  | Accepted | 2025-07-01 | 2025-07-23 | 2026-07-23 | Solar Panels | Panasonic | EVPV420HK2 |  | 0.42 | 11 | 102 | 16 |  | Fixed | Roof
NJADRE1560001606 | Administratively Determined Incentive Program | EDISON | 8837 | 5.46 | Residential | Behind the Meter | No | Public Service Solar, LLC | PSE&G |  | Accepted | 2025-07-01 | 2025-07-23 | 2026-07-23 | Solar Panels | Panasonic | EVPV420HK2 |  | 0.42 | 2 | 103 | 20 |  | Fixed | Roof
NJADRE1560001606 | Administratively Determined Incentive Program | EDISON | 8837 | 5.46 | Residential | Behind the Meter | No | Public Service Solar, LLC | PSE&G |  | Accepted | 2025-07-01 | 2025-07-23 | 2026-07-23 | Inverters | Enphase | iQ8HC-72-M-US | 380 |  | 13 |  |  | 0.96 |  | Outdoor | Under Panels
NJADRE1560001614 | Administratively Determined Incentive Program | Plainfield | 7060 | 7.29 | Residential | Behind the Meter | Yes | Freedom Forever New Jersey, LLC | PSE&G |  | Accepted | 2025-06-30 | 2025-07-23 | 2026-07-23 | Solar Panels | JA Solar | JAM54S31-405/MR |  | 0.405 | 10 | 262 | 38 |  | Fixed | Roof
NJADRE1560001614 | Administratively Determined Incentive Program | Plainfield | 7060 | 7.29 | Residential | Behind the Meter | Yes | Freedom Forever New Jersey, LLC | PSE&G |  | Accepted | 2025-06-30 | 2025-07-23 | 2026-07-23 | Solar Panels | JA Solar | JAM54S31-405/MR |  | 0.405 | 8 | 82 | 38 |  | Fixed | Roof
NJADRE1560001614 | Administratively Determined Incentive Program | Plainfield | 7060 | 7.29 | Residential | Behind the Meter | Yes | Freedom Forever New Jersey, LLC | PSE&G |  | Accepted | 2025-06-30 | 2025-07-23 | 2026-07-23 | Inverters | Solar Edge | SE5700H-US | 5760 |  | 1 |  |  | 0.99 |  | Outside
NJADRE1560002203 | Administratively Determined Incentive Program | Edison | 8817 | 7.48 | Residential | Behind the Meter | Yes | Fusion Solar Energy, LLC | PSE&G |  | Accepted | 2025-06-30 | 2025-07-23 | 2026-07-23 | Inverters | ENPHASE | IQ8HC-72-M-DOM-US | 380 |  | 17 |  |  | 0.973 |  | Outside | Roof
NJADRE1560002203 | Administratively Determined Incentive Program | Edison | 8817 | 7.48 | Residential | Behind the Meter | Yes | Fusion Solar Energy, LLC | PSE&G |  | Accepted | 2025-06-30 | 2025-07-23 | 2026-07-23 | Solar Panels | SILFAB SOLAR | SIL-440-QD |  | 0.44 | 17 | 239.38 | 20 |  | Fixed | Roof
NJADRE1560002229 | Administratively Determined Incentive Program | Cliffside Park | 7010 | 8.505 | Residential | Behind the Meter | Yes | Bright Ops, Inc. | PSE&G |  | Accepted | 2025-06-30 | 2025-07-23 | 2026-07-23 | Solar Panels | Hanwha Q-Cells | Q.PEAK DUO BLK ML-G10+ 405 |  | 0.405 | 9 | 125 | 34 |  | Fixed | Roof
NJADRE1560002229 | Administratively Determined Incentive Program | Cliffside Park | 7010 | 8.505 | Residential | Behind the Meter | Yes | Bright Ops, Inc. | PSE&G |  | Accepted | 2025-06-30 | 2025-07-23 | 2026-07-23 | Inverters | SolarEdge Technologies | SE5700H-USRGM | 5760 |  | 1 |  |  | 0.98 |  | Outdoor | Outside
NJADRE1560002229 | Administratively Determined Incentive Program | Cliffside Park | 7010 | 8.505 | Residential | Behind the Meter | Yes | Bright Ops, Inc. | PSE&G |  | Accepted | 2025-06-30 | 2025-07-23 | 2026-07-23 | Solar Panels | Hanwha Q-Cells | Q.PEAK DUO BLK ML-G10+ 405 |  | 0.405 | 6 | 215 | 34 |  | Fixed | Roof
NJADRE1560002229 | Administratively Determined Incentive Program | Cliffside Park | 7010 | 8.505 | Residential | Behind the Meter | Yes | Bright Ops, Inc. | PSE&G |  | Accepted | 2025-06-30 | 2025-07-23 | 2026-07-23 | Solar Panels | Hanwha Q-Cells | Q.PEAK DUO BLK ML-G10+ 405 |  | 0.405 | 6 | 125 | 34 |  | Fixed | Roof
NJADRE1560002252 | Administratively Determined Incentive Program | TOMS RIVER | 8753 | 4.1 | Residential | Behind the Meter | Yes | Trinity Solar, LLC | JCP&L |  | Accepted | 2025-06-30 | 2025-07-23 | 2026-07-23 | Inverters | SOLAREDGE | SE3800H-US | 3800 |  | 1 |  |  | 0.97 |  | Outside
NJADRE1560002252 | Administratively Determined Incentive Program | TOMS RIVER | 8753 | 4.1 | Residential | Behind the Meter | Yes | Trinity Solar, LLC | JCP&L |  | Accepted | 2025-06-30 | 2025-07-23 | 2026-07-23 | Solar Panels | HANWHA 410 (Q.PEAK DUO BLK ML-G10+ 410) | HANWHA 410 (Q.PEAK DUO BLK ML-G10+ 410) |  | 0.41 | 10 | 57 | 28 |  | Fixed | Roof
NJADRE1560002262 | Administratively Determined Incentive Program | Morganville | 7751 | 8.61 | Residential | Behind the Meter | Yes | Trinity Solar, LLC | JCP&L |  | Accepted | 2025-06-30 | 2025-07-23 | 2026-07-23 | Solar Panels | HANWHA 410 (Q.PEAK DUO BLK ML-G10+ 410) | HANWHA 410 (Q.PEAK DUO BLK ML-G10+ 410) |  | 0.41 | 5 | 153 | 23 |  | Fixed | Roof
NJADRE1560002262 | Administratively Determined Incentive Program | Morganville | 7751 | 8.61 | Residential | Behind the Meter | Yes | Trinity Solar, LLC | JCP&L |  | Accepted | 2025-06-30 | 2025-07-23 | 2026-07-23 | Inverters | SOLAREDGE | SE7600H-US | 7599 |  | 1 |  |  | 0.97 |  | Outside
NJADRE1560002262 | Administratively Determined Incentive Program | Morganville | 7751 | 8.61 | Residential | Behind the Meter | Yes | Trinity Solar, LLC | JCP&L |  | Accepted | 2025-06-30 | 2025-07-23 | 2026-07-23 | Solar Panels | HANWHA 410 (Q.PEAK DUO BLK ML-G10+ 410) | HANWHA 410 (Q.PEAK DUO BLK ML-G10+ 410) |  | 0.41 | 16 | 63 | 23 |  | Fixed | Roof
NJADRE1560003331 | Administratively Determined Incentive Program | Dover | 7801 | 8.61 | Residential | Behind the Meter | Yes | Trinity Solar, LLC | JCP&L |  | Accepted | 2025-06-30 | 2025-07-23 | 2026-07-23 | Solar Panels | HANWHA 410 (Q.PEAK DUO BLK ML-G10+ 410) | HANWHA 410 (Q.PEAK DUO BLK ML-G10+ 410) |  | 0.41 | 11 | 183 | 27 |  | Fixed | Roof
NJADRE1560003331 | Administratively Determined Incentive Program | Dover | 7801 | 8.61 | Residential | Behind the Meter | Yes | Trinity Solar, LLC | JCP&L |  | Accepted | 2025-06-30 | 2025-07-23 | 2026-07-23 | Solar Panels | HANWHA 410 (Q.PEAK DUO BLK ML-G10+ 410) | HANWHA 410 (Q.PEAK DUO BLK ML-G10+ 410) |  | 0.41 | 7 | 273 | 26 |  | Fixed | Roof
NJADRE1560003331 | Administratively Determined Incentive Program | Dover | 7801 | 8.61 | Residential | Behind the Meter | Yes | Trinity Solar, LLC | JCP&L |  | Accepted | 2025-06-30 | 2025-07-23 | 2026-07-23 | Inverters | SOLAREDGE | SE7600H-US | 7600 |  | 1 |  |  | 0.97 |  | Outside
NJADRE1560003331 | Administratively Determined Incentive Program | Dover | 7801 | 8.61 | Residential | Behind the Meter | Yes | Trinity Solar, LLC | JCP&L |  | Accepted | 2025-06-30 | 2025-07-23 | 2026-07-23 | Solar Panels | HANWHA 410 (Q.PEAK DUO BLK ML-G10+ 410) | HANWHA 410 (Q.PEAK DUO BLK ML-G10+ 410) |  | 0.41 | 3 | 183 | 26 |  | Fixed | Roof
NJADRE1560003859 | Administratively Determined Incentive Program | Ventnor City | 8406 | 20.5 | Residential | Behind the Meter | No | Doctor Solar, Inc. dba CE Team, Inc. | AC Electric |  | Accepted | 2025-07-01 | 2025-07-24 | 2026-07-24 | Solar Panels | Silfab | sil410hc |  | 0.41 | 15 | 54 | 18 |  | Fixed | Roof
NJADRE1560003859 | Administratively Determined Incentive Program | Ventnor City | 8406 | 20.5 | Residential | Behind the Meter | No | Doctor Solar, Inc. dba CE Team, Inc. | AC Electric |  | Accepted | 2025-07-01 | 2025-07-24 | 2026-07-24 | Solar Panels | Silfab | sil410hc |  | 0.41 | 35 | 234 | 18 |  | Fixed | Roof
NJADRE1560003859 | Administratively Determined Incentive Program | Ventnor City | 8406 | 20.5 | Residential | Behind the Meter | No | Doctor Solar, Inc. dba CE Team, Inc. | AC Electric |  | Accepted | 2025-07-01 | 2025-07-24 | 2026-07-24 | Meters | Enphase | X-IQ-AM1-240-4 |  |  | 1 |  |  |  | Yes | Outdoor
NJADRE1560003859 | Administratively Determined Incentive Program | Ventnor City | 8406 | 20.5 | Residential | Behind the Meter | No | Doctor Solar, Inc. dba CE Team, Inc. | AC Electric |  | Accepted | 2025-07-01 | 2025-07-24 | 2026-07-24 | Inverters | Enphase | IQ8M | 330 |  | 50 |  |  | 0.975 |  | Outside
NJADRE1560003863 | Administratively Determined Incentive Program | Mantua Twp | 8051 | 12.615 | Residential | Behind the Meter | Yes | RCL Enterprises, Inc. | AC Electric |  | Accepted | 2025-07-01 | 2025-07-23 | 2026-07-23 | Inverters | Enphase | IQ8HC | 380 |  | 29 |  |  | 0.97 |  | Outside
NJADRE1560003863 | Administratively Determined Incentive Program | Mantua Twp | 8051 | 12.615 | Residential | Behind the Meter | Yes | RCL Enterprises, Inc. | AC Electric |  | Accepted | 2025-07-01 | 2025-07-23 | 2026-07-23 | Solar Panels | QTRON | BLKMG2H |  | 0.435 | 23 | 123 | 25 |  | Fixed | Roof
NJADRE1560003863 | Administratively Determined Incentive Program | Mantua Twp | 8051 | 12.615 | Residential | Behind the Meter | Yes | RCL Enterprises, Inc. | AC Electric |  | Accepted | 2025-07-01 | 2025-07-23 | 2026-07-23 | Solar Panels | QTRON | BLKMG2H |  | 0.435 | 6 | 303 | 25 |  | Fixed | Roof
NJADRE1560003866 | Administratively Determined Incentive Program | Salem | 8079 | 13.92 | Residential | Behind the Meter | Yes | RCL Enterprises, Inc. | AC Electric |  | Accepted | 2025-07-01 | 2025-07-23 | 2026-07-23 | Solar Panels | QTRON | BLKMG2H |  | 0.435 | 16 | 287 | 20 |  | Fixed | Roof
NJADRE1560003866 | Administratively Determined Incentive Program | Salem | 8079 | 13.92 | Residential | Behind the Meter | Yes | RCL Enterprises, Inc. | AC Electric |  | Accepted | 2025-07-01 | 2025-07-23 | 2026-07-23 | Solar Panels | QTRON | BLKMG2H |  | 0.435 | 16 | 107 | 20 |  | Fixed | Roof
NJADRE1560003866 | Administratively Determined Incentive Program | Salem | 8079 | 13.92 | Residential | Behind the Meter | Yes | RCL Enterprises, Inc. | AC Electric |  | Accepted | 2025-07-01 | 2025-07-23 | 2026-07-23 | Inverters | Enphase | IQ8HC | 380 |  | 32 |  |  | 0.97 |  | Outside
NJADRE1560003871 | Administratively Determined Incentive Program | Piscataway | 8854 | 12.04 | Residential | Behind the Meter | No | Powur, PBC | PSE&G |  | Accepted | 2025-07-01 | 2025-07-23 | 2026-07-23 | Inverters | Enphase | IQ8MC-72-M-US | 320 |  | 28 |  |  | 0.97 |  | Outside
NJADRE1560003871 | Administratively Determined Incentive Program | Piscataway | 8854 | 12.04 | Residential | Behind the Meter | No | Powur, PBC | PSE&G |  | Accepted | 2025-07-01 | 2025-07-23 | 2026-07-23 | Solar Panels | Jinko Solar | JKM430N-54HL4-B |  | 0.43 | 4 | 56 | 35 |  | Fixed | Roof
NJADRE1560003871 | Administratively Determined Incentive Program | Piscataway | 8854 | 12.04 | Residential | Behind the Meter | No | Powur, PBC | PSE&G |  | Accepted | 2025-07-01 | 2025-07-23 | 2026-07-23 | Solar Panels | Jinko Solar | JKM430N-54HL4-B |  | 0.43 | 5 | 146 | 35 |  | Fixed | Roof
NJADRE1560003871 | Administratively Determined Incentive Program | Piscataway | 8854 | 12.04 | Residential | Behind the Meter | No | Powur, PBC | PSE&G |  | Accepted | 2025-07-01 | 2025-07-23 | 2026-07-23 | Solar Panels | Jinko Solar | JKM430N-54HL4-B |  | 0.43 | 3 | 236 | 35 |  | Fixed | Roof
NJADRE1560003871 | Administratively Determined Incentive Program | Piscataway | 8854 | 12.04 | Residential | Behind the Meter | No | Powur, PBC | PSE&G |  | Accepted | 2025-07-01 | 2025-07-23 | 2026-07-23 | Solar Panels | Jinko Solar | JKM430N-54HL4-B |  | 0.43 | 7 | 146 | 35 |  | Fixed | Roof
NJADRE1560003871 | Administratively Determined Incentive Program | Piscataway | 8854 | 12.04 | Residential | Behind the Meter | No | Powur, PBC | PSE&G |  | Accepted | 2025-07-01 | 2025-07-23 | 2026-07-23 | Solar Panels | Jinko Solar | JKM430N-54HL4-B |  | 0.43 | 9 | 326 | 35 |  | Fixed | Roof
NJADRE1560004018 | Administratively Determined Incentive Program | Fair Lawn | 7410 | 5.67 | Residential | Behind the Meter | Yes | Sunrun Installation Services, Inc. | PSE&G |  | Accepted | 2025-07-01 | 2025-07-23 | 2026-07-23 | Inverters | SolarEdge Technologies | SE3800H-USMN | 3800 |  | 1 |  |  | 0.99 |  | Outdoor | Next to meter
NJADRE1560004018 | Administratively Determined Incentive Program | Fair Lawn | 7410 | 5.67 | Residential | Behind the Meter | Yes | Sunrun Installation Services, Inc. | PSE&G |  | Accepted | 2025-07-01 | 2025-07-23 | 2026-07-23 | Solar Panels | JA Solar | JAM54S31-405/MR |  | 0.405 | 3 | 157 | 37 |  | Fixed | Roof
NJADRE1560004018 | Administratively Determined Incentive Program | Fair Lawn | 7410 | 5.67 | Residential | Behind the Meter | Yes | Sunrun Installation Services, Inc. | PSE&G |  | Accepted | 2025-07-01 | 2025-07-23 | 2026-07-23 | Solar Panels | JA Solar | JAM54S31-405/MR |  | 0.405 | 11 | 337 | 3 |  | Fixed | Roof
NJADRE1560004020 | Administratively Determined Incentive Program | Moorestown | 8057 | 8.2 | Residential | Behind the Meter | No | Trinity Solar, LLC | PSE&G |  | Accepted | 2025-07-01 | 2025-07-23 | 2026-07-23 | Inverters | Solar Edge | SE7600H-USMNUBL15 | 7600 |  | 1 |  |  | 0.97 |  | Outdoor
NJADRE1560004020 | Administratively Determined Incentive Program | Moorestown | 8057 | 8.2 | Residential | Behind the Meter | No | Trinity Solar, LLC | PSE&G |  | Accepted | 2025-07-01 | 2025-07-23 | 2026-07-23 | Solar Panels | HANWHA | (Q.PEAK DUO BLK ML-G10.C+ 410) |  | 0.41 | 6 | 187 | 23 |  | Fixed | Roof
NJADRE1560004020 | Administratively Determined Incentive Program | Moorestown | 8057 | 8.2 | Residential | Behind the Meter | No | Trinity Solar, LLC | PSE&G |  | Accepted | 2025-07-01 | 2025-07-23 | 2026-07-23 | Solar Panels | HANWHA | (Q.PEAK DUO BLK ML-G10.C+ 410) |  | 0.41 | 14 | 187 | 23 |  | Fixed | Roof
NJADRE1560004020 | Administratively Determined Incentive Program | Moorestown | 8057 | 8.2 | Residential | Behind the Meter | No | Trinity Solar, LLC | PSE&G |  | Accepted | 2025-07-01 | 2025-07-23 | 2026-07-23 | Electric Storage Battery | Tesla | 1707000-XX-Y |  |  | 1 |  |  |  | Lithium Ion |  | outdoor
NJADRE1560004046 | Administratively Determined Incentive Program | Cherry Hill | 8002 | 13.175 | Residential | Behind the Meter | Yes | Power Energy Solutions, LLC | PSE&G |  | Accepted | 2025-07-01 | 2025-07-23 | 2026-07-23 | Solar Panels | Trina Solar | TSM-425NE09RC.05 |  | 0.425 | 5 | 329 | 19 |  | Fixed | Roof
NJADRE1560004046 | Administratively Determined Incentive Program | Cherry Hill | 8002 | 13.175 | Residential | Behind the Meter | Yes | Power Energy Solutions, LLC | PSE&G |  | Accepted | 2025-07-01 | 2025-07-23 | 2026-07-23 | Solar Panels | Trina Solar | TSM-425NE09RC.05 |  | 0.425 | 2 | 239 | 34 |  | Fixed | Roof
NJADRE1560004046 | Administratively Determined Incentive Program | Cherry Hill | 8002 | 13.175 | Residential | Behind the Meter | Yes | Power Energy Solutions, LLC | PSE&G |  | Accepted | 2025-07-01 | 2025-07-23 | 2026-07-23 | Inverters | SolarEdge | SE7600H-US | 8 |  | 1 |  |  | 0.97 |  | Outdoor
NJADRE1560004046 | Administratively Determined Incentive Program | Cherry Hill | 8002 | 13.175 | Residential | Behind the Meter | Yes | Power Energy Solutions, LLC | PSE&G |  | Accepted | 2025-07-01 | 2025-07-23 | 2026-07-23 | Solar Panels | Trina Solar | TSM-425NE09RC.05 |  | 0.425 | 3 | 329 | 29 |  | Fixed | Roof
NJADRE1560004046 | Administratively Determined Incentive Program | Cherry Hill | 8002 | 13.175 | Residential | Behind the Meter | Yes | Power Energy Solutions, LLC | PSE&G |  | Accepted | 2025-07-01 | 2025-07-23 | 2026-07-23 | Solar Panels | Trina Solar | TSM-425NE09RC.05 |  | 0.425 | 7 | 59 | 34 |  | Fixed | Roof
NJADRE1560004046 | Administratively Determined Incentive Program | Cherry Hill | 8002 | 13.175 | Residential | Behind the Meter | Yes | Power Energy Solutions, LLC | PSE&G |  | Accepted | 2025-07-01 | 2025-07-23 | 2026-07-23 | Solar Panels | Trina Solar | TSM-425NE09RC.05 |  | 0.425 | 5 | 149 | 19 |  | Fixed | Roof
NJADRE1560004046 | Administratively Determined Incentive Program | Cherry Hill | 8002 | 13.175 | Residential | Behind the Meter | Yes | Power Energy Solutions, LLC | PSE&G |  | Accepted | 2025-07-01 | 2025-07-23 | 2026-07-23 | Solar Panels | Trina Solar | TSM-425NE09RC.05 |  | 0.425 | 9 | 149 | 17 |  | Fixed | Roof
NJADRE1560004048 | Administratively Determined Incentive Program | TOMS RIVER | 8755 | 13.94 | Residential | Behind the Meter | Yes | Trinity Solar, LLC | JCP&L |  | Accepted | 2025-07-01 | 2025-07-23 | 2026-07-23 | Inverters | Solar Edge | USE11400H-US | 11400 |  | 1 |  |  | 0.97 |  | Outside
NJADRE1560004048 | Administratively Determined Incentive Program | TOMS RIVER | 8755 | 13.94 | Residential | Behind the Meter | Yes | Trinity Solar, LLC | JCP&L |  | Accepted | 2025-07-01 | 2025-07-23 | 2026-07-23 | Solar Panels | Hanwha | Q.PEAK DUO BLK ML-G10+ 410 |  | 0.41 | 4 | 204 | 22 |  | Fixed | Roof
NJADRE1560004048 | Administratively Determined Incentive Program | TOMS RIVER | 8755 | 13.94 | Residential | Behind the Meter | Yes | Trinity Solar, LLC | JCP&L |  | Accepted | 2025-07-01 | 2025-07-23 | 2026-07-23 | Solar Panels | Hanwha | Q.PEAK DUO BLK ML-G10+ 410 |  | 0.41 | 6 | 114 | 22 |  | Fixed | Roof
NJADRE1560004048 | Administratively Determined Incentive Program | TOMS RIVER | 8755 | 13.94 | Residential | Behind the Meter | Yes | Trinity Solar, LLC | JCP&L |  | Accepted | 2025-07-01 | 2025-07-23 | 2026-07-23 | Solar Panels | Hanwha | Q.PEAK DUO BLK ML-G10+ 410 |  | 0.41 | 3 | 114 | 22 |  | Fixed | Roof
NJADRE1560004048 | Administratively Determined Incentive Program | TOMS RIVER | 8755 | 13.94 | Residential | Behind the Meter | Yes | Trinity Solar, LLC | JCP&L |  | Accepted | 2025-07-01 | 2025-07-23 | 2026-07-23 | Solar Panels | Hanwha | Q.PEAK DUO BLK ML-G10+ 410 |  | 0.41 | 14 | 294 | 22 |  | Fixed | Roof
NJADRE1560004048 | Administratively Determined Incentive Program | TOMS RIVER | 8755 | 13.94 | Residential | Behind the Meter | Yes | Trinity Solar, LLC | JCP&L |  | Accepted | 2025-07-01 | 2025-07-23 | 2026-07-23 | Solar Panels | Hanwha | Q.PEAK DUO BLK ML-G10+ 410 |  | 0.41 | 7 | 24 | 22 |  | Fixed | Roof
NJADRE1560004067 | Administratively Determined Incentive Program | LINDEN | 7036 | 7.31 | Residential | Behind the Meter | No | Powur, PBC | PSE&G |  | Accepted | 2025-07-01 | 2025-07-23 | 2026-07-23 | Solar Panels | Jinko Solar | JKM430N-54HL4-B |  | 0.43 | 5 | 313 | 47 |  | Fixed | Roof
NJADRE1560004067 | Administratively Determined Incentive Program | LINDEN | 7036 | 7.31 | Residential | Behind the Meter | No | Powur, PBC | PSE&G |  | Accepted | 2025-07-01 | 2025-07-23 | 2026-07-23 | Solar Panels | Jinko Solar | JKM430N-54HL4-B |  | 0.43 | 12 | 134 | 47 |  | Fixed | Roof
NJADRE1560004067 | Administratively Determined Incentive Program | LINDEN | 7036 | 7.31 | Residential | Behind the Meter | No | Powur, PBC | PSE&G |  | Accepted | 2025-07-01 | 2025-07-23 | 2026-07-23 | Inverters | Enphase | IQ8MC-72-M-US | 320 |  | 17 |  |  | 0.97 |  | Outside
NJADRE1560004069 | Administratively Determined Incentive Program | Jersey City | 7306 | 222.24 | School Public K-12 | Behind the Meter | Yes | Solar Landscape, LLC | PSE&G |  | Accepted | 2025-07-01 | 2025-08-13 | 2026-08-13 | Inverters | Solar Edge | SE50KUS | 50000 |  | 3 |  |  | 0.97 |  | Outside
NJADRE1560004069 | Administratively Determined Incentive Program | Jersey City | 7306 | 222.24 | School Public K-12 | Behind the Meter | Yes | Solar Landscape, LLC | PSE&G |  | Accepted | 2025-07-01 | 2025-08-13 | 2026-08-13 | Solar Panels | Canadian Solar | BiHiKu5 480 |  | 0.48 | 463 | 215 | 5 |  | Fixed | Roof
NJADRE1560004087 | Administratively Determined Incentive Program | EAST HANOVER | 7936 | 14.19 | Residential | Behind the Meter | Yes | Pro Custom Solar dba Momentum Solar | JCP&L |  | Accepted | 2025-07-01 | 2025-07-23 | 2026-07-23 | Solar Panels | HANWHA | Q.TRON BLK M-G2+430 |  | 0.43 | 4 | 118 | 40 |  | Fixed | Roof
NJADRE1560004087 | Administratively Determined Incentive Program | EAST HANOVER | 7936 | 14.19 | Residential | Behind the Meter | Yes | Pro Custom Solar dba Momentum Solar | JCP&L |  | Accepted | 2025-07-01 | 2025-07-23 | 2026-07-23 | Solar Panels | HANWHA | Q.TRON BLK M-G2+430 |  | 0.43 | 2 | 298 | 25 |  | Fixed | Roof
NJADRE1560004087 | Administratively Determined Incentive Program | EAST HANOVER | 7936 | 14.19 | Residential | Behind the Meter | Yes | Pro Custom Solar dba Momentum Solar | JCP&L |  | Accepted | 2025-07-01 | 2025-07-23 | 2026-07-23 | Inverters | ENPHASE | IQ8HC-72-M-DOM-US | 380 |  | 33 |  |  | 0.97 |  | Outdoor
NJADRE1560004087 | Administratively Determined Incentive Program | EAST HANOVER | 7936 | 14.19 | Residential | Behind the Meter | Yes | Pro Custom Solar dba Momentum Solar | JCP&L |  | Accepted | 2025-07-01 | 2025-07-23 | 2026-07-23 | Solar Panels | HANWHA | Q.TRON BLK M-G2+430 |  | 0.43 | 6 | 28 | 25 |  | Fixed | Roof
NJADRE1560004087 | Administratively Determined Incentive Program | EAST HANOVER | 7936 | 14.19 | Residential | Behind the Meter | Yes | Pro Custom Solar dba Momentum Solar | JCP&L |  | Accepted | 2025-07-01 | 2025-07-23 | 2026-07-23 | Solar Panels | HANWHA | Q.TRON BLK M-G2+430 |  | 0.43 | 2 | 118 | 25 |  | Fixed | Roof
NJADRE1560004087 | Administratively Determined Incentive Program | EAST HANOVER | 7936 | 14.19 | Residential | Behind the Meter | Yes | Pro Custom Solar dba Momentum Solar | JCP&L |  | Accepted | 2025-07-01 | 2025-07-23 | 2026-07-23 | Solar Panels | HANWHA | Q.TRON BLK M-G2+430 |  | 0.43 | 3 | 119 | 31 |  | Fixed | Roof
NJADRE1560004087 | Administratively Determined Incentive Program | EAST HANOVER | 7936 | 14.19 | Residential | Behind the Meter | Yes | Pro Custom Solar dba Momentum Solar | JCP&L |  | Accepted | 2025-07-01 | 2025-07-23 | 2026-07-23 | Solar Panels | HANWHA | Q.TRON BLK M-G2+430 |  | 0.43 | 9 | 208 | 40 |  | Fixed | Roof
NJADRE1560004087 | Administratively Determined Incentive Program | EAST HANOVER | 7936 | 14.19 | Residential | Behind the Meter | Yes | Pro Custom Solar dba Momentum Solar | JCP&L |  | Accepted | 2025-07-01 | 2025-07-23 | 2026-07-23 | Solar Panels | HANWHA | Q.TRON BLK M-G2+430 |  | 0.43 | 4 | 298 | 40 |  | Fixed | Roof
NJADRE1560004087 | Administratively Determined Incentive Program | EAST HANOVER | 7936 | 14.19 | Residential | Behind the Meter | Yes | Pro Custom Solar dba Momentum Solar | JCP&L |  | Accepted | 2025-07-01 | 2025-07-23 | 2026-07-23 | Solar Panels | HANWHA | Q.TRON BLK M-G2+430 |  | 0.43 | 3 | 299 | 31 |  | Fixed | Roof
NJADRE1560004097 | Administratively Determined Incentive Program | Jersey City | 7304 | 220.5 | School Public K-12 | Behind the Meter | Yes | Solar Landscape, LLC | PSE&G |  | Accepted | 2025-07-01 | 2025-08-13 | 2026-08-13 | Solar Panels | Heliene | 132HC M10 SL Monofacial 490 |  | 0.49 | 450 | 215 | 5 |  | Fixed | Roof
NJADRE1560004097 | Administratively Determined Incentive Program | Jersey City | 7304 | 220.5 | School Public K-12 | Behind the Meter | Yes | Solar Landscape, LLC | PSE&G |  | Accepted | 2025-07-01 | 2025-08-13 | 2026-08-13 | Inverters | Solar Edge | SE50KUS | 50000 |  | 4 |  |  | 0.97 |  | Outside
NJADRE1560004101 | Administratively Determined Incentive Program | VINELAND | 8360 | 4.51 | Residential | Behind the Meter | Yes | Trinity Solar, LLC | AC Electric |  | Accepted | 2025-07-01 | 2025-07-23 | 2026-07-23 | Solar Panels | HANWHA | (Q.PEAK DUO BLK ML-G10.C+ 410) |  | 0.41 | 11 | 184 | 30 |  | Fixed | Roof
NJADRE1560004101 | Administratively Determined Incentive Program | VINELAND | 8360 | 4.51 | Residential | Behind the Meter | Yes | Trinity Solar, LLC | AC Electric |  | Accepted | 2025-07-01 | 2025-07-23 | 2026-07-23 | Inverters | Solar Edge | USE3800H-USMNBL75 | 3800 |  | 1 |  |  | 0.97 |  | Outdoor
NJADRE1560004122 | Administratively Determined Incentive Program | West Deptford | 8086 | 12.3 | Residential | Behind the Meter | Yes | SunPurity, LLC | PSE&G |  | Accepted | 2025-07-01 | 2025-07-25 | 2026-07-25 | Inverters | SolarEdge | SE10000H-US | 10000 |  | 1 |  |  | 0.99 |  | Outdoor
NJADRE1560004122 | Administratively Determined Incentive Program | West Deptford | 8086 | 12.3 | Residential | Behind the Meter | Yes | SunPurity, LLC | PSE&G |  | Accepted | 2025-07-01 | 2025-07-25 | 2026-07-25 | Solar Panels | Hanwha Q cells | Q.PEAK DUO BLK-ML-G10+ 410W |  | 0.41 | 8 | 342 | 15 |  | Fixed | Roof
NJADRE1560004122 | Administratively Determined Incentive Program | West Deptford | 8086 | 12.3 | Residential | Behind the Meter | Yes | SunPurity, LLC | PSE&G |  | Accepted | 2025-07-01 | 2025-07-25 | 2026-07-25 | Solar Panels | Hanwha Q cells | Q.PEAK DUO BLK-ML-G10+ 410W |  | 0.41 | 8 | 72 | 32 |  | Fixed | Roof
NJADRE1560004122 | Administratively Determined Incentive Program | West Deptford | 8086 | 12.3 | Residential | Behind the Meter | Yes | SunPurity, LLC | PSE&G |  | Accepted | 2025-07-01 | 2025-07-25 | 2026-07-25 | Solar Panels | Hanwha Q cells | Q.PEAK DUO BLK-ML-G10+ 410W |  | 0.41 | 2 | 162 | 15 |  | Fixed | Roof
NJADRE1560004122 | Administratively Determined Incentive Program | West Deptford | 8086 | 12.3 | Residential | Behind the Meter | Yes | SunPurity, LLC | PSE&G |  | Accepted | 2025-07-01 | 2025-07-25 | 2026-07-25 | Solar Panels | Hanwha Q cells | Q.PEAK DUO BLK-ML-G10+ 410W |  | 0.41 | 12 | 252 | 11 |  | Fixed | Roof
NJADRE1560004126 | Administratively Determined Incentive Program | SICKLERVILLE | 8081 | 4.455 | Residential | Behind the Meter | Yes | Sunrun Installation Services, Inc. | AC Electric |  | Accepted | 2025-07-01 | 2025-07-23 | 2026-07-23 | Inverters | SolarEdge Technologies | SE3800H-USMN | 3800 |  | 1 |  |  | 0.99 |  | Outdoor | Next to meter
NJADRE1560004126 | Administratively Determined Incentive Program | SICKLERVILLE | 8081 | 4.455 | Residential | Behind the Meter | Yes | Sunrun Installation Services, Inc. | AC Electric |  | Accepted | 2025-07-01 | 2025-07-23 | 2026-07-23 | Solar Panels | JA Solar | JAM54S31-405/MR |  | 0.405 | 6 | 311 | 26 |  | Fixed | Roof
NJADRE1560004126 | Administratively Determined Incentive Program | SICKLERVILLE | 8081 | 4.455 | Residential | Behind the Meter | Yes | Sunrun Installation Services, Inc. | AC Electric |  | Accepted | 2025-07-01 | 2025-07-23 | 2026-07-23 | Solar Panels | JA Solar | JAM54S31-405/MR |  | 0.405 | 5 | 133 | 27 |  | Fixed | Roof
NJADRE1560004140 | Administratively Determined Incentive Program | Blackwood | 8012 | 8.2 | Residential | Behind the Meter | Yes | Trinity Solar, LLC | PSE&G |  | Accepted | 2025-07-01 | 2025-07-23 | 2026-07-23 | Solar Panels | HANWHA 410 (Q.PEAK DUO BLK ML-G10+410) | HANWHA 410 (Q.PEAK DUO BLK ML-G10+410) |  | 0.41 | 10 | 134 | 19 |  | Fixed | Roof
NJADRE1560004140 | Administratively Determined Incentive Program | Blackwood | 8012 | 8.2 | Residential | Behind the Meter | Yes | Trinity Solar, LLC | PSE&G |  | Accepted | 2025-07-01 | 2025-07-23 | 2026-07-23 | Solar Panels | HANWHA 410 (Q.PEAK DUO BLK ML-G10+410) | HANWHA 410 (Q.PEAK DUO BLK ML-G10+410) |  | 0.41 | 10 | 314 | 19 |  | Fixed | Roof
NJADRE1560004140 | Administratively Determined Incentive Program | Blackwood | 8012 | 8.2 | Residential | Behind the Meter | Yes | Trinity Solar, LLC | PSE&G |  | Accepted | 2025-07-01 | 2025-07-23 | 2026-07-23 | Inverters | SOLAREDGE | SE7600H-US | 7600 |  | 1 |  |  | 0.97 |  | Outside
NJADRE1560004168 | Administratively Determined Incentive Program | Ventnor City | 8406 | 5.625 | Residential | Behind the Meter | Yes | Sunrun Installation Services, Inc. | AC Electric |  | Accepted | 2025-07-01 | 2025-07-23 | 2026-07-23 | Inverters | SOLAREDGE TECHNOLOGIES | SE3800H-USMN | 3800 |  | 1 |  |  | 0.99 |  | Outdoor
NJADRE1560004168 | Administratively Determined Incentive Program | Ventnor City | 8406 | 5.625 | Residential | Behind the Meter | Yes | Sunrun Installation Services, Inc. | AC Electric |  | Accepted | 2025-07-01 | 2025-07-23 | 2026-07-23 | Solar Panels | VIKRAM SOLAR | VSMDHT.60.375.05 |  | 0.375 | 3 | 240 | 32 |  | Fixed | Roof
NJADRE1560004168 | Administratively Determined Incentive Program | Ventnor City | 8406 | 5.625 | Residential | Behind the Meter | Yes | Sunrun Installation Services, Inc. | AC Electric |  | Accepted | 2025-07-01 | 2025-07-23 | 2026-07-23 | Solar Panels | VIKRAM SOLAR | VSMDHT.60.375.05 |  | 0.375 | 7 | 149 | 31 |  | Fixed | Roof
NJADRE1560004168 | Administratively Determined Incentive Program | Ventnor City | 8406 | 5.625 | Residential | Behind the Meter | Yes | Sunrun Installation Services, Inc. | AC Electric |  | Accepted | 2025-07-01 | 2025-07-23 | 2026-07-23 | Solar Panels | VIKRAM SOLAR | VSMDHT.60.375.05 |  | 0.375 | 5 | 329 | 30 |  | Fixed | Roof
NJADRE1560004195 | Administratively Determined Incentive Program | Woodbridge Twp | 8832 | 7.38 | Residential | Behind the Meter | Yes | Sunrun Installation Services, Inc. | PSE&G |  | Accepted | 2025-07-01 | 2025-07-23 | 2026-07-23 | Electric Storage Battery | TESLA | Powerwall 3 1707000-xx-y |  |  | 1 |  |  |  | Lithium Ion |  | OUTSIDE
NJADRE1560004195 | Administratively Determined Incentive Program | Woodbridge Twp | 8832 | 7.38 | Residential | Behind the Meter | Yes | Sunrun Installation Services, Inc. | PSE&G |  | Accepted | 2025-07-01 | 2025-07-23 | 2026-07-23 | Inverters | TESLA | Powerwall 3 1707000-xx-y | 11500 |  | 1 |  |  | 0.97 |  | Outdoor | Next to meter
NJADRE1560004195 | Administratively Determined Incentive Program | Woodbridge Twp | 8832 | 7.38 | Residential | Behind the Meter | Yes | Sunrun Installation Services, Inc. | PSE&G |  | Accepted | 2025-07-01 | 2025-07-23 | 2026-07-23 | Solar Panels | Hanwha Q-Cells | Q.PEAK DUO BLK ML-G10+ 410 DCA (MD06G100A-017) |  | 0.41 | 9 | 16 | 20 |  | Fixed | Roof
NJADRE1560004195 | Administratively Determined Incentive Program | Woodbridge Twp | 8832 | 7.38 | Residential | Behind the Meter | Yes | Sunrun Installation Services, Inc. | PSE&G |  | Accepted | 2025-07-01 | 2025-07-23 | 2026-07-23 | Solar Panels | Hanwha Q-Cells | Q.PEAK DUO BLK ML-G10+ 410 DCA (MD06G100A-017) |  | 0.41 | 9 | 196 | 18 |  | Fixed | Roof
NJADRE1560004220 | Administratively Determined Incentive Program | GLOUCESTER TOWNSHIP | 8081 | 10.875 | Residential | Behind the Meter | Yes | Skyline Solar, LLC | AC Electric |  | Accepted | 2025-07-01 | 2025-07-23 | 2026-07-23 | Inverters | Enphase | IQ8HC-72-M-DOM-US | 380 |  | 25 |  |  | 0.977 |  | Outside
NJADRE1560004220 | Administratively Determined Incentive Program | GLOUCESTER TOWNSHIP | 8081 | 10.875 | Residential | Behind the Meter | Yes | Skyline Solar, LLC | AC Electric |  | Accepted | 2025-07-01 | 2025-07-23 | 2026-07-23 | Solar Panels | Hanwha | Q. Tron BLK M-G2.H+ |  | 0.435 | 5 | 234 | 20 |  | Fixed | Roof
NJADRE1560004220 | Administratively Determined Incentive Program | GLOUCESTER TOWNSHIP | 8081 | 10.875 | Residential | Behind the Meter | Yes | Skyline Solar, LLC | AC Electric |  | Accepted | 2025-07-01 | 2025-07-23 | 2026-07-23 | Solar Panels | Hanwha | Q. Tron BLK M-G2.H+ |  | 0.435 | 20 | 54 | 20 |  | Fixed | Roof
NJADRE1560004228 | Administratively Determined Incentive Program | Manchester Twp | 8759 | 8.61 | Residential | Behind the Meter | Yes | Trinity Solar, LLC | JCP&L |  | Accepted | 2025-07-01 | 2025-07-23 | 2026-07-23 | Inverters | Solar Edge | USE7600H-USMNBL75 | 7600 |  | 1 |  |  | 0.97 |  | Outdoor
NJADRE1560004228 | Administratively Determined Incentive Program | Manchester Twp | 8759 | 8.61 | Residential | Behind the Meter | Yes | Trinity Solar, LLC | JCP&L |  | Accepted | 2025-07-01 | 2025-07-23 | 2026-07-23 | Solar Panels | HANWHA | (Q.410 (Q.PEAK DUO BLK ML-G10.C+ 410) |  | 0.41 | 21 | 105 | 34 |  | Fixed | Roof
NJADRE1560004240 | Administratively Determined Incentive Program | PITTSTOWN | 8867 | 13.94 | Residential | Behind the Meter | Yes | Trinity Solar, LLC | JCP&L |  | Accepted | 2025-07-01 | 2025-07-23 | 2026-07-23 | Inverters | Solar Edge | USE11400H-US | 11400 |  | 1 |  |  | 0.97 |  | Outside
NJADRE1560004240 | Administratively Determined Incentive Program | PITTSTOWN | 8867 | 13.94 | Residential | Behind the Meter | Yes | Trinity Solar, LLC | JCP&L |  | Accepted | 2025-07-01 | 2025-07-23 | 2026-07-23 | Solar Panels | Hanwha | Q.PEAK DUO BLK ML-G10+ 410 |  | 0.41 | 34 | 208 | 18 |  | Fixed | Roof
NJADRE1560004242 | Administratively Determined Incentive Program | Lakewood | 8701 | 14.115 | Residential | Behind the Meter | No | Green Revolution Solar | JCP&L |  | Accepted | 2025-07-01 | 2025-07-24 | 2026-07-24 | Inverters | Tigo | TSI11.4K-US | 11400 |  | 1 |  |  | 0.97 |  | Outside
NJADRE1560004242 | Administratively Determined Incentive Program | Lakewood | 8701 | 14.115 | Residential | Behind the Meter | No | Green Revolution Solar | JCP&L |  | Accepted | 2025-07-01 | 2025-07-24 | 2026-07-24 | Solar Panels | REC | REC360NP2 |  | 0.36 | 5 | 276 | 40 |  | Fixed | Roof
NJADRE1560004242 | Administratively Determined Incentive Program | Lakewood | 8701 | 14.115 | Residential | Behind the Meter | No | Green Revolution Solar | JCP&L |  | Accepted | 2025-07-01 | 2025-07-24 | 2026-07-24 | Solar Panels | r | REC365NP2 |  | 0.365 | 15 | 96 | 40 |  | Fixed | Roof
NJADRE1560004242 | Administratively Determined Incentive Program | Lakewood | 8701 | 14.115 | Residential | Behind the Meter | No | Green Revolution Solar | JCP&L |  | Accepted | 2025-07-01 | 2025-07-24 | 2026-07-24 | Solar Panels | REC | REC360NP2 |  | 0.36 | 19 | 186 | 40 |  | Fixed | Roof
NJADRE1560004251 | Administratively Determined Incentive Program | Piscataway | 8854 | 7.38 | Residential | Behind the Meter | Yes | Pro Custom Solar dba Momentum Solar | PSE&G |  | Accepted | 2025-07-01 | 2025-07-23 | 2026-07-23 | Solar Panels | HANWHA | Q.PEAK DUO BLK ML-G10+410 |  | 0.41 | 3 | 149 | 25 |  | Fixed | Roof
NJADRE1560004251 | Administratively Determined Incentive Program | Piscataway | 8854 | 7.38 | Residential | Behind the Meter | Yes | Pro Custom Solar dba Momentum Solar | PSE&G |  | Accepted | 2025-07-01 | 2025-07-23 | 2026-07-23 | Inverters | ENPHASE | IQ8HC-72-M-DOM-US | 380 |  | 18 |  |  | 0.97 |  | Outdoor
NJADRE1560004251 | Administratively Determined Incentive Program | Piscataway | 8854 | 7.38 | Residential | Behind the Meter | Yes | Pro Custom Solar dba Momentum Solar | PSE&G |  | Accepted | 2025-07-01 | 2025-07-23 | 2026-07-23 | Solar Panels | HANWHA | Q.PEAK DUO BLK ML-G10+410 |  | 0.41 | 15 | 149 | 30 |  | Fixed | Roof
NJADRE1560004261 | Administratively Determined Incentive Program | Clayton | 8312 | 8.265 | Residential | Behind the Meter | Yes | SunnyMac, LLC | AC Electric |  | Accepted | 2025-07-01 | 2025-07-24 | 2026-07-24 | Solar Panels | HANWHA | Q.TRON BLK M-G2+ |  | 0.435 | 16 | 174 | 29 |  | Fixed | Roof
NJADRE1560004261 | Administratively Determined Incentive Program | Clayton | 8312 | 8.265 | Residential | Behind the Meter | Yes | SunnyMac, LLC | AC Electric |  | Accepted | 2025-07-01 | 2025-07-24 | 2026-07-24 | Solar Panels | HANWHA | Q.TRON BLK M-G2+ |  | 0.435 | 3 | 174 | 15 |  | Fixed | Roof
NJADRE1560004261 | Administratively Determined Incentive Program | Clayton | 8312 | 8.265 | Residential | Behind the Meter | Yes | SunnyMac, LLC | AC Electric |  | Accepted | 2025-07-01 | 2025-07-24 | 2026-07-24 | Inverters | SOLAREDGE HOME HUB | SE5700H-US | 5760 |  | 1 |  |  | 0.99 |  | Outdoor | next to meter
NJADRE1560004264 | Administratively Determined Incentive Program | Port Monmouth | 7758 | 11.745 | Residential | Behind the Meter | Yes | Sunrun Installation Services, Inc. | JCP&L |  | Accepted | 2025-07-01 | 2025-07-23 | 2026-07-23 | Solar Panels | JA Solar | JAM54S31-405/MR |  | 0.405 | 15 | 355 | 21 |  | Fixed | Roof
NJADRE1560004264 | Administratively Determined Incentive Program | Port Monmouth | 7758 | 11.745 | Residential | Behind the Meter | Yes | Sunrun Installation Services, Inc. | JCP&L |  | Accepted | 2025-07-01 | 2025-07-23 | 2026-07-23 | Solar Panels | JA Solar | JAM54S31-405/MR |  | 0.405 | 14 | 175 | 21 |  | Fixed | Roof
NJADRE1560004264 | Administratively Determined Incentive Program | Port Monmouth | 7758 | 11.745 | Residential | Behind the Meter | Yes | Sunrun Installation Services, Inc. | JCP&L |  | Accepted | 2025-07-01 | 2025-07-23 | 2026-07-23 | Inverters | SolarEdge Technologies | SE10000H-USMN | 10000 |  | 1 |  |  | 0.99 |  | Outdoor | Next to meter
NJADRE1560004273 | Administratively Determined Incentive Program | BOGOTA | 7603 | 7.055 | Residential | Behind the Meter | Yes | Big Wave Roofing and Solar, LLC | PSE&G |  | Accepted | 2025-07-01 | 2025-07-23 | 2026-07-23 | Solar Panels | HANWHA | QCELLS Q.PEAK DUO BLK ML-G10.C+415w |  | 0.415 | 12 | 291 | 25 |  | Fixed | Roof
NJADRE1560004273 | Administratively Determined Incentive Program | BOGOTA | 7603 | 7.055 | Residential | Behind the Meter | Yes | Big Wave Roofing and Solar, LLC | PSE&G |  | Accepted | 2025-07-01 | 2025-07-23 | 2026-07-23 | Inverters | Enphase | ENPHASE IQ8HC-72-M-DOM-US | 380 |  | 17 |  |  | 0.98 |  | Outdoor
NJADRE1560004273 | Administratively Determined Incentive Program | BOGOTA | 7603 | 7.055 | Residential | Behind the Meter | Yes | Big Wave Roofing and Solar, LLC | PSE&G |  | Accepted | 2025-07-01 | 2025-07-23 | 2026-07-23 | Solar Panels | HANWHA | QCELLS Q.PEAK DUO BLK ML-G10.C+415w |  | 0.415 | 5 | 201 | 25 |  | Fixed | Roof
NJADRE1560004276 | Administratively Determined Incentive Program | VINELAND | 8361 | 4.3 | Residential | Behind the Meter | Yes | PosiGen Developer, LLC | Vineland Muni Electric |  | Accepted | 2025-07-01 | 2025-07-23 | 2026-07-23 | Solar Panels | JINKO EAGLE | G6RJKM430N-54HL4-B |  | 0.43 | 10 | 93 | 23 |  | Fixed | Roof
NJADRE1560004276 | Administratively Determined Incentive Program | VINELAND | 8361 | 4.3 | Residential | Behind the Meter | Yes | PosiGen Developer, LLC | Vineland Muni Electric |  | Accepted | 2025-07-01 | 2025-07-23 | 2026-07-23 | Inverters | SOLAREDGE | SE3800H-US | 3800 |  | 1 |  |  | 0.99 |  | Outside | Within ten feet of meter
NJADRE1560004281 | Administratively Determined Incentive Program | North Arlington | 7031 | 4.4 | Residential | Behind the Meter | Yes | Zenergy Solar, LLC | PSE&G |  | Accepted | 2025-07-01 | 2025-07-23 | 2026-07-23 | Inverters | Enphase Energy | IQ8PLUS-72-2-US | 290 |  | 10 |  |  | 0.99 |  | Outdoor
NJADRE1560004281 | Administratively Determined Incentive Program | North Arlington | 7031 | 4.4 | Residential | Behind the Meter | Yes | Zenergy Solar, LLC | PSE&G |  | Accepted | 2025-07-01 | 2025-07-23 | 2026-07-23 | Solar Panels | Silfab | SIL-440 QD |  | 0.44 | 10 | 210 | 22 |  | Fixed | Roof
NJADRE1560004283 | Administratively Determined Incentive Program | SKILLMAN | 8558 | 13.77 | Residential | Behind the Meter | No | Solar Energy World | PSE&G |  | Accepted | 2025-07-01 | 2025-07-23 | 2026-07-23 | Inverters | Enphase | IQ8+-72-M-US | 290 |  | 34 |  |  | 0 |  | Outside
NJADRE1560004283 | Administratively Determined Incentive Program | SKILLMAN | 8558 | 13.77 | Residential | Behind the Meter | No | Solar Energy World | PSE&G |  | Accepted | 2025-07-01 | 2025-07-23 | 2026-07-23 | Solar Panels | LONGi | LR5-54HPB-405M |  | 0.405 | 7 | 82 | 14 |  | Fixed | Roof
NJADRE1560004283 | Administratively Determined Incentive Program | SKILLMAN | 8558 | 13.77 | Residential | Behind the Meter | No | Solar Energy World | PSE&G |  | Accepted | 2025-07-01 | 2025-07-23 | 2026-07-23 | Solar Panels | LONGi | LR5-54HPB-405M |  | 0.405 | 27 | 262 | 19 |  | Fixed | Roof
NJADRE1560004291 | Administratively Determined Incentive Program | Mount Laurel | 8054 | 11.61 | Residential | Behind the Meter | Yes | K Hanrahan Enterprises, Inc. | PSE&G |  | Accepted | 2025-07-01 | 2025-07-23 | 2026-07-23 | Solar Panels | JINKO | JKM430N-54HL4-B |  | 0.43 | 27 | 100 | 90 |  | Fixed | Roof
NJADRE1560004291 | Administratively Determined Incentive Program | Mount Laurel | 8054 | 11.61 | Residential | Behind the Meter | Yes | K Hanrahan Enterprises, Inc. | PSE&G |  | Accepted | 2025-07-01 | 2025-07-23 | 2026-07-23 | Meters | GRIDSTREAM | LANDIS |  |  | 1 |  |  |  | Yes | Outdoor
NJADRE1560004291 | Administratively Determined Incentive Program | Mount Laurel | 8054 | 11.61 | Residential | Behind the Meter | Yes | K Hanrahan Enterprises, Inc. | PSE&G |  | Accepted | 2025-07-01 | 2025-07-23 | 2026-07-23 | Inverters | ENPHASE | IQ8PLUS-72-2-US | 290 |  | 27 |  |  | 0.99 |  | Outdoor
NJADRE1560004292 | Administratively Determined Incentive Program | Matawan | 7747 | 11.89 | Residential | Behind the Meter | Yes | Pro Custom Solar dba Momentum Solar | JCP&L |  | Accepted | 2025-07-01 | 2025-07-23 | 2026-07-23 | Solar Panels | HANWHA | Q.PEAK DUO BLK ML-G10+410 |  | 0.41 | 19 | 168 | 18 |  | Fixed | Roof
NJADRE1560004292 | Administratively Determined Incentive Program | Matawan | 7747 | 11.89 | Residential | Behind the Meter | Yes | Pro Custom Solar dba Momentum Solar | JCP&L |  | Accepted | 2025-07-01 | 2025-07-23 | 2026-07-23 | Inverters | ENPHASE | IQ8HC-72-M-DOM-US | 380 |  | 29 |  |  | 0.97 |  | Outdoor
NJADRE1560004292 | Administratively Determined Incentive Program | Matawan | 7747 | 11.89 | Residential | Behind the Meter | Yes | Pro Custom Solar dba Momentum Solar | JCP&L |  | Accepted | 2025-07-01 | 2025-07-23 | 2026-07-23 | Solar Panels | HANWHA | Q.PEAK DUO BLK ML-G10+410 |  | 0.41 | 10 | 349 | 18 |  | Fixed | Roof
NJADRE1560004316 | Administratively Determined Incentive Program | Paramus | 7652 | 6.48 | Residential | Behind the Meter | Yes | Sunrun Installation Services, Inc. | PSE&G |  | Accepted | 2025-07-01 | 2025-07-23 | 2026-07-23 | Inverters | SolarEdge Technologies | SE5700H-USMN | 5760 |  | 1 |  |  | 0.99 |  | Outdoor | Next to meter
NJADRE1560004316 | Administratively Determined Incentive Program | Paramus | 7652 | 6.48 | Residential | Behind the Meter | Yes | Sunrun Installation Services, Inc. | PSE&G |  | Accepted | 2025-07-01 | 2025-07-23 | 2026-07-23 | Solar Panels | JA Solar | JAM54S31-405/MR |  | 0.405 | 6 | 201 | 16 |  | Fixed | Roof
NJADRE1560004316 | Administratively Determined Incentive Program | Paramus | 7652 | 6.48 | Residential | Behind the Meter | Yes | Sunrun Installation Services, Inc. | PSE&G |  | Accepted | 2025-07-01 | 2025-07-23 | 2026-07-23 | Solar Panels | JA Solar | JAM54S31-405/MR |  | 0.405 | 10 | 201 | 26 |  | Fixed | Roof
NJADRE1560004328 | Administratively Determined Incentive Program | Mantoloking | 8738 | 6.9 | Residential | Behind the Meter | No | Sea Bright Solar, LLC | JCP&L |  | Accepted | 2025-07-01 | 2025-07-23 | 2026-07-23 | Inverters | Enphase | IQ8X-80-M-US | 380 |  | 15 |  |  | 0.97 |  | Outdoor
NJADRE1560004328 | Administratively Determined Incentive Program | Mantoloking | 8738 | 6.9 | Residential | Behind the Meter | No | Sea Bright Solar, LLC | JCP&L |  | Accepted | 2025-07-01 | 2025-07-23 | 2026-07-23 | Solar Panels | REC | REC-460AA-Pure-RX |  | 0.46 | 7 | 182 | 19 |  | Fixed | Roof
NJADRE1560004328 | Administratively Determined Incentive Program | Mantoloking | 8738 | 6.9 | Residential | Behind the Meter | No | Sea Bright Solar, LLC | JCP&L |  | Accepted | 2025-07-01 | 2025-07-23 | 2026-07-23 | Solar Panels | REC | REC-460AA-Pure-RX |  | 0.46 | 8 | 182 | 37 |  | Fixed | Roof
NJADRE1560004328 | Administratively Determined Incentive Program | Mantoloking | 8738 | 6.9 | Residential | Behind the Meter | No | Sea Bright Solar, LLC | JCP&L |  | Accepted | 2025-07-01 | 2025-07-23 | 2026-07-23 | Meters | Enphase | IQ Combiner 5C |  |  | 1 |  |  |  | Yes | Outdoor
NJADRE1560004331 | Administratively Determined Incentive Program | BELFORD | 7718 | 17.6 | Residential | Behind the Meter | No | Maier Solar Engineering dba Solar Me | JCP&L |  | Accepted | 2025-07-02 | 2025-07-25 | 2026-07-25 | Solar Panels | JA | JAM54S31-440-LR-TS-AB |  | 0.44 | 4 | 271 | 33 |  | Fixed | Roof
NJADRE1560004331 | Administratively Determined Incentive Program | BELFORD | 7718 | 17.6 | Residential | Behind the Meter | No | Maier Solar Engineering dba Solar Me | JCP&L |  | Accepted | 2025-07-02 | 2025-07-25 | 2026-07-25 | Solar Panels | JA | JAM54S31-440-LR-TS-AB |  | 0.44 | 11 | 271 | 13 |  | Fixed | Roof
NJADRE1560004331 | Administratively Determined Incentive Program | BELFORD | 7718 | 17.6 | Residential | Behind the Meter | No | Maier Solar Engineering dba Solar Me | JCP&L |  | Accepted | 2025-07-02 | 2025-07-25 | 2026-07-25 | Inverters | Tesla | Powerwall 3 | 11500 |  | 1 |  |  | 0.97 |  | Outside
NJADRE1560004331 | Administratively Determined Incentive Program | BELFORD | 7718 | 17.6 | Residential | Behind the Meter | No | Maier Solar Engineering dba Solar Me | JCP&L |  | Accepted | 2025-07-02 | 2025-07-25 | 2026-07-25 | Solar Panels | JA | JAM54S31-440-LR-TS-AB |  | 0.44 | 10 | 271 | 33 |  | Fixed | Roof
NJADRE1560004331 | Administratively Determined Incentive Program | BELFORD | 7718 | 17.6 | Residential | Behind the Meter | No | Maier Solar Engineering dba Solar Me | JCP&L |  | Accepted | 2025-07-02 | 2025-07-25 | 2026-07-25 | Solar Panels | JA | JAM54S31-440-LR-TS-AB |  | 0.44 | 6 | 91 | 33 |  | Fixed | Roof
NJADRE1560004331 | Administratively Determined Incentive Program | BELFORD | 7718 | 17.6 | Residential | Behind the Meter | No | Maier Solar Engineering dba Solar Me | JCP&L |  | Accepted | 2025-07-02 | 2025-07-25 | 2026-07-25 | Solar Panels | JA | JAM54S31-440-LR-TS-AB |  | 0.44 | 9 | 91 | 22 |  | Fixed | Roof
NJADRE1560004331 | Administratively Determined Incentive Program | BELFORD | 7718 | 17.6 | Residential | Behind the Meter | No | Maier Solar Engineering dba Solar Me | JCP&L |  | Accepted | 2025-07-02 | 2025-07-25 | 2026-07-25 | Electric Storage Battery | TESLA | POWERWALL 3 |  |  | 1 |  |  |  | Lithium Ion |  | OUTSIDE
NJADRE1560004351 | Administratively Determined Incentive Program | Stratford | 8084 | 13.76 | Residential | Behind the Meter | Yes | PosiGen Developer, LLC | AC Electric |  | Accepted | 2025-07-01 | 2025-08-17 | 2026-08-17 | Inverters | SolarEdge | SE5700H-US | 5700 |  | 1 |  |  | 0.99 |  | Outside | within ten feet of meter
NJADRE1560004351 | Administratively Determined Incentive Program | Stratford | 8084 | 13.76 | Residential | Behind the Meter | Yes | PosiGen Developer, LLC | AC Electric |  | Accepted | 2025-07-01 | 2025-08-17 | 2026-08-17 | Solar Panels | JINKO EAGLE | G6R JKM430N-54HL4-B |  | 0.43 | 2 | 84 | 18 |  | Fixed | Roof
NJADRE1560004351 | Administratively Determined Incentive Program | Stratford | 8084 | 13.76 | Residential | Behind the Meter | Yes | PosiGen Developer, LLC | AC Electric |  | Accepted | 2025-07-01 | 2025-08-17 | 2026-08-17 | Solar Panels | JINKO EAGLE | G6R JKM430N-54HL4-B |  | 0.43 | 2 | 174 | 18 |  | Fixed | Roof
NJADRE1560004351 | Administratively Determined Incentive Program | Stratford | 8084 | 13.76 | Residential | Behind the Meter | Yes | PosiGen Developer, LLC | AC Electric |  | Accepted | 2025-07-01 | 2025-08-17 | 2026-08-17 | Solar Panels | JINKO EAGLE | G6R JKM430N-54HL4-B |  | 0.43 | 7 | 264 | 23 |  | Fixed | Roof
NJADRE1560004351 | Administratively Determined Incentive Program | Stratford | 8084 | 13.76 | Residential | Behind the Meter | Yes | PosiGen Developer, LLC | AC Electric |  | Accepted | 2025-07-01 | 2025-08-17 | 2026-08-17 | Solar Panels | JINKO EAGLE | G6R JKM430N-54HL4-B |  | 0.43 | 18 | 174 | 18 |  | Fixed | Roof
NJADRE1560004351 | Administratively Determined Incentive Program | Stratford | 8084 | 13.76 | Residential | Behind the Meter | Yes | PosiGen Developer, LLC | AC Electric |  | Accepted | 2025-07-01 | 2025-08-17 | 2026-08-17 | Solar Panels | JINKO EAGLE | G6R JKM430N-54HL4-B |  | 0.43 | 3 | 354 | 18 |  | Fixed | Roof
NJADRE1560004351 | Administratively Determined Incentive Program | Stratford | 8084 | 13.76 | Residential | Behind the Meter | Yes | PosiGen Developer, LLC | AC Electric |  | Accepted | 2025-07-01 | 2025-08-17 | 2026-08-17 | Inverters | SolarEdge | SE5700H-US | 5700 |  | 1 |  |  | 0.99 |  | Outside | within ten feet of meter
NJADRE1560004354 | Administratively Determined Incentive Program | Woodbridge | 7095 | 6.48 | Residential | Behind the Meter | Yes | Sunrun Installation Services, Inc. | PSE&G |  | Accepted | 2025-07-01 | 2025-07-23 | 2026-07-23 | Solar Panels | JA Solar | JAM54S31-405/MR |  | 0.405 | 6 | 334 | 32 |  | Fixed | Roof
NJADRE1560004354 | Administratively Determined Incentive Program | Woodbridge | 7095 | 6.48 | Residential | Behind the Meter | Yes | Sunrun Installation Services, Inc. | PSE&G |  | Accepted | 2025-07-01 | 2025-07-23 | 2026-07-23 | Inverters | SolarEdge Technologies | SE5700H-USMN | 5760 |  | 1 |  |  | 0.99 |  | Outdoor | Next to meter
NJADRE1560004354 | Administratively Determined Incentive Program | Woodbridge | 7095 | 6.48 | Residential | Behind the Meter | Yes | Sunrun Installation Services, Inc. | PSE&G |  | Accepted | 2025-07-01 | 2025-07-23 | 2026-07-23 | Solar Panels | JA Solar | JAM54S31-405/MR |  | 0.405 | 10 | 154 | 34 |  | Fixed | Roof
NJADRE1560004702 | Administratively Determined Incentive Program | Cinnaminson | 8077 | 13.33 | Residential | Behind the Meter | Yes | Solar Energy World | PSE&G |  | Accepted | 2025-07-01 | 2025-07-24 | 2026-07-24 | Solar Panels | LONGi | LR6-60HPB-310-M |  | 0.31 | 10 | 307 | 21 |  | Fixed | Roof
NJADRE1560004702 | Administratively Determined Incentive Program | Cinnaminson | 8077 | 13.33 | Residential | Behind the Meter | Yes | Solar Energy World | PSE&G |  | Accepted | 2025-07-01 | 2025-07-24 | 2026-07-24 | Solar Panels | LONGi | LR6-60HPB-310-M |  | 0.31 | 15 | 127 | 20 |  | Fixed | Roof
NJADRE1560004702 | Administratively Determined Incentive Program | Cinnaminson | 8077 | 13.33 | Residential | Behind the Meter | Yes | Solar Energy World | PSE&G |  | Accepted | 2025-07-01 | 2025-07-24 | 2026-07-24 | Inverters | Enphase | IQ8HC-72-M-DOM-US | 440 |  | 43 |  |  | 0.97 |  | Outside
NJADRE1560004702 | Administratively Determined Incentive Program | Cinnaminson | 8077 | 13.33 | Residential | Behind the Meter | Yes | Solar Energy World | PSE&G |  | Accepted | 2025-07-01 | 2025-07-24 | 2026-07-24 | Solar Panels | LONGi | LR6-60HPB-310-M |  | 0.31 | 18 | 127 | 26 |  | Fixed | Roof
NJADRE1560006054 | Administratively Determined Incentive Program | Roselle | 7203 | 5.1 | Residential | Behind the Meter | Yes | Power Energy Solutions, LLC | PSE&G |  | Accepted | 2025-07-01 | 2025-07-23 | 2026-07-23 | Solar Panels | Trina Solar | TSM-425NE09RC.05 |  | 0.425 | 12 | 135 | 40 |  | Fixed | Roof
NJADRE1560006054 | Administratively Determined Incentive Program | Roselle | 7203 | 5.1 | Residential | Behind the Meter | Yes | Power Energy Solutions, LLC | PSE&G |  | Accepted | 2025-07-01 | 2025-07-23 | 2026-07-23 | Inverters | SolarEdge | SE3800H-US | 4 |  | 1 |  |  | 0.97 |  | Outdoor
NJADRE1560006059 | Administratively Determined Incentive Program | Linden | 7036 | 24.5 | Residential | Behind the Meter | No | Green Revolution Solar | PSE&G |  | Accepted | 2025-07-01 | 2025-07-24 | 2026-07-24 | Solar Panels | SunPower | X21-350-BLK |  | 0.35 | 28 | 215 | 23 |  | Fixed | Roof
NJADRE1560006059 | Administratively Determined Incentive Program | Linden | 7036 | 24.5 | Residential | Behind the Meter | No | Green Revolution Solar | PSE&G |  | Accepted | 2025-07-01 | 2025-07-24 | 2026-07-24 | Inverters | Enphase | IQ7 | 315 |  | 70 |  |  | 0.97 |  | Outside
NJADRE1560006059 | Administratively Determined Incentive Program | Linden | 7036 | 24.5 | Residential | Behind the Meter | No | Green Revolution Solar | PSE&G |  | Accepted | 2025-07-01 | 2025-07-24 | 2026-07-24 | Solar Panels | SunPower | X21-350-BLK |  | 0.35 | 27 | 125 | 23 |  | Fixed | Roof
NJADRE1560006059 | Administratively Determined Incentive Program | Linden | 7036 | 24.5 | Residential | Behind the Meter | No | Green Revolution Solar | PSE&G |  | Accepted | 2025-07-01 | 2025-07-24 | 2026-07-24 | Solar Panels | SunPower | X21-350-BLK |  | 0.35 | 15 | 305 | 23 |  | Fixed | Roof
NJADRE1560006330 | Administratively Determined Incentive Program | PHILLIPSBURG | 8865 | 22.68 | Residential | Behind the Meter | Yes | Sunrun Installation Services, Inc. | JCP&L |  | Accepted | 2025-07-01 | 2025-07-29 | 2026-07-29 | Inverters | SolarEdge Technologies | SE7600H-USMN | 15200 |  | 2 |  |  | 0.99 |  | Outdoor | Next to meter
NJADRE1560006330 | Administratively Determined Incentive Program | PHILLIPSBURG | 8865 | 22.68 | Residential | Behind the Meter | Yes | Sunrun Installation Services, Inc. | JCP&L |  | Accepted | 2025-07-01 | 2025-07-29 | 2026-07-29 | Solar Panels | JA Solar | JAM54S31-405/MR |  | 0.405 | 30 | 245 | 24 |  | Fixed | Roof
NJADRE1560006330 | Administratively Determined Incentive Program | PHILLIPSBURG | 8865 | 22.68 | Residential | Behind the Meter | Yes | Sunrun Installation Services, Inc. | JCP&L |  | Accepted | 2025-07-01 | 2025-07-29 | 2026-07-29 | Solar Panels | JA Solar | JAM54S31-405/MR |  | 0.405 | 26 | 65 | 21 |  | Fixed | Roof
NJADRE1560006333 | Administratively Determined Incentive Program | Audubon | 8106 | 6.15 | Residential | Behind the Meter | Yes | Trinity Solar, LLC | PSE&G |  | Accepted | 2025-07-01 | 2025-07-23 | 2026-07-23 | Inverters | Solar Edge | USE5700H-USMNBL75 | 5760 |  | 1 |  |  | 0.97 |  | Outdoor
NJADRE1560006333 | Administratively Determined Incentive Program | Audubon | 8106 | 6.15 | Residential | Behind the Meter | Yes | Trinity Solar, LLC | PSE&G |  | Accepted | 2025-07-01 | 2025-07-23 | 2026-07-23 | Solar Panels | HANWHA | (Q.PEAK DUO BLK ML-G10.C+ 410) |  | 0.41 | 10 | 139 | 21 |  | Fixed | Roof
NJADRE1560006333 | Administratively Determined Incentive Program | Audubon | 8106 | 6.15 | Residential | Behind the Meter | Yes | Trinity Solar, LLC | PSE&G |  | Accepted | 2025-07-01 | 2025-07-23 | 2026-07-23 | Solar Panels | HANWHA | (Q.PEAK DUO BLK ML-G10.C+ 410) |  | 0.41 | 5 | 319 | 21 |  | Fixed | Roof
NJADRE1560006338 | Administratively Determined Incentive Program | BOGOTA | 7603 | 8.265 | Residential | Behind the Meter | Yes | Venture Home Solar, LLC | PSE&G |  | Accepted | 2025-07-01 | 2025-07-29 | 2026-07-29 | Solar Panels | Hanwha | Q.TRON BLK M-G2+ 435 |  | 0.435 | 4 | 20 | 17 |  | Fixed | Roof
NJADRE1560006338 | Administratively Determined Incentive Program | BOGOTA | 7603 | 8.265 | Residential | Behind the Meter | Yes | Venture Home Solar, LLC | PSE&G |  | Accepted | 2025-07-01 | 2025-07-29 | 2026-07-29 | Inverters | EnPhase | IQ8HC-72-M-DOM-US (240V) | 384 |  | 19 |  |  | 0.973 |  | Outside
NJADRE1560006338 | Administratively Determined Incentive Program | BOGOTA | 7603 | 8.265 | Residential | Behind the Meter | Yes | Venture Home Solar, LLC | PSE&G |  | Accepted | 2025-07-01 | 2025-07-29 | 2026-07-29 | Solar Panels | Hanwha | Q.TRON BLK M-G2+ 435 |  | 0.435 | 12 | 200 | 14 |  | Fixed | Roof
NJADRE1560006338 | Administratively Determined Incentive Program | BOGOTA | 7603 | 8.265 | Residential | Behind the Meter | Yes | Venture Home Solar, LLC | PSE&G |  | Accepted | 2025-07-01 | 2025-07-29 | 2026-07-29 | Solar Panels | Hanwha | Q.TRON BLK M-G2+ 435 |  | 0.435 | 3 | 110 | 27 |  | Fixed | Roof
NJADRE1560006354 | Administratively Determined Incentive Program | Paterson | 7513 | 4.92 | Residential | Behind the Meter | Yes | Trinity Solar, LLC | PSE&G |  | Accepted | 2025-07-01 | 2025-07-24 | 2026-07-24 | Inverters | Solar Edge | USE3800H-USMNBL75 | 3800 |  | 1 |  |  | 0.97 |  | Outdoor
NJADRE1560006354 | Administratively Determined Incentive Program | Paterson | 7513 | 4.92 | Residential | Behind the Meter | Yes | Trinity Solar, LLC | PSE&G |  | Accepted | 2025-07-01 | 2025-07-24 | 2026-07-24 | Solar Panels | HANWHA | (Q.PEAK DUO BLK ML-G10+ 410) |  | 0.41 | 12 | 99 | 41 |  | Fixed | Roof
NJADRE1560006357 | Administratively Determined Incentive Program | Collingswood | 8108 | 6.96 | Residential | Behind the Meter | No | Venture Home Solar, LLC | PSE&G |  | Accepted | 2025-07-01 | 2025-07-25 | 2026-07-25 | Solar Panels | Hanwha | Q.TRON BLK M-G2+ 435 |  | 0.435 | 8 | 289 | 31 |  | Fixed | Roof
NJADRE1560006357 | Administratively Determined Incentive Program | Collingswood | 8108 | 6.96 | Residential | Behind the Meter | No | Venture Home Solar, LLC | PSE&G |  | Accepted | 2025-07-01 | 2025-07-25 | 2026-07-25 | Solar Panels | Hanwha | Q.TRON BLK M-G2+ 435 |  | 0.435 | 2 | 109 | 16 |  | Fixed | Roof
NJADRE1560006357 | Administratively Determined Incentive Program | Collingswood | 8108 | 6.96 | Residential | Behind the Meter | No | Venture Home Solar, LLC | PSE&G |  | Accepted | 2025-07-01 | 2025-07-25 | 2026-07-25 | Solar Panels | Hanwha | Q.TRON BLK M-G2+ 435 |  | 0.435 | 6 | 109 | 31 |  | Fixed | Roof
NJADRE1560006357 | Administratively Determined Incentive Program | Collingswood | 8108 | 6.96 | Residential | Behind the Meter | No | Venture Home Solar, LLC | PSE&G |  | Accepted | 2025-07-01 | 2025-07-25 | 2026-07-25 | Inverters | EnPhase | IQ8MC-72-M-US (240V) | 330 |  | 16 |  |  | 0.9697 |  | Outside
NJADRE1560006361 | Administratively Determined Incentive Program | POINT PLEASANT BORO | 8742 | 6.02 | Residential | Behind the Meter | Yes | Pro Custom Solar dba Momentum Solar | JCP&L |  | Accepted | 2025-07-01 | 2025-07-23 | 2026-07-23 | Solar Panels | HANWHA | Q.TRON BLK M-G2+430 |  | 0.43 | 8 | 121 | 20 |  | Fixed | Roof
NJADRE1560006361 | Administratively Determined Incentive Program | POINT PLEASANT BORO | 8742 | 6.02 | Residential | Behind the Meter | Yes | Pro Custom Solar dba Momentum Solar | JCP&L |  | Accepted | 2025-07-01 | 2025-07-23 | 2026-07-23 | Inverters | ENPHASE | IQ8HC-72-M-DOM-US | 380 |  | 14 |  |  | 0.97 |  | Outdoor
NJADRE1560006361 | Administratively Determined Incentive Program | POINT PLEASANT BORO | 8742 | 6.02 | Residential | Behind the Meter | Yes | Pro Custom Solar dba Momentum Solar | JCP&L |  | Accepted | 2025-07-01 | 2025-07-23 | 2026-07-23 | Solar Panels | HANWHA | Q.TRON BLK M-G2+430 |  | 0.43 | 6 | 121 | 21 |  | Fixed | Roof
NJADRE1560006370 | Administratively Determined Incentive Program | Clementon | 8021 | 6.885 | Residential | Behind the Meter | No | Solar Energy World | AC Electric |  | Accepted | 2025-07-01 | 2025-07-23 | 2026-07-23 | Solar Panels | LONGi | LR5-54HPB-405M |  | 0.405 | 14 | 250 | 24 |  | Fixed | Roof
NJADRE1560006370 | Administratively Determined Incentive Program | Clementon | 8021 | 6.885 | Residential | Behind the Meter | No | Solar Energy World | AC Electric |  | Accepted | 2025-07-01 | 2025-07-23 | 2026-07-23 | Solar Panels | LONGi | LR5-54HPB-405M |  | 0.405 | 3 | 70 | 25 |  | Fixed | Roof
NJADRE1560006370 | Administratively Determined Incentive Program | Clementon | 8021 | 6.885 | Residential | Behind the Meter | No | Solar Energy World | AC Electric |  | Accepted | 2025-07-01 | 2025-07-23 | 2026-07-23 | Inverters | Enphase | IQ8HC-72-M-DOM-US | 290 |  | 17 |  |  | 0.97 |  | Outside
NJADRE1560006370 | Administratively Determined Incentive Program | Clementon | 8021 | 6.885 | Residential | Behind the Meter | No | Solar Energy World | AC Electric |  | Accepted | 2025-07-01 | 2025-07-23 | 2026-07-23 | Electric Storage Battery | Tesla | Powerwall 3 System 1 13.5kWh |  |  | 1 |  |  |  | Lithium Ion |  | outside
NJADRE1560006374 | Administratively Determined Incentive Program | MEDFORD | 8055 | 18.45 | Residential | Behind the Meter | No | Paradise Solar and Electrical, LLC | AC Electric |  | Accepted | 2025-07-01 | 2025-07-24 | 2026-07-24 | Solar Panels | Canadian Solar | CS6.1-54TM-450 |  | 0.45 | 15 | 239 | 34 |  | Fixed | Roof
NJADRE1560006374 | Administratively Determined Incentive Program | MEDFORD | 8055 | 18.45 | Residential | Behind the Meter | No | Paradise Solar and Electrical, LLC | AC Electric |  | Accepted | 2025-07-01 | 2025-07-24 | 2026-07-24 | Solar Panels | Canadian Solar | CS6.1-54TM-450 |  | 0.45 | 3 | 149 | 36 |  | Fixed | Roof
NJADRE1560006374 | Administratively Determined Incentive Program | MEDFORD | 8055 | 18.45 | Residential | Behind the Meter | No | Paradise Solar and Electrical, LLC | AC Electric |  | Accepted | 2025-07-01 | 2025-07-24 | 2026-07-24 | Solar Panels | Canadian Solar | CS6.1-54TM-450 |  | 0.45 | 9 | 149 | 36 |  | Fixed | Roof
NJADRE1560006374 | Administratively Determined Incentive Program | MEDFORD | 8055 | 18.45 | Residential | Behind the Meter | No | Paradise Solar and Electrical, LLC | AC Electric |  | Accepted | 2025-07-01 | 2025-07-24 | 2026-07-24 | Solar Panels | Canadian Solar | CS6.1-54TM-450 |  | 0.45 | 3 | 149 | 36 |  | Fixed | Roof
NJADRE1560006374 | Administratively Determined Incentive Program | MEDFORD | 8055 | 18.45 | Residential | Behind the Meter | No | Paradise Solar and Electrical, LLC | AC Electric |  | Accepted | 2025-07-01 | 2025-07-24 | 2026-07-24 | Inverters | Enphase | IQ8+ | 290 |  | 41 |  |  | 0.975 |  | Outside | under modules
NJADRE1560006374 | Administratively Determined Incentive Program | MEDFORD | 8055 | 18.45 | Residential | Behind the Meter | No | Paradise Solar and Electrical, LLC | AC Electric |  | Accepted | 2025-07-01 | 2025-07-24 | 2026-07-24 | Solar Panels | Canadian Solar | CS6.1-54TM-450 |  | 0.45 | 3 | 149 | 36 |  | Fixed | Roof
NJADRE1560006374 | Administratively Determined Incentive Program | MEDFORD | 8055 | 18.45 | Residential | Behind the Meter | No | Paradise Solar and Electrical, LLC | AC Electric |  | Accepted | 2025-07-01 | 2025-07-24 | 2026-07-24 | Solar Panels | Canadian Solar | CS6.1-54TM-450 |  | 0.45 | 8 | 329 | 36 |  | Fixed | Roof
NJADRE1560006383 | Administratively Determined Incentive Program | Hawthorne | 7506 | 5.67 | Residential | Behind the Meter | No | Power Home Remodeling Group | PSE&G |  | Accepted | 2025-07-01 | 2025-07-28 | 2026-07-28 | Inverters | SolarEdge | SE3800H-US | 3800 |  | 1 |  |  | 0.99 |  | Outside
NJADRE1560006383 | Administratively Determined Incentive Program | Hawthorne | 7506 | 5.67 | Residential | Behind the Meter | No | Power Home Remodeling Group | PSE&G |  | Accepted | 2025-07-01 | 2025-07-28 | 2026-07-28 | Meters | SolarEdge | Revenus Grade Data Ansi C12.20 |  |  | 1 |  |  |  | Yes | Outdoor
NJADRE1560006383 | Administratively Determined Incentive Program | Hawthorne | 7506 | 5.67 | Residential | Behind the Meter | No | Power Home Remodeling Group | PSE&G |  | Accepted | 2025-07-01 | 2025-07-28 | 2026-07-28 | Solar Panels | JA Solar | JAM54S31 405/MR |  | 0.405 | 5 | 307 | 18 |  | Fixed | Roof
NJADRE1560006383 | Administratively Determined Incentive Program | Hawthorne | 7506 | 5.67 | Residential | Behind the Meter | No | Power Home Remodeling Group | PSE&G |  | Accepted | 2025-07-01 | 2025-07-28 | 2026-07-28 | Solar Panels | JA Solar | JAM54S31 405/MR |  | 0.405 | 9 | 127 | 18 |  | Fixed | Roof
NJADRE1560006384 | Administratively Determined Incentive Program | Washington Twp MER | 7675 | 7.79 | Residential | Behind the Meter | Yes | Sunrun Installation Services, Inc. | PSE&G |  | Accepted | 2025-07-01 | 2025-07-23 | 2026-07-23 | Electric Storage Battery | TESLA | Powerwall 3 1707000-xx-y |  |  | 1 |  |  |  | Lithium Ion |  | OUTSIDE
NJADRE1560006384 | Administratively Determined Incentive Program | Washington Twp MER | 7675 | 7.79 | Residential | Behind the Meter | Yes | Sunrun Installation Services, Inc. | PSE&G |  | Accepted | 2025-07-01 | 2025-07-23 | 2026-07-23 | Solar Panels | Hanwha Q-Cells | Q.PEAK DUO BLK ML-G10+ 410 |  | 0.41 | 19 | 204 | 34 |  | Fixed | Roof
NJADRE1560006384 | Administratively Determined Incentive Program | Washington Twp MER | 7675 | 7.79 | Residential | Behind the Meter | Yes | Sunrun Installation Services, Inc. | PSE&G |  | Accepted | 2025-07-01 | 2025-07-23 | 2026-07-23 | Inverters | TESLA | Powerwall 3 1707000-xx-y | 11500 |  | 1 |  |  | 0.97 |  | Outdoor | Next to meter
NJADRE1560006400 | Administratively Determined Incentive Program | Sparta | 7871 | 7.79 | Residential | Behind the Meter | Yes | Trinity Solar, LLC | JCP&L |  | Accepted | 2025-07-01 | 2025-07-23 | 2026-07-23 | Inverters | Solar Edge | USE7600H-US | 7600 |  | 1 |  |  | 0.97 |  | Outside
NJADRE1560006400 | Administratively Determined Incentive Program | Sparta | 7871 | 7.79 | Residential | Behind the Meter | Yes | Trinity Solar, LLC | JCP&L |  | Accepted | 2025-07-01 | 2025-07-23 | 2026-07-23 | Solar Panels | Hanwha | Q.PEAK DUO BLK ML-G10+ 410 |  | 0.41 | 15 | 164 | 30 |  | Fixed | Roof
NJADRE1560006400 | Administratively Determined Incentive Program | Sparta | 7871 | 7.79 | Residential | Behind the Meter | Yes | Trinity Solar, LLC | JCP&L |  | Accepted | 2025-07-01 | 2025-07-23 | 2026-07-23 | Solar Panels | Hanwha | Q.PEAK DUO BLK ML-G10+ 410 |  | 0.41 | 4 | 164 | 30 |  | Fixed | Roof
NJADRE1560006411 | Administratively Determined Incentive Program | Paterson | 7522 | 7.225 | Residential | Behind the Meter | Yes | Power Energy Solutions, LLC | PSE&G |  | Accepted | 2025-07-01 | 2025-07-23 | 2026-07-23 | Solar Panels | Trina Solar | TSM-425NE09RC.05 |  | 0.425 | 9 | 134 | 15 |  | Fixed | Roof
NJADRE1560006411 | Administratively Determined Incentive Program | Paterson | 7522 | 7.225 | Residential | Behind the Meter | Yes | Power Energy Solutions, LLC | PSE&G |  | Accepted | 2025-07-01 | 2025-07-23 | 2026-07-23 | Inverters | SolarEdge | SE3800H-US | 4 |  | 1 |  |  | 0.97 |  | Outdoor
NJADRE1560006411 | Administratively Determined Incentive Program | Paterson | 7522 | 7.225 | Residential | Behind the Meter | Yes | Power Energy Solutions, LLC | PSE&G |  | Accepted | 2025-07-01 | 2025-07-23 | 2026-07-23 | Solar Panels | Trina Solar | TSM-425NE09RC.05 |  | 0.425 | 8 | 314 | 15 |  | Fixed | Roof
NJADRE1560006427 | Administratively Determined Incentive Program | Deal | 7723 | 21.07 | Residential | Behind the Meter | No | Samba Energy | JCP&L |  | Accepted | 2025-07-17 | 2025-08-11 | 2026-08-11 | Solar Panels | REC ALPHA | 430AA PURE-2 |  | 0.43 | 3 | 285 | 48 |  | Fixed | Roof
NJADRE1560006427 | Administratively Determined Incentive Program | Deal | 7723 | 21.07 | Residential | Behind the Meter | No | Samba Energy | JCP&L |  | Accepted | 2025-07-17 | 2025-08-11 | 2026-08-11 | Solar Panels | REC ALPHA | 430AA PURE-2 |  | 0.43 | 2 | 195 | 20 |  | Fixed | Roof
NJADRE1560006427 | Administratively Determined Incentive Program | Deal | 7723 | 21.07 | Residential | Behind the Meter | No | Samba Energy | JCP&L |  | Accepted | 2025-07-17 | 2025-08-11 | 2026-08-11 | Solar Panels | REC ALPHA | 430AA PURE-2 |  | 0.43 | 21 | 195 | 12 |  | Fixed | Roof
NJADRE1560006427 | Administratively Determined Incentive Program | Deal | 7723 | 21.07 | Residential | Behind the Meter | No | Samba Energy | JCP&L |  | Accepted | 2025-07-17 | 2025-08-11 | 2026-08-11 | Solar Panels | REC ALPHA | 430AA PURE-2 |  | 0.43 | 2 | 105 | 48 |  | Fixed | Roof
NJADRE1560006427 | Administratively Determined Incentive Program | Deal | 7723 | 21.07 | Residential | Behind the Meter | No | Samba Energy | JCP&L |  | Accepted | 2025-07-17 | 2025-08-11 | 2026-08-11 | Inverters | Solaredge | SE10000H-US | 10000 |  | 2 |  |  | 0.98 |  | Outside
NJADRE1560006427 | Administratively Determined Incentive Program | Deal | 7723 | 21.07 | Residential | Behind the Meter | No | Samba Energy | JCP&L |  | Accepted | 2025-07-17 | 2025-08-11 | 2026-08-11 | Solar Panels | REC ALPHA | 430AA PURE-2 |  | 0.43 | 12 | 195 | 37 |  | Fixed | Roof
NJADRE1560006427 | Administratively Determined Incentive Program | Deal | 7723 | 21.07 | Residential | Behind the Meter | No | Samba Energy | JCP&L |  | Accepted | 2025-07-17 | 2025-08-11 | 2026-08-11 | Solar Panels | REC ALPHA | 430AA PURE-2 |  | 0.43 | 9 | 195 | 30 |  | Fixed | Roof
NJADRE1560006441 | Administratively Determined Incentive Program | Sewell | 8080 | 18.8 | Residential | Behind the Meter | No | Solar Energy World | AC Electric |  | Accepted | 2025-07-01 | 2025-07-23 | 2026-07-23 | Solar Panels | LONGi | LR5-54HABB-400M |  | 0.4 | 16 | 72 | 30 |  | Fixed | Roof
NJADRE1560006441 | Administratively Determined Incentive Program | Sewell | 8080 | 18.8 | Residential | Behind the Meter | No | Solar Energy World | AC Electric |  | Accepted | 2025-07-01 | 2025-07-23 | 2026-07-23 | Inverters | Enphase | IQ8+-72-M-US | 290 |  | 47 |  |  | 0.97 |  | Outside
NJADRE1560006441 | Administratively Determined Incentive Program | Sewell | 8080 | 18.8 | Residential | Behind the Meter | No | Solar Energy World | AC Electric |  | Accepted | 2025-07-01 | 2025-07-23 | 2026-07-23 | Solar Panels | LONGi | LR5-54HABB-400M |  | 0.4 | 9 | 252 | 12 |  | Fixed | Roof
NJADRE1560006441 | Administratively Determined Incentive Program | Sewell | 8080 | 18.8 | Residential | Behind the Meter | No | Solar Energy World | AC Electric |  | Accepted | 2025-07-01 | 2025-07-23 | 2026-07-23 | Solar Panels | LONGi | LR5-54HABB-400M |  | 0.4 | 2 | 251 | 31 |  | Fixed | Roof
NJADRE1560006441 | Administratively Determined Incentive Program | Sewell | 8080 | 18.8 | Residential | Behind the Meter | No | Solar Energy World | AC Electric |  | Accepted | 2025-07-01 | 2025-07-23 | 2026-07-23 | Solar Panels | LONGi | LR5-54HABB-400M |  | 0.4 | 20 | 252 | 31 |  | Fixed | Roof
NJADRE1560006450 | Administratively Determined Incentive Program | Rio Grande | 8242 | 17.835 | Residential | Behind the Meter | Yes | SunnyMac, LLC | AC Electric |  | Accepted | 2025-07-01 | 2025-07-23 | 2026-07-23 | Solar Panels | HANWHA | Q.TRON BLK M-G2.H+ |  | 0.435 | 31 | 209 | 30 |  | Fixed | Roof
NJADRE1560006450 | Administratively Determined Incentive Program | Rio Grande | 8242 | 17.835 | Residential | Behind the Meter | Yes | SunnyMac, LLC | AC Electric |  | Accepted | 2025-07-01 | 2025-07-23 | 2026-07-23 | Solar Panels | HANWHA | Q.TRON BLK M-G2.H+ |  | 0.435 | 10 | 29 | 30 |  | Fixed | Roof
NJADRE1560006450 | Administratively Determined Incentive Program | Rio Grande | 8242 | 17.835 | Residential | Behind the Meter | Yes | SunnyMac, LLC | AC Electric |  | Accepted | 2025-07-01 | 2025-07-23 | 2026-07-23 | Inverters | SOLAREDGE HOME HUB | SE7600H-US | 7600 |  | 1 |  |  | 0.99 |  | Outdoor | next to meter
NJADRE1560006450 | Administratively Determined Incentive Program | Rio Grande | 8242 | 17.835 | Residential | Behind the Meter | Yes | SunnyMac, LLC | AC Electric |  | Accepted | 2025-07-01 | 2025-07-23 | 2026-07-23 | Inverters | SOLAREDGE HOME HUB | SE5700H-US | 5760 |  | 1 |  |  | 0.99 |  | Outdoor | next to meter
NJADRE1560006456 | Administratively Determined Incentive Program | EAST ORANGE CITY | 7018 | 6.97 | Residential | Behind the Meter | Yes | Sunrun Installation Services, Inc. | PSE&G |  | Accepted | 2025-07-01 | 2025-07-24 | 2026-07-24 | Inverters | TESLA | Powerwall 3 1707000-xx-y | 11500 |  | 1 |  |  | 0.97 |  | Outdoor | Next to meter
NJADRE1560006456 | Administratively Determined Incentive Program | EAST ORANGE CITY | 7018 | 6.97 | Residential | Behind the Meter | Yes | Sunrun Installation Services, Inc. | PSE&G |  | Accepted | 2025-07-01 | 2025-07-24 | 2026-07-24 | Solar Panels | Hanwha Q-Cells | Q.PEAK DUO BLK ML-G10+ 410 |  | 0.41 | 6 | 28 | 23 |  | Fixed | Roof
NJADRE1560006456 | Administratively Determined Incentive Program | EAST ORANGE CITY | 7018 | 6.97 | Residential | Behind the Meter | Yes | Sunrun Installation Services, Inc. | PSE&G |  | Accepted | 2025-07-01 | 2025-07-24 | 2026-07-24 | Solar Panels | Hanwha Q-Cells | Q.PEAK DUO BLK ML-G10+ 410 |  | 0.41 | 11 | 208 | 30 |  | Fixed | Roof
NJADRE1560006456 | Administratively Determined Incentive Program | EAST ORANGE CITY | 7018 | 6.97 | Residential | Behind the Meter | Yes | Sunrun Installation Services, Inc. | PSE&G |  | Accepted | 2025-07-01 | 2025-07-24 | 2026-07-24 | Electric Storage Battery | TESLA | Powerwall 3 1707000-xx-y |  |  | 1 |  |  |  | Lithium Ion |  | OUTSIDE
NJADRE1560006460 | Administratively Determined Incentive Program | NEWARK | 7106 | 12.96 | Residential | Behind the Meter | Yes | Freedom Forever New Jersey, LLC | PSE&G |  | Accepted | 2025-07-01 | 2025-08-08 | 2026-08-08 | Solar Panels | JA Solar | JAM54S31-405/MR |  | 0.405 | 10 | 121 | 28 |  | Fixed | Roof
NJADRE1560006460 | Administratively Determined Incentive Program | NEWARK | 7106 | 12.96 | Residential | Behind the Meter | Yes | Freedom Forever New Jersey, LLC | PSE&G |  | Accepted | 2025-07-01 | 2025-08-08 | 2026-08-08 | Solar Panels | JA Solar | JAM54S31-405/MR |  | 0.405 | 8 | 121 | 21 |  | Fixed | Roof
NJADRE1560006460 | Administratively Determined Incentive Program | NEWARK | 7106 | 12.96 | Residential | Behind the Meter | Yes | Freedom Forever New Jersey, LLC | PSE&G |  | Accepted | 2025-07-01 | 2025-08-08 | 2026-08-08 | Solar Panels | JA Solar | JAM54S31-405/MR |  | 0.405 | 4 | 211 | 21 |  | Fixed | Roof
NJADRE1560006460 | Administratively Determined Incentive Program | NEWARK | 7106 | 12.96 | Residential | Behind the Meter | Yes | Freedom Forever New Jersey, LLC | PSE&G |  | Accepted | 2025-07-01 | 2025-08-08 | 2026-08-08 | Solar Panels | JA Solar | JAM54S31-405/MR |  | 0.405 | 2 | 31 | 21 |  | Fixed | Roof
NJADRE1560006460 | Administratively Determined Incentive Program | NEWARK | 7106 | 12.96 | Residential | Behind the Meter | Yes | Freedom Forever New Jersey, LLC | PSE&G |  | Accepted | 2025-07-01 | 2025-08-08 | 2026-08-08 | Inverters | Solar Edge | SE10000H-US | 10000 |  | 1 |  |  | 0.99 |  | Outside
NJADRE1560006460 | Administratively Determined Incentive Program | NEWARK | 7106 | 12.96 | Residential | Behind the Meter | Yes | Freedom Forever New Jersey, LLC | PSE&G |  | Accepted | 2025-07-01 | 2025-08-08 | 2026-08-08 | Solar Panels | JA Solar | JAM54S31-405/MR |  | 0.405 | 8 | 301 | 28 |  | Fixed | Roof
NJADRE1560006462 | Administratively Determined Incentive Program | Paterson | 7522 | 5.1 | Residential | Behind the Meter | Yes | Power Energy Solutions, LLC | PSE&G |  | Accepted | 2025-07-01 | 2025-07-23 | 2026-07-23 | Inverters | SolarEdge | SE3800H-US | 4 |  | 1 |  |  | 0.97 |  | Outdoor
NJADRE1560006462 | Administratively Determined Incentive Program | Paterson | 7522 | 5.1 | Residential | Behind the Meter | Yes | Power Energy Solutions, LLC | PSE&G |  | Accepted | 2025-07-01 | 2025-07-23 | 2026-07-23 | Solar Panels | Trina Solar | TSM-425NE09RC.05 |  | 0.425 | 12 | 134 | 1 |  | Fixed | Roof
NJADRE1560006492 | Administratively Determined Incentive Program | LINDEN | 7036 | 5.16 | Residential | Behind the Meter | Yes | Pro Custom Solar dba Momentum Solar | PSE&G |  | Accepted | 2025-07-01 | 2025-07-25 | 2026-07-25 | Inverters | Enphase | IQ8HC-72-M-DOM-US | 380 |  | 12 |  |  | 0.97 |  | Outdoor
NJADRE1560006492 | Administratively Determined Incentive Program | LINDEN | 7036 | 5.16 | Residential | Behind the Meter | Yes | Pro Custom Solar dba Momentum Solar | PSE&G |  | Accepted | 2025-07-01 | 2025-07-25 | 2026-07-25 | Solar Panels | HANWHA | Q.TRON BLK M-G2+430 |  | 0.43 | 12 | 219 | 45 |  | Fixed | Roof
NJADRE1560006494 | Administratively Determined Incentive Program | Ridgefield | 7657 | 90.06 | School Public K-12 | Behind the Meter | Yes | EDPR NA Distributed Generation, LLC | PSE&G |  | Accepted | 2025-07-02 | 2025-07-24 | 2026-07-24 | Inverters | Solaredge | SE100KUS | 100000 |  | 1 |  |  | 0.98 |  | Outdoor
NJADRE1560006494 | Administratively Determined Incentive Program | Ridgefield | 7657 | 90.06 | School Public K-12 | Behind the Meter | Yes | EDPR NA Distributed Generation, LLC | PSE&G |  | Accepted | 2025-07-02 | 2025-07-24 | 2026-07-24 | Solar Panels | Hanwha | Q.PEAK DUO L-G5.2 |  | 0.395 | 228 | 216 | 10 |  | Fixed | Roof
NJADRE1560006498 | Administratively Determined Incentive Program | Hackettstown | 7840 | 3.69 | Residential | Behind the Meter | Yes | Trinity Solar, LLC | JCP&L |  | Accepted | 2025-07-01 | 2025-07-24 | 2026-07-24 | Inverters | Solar Edge | USE3800H-US | 3800 |  | 1 |  |  | 0.97 |  | Outside
NJADRE1560006498 | Administratively Determined Incentive Program | Hackettstown | 7840 | 3.69 | Residential | Behind the Meter | Yes | Trinity Solar, LLC | JCP&L |  | Accepted | 2025-07-01 | 2025-07-24 | 2026-07-24 | Solar Panels | Hanwha | Q.PEAK DUO BLK ML-G10+ 410 |  | 0.41 | 5 | 160 | 40 |  | Fixed | Roof
NJADRE1560006498 | Administratively Determined Incentive Program | Hackettstown | 7840 | 3.69 | Residential | Behind the Meter | Yes | Trinity Solar, LLC | JCP&L |  | Accepted | 2025-07-01 | 2025-07-24 | 2026-07-24 | Solar Panels | Hanwha | Q.PEAK DUO BLK ML-G10+ 410 |  | 0.41 | 4 | 160 | 34 |  | Fixed | Roof
NJADRE1560006523 | Administratively Determined Incentive Program | Franklin | 8322 | 8.265 | Residential | Behind the Meter | Yes | EMT Renewables, LLC | AC Electric |  | Accepted | 2025-07-01 | 2025-08-18 | 2026-08-18 | Solar Panels | Q CELLS | Q TRON |  | 0.435 | 12 | 91 | 22 |  | Fixed | Roof
NJADRE1560006523 | Administratively Determined Incentive Program | Franklin | 8322 | 8.265 | Residential | Behind the Meter | Yes | EMT Renewables, LLC | AC Electric |  | Accepted | 2025-07-01 | 2025-08-18 | 2026-08-18 | Inverters | IQ8HC | IQ8+ | 290 |  | 19 |  |  | 0.98 |  | Other
NJADRE1560006523 | Administratively Determined Incentive Program | Franklin | 8322 | 8.265 | Residential | Behind the Meter | Yes | EMT Renewables, LLC | AC Electric |  | Accepted | 2025-07-01 | 2025-08-18 | 2026-08-18 | Solar Panels | Q CELLS | Q TRON |  | 0.435 | 7 | 90 | 28 |  | Fixed | Roof
NJADRE1560006525 | Administratively Determined Incentive Program | NEWARK | 7103 | 9.03 | Residential | Behind the Meter | Yes | Pro Custom Solar dba Momentum Solar | PSE&G |  | Accepted | 2025-07-01 | 2025-07-25 | 2026-07-25 | Solar Panels | Hanwha | Q.TRON BLK M-G2+430 |  | 0.43 | 12 | 16 | 33 |  | Fixed | Roof
NJADRE1560006525 | Administratively Determined Incentive Program | NEWARK | 7103 | 9.03 | Residential | Behind the Meter | Yes | Pro Custom Solar dba Momentum Solar | PSE&G |  | Accepted | 2025-07-01 | 2025-07-25 | 2026-07-25 | Inverters | ENPHASE | IQ8HC-72-M-DOM-US | 380 |  | 21 |  |  | 0.97 |  | Outdoor
NJADRE1560006525 | Administratively Determined Incentive Program | NEWARK | 7103 | 9.03 | Residential | Behind the Meter | Yes | Pro Custom Solar dba Momentum Solar | PSE&G |  | Accepted | 2025-07-01 | 2025-07-25 | 2026-07-25 | Solar Panels | Hanwha | Q.TRON BLK M-G2+430 |  | 0.43 | 9 | 196 | 33 |  | Fixed | Roof
NJADRE1560006543 | Administratively Determined Incentive Program | VOORHEES | 8043 | 9.72 | Residential | Behind the Meter | No | Solar Energy World | PSE&G |  | Accepted | 2025-07-01 | 2025-07-23 | 2026-07-23 | Solar Panels | LONGi | LR5-54HPB-405M |  | 0.405 | 15 | 74 | 22 |  | Fixed | Roof
NJADRE1560006543 | Administratively Determined Incentive Program | VOORHEES | 8043 | 9.72 | Residential | Behind the Meter | No | Solar Energy World | PSE&G |  | Accepted | 2025-07-01 | 2025-07-23 | 2026-07-23 | Inverters | Enphase | IQ8+-72-M-US | 290 |  | 24 |  |  | 0.97 |  | Outside
NJADRE1560006543 | Administratively Determined Incentive Program | VOORHEES | 8043 | 9.72 | Residential | Behind the Meter | No | Solar Energy World | PSE&G |  | Accepted | 2025-07-01 | 2025-07-23 | 2026-07-23 | Solar Panels | LONGi | LR5-54HPB-405M |  | 0.405 | 9 | 254 | 22 |  | Fixed | Roof
NJADRE1560006544 | Administratively Determined Incentive Program | Englewood Cliffs | 7632 | 9.03 | Residential | Behind the Meter | No | EMT Renewables, LLC | PSE&G |  | Accepted | 2025-07-01 | 2025-07-29 | 2026-07-29 | Inverters | Q.MI.349B | IQ8+ | 290 |  | 21 |  |  | 0.98 |  | Other
NJADRE1560006544 | Administratively Determined Incentive Program | Englewood Cliffs | 7632 | 9.03 | Residential | Behind the Meter | No | EMT Renewables, LLC | PSE&G |  | Accepted | 2025-07-01 | 2025-07-29 | 2026-07-29 | Solar Panels | Q CELLS | Q TRON |  | 0.43 | 21 | 217 | 22 |  | Fixed | Roof
NJADRE1560006553 | Administratively Determined Incentive Program | CHERRY HILL | 8003 | 7.38 | Residential | Behind the Meter | Yes | Trinity Solar, LLC | PSE&G |  | Accepted | 2025-07-01 | 2025-07-24 | 2026-07-24 | Solar Panels | Hanwha | Q.PEAK DUO BLK ML-G10+ 410 |  | 0.41 | 18 | 231 | 23 |  | Fixed | Roof
NJADRE1560006553 | Administratively Determined Incentive Program | CHERRY HILL | 8003 | 7.38 | Residential | Behind the Meter | Yes | Trinity Solar, LLC | PSE&G |  | Accepted | 2025-07-01 | 2025-07-24 | 2026-07-24 | Inverters | Solar Edge | USE5700H-US | 5760 |  | 1 |  |  | 0.97 |  | Outside
NJADRE1560006554 | Administratively Determined Incentive Program | East Orange | 7017 | 8.61 | Residential | Behind the Meter | Yes | Pro Custom Solar dba Momentum Solar | PSE&G |  | Accepted | 2025-07-01 | 2025-07-23 | 2026-07-23 | Inverters | ENPHASE | IQ8HC-72-M-DOM-US | 380 |  | 21 |  |  | 0.97 |  | Outdoor
NJADRE1560006554 | Administratively Determined Incentive Program | East Orange | 7017 | 8.61 | Residential | Behind the Meter | Yes | Pro Custom Solar dba Momentum Solar | PSE&G |  | Accepted | 2025-07-01 | 2025-07-23 | 2026-07-23 | Solar Panels | HANWHA | Q.PEAK DUO BLK ML-G10+410 |  | 0.41 | 5 | 202 | 37 |  | Fixed | Roof
NJADRE1560006554 | Administratively Determined Incentive Program | East Orange | 7017 | 8.61 | Residential | Behind the Meter | Yes | Pro Custom Solar dba Momentum Solar | PSE&G |  | Accepted | 2025-07-01 | 2025-07-23 | 2026-07-23 | Solar Panels | HANWHA | Q.PEAK DUO BLK ML-G10+410 |  | 0.41 | 10 | 22 | 36 |  | Fixed | Roof
NJADRE1560006554 | Administratively Determined Incentive Program | East Orange | 7017 | 8.61 | Residential | Behind the Meter | Yes | Pro Custom Solar dba Momentum Solar | PSE&G |  | Accepted | 2025-07-01 | 2025-07-23 | 2026-07-23 | Solar Panels | HANWHA | Q.PEAK DUO BLK ML-G10+410 |  | 0.41 | 6 | 22 | 4 |  | Fixed | Roof
NJADRE1560007165 | Administratively Determined Incentive Program | CAMDEN | 8103 | 9.35 | Residential | Behind the Meter | Yes | Power Energy Solutions, LLC | PSE&G |  | Accepted | 2025-07-01 | 2025-07-24 | 2026-07-24 | Inverters | SolarEdge | SE5700H-US | 6 |  | 1 |  |  | 0.97 |  | Outdoor
NJADRE1560007165 | Administratively Determined Incentive Program | CAMDEN | 8103 | 9.35 | Residential | Behind the Meter | Yes | Power Energy Solutions, LLC | PSE&G |  | Accepted | 2025-07-01 | 2025-07-24 | 2026-07-24 | Solar Panels | Trina Solar | TSM-425NE09RC.05 |  | 0.425 | 22 | 220 | 2 |  | Fixed | Roof
NJADRE1560007480 | Administratively Determined Incentive Program | Pennsauken | 8110 | 15.725 | Residential | Behind the Meter | Yes | Power Energy Solutions, LLC | PSE&G |  | Accepted | 2025-07-01 | 2025-07-24 | 2026-07-24 | Solar Panels | Trina Solar | TSM-425NE09RC.05 |  | 0.425 | 18 | 325 | 24 |  | Fixed | Roof
NJADRE1560007480 | Administratively Determined Incentive Program | Pennsauken | 8110 | 15.725 | Residential | Behind the Meter | Yes | Power Energy Solutions, LLC | PSE&G |  | Accepted | 2025-07-01 | 2025-07-24 | 2026-07-24 | Inverters | SolarEdge | SE10000H-US | 10000 |  | 1 |  |  | 0.97 |  | Outdoor
NJADRE1560007480 | Administratively Determined Incentive Program | Pennsauken | 8110 | 15.725 | Residential | Behind the Meter | Yes | Power Energy Solutions, LLC | PSE&G |  | Accepted | 2025-07-01 | 2025-07-24 | 2026-07-24 | Solar Panels | Trina Solar | TSM-425NE09RC.05 |  | 0.425 | 17 | 145 | 24 |  | Fixed | Roof
NJADRE1560007480 | Administratively Determined Incentive Program | Pennsauken | 8110 | 15.725 | Residential | Behind the Meter | Yes | Power Energy Solutions, LLC | PSE&G |  | Accepted | 2025-07-01 | 2025-07-24 | 2026-07-24 | Solar Panels | Trina Solar | TSM-425NE09RC.05 |  | 0.425 | 2 | 145 | 23 |  | Fixed | Roof
NJADRE1560008172 | Administratively Determined Incentive Program | MANTUA | 8051 | 11.61 | Residential | Behind the Meter | No | EMT Renewables, LLC | AC Electric |  | Accepted | 2025-07-01 | 2025-07-24 | 2026-07-24 | Solar Panels | Q CELLS | Q TRON |  | 0.43 | 11 | 68 | 35 |  | Fixed | Roof
NJADRE1560008172 | Administratively Determined Incentive Program | MANTUA | 8051 | 11.61 | Residential | Behind the Meter | No | EMT Renewables, LLC | AC Electric |  | Accepted | 2025-07-01 | 2025-07-24 | 2026-07-24 | Inverters | Q.MI.349B | IQ8+ | 290 |  | 27 |  |  | 0.98 |  | Other
NJADRE1560008172 | Administratively Determined Incentive Program | MANTUA | 8051 | 11.61 | Residential | Behind the Meter | No | EMT Renewables, LLC | AC Electric |  | Accepted | 2025-07-01 | 2025-07-24 | 2026-07-24 | Solar Panels | Q CELLS | Q TRON |  | 0.43 | 7 | 248 | 35 |  | Fixed | Roof
NJADRE1560008172 | Administratively Determined Incentive Program | MANTUA | 8051 | 11.61 | Residential | Behind the Meter | No | EMT Renewables, LLC | AC Electric |  | Accepted | 2025-07-01 | 2025-07-24 | 2026-07-24 | Solar Panels | Q CELLS | Q TRON |  | 0.43 | 9 | 158 | 23 |  | Fixed | Roof
NJADRE1560008333 | Administratively Determined Incentive Program | Turnersville | 8080 | 13.77 | Residential | Behind the Meter | Yes | Freedom Forever New Jersey, LLC | AC Electric |  | Accepted | 2025-07-01 | 2025-07-23 | 2026-07-23 | Solar Panels | JA Solar | JAM54S31-405/MR |  | 0.405 | 26 | 222 | 27 |  | Fixed | Roof
NJADRE1560008333 | Administratively Determined Incentive Program | Turnersville | 8080 | 13.77 | Residential | Behind the Meter | Yes | Freedom Forever New Jersey, LLC | AC Electric |  | Accepted | 2025-07-01 | 2025-07-23 | 2026-07-23 | Inverters | Enphase | IQ8HC-72-M-DOM-US | 380 |  | 34 |  |  | 0.99 |  | Outside
NJADRE1560008333 | Administratively Determined Incentive Program | Turnersville | 8080 | 13.77 | Residential | Behind the Meter | Yes | Freedom Forever New Jersey, LLC | AC Electric |  | Accepted | 2025-07-01 | 2025-07-23 | 2026-07-23 | Solar Panels | JA Solar | JAM54S31-405/MR |  | 0.405 | 8 | 42 | 28 |  | Fixed | Roof
NJADRE1560011640 | Administratively Determined Incentive Program | Hightstown | 8520 | 4.1 | Residential | Behind the Meter | Yes | Pro Custom Solar dba Momentum Solar | JCP&L |  | Accepted | 2025-07-01 | 2025-07-23 | 2026-07-23 | Inverters | ENPHASE | IQ8HC-72-M-DOM-US | 380 |  | 10 |  |  | 0.97 |  | Outdoor
NJADRE1560011640 | Administratively Determined Incentive Program | Hightstown | 8520 | 4.1 | Residential | Behind the Meter | Yes | Pro Custom Solar dba Momentum Solar | JCP&L |  | Accepted | 2025-07-01 | 2025-07-23 | 2026-07-23 | Solar Panels | HANWHA | Q.PEAK DUO BLK ML-G10+410 |  | 0.41 | 10 | 203 | 27 |  | Fixed | Roof
NJADRE1560011754 | Administratively Determined Incentive Program | Erial | 8081 | 6.56 | Residential | Behind the Meter | Yes | Sunrun Installation Services, Inc. | AC Electric |  | Accepted | 2025-07-01 | 2025-07-23 | 2026-07-23 | Inverters | SolarEdge Technologies | SE5700H-USMN | 5760 |  | 1 |  |  | 0.99 |  | Outdoor | Next to meter
NJADRE1560011754 | Administratively Determined Incentive Program | Erial | 8081 | 6.56 | Residential | Behind the Meter | Yes | Sunrun Installation Services, Inc. | AC Electric |  | Accepted | 2025-07-01 | 2025-07-23 | 2026-07-23 | Solar Panels | Hanwha Q-Cells | Q.PEAK DUO BLK ML-G10+ 410 DCA (MD06G100A-017) |  | 0.41 | 10 | 299 | 22 |  | Fixed | Roof
NJADRE1560011754 | Administratively Determined Incentive Program | Erial | 8081 | 6.56 | Residential | Behind the Meter | Yes | Sunrun Installation Services, Inc. | AC Electric |  | Accepted | 2025-07-01 | 2025-07-23 | 2026-07-23 | Solar Panels | Hanwha Q-Cells | Q.PEAK DUO BLK ML-G10+ 410 DCA (MD06G100A-017) |  | 0.41 | 6 | 119 | 22 |  | Fixed | Roof
NJADRE1560011754 | Administratively Determined Incentive Program | Erial | 8081 | 6.56 | Residential | Behind the Meter | Yes | Sunrun Installation Services, Inc. | AC Electric |  | Accepted | 2025-07-01 | 2025-07-23 | 2026-07-23 | Electric Storage Battery | TESLA | Powerwall 3 1707000-xx-y |  |  | 1 |  |  |  | Lithium Ion |  | OUTSIDE
NJADRE1560011755 | Administratively Determined Incentive Program | Sea Isle City | 8243 | 5.67 | Residential | Behind the Meter | No | Solar Energy World | AC Electric |  | Accepted | 2025-07-01 | 2025-07-24 | 2026-07-24 | Solar Panels | LONGi | LR5-54HPB-405M |  | 0.405 | 9 | 212 | 18 |  | Fixed | Roof
NJADRE1560011755 | Administratively Determined Incentive Program | Sea Isle City | 8243 | 5.67 | Residential | Behind the Meter | No | Solar Energy World | AC Electric |  | Accepted | 2025-07-01 | 2025-07-24 | 2026-07-24 | Solar Panels | LONGi | LR5-54HPB-405M |  | 0.405 | 5 | 32 | 18 |  | Fixed | Roof
NJADRE1560011755 | Administratively Determined Incentive Program | Sea Isle City | 8243 | 5.67 | Residential | Behind the Meter | No | Solar Energy World | AC Electric |  | Accepted | 2025-07-01 | 2025-07-24 | 2026-07-24 | Inverters | Enphase | IQ8+-72-M-US | 290 |  | 14 |  |  | 0.97 |  | Outside
NJADRE1560011756 | Administratively Determined Incentive Program | Little Egg Harbor Twp | 8087 | 13.94 | Residential | Behind the Meter | Yes | Trinity Solar, LLC | AC Electric |  | Accepted | 2025-07-01 | 2025-07-23 | 2026-07-23 | Inverters | Solar Edge | SE11400H-US | 11400 |  | 1 |  |  | 0.97 |  | Outdoor
NJADRE1560011756 | Administratively Determined Incentive Program | Little Egg Harbor Twp | 8087 | 13.94 | Residential | Behind the Meter | Yes | Trinity Solar, LLC | AC Electric |  | Accepted | 2025-07-01 | 2025-07-23 | 2026-07-23 | Solar Panels | HANWHA | (Q.PEAK DUO BLK ML-G10+ 410) |  | 0.41 | 8 | 106 | 22 |  | Fixed | Roof
NJADRE1560011756 | Administratively Determined Incentive Program | Little Egg Harbor Twp | 8087 | 13.94 | Residential | Behind the Meter | Yes | Trinity Solar, LLC | AC Electric |  | Accepted | 2025-07-01 | 2025-07-23 | 2026-07-23 | Solar Panels | HANWHA | (Q.PEAK DUO BLK ML-G10+ 410) |  | 0.41 | 3 | 286 | 41 |  | Fixed | Ground
NJADRE1560011756 | Administratively Determined Incentive Program | Little Egg Harbor Twp | 8087 | 13.94 | Residential | Behind the Meter | Yes | Trinity Solar, LLC | AC Electric |  | Accepted | 2025-07-01 | 2025-07-23 | 2026-07-23 | Solar Panels | HANWHA | (Q.PEAK DUO BLK ML-G10+ 410) |  | 0.41 | 18 | 286 | 40 |  | Fixed | Roof
NJADRE1560011756 | Administratively Determined Incentive Program | Little Egg Harbor Twp | 8087 | 13.94 | Residential | Behind the Meter | Yes | Trinity Solar, LLC | AC Electric |  | Accepted | 2025-07-01 | 2025-07-23 | 2026-07-23 | Solar Panels | HANWHA | (Q.PEAK DUO BLK ML-G10+ 410) |  | 0.41 | 3 | 106 | 23 |  | Fixed | Roof
NJADRE1560011756 | Administratively Determined Incentive Program | Little Egg Harbor Twp | 8087 | 13.94 | Residential | Behind the Meter | Yes | Trinity Solar, LLC | AC Electric |  | Accepted | 2025-07-01 | 2025-07-23 | 2026-07-23 | Solar Panels | HANWHA | (Q.PEAK DUO BLK ML-G10+ 410) |  | 0.41 | 2 | 286 | 43 |  | Fixed | Roof
NJADRE1560011785 | Administratively Determined Incentive Program | WOODBURY | 8096 | 6.48 | Residential | Behind the Meter | Yes | Sunrun Installation Services, Inc. | PSE&G |  | Accepted | 2025-07-01 | 2025-07-23 | 2026-07-23 | Solar Panels | JA Solar | JAM54S31-405/MR |  | 0.405 | 16 | 220 | 27 |  | Fixed | Roof
NJADRE1560011785 | Administratively Determined Incentive Program | WOODBURY | 8096 | 6.48 | Residential | Behind the Meter | Yes | Sunrun Installation Services, Inc. | PSE&G |  | Accepted | 2025-07-01 | 2025-07-23 | 2026-07-23 | Inverters | SolarEdge Technologies | SE5700H-USMN | 5760 |  | 1 |  |  | 0.99 |  | Outdoor | Next to meter
NJADRE1560011799 | Administratively Determined Incentive Program | Matawan | 7747 | 14.35 | Residential | Behind the Meter | Yes | Pro Custom Solar dba Momentum Solar | JCP&L |  | Accepted | 2025-07-01 | 2025-07-23 | 2026-07-23 | Solar Panels | HANWHA | Q.PEAK DUO BLK ML-G10+410 |  | 0.41 | 15 | 64 | 8 |  | Fixed | Roof
NJADRE1560011799 | Administratively Determined Incentive Program | Matawan | 7747 | 14.35 | Residential | Behind the Meter | Yes | Pro Custom Solar dba Momentum Solar | JCP&L |  | Accepted | 2025-07-01 | 2025-07-23 | 2026-07-23 | Inverters | ENPHASE | IQ8HC-72-M-DOM-US | 380 |  | 35 |  |  | 0.97 |  | Outdoor
NJADRE1560011799 | Administratively Determined Incentive Program | Matawan | 7747 | 14.35 | Residential | Behind the Meter | Yes | Pro Custom Solar dba Momentum Solar | JCP&L |  | Accepted | 2025-07-01 | 2025-07-23 | 2026-07-23 | Solar Panels | HANWHA | Q.PEAK DUO BLK ML-G10+410 |  | 0.41 | 12 | 244 | 31 |  | Fixed | Roof
NJADRE1560011799 | Administratively Determined Incentive Program | Matawan | 7747 | 14.35 | Residential | Behind the Meter | Yes | Pro Custom Solar dba Momentum Solar | JCP&L |  | Accepted | 2025-07-01 | 2025-07-23 | 2026-07-23 | Solar Panels | HANWHA | Q.PEAK DUO BLK ML-G10+410 |  | 0.41 | 8 | 244 | 31 |  | Fixed | Roof
NJADRE1560011826 | Administratively Determined Incentive Program | Morganville | 7751 | 14.11 | Residential | Behind the Meter | No | Solar Energy World | JCP&L |  | Accepted | 2025-07-01 | 2025-07-24 | 2026-07-24 | Inverters | Enphase | IQ8+-72-M-US | 290 |  | 34 |  |  | 0.97 |  | Outside
NJADRE1560011826 | Administratively Determined Incentive Program | Morganville | 7751 | 14.11 | Residential | Behind the Meter | No | Solar Energy World | JCP&L |  | Accepted | 2025-07-01 | 2025-07-24 | 2026-07-24 | Solar Panels | HANWHA | Q.PEAK DUOBLK ML-G10+-415W |  | 0.415 | 34 | 62 | 33 |  | Fixed | Roof
NJADRE1560011830 | Administratively Determined Incentive Program | Maplewood | 7040 | 9.89 | Residential | Behind the Meter | Yes | Pro Custom Solar dba Momentum Solar | PSE&G |  | Accepted | 2025-07-01 | 2025-07-24 | 2026-07-24 | Solar Panels | HANWHA | Q.TRON BLK M-G2+430 |  | 0.43 | 12 | 7 | 28 |  | Fixed | Roof
NJADRE1560011830 | Administratively Determined Incentive Program | Maplewood | 7040 | 9.89 | Residential | Behind the Meter | Yes | Pro Custom Solar dba Momentum Solar | PSE&G |  | Accepted | 2025-07-01 | 2025-07-24 | 2026-07-24 | Solar Panels | HANWHA | Q.TRON BLK M-G2+430 |  | 0.43 | 11 | 187 | 28 |  | Fixed | Roof
NJADRE1560011830 | Administratively Determined Incentive Program | Maplewood | 7040 | 9.89 | Residential | Behind the Meter | Yes | Pro Custom Solar dba Momentum Solar | PSE&G |  | Accepted | 2025-07-01 | 2025-07-24 | 2026-07-24 | Inverters | ENPHASE | IQ8HC-72-M-DOM-US | 380 |  | 23 |  |  | 0.97 |  | Outdoor
NJADRE1560011864 | Administratively Determined Incentive Program | Woodbridge Twp | 8863 | 7.29 | Residential | Behind the Meter | Yes | Sunrun Installation Services, Inc. | PSE&G |  | Accepted | 2025-07-01 | 2025-07-24 | 2026-07-24 | Inverters | SolarEdge Technologies | SE5700H-USMN | 5760 |  | 1 |  |  | 0.99 |  | Outdoor | Next to meter
NJADRE1560011864 | Administratively Determined Incentive Program | Woodbridge Twp | 8863 | 7.29 | Residential | Behind the Meter | Yes | Sunrun Installation Services, Inc. | PSE&G |  | Accepted | 2025-07-01 | 2025-07-24 | 2026-07-24 | Solar Panels | JA Solar | JAM54S31-405/MR |  | 0.405 | 18 | 194 | 23 |  | Fixed | Roof
NJADRE1560011867 | Administratively Determined Incentive Program | Cape May | 8204 | 6.97 | Residential | Behind the Meter | No | Pro Custom Solar dba Momentum Solar | AC Electric |  | Accepted | 2025-07-01 | 2025-07-24 | 2026-07-24 | Solar Panels | HANWHA | q.peak duo blk-g10+410 |  | 0.41 | 4 | 196 | 36 |  | Fixed | Roof
NJADRE1560011867 | Administratively Determined Incentive Program | Cape May | 8204 | 6.97 | Residential | Behind the Meter | No | Pro Custom Solar dba Momentum Solar | AC Electric |  | Accepted | 2025-07-01 | 2025-07-24 | 2026-07-24 | Inverters | ENPHASE | IQ8HC-72-M-DOM-US | 380 |  | 17 |  |  | 0.97 |  | Outdoor
NJADRE1560011867 | Administratively Determined Incentive Program | Cape May | 8204 | 6.97 | Residential | Behind the Meter | No | Pro Custom Solar dba Momentum Solar | AC Electric |  | Accepted | 2025-07-01 | 2025-07-24 | 2026-07-24 | Solar Panels | HANWHA | q.peak duo blk-g10+410 |  | 0.41 | 13 | 197 | 12 |  | Fixed | Roof
NJADRE1560011869 | Administratively Determined Incentive Program | Pompton Lakes | 7442 | 6.15 | Residential | Behind the Meter | Yes | Pro Custom Solar dba Momentum Solar | JCP&L |  | Accepted | 2025-07-01 | 2025-07-24 | 2026-07-24 | Solar Panels | HANWHA | Q.PEAK DUO BLK ML-G10+410 |  | 0.41 | 5 | 88 | 34 |  | Fixed | Roof
NJADRE1560011869 | Administratively Determined Incentive Program | Pompton Lakes | 7442 | 6.15 | Residential | Behind the Meter | Yes | Pro Custom Solar dba Momentum Solar | JCP&L |  | Accepted | 2025-07-01 | 2025-07-24 | 2026-07-24 | Inverters | ENPHASE | IQ8HC-72-M-DOM-US | 380 |  | 15 |  |  | 0.97 |  | Outdoor
NJADRE1560011869 | Administratively Determined Incentive Program | Pompton Lakes | 7442 | 6.15 | Residential | Behind the Meter | Yes | Pro Custom Solar dba Momentum Solar | JCP&L |  | Accepted | 2025-07-01 | 2025-07-24 | 2026-07-24 | Solar Panels | HANWHA | Q.PEAK DUO BLK ML-G10+410 |  | 0.41 | 5 | 268 | 34 |  | Fixed | Roof
NJADRE1560011869 | Administratively Determined Incentive Program | Pompton Lakes | 7442 | 6.15 | Residential | Behind the Meter | Yes | Pro Custom Solar dba Momentum Solar | JCP&L |  | Accepted | 2025-07-01 | 2025-07-24 | 2026-07-24 | Solar Panels | HANWHA | Q.PEAK DUO BLK ML-G10+410 |  | 0.41 | 5 | 178 | 34 |  | Fixed | Roof
NJADRE1560011870 | Administratively Determined Incentive Program | Irvington | 7111 | 4.1 | Residential | Behind the Meter | Yes | Trinity Solar, LLC | PSE&G |  | Accepted | 2025-07-01 | 2025-07-24 | 2026-07-24 | Solar Panels | HANWHA 410 (Q.PEAK DUO BLK ML-G10+410) | HANWHA 410 (Q.PEAK DUO BLK ML-G10+410) |  | 0.41 | 10 | 121 | 30 |  | Fixed | Roof
NJADRE1560011870 | Administratively Determined Incentive Program | Irvington | 7111 | 4.1 | Residential | Behind the Meter | Yes | Trinity Solar, LLC | PSE&G |  | Accepted | 2025-07-01 | 2025-07-24 | 2026-07-24 | Inverters | SOLAREDGE | SE3800H-US | 3800 |  | 1 |  |  | 0.97 |  | Outside
NJADRE1560011874 | Administratively Determined Incentive Program | High Bridge | 8829 | 15.48 | Residential | Behind the Meter | No | Green Power Energy, LLC | JCP&L |  | Accepted | 2025-07-01 | 2025-07-24 | 2026-07-24 | Solar Panels | SEG Solar | SEG-430-BTD-BG |  | 0.43 | 4 | 174 | 18 |  | Fixed | Roof
NJADRE1560011874 | Administratively Determined Incentive Program | High Bridge | 8829 | 15.48 | Residential | Behind the Meter | No | Green Power Energy, LLC | JCP&L |  | Accepted | 2025-07-01 | 2025-07-24 | 2026-07-24 | Solar Panels | SEG Solar | SEG-430-BTD-BG |  | 0.43 | 11 | 174 | 23 |  | Fixed | Roof
NJADRE1560011874 | Administratively Determined Incentive Program | High Bridge | 8829 | 15.48 | Residential | Behind the Meter | No | Green Power Energy, LLC | JCP&L |  | Accepted | 2025-07-01 | 2025-07-24 | 2026-07-24 | Inverters | Enphase Energy | IQ8MC-72-M-US [240V] | 320 |  | 36 |  |  | 0.98 |  | Outside | Roof
NJADRE1560011874 | Administratively Determined Incentive Program | High Bridge | 8829 | 15.48 | Residential | Behind the Meter | No | Green Power Energy, LLC | JCP&L |  | Accepted | 2025-07-01 | 2025-07-24 | 2026-07-24 | Solar Panels | SEG Solar | SEG-430-BTD-BG |  | 0.43 | 21 | 174 | 23 |  | Fixed | Roof
NJADRE1560011883 | Administratively Determined Incentive Program | Montgomery | 8502 | 6.48 | Residential | Behind the Meter | Yes | Freedom Forever New Jersey, LLC | PSE&G |  | Accepted | 2025-07-01 | 2025-07-24 | 2026-07-24 | Solar Panels | JA Solar | JAM54S31-405/MR |  | 0.405 | 16 | 195 | 33 |  | Fixed | Roof
NJADRE1560011883 | Administratively Determined Incentive Program | Montgomery | 8502 | 6.48 | Residential | Behind the Meter | Yes | Freedom Forever New Jersey, LLC | PSE&G |  | Accepted | 2025-07-01 | 2025-07-24 | 2026-07-24 | Inverters | Solar Edge | SE5700H-US | 5760 |  | 1 |  |  | 0.99 |  | Outside
NJADRE1560011897 | Administratively Determined Incentive Program | Toms River | 8757 | 4.86 | Residential | Behind the Meter | Yes | Sunrun Installation Services, Inc. | JCP&L |  | Accepted | 2025-07-01 | 2025-07-24 | 2026-07-24 | Solar Panels | JA Solar | JAM54S31-405/MR |  | 0.405 | 12 | 187 | 22 |  | Fixed | Roof
NJADRE1560011897 | Administratively Determined Incentive Program | Toms River | 8757 | 4.86 | Residential | Behind the Meter | Yes | Sunrun Installation Services, Inc. | JCP&L |  | Accepted | 2025-07-01 | 2025-07-24 | 2026-07-24 | Inverters | SolarEdge Technologies | SE3800H-USMN | 3800 |  | 1 |  |  | 0.99 |  | Outdoor | Next to meter
NJADRE1560011921 | Administratively Determined Incentive Program | ATLANTIC CITY | 8401 | 9.02 | Residential | Behind the Meter | Yes | Bright Ops, Inc. | AC Electric |  | Accepted | 2025-07-01 | 2025-07-25 | 2026-07-25 | Inverters | SolarEdge Technologies | SE7600H - USRGM | 7600 |  | 1 |  |  | 0.98 |  | Outdoor | Outside
NJADRE1560011921 | Administratively Determined Incentive Program | ATLANTIC CITY | 8401 | 9.02 | Residential | Behind the Meter | Yes | Bright Ops, Inc. | AC Electric |  | Accepted | 2025-07-01 | 2025-07-25 | 2026-07-25 | Solar Panels | Hanwha Q-Cells | Q.PEAK DUO BLK ML-G10+ 410 |  | 0.41 | 9 | 289 | 30 |  | Fixed | Roof
NJADRE1560011921 | Administratively Determined Incentive Program | ATLANTIC CITY | 8401 | 9.02 | Residential | Behind the Meter | Yes | Bright Ops, Inc. | AC Electric |  | Accepted | 2025-07-01 | 2025-07-25 | 2026-07-25 | Solar Panels | Hanwha Q-Cells | Q.PEAK DUO BLK ML-G10+ 410 |  | 0.41 | 9 | 110 | 30 |  | Fixed | Roof
NJADRE1560011921 | Administratively Determined Incentive Program | ATLANTIC CITY | 8401 | 9.02 | Residential | Behind the Meter | Yes | Bright Ops, Inc. | AC Electric |  | Accepted | 2025-07-01 | 2025-07-25 | 2026-07-25 | Solar Panels | Hanwha Q-Cells | Q.PEAK DUO BLK ML-G10+ 410 |  | 0.41 | 2 | 20 | 30 |  | Fixed | Roof
NJADRE1560011921 | Administratively Determined Incentive Program | ATLANTIC CITY | 8401 | 9.02 | Residential | Behind the Meter | Yes | Bright Ops, Inc. | AC Electric |  | Accepted | 2025-07-01 | 2025-07-25 | 2026-07-25 | Solar Panels | Hanwha Q-Cells | Q.PEAK DUO BLK ML-G10+ 410 |  | 0.41 | 2 | 199 | 30 |  | Fixed | Roof
NJADRE1560011949 | Administratively Determined Incentive Program | Penns Grove | 8069 | 4.51 | Residential | Behind the Meter | Yes | Pro Custom Solar dba Momentum Solar | AC Electric |  | Accepted | 2025-07-01 | 2025-07-24 | 2026-07-24 | Solar Panels | HANWHA | Q.PEAK DUO BLK ML-G10+410 |  | 0.41 | 11 | 141 | 34 |  | Fixed | Roof
NJADRE1560011949 | Administratively Determined Incentive Program | Penns Grove | 8069 | 4.51 | Residential | Behind the Meter | Yes | Pro Custom Solar dba Momentum Solar | AC Electric |  | Accepted | 2025-07-01 | 2025-07-24 | 2026-07-24 | Inverters | ENPHASE | IQ8HC-72-M-DOM-US | 380 |  | 11 |  |  | 0.97 |  | Outdoor
NJADRE1560011951 | Administratively Determined Incentive Program | Fairfield | 7004 | 22.68 | Commercial | Behind the Meter | Yes | Sun Commerce Group, LLC | PSE&G |  | Accepted | 2025-07-07 | 2025-07-29 | 2026-07-29 | Inverters | HOYMILES | HMT-2000-4T-208-NA | 22 |  | 11 |  |  | 0.93 |  | Outside
NJADRE1560011951 | Administratively Determined Incentive Program | Fairfield | 7004 | 22.68 | Commercial | Behind the Meter | Yes | Sun Commerce Group, LLC | PSE&G |  | Accepted | 2025-07-07 | 2025-07-29 | 2026-07-29 | Solar Panels | VSUN | VSUN540W |  | 0.54 | 42 | 180 | 10 |  | Fixed | Roof
NJADRE1560011960 | Administratively Determined Incentive Program | Fairfield | 7004 | 12.42 | Commercial | Behind the Meter | Yes | Sun Commerce Group, LLC | PSE&G |  | Accepted | 2025-07-07 | 2025-07-28 | 2026-07-28 | Inverters | HOYMILES | HMT-2000-4T-208-NA | 11999 |  | 6 |  |  | 0.93 |  | Outside
NJADRE1560011960 | Administratively Determined Incentive Program | Fairfield | 7004 | 12.42 | Commercial | Behind the Meter | Yes | Sun Commerce Group, LLC | PSE&G |  | Accepted | 2025-07-07 | 2025-07-28 | 2026-07-28 | Solar Panels | VSUN | VSUN540W |  | 0.54 | 23 | 180 | 9 |  | Fixed | Roof
NJADRE1560012479 | Administratively Determined Incentive Program | HILLSIDE | 7205 | 9.775 | Residential | Behind the Meter | Yes | Power Energy Solutions, LLC | PSE&G |  | Accepted | 2025-07-01 | 2025-07-24 | 2026-07-24 | Solar Panels | Trina Solar | TSM-425NE09RC.05 |  | 0.425 | 6 | 219 | 27 |  | Fixed | Roof
NJADRE1560012479 | Administratively Determined Incentive Program | HILLSIDE | 7205 | 9.775 | Residential | Behind the Meter | Yes | Power Energy Solutions, LLC | PSE&G |  | Accepted | 2025-07-01 | 2025-07-24 | 2026-07-24 | Solar Panels | Trina Solar | TSM-425NE09RC.05 |  | 0.425 | 11 | 131 | 33 |  | Fixed | Roof
NJADRE1560012479 | Administratively Determined Incentive Program | HILLSIDE | 7205 | 9.775 | Residential | Behind the Meter | Yes | Power Energy Solutions, LLC | PSE&G |  | Accepted | 2025-07-01 | 2025-07-24 | 2026-07-24 | Solar Panels | Trina Solar | TSM-425NE09RC.05 |  | 0.425 | 6 | 39 | 27 |  | Fixed | Roof
NJADRE1560012479 | Administratively Determined Incentive Program | HILLSIDE | 7205 | 9.775 | Residential | Behind the Meter | Yes | Power Energy Solutions, LLC | PSE&G |  | Accepted | 2025-07-01 | 2025-07-24 | 2026-07-24 | Inverters | SolarEdge | SE3800H-US | 3800 |  | 2 |  |  | 0.97 |  | Outdoor
NJADRE1560012501 | Administratively Determined Incentive Program | Manalapan | 7726 | 9.02 | Residential | Behind the Meter | Yes | Trinity Solar, LLC | JCP&L |  | Accepted | 2025-07-01 | 2025-07-24 | 2026-07-24 | Solar Panels | HANWHA 410 (Q.PEAK DUO BLK ML-G10+ 410) | HANWHA 410 (Q.PEAK DUO BLK ML-G10+ 410) |  | 0.41 | 20 | 87 | 30 |  | Fixed | Roof
NJADRE1560012501 | Administratively Determined Incentive Program | Manalapan | 7726 | 9.02 | Residential | Behind the Meter | Yes | Trinity Solar, LLC | JCP&L |  | Accepted | 2025-07-01 | 2025-07-24 | 2026-07-24 | Solar Panels | HANWHA 410 (Q.PEAK DUO BLK ML-G10+ 410) | HANWHA 410 (Q.PEAK DUO BLK ML-G10+ 410) |  | 0.41 | 2 | 87 | 27 |  | Fixed | Roof
NJADRE1560012501 | Administratively Determined Incentive Program | Manalapan | 7726 | 9.02 | Residential | Behind the Meter | Yes | Trinity Solar, LLC | JCP&L |  | Accepted | 2025-07-01 | 2025-07-24 | 2026-07-24 | Inverters | SOLAREDGE | SE7600H-US | 7600 |  | 1 |  |  | 0.97 |  | Outside
NJADRE1560012793 | Administratively Determined Incentive Program | SEWELL | 8080 | 7.38 | Residential | Behind the Meter | Yes | Trinity Solar, LLC | AC Electric |  | Accepted | 2025-07-01 | 2025-07-24 | 2026-07-24 | Solar Panels | HANWHA | Q.PEAK DUO BLK ML-G10+ 410 |  | 0.41 | 18 | 171 | 19 |  | Fixed | Roof
NJADRE1560012793 | Administratively Determined Incentive Program | SEWELL | 8080 | 7.38 | Residential | Behind the Meter | Yes | Trinity Solar, LLC | AC Electric |  | Accepted | 2025-07-01 | 2025-07-24 | 2026-07-24 | Inverters | SOLAREDGE | SE5700H-US | 5760 |  | 1 |  |  | 0.97 |  | Outside
NJADRE1560012802 | Administratively Determined Incentive Program | Belvidere | 7823 | 7.38 | Residential | Behind the Meter | Yes | Trinity Solar, LLC | JCP&L |  | Accepted | 2025-07-01 | 2025-07-24 | 2026-07-24 | Solar Panels | HANWHA 410 (Q.PEAK DUO BLK ML-G10+ 410) | HANWHA 410 (Q.PEAK DUO BLK ML-G10+ 410) |  | 0.41 | 8 | 173 | 23 |  | Fixed | Roof
NJADRE1560012802 | Administratively Determined Incentive Program | Belvidere | 7823 | 7.38 | Residential | Behind the Meter | Yes | Trinity Solar, LLC | JCP&L |  | Accepted | 2025-07-01 | 2025-07-24 | 2026-07-24 | Inverters | SOLAREDGE | SE5700H-USM | 5700 |  | 1 |  |  | 0.97 |  | Outside
NJADRE1560012802 | Administratively Determined Incentive Program | Belvidere | 7823 | 7.38 | Residential | Behind the Meter | Yes | Trinity Solar, LLC | JCP&L |  | Accepted | 2025-07-01 | 2025-07-24 | 2026-07-24 | Solar Panels | HANWHA 410 (Q.PEAK DUO BLK ML-G10+ 410) | HANWHA 410 (Q.PEAK DUO BLK ML-G10+ 410) |  | 0.41 | 10 | 173 | 15 |  | Fixed | Roof
NJADRE1560019511 | Administratively Determined Incentive Program | Woodbury | 8096 | 6.885 | Residential | Behind the Meter | Yes | Sunrun Installation Services, Inc. | PSE&G |  | Accepted | 2025-07-02 | 2025-07-24 | 2026-07-24 | Inverters | SolarEdge Technologies | SE5700H-USMN | 5760 |  | 1 |  |  | 0.99 |  | Outdoor | Next to meter
NJADRE1560019511 | Administratively Determined Incentive Program | Woodbury | 8096 | 6.885 | Residential | Behind the Meter | Yes | Sunrun Installation Services, Inc. | PSE&G |  | Accepted | 2025-07-02 | 2025-07-24 | 2026-07-24 | Solar Panels | JA Solar | JAM54S31-405/MR |  | 0.405 | 17 | 268 | 33 |  | Fixed | Roof
NJADRE1560019513 | Administratively Determined Incentive Program | Piscataway | 8854 | 4.86 | Residential | Behind the Meter | Yes | Sunrun Installation Services, Inc. | PSE&G |  | Accepted | 2025-07-02 | 2025-07-24 | 2026-07-24 | Inverters | SolarEdge Technologies | SE3800H-USMN | 3800 |  | 1 |  |  | 0.99 |  | Outdoor | Next to meter
NJADRE1560019513 | Administratively Determined Incentive Program | Piscataway | 8854 | 4.86 | Residential | Behind the Meter | Yes | Sunrun Installation Services, Inc. | PSE&G |  | Accepted | 2025-07-02 | 2025-07-24 | 2026-07-24 | Solar Panels | JA Solar | JAM54S31-405/MR |  | 0.405 | 12 | 222 | 26 |  | Fixed | Roof
NJADRE1560019516 | Administratively Determined Incentive Program | Keyport | 7735 | 11.34 | Residential | Behind the Meter | Yes | Sunrun Installation Services, Inc. | JCP&L |  | Accepted | 2025-07-02 | 2025-07-24 | 2026-07-24 | Solar Panels | JA Solar | JAM54S31-405/MR |  | 0.405 | 28 | 152 | 27 |  | Fixed | Roof
NJADRE1560019516 | Administratively Determined Incentive Program | Keyport | 7735 | 11.34 | Residential | Behind the Meter | Yes | Sunrun Installation Services, Inc. | JCP&L |  | Accepted | 2025-07-02 | 2025-07-24 | 2026-07-24 | Inverters | SolarEdge Technologies | SE7600H-USMN | 7600 |  | 1 |  |  | 0.99 |  | Outdoor | Next to meter
NJADRE1560019525 | Administratively Determined Incentive Program | CHERRY HILL | 8002 | 7.225 | Residential | Behind the Meter | Yes | Power Energy Solutions, LLC | PSE&G |  | Accepted | 2025-07-02 | 2025-07-24 | 2026-07-24 | Solar Panels | Trina Solar | TSM-425NE09RC.05 |  | 0.425 | 14 | 24 | 23 |  | Fixed | Roof
NJADRE1560019525 | Administratively Determined Incentive Program | CHERRY HILL | 8002 | 7.225 | Residential | Behind the Meter | Yes | Power Energy Solutions, LLC | PSE&G |  | Accepted | 2025-07-02 | 2025-07-24 | 2026-07-24 | Solar Panels | Trina Solar | TSM-425NE09RC.05 |  | 0.425 | 3 | 204 | 17 |  | Fixed | Roof
NJADRE1560019525 | Administratively Determined Incentive Program | CHERRY HILL | 8002 | 7.225 | Residential | Behind the Meter | Yes | Power Energy Solutions, LLC | PSE&G |  | Accepted | 2025-07-02 | 2025-07-24 | 2026-07-24 | Inverters | SolarEdge | SE3800H-US | 4 |  | 1 |  |  | 0.97 |  | Outdoor
NJADRE1560019534 | Administratively Determined Incentive Program | NORTH BRUNSWICK | 8902 | 4.86 | Residential | Behind the Meter | Yes | Sunrun Installation Services, Inc. | PSE&G |  | Accepted | 2025-07-02 | 2025-07-20 | 2026-07-20 | Solar Panels | JA Solar | JAM54S31-405/MR |  | 0.405 | 3 | 308 | 31 |  | Fixed | Roof
NJADRE1560019534 | Administratively Determined Incentive Program | NORTH BRUNSWICK | 8902 | 4.86 | Residential | Behind the Meter | Yes | Sunrun Installation Services, Inc. | PSE&G |  | Accepted | 2025-07-02 | 2025-07-20 | 2026-07-20 | Solar Panels | JA Solar | JAM54S31-405/MR |  | 0.405 | 6 | 218 | 31 |  | Fixed | Roof
NJADRE1560019534 | Administratively Determined Incentive Program | NORTH BRUNSWICK | 8902 | 4.86 | Residential | Behind the Meter | Yes | Sunrun Installation Services, Inc. | PSE&G |  | Accepted | 2025-07-02 | 2025-07-20 | 2026-07-20 | Inverters | SolarEdge Technologies | SE3800H-USMN | 3800 |  | 1 |  |  | 0.99 |  | Outdoor | Next to meter
NJADRE1560019534 | Administratively Determined Incentive Program | NORTH BRUNSWICK | 8902 | 4.86 | Residential | Behind the Meter | Yes | Sunrun Installation Services, Inc. | PSE&G |  | Accepted | 2025-07-02 | 2025-07-20 | 2026-07-20 | Solar Panels | JA Solar | JAM54S31-405/MR |  | 0.405 | 3 | 39 | 31 |  | Fixed | Roof
NJADRE1560019578 | Administratively Determined Incentive Program | CLIFTON | 7012 | 11.89 | Residential | Behind the Meter | Yes | Trinity Solar, LLC | PSE&G |  | Accepted | 2025-07-02 | 2025-07-24 | 2026-07-24 | Solar Panels | Hanwha | Q.PEAK DUO BLK ML-G10+ 410 |  | 0.41 | 22 | 36 | 23 |  | Fixed | Roof
NJADRE1560019578 | Administratively Determined Incentive Program | CLIFTON | 7012 | 11.89 | Residential | Behind the Meter | Yes | Trinity Solar, LLC | PSE&G |  | Accepted | 2025-07-02 | 2025-07-24 | 2026-07-24 | Inverters | Solar Edge | USE10000H-US | 10000 |  | 1 |  |  | 0.97 |  | Outside
NJADRE1560019578 | Administratively Determined Incentive Program | CLIFTON | 7012 | 11.89 | Residential | Behind the Meter | Yes | Trinity Solar, LLC | PSE&G |  | Accepted | 2025-07-02 | 2025-07-24 | 2026-07-24 | Solar Panels | Hanwha | Q.PEAK DUO BLK ML-G10+ 410 |  | 0.41 | 5 | 126 | 23 |  | Fixed | Roof
NJADRE1560019578 | Administratively Determined Incentive Program | CLIFTON | 7012 | 11.89 | Residential | Behind the Meter | Yes | Trinity Solar, LLC | PSE&G |  | Accepted | 2025-07-02 | 2025-07-24 | 2026-07-24 | Solar Panels | Hanwha | Q.PEAK DUO BLK ML-G10+ 410 |  | 0.41 | 2 | 216 | 23 |  | Fixed | Roof
NJADRE1560019677 | Administratively Determined Incentive Program | West Deptford | 8086 | 16.965 | Residential | Behind the Meter | Yes | Brilliant Installations, Inc. | PSE&G |  | Accepted | 2025-07-02 | 2025-07-24 | 2026-07-24 | Solar Panels | HANWHA QCELLS | Q.TRON BLK M-G2.H+ 435 |  | 0.435 | 22 | 215 | 17 |  | Fixed | Roof
NJADRE1560019677 | Administratively Determined Incentive Program | West Deptford | 8086 | 16.965 | Residential | Behind the Meter | Yes | Brilliant Installations, Inc. | PSE&G |  | Accepted | 2025-07-02 | 2025-07-24 | 2026-07-24 | Inverters | SOLAREDGE | USE11400H-USMNBL75 | 11400 |  | 1 |  |  | 0.97 |  | Outdoor
NJADRE1560019677 | Administratively Determined Incentive Program | West Deptford | 8086 | 16.965 | Residential | Behind the Meter | Yes | Brilliant Installations, Inc. | PSE&G |  | Accepted | 2025-07-02 | 2025-07-24 | 2026-07-24 | Solar Panels | HANWHA QCELLS | Q.TRON BLK M-G2.H+ 435 |  | 0.435 | 17 | 35 | 17 |  | Fixed | Roof
NJADRE1560019686 | Administratively Determined Incentive Program | SOMERVILLE | 8876 | 11.9 | Residential | Behind the Meter | No | Maier Solar Engineering dba Solar Me | PSE&G |  | Accepted | 2025-07-02 | 2025-08-04 | 2026-08-04 | Solar Panels | Jinko | JKM425N-54HL4-B |  | 0.425 | 18 | 194 | 2 |  | Fixed | Roof
NJADRE1560019686 | Administratively Determined Incentive Program | SOMERVILLE | 8876 | 11.9 | Residential | Behind the Meter | No | Maier Solar Engineering dba Solar Me | PSE&G |  | Accepted | 2025-07-02 | 2025-08-04 | 2026-08-04 | Solar Panels | Jinko | JKM425N-54HL4-B |  | 0.425 | 10 | 194 | 2 |  | Fixed | Roof
NJADRE1560019686 | Administratively Determined Incentive Program | SOMERVILLE | 8876 | 11.9 | Residential | Behind the Meter | No | Maier Solar Engineering dba Solar Me | PSE&G |  | Accepted | 2025-07-02 | 2025-08-04 | 2026-08-04 | Inverters | Solar Edge | SE10000H-US | 10000 |  | 1 |  |  | 0.97 |  | Outdoor | Next to meter
NJADRE1560019687 | Administratively Determined Incentive Program | Heislerville | 8324 | 13.92 | Residential | Behind the Meter | Yes | SunnyMac, LLC | AC Electric |  | Accepted | 2025-07-02 | 2025-07-24 | 2026-07-24 | Solar Panels | HANWHA | Q.TRON BLK M-G2.H+ |  | 0.435 | 16 | 88 | 12 |  | Fixed | Roof
NJADRE1560019687 | Administratively Determined Incentive Program | Heislerville | 8324 | 13.92 | Residential | Behind the Meter | Yes | SunnyMac, LLC | AC Electric |  | Accepted | 2025-07-02 | 2025-07-24 | 2026-07-24 | Solar Panels | HANWHA | Q.TRON BLK M-G2.H+ |  | 0.435 | 16 | 268 | 12 |  | Fixed | Roof
NJADRE1560019687 | Administratively Determined Incentive Program | Heislerville | 8324 | 13.92 | Residential | Behind the Meter | Yes | SunnyMac, LLC | AC Electric |  | Accepted | 2025-07-02 | 2025-07-24 | 2026-07-24 | Inverters | SOLAREDGE HOME HUB | SE10000H-US | 10000 |  | 1 |  |  | 0.99 |  | Outdoor | next to meter
NJADRE1560019703 | Administratively Determined Incentive Program | Cold Spring | 8204 | 4.86 | Residential | Behind the Meter | Yes | Sunrun Installation Services, Inc. | AC Electric |  | Accepted | 2025-07-02 | 2025-07-24 | 2026-07-24 | Inverters | SolarEdge Technologies | SE3800H-USMN | 3800 |  | 1 |  |  | 0.99 |  | Outdoor | Next to meter
NJADRE1560019703 | Administratively Determined Incentive Program | Cold Spring | 8204 | 4.86 | Residential | Behind the Meter | Yes | Sunrun Installation Services, Inc. | AC Electric |  | Accepted | 2025-07-02 | 2025-07-24 | 2026-07-24 | Solar Panels | JA Solar | JAM54S31-405/MR |  | 0.405 | 12 | 291 | 32 |  | Fixed | Roof
NJADRE1560019714 | Administratively Determined Incentive Program | Penns Grove | 8069 | 9.57 | Residential | Behind the Meter | Yes | SunnyMac, LLC | AC Electric |  | Accepted | 2025-07-02 | 2025-07-24 | 2026-07-24 | Solar Panels | HANWHA | Q.TRON BLK M-G2.H+ |  | 0.435 | 13 | 125 | 37 |  | Fixed | Roof
NJADRE1560019714 | Administratively Determined Incentive Program | Penns Grove | 8069 | 9.57 | Residential | Behind the Meter | Yes | SunnyMac, LLC | AC Electric |  | Accepted | 2025-07-02 | 2025-07-24 | 2026-07-24 | Inverters | SOLAREDGE HOME HUB | SE7600H-US | 7600 |  | 1 |  |  | 0.99 |  | Outdoor | next to meter
NJADRE1560019714 | Administratively Determined Incentive Program | Penns Grove | 8069 | 9.57 | Residential | Behind the Meter | Yes | SunnyMac, LLC | AC Electric |  | Accepted | 2025-07-02 | 2025-07-24 | 2026-07-24 | Solar Panels | HANWHA | Q.TRON BLK M-G2.H+ |  | 0.435 | 9 | 305 | 37 |  | Fixed | Roof
NJADRE1560019734 | Administratively Determined Incentive Program | PARSIPPANY | 7054 | 10.935 | Residential | Behind the Meter | Yes | Sunrun Installation Services, Inc. | JCP&L |  | Accepted | 2025-07-02 | 2025-07-24 | 2026-07-24 | Solar Panels | JA Solar | JAM54S31-405/MR |  | 0.405 | 27 | 342 | 18 |  | Fixed | Roof
NJADRE1560019734 | Administratively Determined Incentive Program | PARSIPPANY | 7054 | 10.935 | Residential | Behind the Meter | Yes | Sunrun Installation Services, Inc. | JCP&L |  | Accepted | 2025-07-02 | 2025-07-24 | 2026-07-24 | Inverters | SolarEdge Technologies | SE7600H-USMN | 7600 |  | 1 |  |  | 0.99 |  | Outdoor | Next to meter
NJADRE1560019754 | Administratively Determined Incentive Program | Manchester Township | 8759 | 5.33 | Residential | Behind the Meter | Yes | Pro Custom Solar dba Momentum Solar | JCP&L |  | Accepted | 2025-07-02 | 2025-07-24 | 2026-07-24 | Inverters | ENPHASE | IQ8HC-72-M-DOM-US | 380 |  | 13 |  |  | 0.97 |  | Outdoor
NJADRE1560019754 | Administratively Determined Incentive Program | Manchester Township | 8759 | 5.33 | Residential | Behind the Meter | Yes | Pro Custom Solar dba Momentum Solar | JCP&L |  | Accepted | 2025-07-02 | 2025-07-24 | 2026-07-24 | Solar Panels | HANWHA | Q.PEAK DUO BLK ML-G10+410 |  | 0.41 | 13 | 121 | 32 |  | Fixed | Roof
NJADRE1560019759 | Administratively Determined Incentive Program | N Brick | 8724 | 8.715 | Residential | Behind the Meter | Yes | SunPurity, LLC | JCP&L |  | Accepted | 2025-07-02 | 2025-07-24 | 2026-07-24 | Inverters | SolarEdge | SE7600H-US | 7600 |  | 1 |  |  | 0.99 |  | Outdoor
NJADRE1560019759 | Administratively Determined Incentive Program | N Brick | 8724 | 8.715 | Residential | Behind the Meter | Yes | SunPurity, LLC | JCP&L |  | Accepted | 2025-07-02 | 2025-07-24 | 2026-07-24 | Solar Panels | Hanwha Q cells | Q.PEAK DUO BLK-ML-G10+ 415W |  | 0.415 | 8 | 219 | 8 |  | Fixed | Roof
NJADRE1560019759 | Administratively Determined Incentive Program | N Brick | 8724 | 8.715 | Residential | Behind the Meter | Yes | SunPurity, LLC | JCP&L |  | Accepted | 2025-07-02 | 2025-07-24 | 2026-07-24 | Solar Panels | Hanwha Q cells | Q.PEAK DUO BLK-ML-G10+ 415W |  | 0.415 | 7 | 219 | 19 |  | Fixed | Roof
NJADRE1560019759 | Administratively Determined Incentive Program | N Brick | 8724 | 8.715 | Residential | Behind the Meter | Yes | SunPurity, LLC | JCP&L |  | Accepted | 2025-07-02 | 2025-07-24 | 2026-07-24 | Solar Panels | Hanwha Q cells | Q.PEAK DUO BLK-ML-G10+ 415W |  | 0.415 | 6 | 39 | 19 |  | Fixed | Roof
NJADRE1560019761 | Administratively Determined Incentive Program | Norwood | 7648 | 9.43 | Residential | Behind the Meter | No | Tesla Energy Operations, Inc. | Orange Rockland Electric |  | Accepted | 2025-07-02 | 2025-07-24 | 2026-07-24 | Electric Storage Battery | Tesla | Powerwall 3 |  |  | 1 |  |  |  | Lithium Ion |  | OUTSIDE
NJADRE1560019761 | Administratively Determined Incentive Program | Norwood | 7648 | 9.43 | Residential | Behind the Meter | No | Tesla Energy Operations, Inc. | Orange Rockland Electric |  | Accepted | 2025-07-02 | 2025-07-24 | 2026-07-24 | Solar Panels | Hanwha | Q.PEAK DUO BLK ML-G10+/TS 410 |  | 0.41 | 14 | 250 | 45 |  | Fixed | Roof
NJADRE1560019761 | Administratively Determined Incentive Program | Norwood | 7648 | 9.43 | Residential | Behind the Meter | No | Tesla Energy Operations, Inc. | Orange Rockland Electric |  | Accepted | 2025-07-02 | 2025-07-24 | 2026-07-24 | Solar Panels | Hanwha | Q.PEAK DUO BLK ML-G10+/TS 410 |  | 0.41 | 9 | 250 | 34 |  | Fixed | Roof
NJADRE1560019761 | Administratively Determined Incentive Program | Norwood | 7648 | 9.43 | Residential | Behind the Meter | No | Tesla Energy Operations, Inc. | Orange Rockland Electric |  | Accepted | 2025-07-02 | 2025-07-24 | 2026-07-24 | Inverters | Tesla | 1707000-XX-Y | 11500 |  | 1 |  |  | 0.98 |  | Outdoor
NJADRE1560019778 | Administratively Determined Incentive Program | Garfield | 7026 | 4.05 | Residential | Behind the Meter | Yes | Sunrun Installation Services, Inc. | PSE&G |  | Accepted | 2025-07-02 | 2025-07-24 | 2026-07-24 | Solar Panels | JA Solar | JAM54S31-405/MR |  | 0.405 | 10 | 258 | 17 |  | Fixed | Roof
NJADRE1560019778 | Administratively Determined Incentive Program | Garfield | 7026 | 4.05 | Residential | Behind the Meter | Yes | Sunrun Installation Services, Inc. | PSE&G |  | Accepted | 2025-07-02 | 2025-07-24 | 2026-07-24 | Inverters | SolarEdge Technologies | SE3800H-USMN | 3800 |  | 1 |  |  | 0.99 |  | Outdoor | Next to meter
NJADRE1560019791 | Administratively Determined Incentive Program | Wall | 7719 | 13.53 | Residential | Behind the Meter | Yes | Trinity Solar, LLC | JCP&L |  | Accepted | 2025-07-02 | 2025-07-24 | 2026-07-24 | Inverters | SOLAREDGE | SE11400H-US | 11400 |  | 1 |  |  | 0.97 |  | Outside
NJADRE1560019791 | Administratively Determined Incentive Program | Wall | 7719 | 13.53 | Residential | Behind the Meter | Yes | Trinity Solar, LLC | JCP&L |  | Accepted | 2025-07-02 | 2025-07-24 | 2026-07-24 | Solar Panels | HANWHA 410 (Q.PEAK DUO BLK ML-G10+410) | HANWHA 410 (Q.PEAK DUO BLK ML-G10+410) |  | 0.41 | 13 | 162 | 53 |  | Fixed | Roof
NJADRE1560019791 | Administratively Determined Incentive Program | Wall | 7719 | 13.53 | Residential | Behind the Meter | Yes | Trinity Solar, LLC | JCP&L |  | Accepted | 2025-07-02 | 2025-07-24 | 2026-07-24 | Solar Panels | HANWHA 410 (Q.PEAK DUO BLK ML-G10+410) | HANWHA 410 (Q.PEAK DUO BLK ML-G10+410) |  | 0.41 | 20 | 72 | 34 |  | Fixed | Roof
NJADRE1560019810 | Administratively Determined Incentive Program | Dunellen | 8812 | 11.62 | Residential | Behind the Meter | Yes | Big Wave Roofing and Solar, LLC | PSE&G |  | Accepted | 2025-07-02 | 2025-07-24 | 2026-07-24 | Solar Panels | HANWHA | QCELLS Q.PEAK DUO BLK ML-G10.C+415w |  | 0.415 | 5 | 50 | 20 |  | Fixed | Roof
NJADRE1560019810 | Administratively Determined Incentive Program | Dunellen | 8812 | 11.62 | Residential | Behind the Meter | Yes | Big Wave Roofing and Solar, LLC | PSE&G |  | Accepted | 2025-07-02 | 2025-07-24 | 2026-07-24 | Solar Panels | HANWHA | QCELLS Q.PEAK DUO BLK ML-G10.C+415w |  | 0.415 | 23 | 230 | 20 |  | Fixed | Roof
NJADRE1560019810 | Administratively Determined Incentive Program | Dunellen | 8812 | 11.62 | Residential | Behind the Meter | Yes | Big Wave Roofing and Solar, LLC | PSE&G |  | Accepted | 2025-07-02 | 2025-07-24 | 2026-07-24 | Inverters | Enphase | ENPHASE IQ8HC-72-M-DOM-US | 380 |  | 28 |  |  | 0.97 |  | Outdoor
NJADRE1560019839 | Administratively Determined Incentive Program | SEWELL | 8080 | 16.4 | Residential | Behind the Meter | No | Advanced Renewable Solutions, LLC | AC Electric |  | Accepted | 2025-07-02 | 2025-07-30 | 2026-07-30 | Solar Panels | Certainteed | CTM10400HC11 |  | 0.4 | 8 | 152 | 30 |  | Fixed | Roof
NJADRE1560019839 | Administratively Determined Incentive Program | SEWELL | 8080 | 16.4 | Residential | Behind the Meter | No | Advanced Renewable Solutions, LLC | AC Electric |  | Accepted | 2025-07-02 | 2025-07-30 | 2026-07-30 | Solar Panels | Certainteed | CTM10400HC11 |  | 0.4 | 13 | 336 | 10 |  | Fixed | Roof
NJADRE1560019839 | Administratively Determined Incentive Program | SEWELL | 8080 | 16.4 | Residential | Behind the Meter | No | Advanced Renewable Solutions, LLC | AC Electric |  | Accepted | 2025-07-02 | 2025-07-30 | 2026-07-30 | Solar Panels | Certainteed | CTM10400HC-11 |  | 0.4 | 20 | 156 | 40 |  | Fixed | Roof
NJADRE1560019839 | Administratively Determined Incentive Program | SEWELL | 8080 | 16.4 | Residential | Behind the Meter | No | Advanced Renewable Solutions, LLC | AC Electric |  | Accepted | 2025-07-02 | 2025-07-30 | 2026-07-30 | Inverters | Enphase | IQ8+ | 290 |  | 41 |  |  | 0.976 |  | Outside
NJADRE1560019885 | Administratively Determined Incentive Program | Sicklerville | 8081 | 8.075 | Residential | Behind the Meter | Yes | Power Energy Solutions, LLC | AC Electric |  | Accepted | 2025-07-02 | 2025-07-24 | 2026-07-24 | Solar Panels | Trina Solar | TSM-425NE09RC.05 |  | 0.425 | 2 | 37 | 27 |  | Fixed | Roof
NJADRE1560019885 | Administratively Determined Incentive Program | Sicklerville | 8081 | 8.075 | Residential | Behind the Meter | Yes | Power Energy Solutions, LLC | AC Electric |  | Accepted | 2025-07-02 | 2025-07-24 | 2026-07-24 | Solar Panels | Trina Solar | TSM-425NE09RC.05 |  | 0.425 | 6 | 306 | 18 |  | Fixed | Roof
NJADRE1560019885 | Administratively Determined Incentive Program | Sicklerville | 8081 | 8.075 | Residential | Behind the Meter | Yes | Power Energy Solutions, LLC | AC Electric |  | Accepted | 2025-07-02 | 2025-07-24 | 2026-07-24 | Inverters | SolarEdge | SE5700H-US | 6 |  | 1 |  |  | 0.97 |  | Outdoor
NJADRE1560019885 | Administratively Determined Incentive Program | Sicklerville | 8081 | 8.075 | Residential | Behind the Meter | Yes | Power Energy Solutions, LLC | AC Electric |  | Accepted | 2025-07-02 | 2025-07-24 | 2026-07-24 | Solar Panels | Trina Solar | TSM-425NE09RC.05 |  | 0.425 | 9 | 126 | 18 |  | Fixed | Roof
NJADRE1560019885 | Administratively Determined Incentive Program | Sicklerville | 8081 | 8.075 | Residential | Behind the Meter | Yes | Power Energy Solutions, LLC | AC Electric |  | Accepted | 2025-07-02 | 2025-07-24 | 2026-07-24 | Solar Panels | Trina Solar | TSM-425NE09RC.05 |  | 0.425 | 2 | 217 | 27 |  | Fixed | Roof
NJADRE1560019901 | Administratively Determined Incentive Program | Trenton | 8609 | 5.525 | Residential | Behind the Meter | Yes | Solar Mite Solutions, LLC | PSE&G |  | Accepted | 2025-07-02 | 2025-07-24 | 2026-07-24 | Solar Panels | Jinko | JKM425N |  | 0.425 | 5 | 231 | 35 |  | Fixed | Roof
NJADRE1560019901 | Administratively Determined Incentive Program | Trenton | 8609 | 5.525 | Residential | Behind the Meter | Yes | Solar Mite Solutions, LLC | PSE&G |  | Accepted | 2025-07-02 | 2025-07-24 | 2026-07-24 | Solar Panels | Jinko | JKM425N |  | 0.425 | 8 | 231 | 10 |  | Fixed | Roof
NJADRE1560019901 | Administratively Determined Incentive Program | Trenton | 8609 | 5.525 | Residential | Behind the Meter | Yes | Solar Mite Solutions, LLC | PSE&G |  | Accepted | 2025-07-02 | 2025-07-24 | 2026-07-24 | Inverters | Enphase | IQ7HS-66-M-US | 384 |  | 13 |  |  | 0.97 |  | Outside
NJADRE1560019913 | Administratively Determined Incentive Program | Clayton | 8312 | 6.97 | Residential | Behind the Meter | Yes | Trinity Solar, LLC | AC Electric |  | Accepted | 2025-07-02 | 2025-07-24 | 2026-07-24 | Solar Panels | Hanwha | Q.PEAK DUO BLK ML-G10+ 410 |  | 0.41 | 9 | 168 | 30 |  | Fixed | Roof
NJADRE1560019913 | Administratively Determined Incentive Program | Clayton | 8312 | 6.97 | Residential | Behind the Meter | Yes | Trinity Solar, LLC | AC Electric |  | Accepted | 2025-07-02 | 2025-07-24 | 2026-07-24 | Solar Panels | Hanwha | Q.PEAK DUO BLK ML-G10+ 410 |  | 0.41 | 8 | 168 | 30 |  | Fixed | Roof
NJADRE1560019913 | Administratively Determined Incentive Program | Clayton | 8312 | 6.97 | Residential | Behind the Meter | Yes | Trinity Solar, LLC | AC Electric |  | Accepted | 2025-07-02 | 2025-07-24 | 2026-07-24 | Inverters | Solar Edge | USE5700H-US | 5760 |  | 1 |  |  | 0.97 |  | Outside
NJADRE1560019944 | Administratively Determined Incentive Program | NEW MILFORD | 7646 | 5.67 | Residential | Behind the Meter | No | Power Home Remodeling Group | PSE&G |  | Accepted | 2025-07-02 | 2025-07-29 | 2026-07-29 | Inverters | SolarEdge | SE3800H-US | 3800 |  | 1 |  |  | 0.99 |  | Outside
NJADRE1560019944 | Administratively Determined Incentive Program | NEW MILFORD | 7646 | 5.67 | Residential | Behind the Meter | No | Power Home Remodeling Group | PSE&G |  | Accepted | 2025-07-02 | 2025-07-29 | 2026-07-29 | Solar Panels | JA Solar | JAM54S31 405/MR |  | 0.405 | 6 | 180 | 17 |  | Fixed | Roof
NJADRE1560019944 | Administratively Determined Incentive Program | NEW MILFORD | 7646 | 5.67 | Residential | Behind the Meter | No | Power Home Remodeling Group | PSE&G |  | Accepted | 2025-07-02 | 2025-07-29 | 2026-07-29 | Solar Panels | JA Solar | JAM54S31 405/MR |  | 0.405 | 8 | 0 | 6 |  | Fixed | Roof
NJADRE1560019944 | Administratively Determined Incentive Program | NEW MILFORD | 7646 | 5.67 | Residential | Behind the Meter | No | Power Home Remodeling Group | PSE&G |  | Accepted | 2025-07-02 | 2025-07-29 | 2026-07-29 | Meters | SolarEdge | Revenue Grade Data Ansi C12.20 |  |  | 1 |  |  |  | Yes | Outdoor
NJADRE1560019949 | Administratively Determined Incentive Program | HOPEWELL | 8525 | 10.25 | Residential | Behind the Meter | Yes | Trinity Solar, LLC | PSE&G |  | Accepted | 2025-07-02 | 2025-07-24 | 2026-07-24 | Solar Panels | Hanwha | Q.PEAK DUO BLK ML-G10+ 410 |  | 0.41 | 8 | 150 | 22 |  | Fixed | Roof
NJADRE1560019949 | Administratively Determined Incentive Program | HOPEWELL | 8525 | 10.25 | Residential | Behind the Meter | Yes | Trinity Solar, LLC | PSE&G |  | Accepted | 2025-07-02 | 2025-07-24 | 2026-07-24 | Inverters | Solar Edge | USE7600H-US | 7600 |  | 1 |  |  | 0.97 |  | Outdoor
NJADRE1560019949 | Administratively Determined Incentive Program | HOPEWELL | 8525 | 10.25 | Residential | Behind the Meter | Yes | Trinity Solar, LLC | PSE&G |  | Accepted | 2025-07-02 | 2025-07-24 | 2026-07-24 | Solar Panels | Hanwha | Q.PEAK DUO BLK ML-G10+ 410 |  | 0.41 | 17 | 330 | 22 |  | Fixed | Roof
NJADRE1560019955 | Administratively Determined Incentive Program | MONROE TOWNSHIP | 8831 | 12.24 | Residential | Behind the Meter | No | Tesla Energy Operations, Inc. | JCP&L |  | Accepted | 2025-07-02 | 2025-08-01 | 2026-08-01 | Solar Panels | Hanwha Q-CELLS | Q.Peak DUO BLK-G6+ 340 |  | 0.34 | 14 | 71 | 20 |  | Fixed | Roof
NJADRE1560019955 | Administratively Determined Incentive Program | MONROE TOWNSHIP | 8831 | 12.24 | Residential | Behind the Meter | No | Tesla Energy Operations, Inc. | JCP&L |  | Accepted | 2025-07-02 | 2025-08-01 | 2026-08-01 | Inverters | Tesla | 1538000-XX-Y | 7600 |  | 1 |  |  | 0.98 |  | Indoor
NJADRE1560019955 | Administratively Determined Incentive Program | MONROE TOWNSHIP | 8831 | 12.24 | Residential | Behind the Meter | No | Tesla Energy Operations, Inc. | JCP&L |  | Accepted | 2025-07-02 | 2025-08-01 | 2026-08-01 | Electric Storage Battery | Tesla | AC Powerwall 2.0 |  |  | 2 |  |  |  | Lithium Ion |  | INSIDE
NJADRE1560019955 | Administratively Determined Incentive Program | MONROE TOWNSHIP | 8831 | 12.24 | Residential | Behind the Meter | No | Tesla Energy Operations, Inc. | JCP&L |  | Accepted | 2025-07-02 | 2025-08-01 | 2026-08-01 | Inverters | Tesla | 1534000-XX-Y | 3800 |  | 1 |  |  | 0.98 |  | Indoor
NJADRE1560019955 | Administratively Determined Incentive Program | MONROE TOWNSHIP | 8831 | 12.24 | Residential | Behind the Meter | No | Tesla Energy Operations, Inc. | JCP&L |  | Accepted | 2025-07-02 | 2025-08-01 | 2026-08-01 | Solar Panels | Hanwha Q-CELLS | Q.Peak DUO BLK-G6+ 340 |  | 0.34 | 18 | 251 | 20 |  | Fixed | Roof
NJADRE1560019955 | Administratively Determined Incentive Program | MONROE TOWNSHIP | 8831 | 12.24 | Residential | Behind the Meter | No | Tesla Energy Operations, Inc. | JCP&L |  | Accepted | 2025-07-02 | 2025-08-01 | 2026-08-01 | Solar Panels | Hanwha Q-CELLS | Q.Peak DUO BLK-G6+ 340 |  | 0.34 | 4 | 161 | 20 |  | Fixed | Roof
NJADRE1560019968 | Administratively Determined Incentive Program | GLOUCESTER CITY | 8030 | 8.61 | Residential | Behind the Meter | Yes | EMT Renewables, LLC | PSE&G |  | Accepted | 2025-07-02 | 2025-07-24 | 2026-07-24 | Inverters | IQ8HC | IQ8+ | 290 |  | 21 |  |  | 0.98 |  | Other | UNDER EACH PANEL
NJADRE1560019968 | Administratively Determined Incentive Program | GLOUCESTER CITY | 8030 | 8.61 | Residential | Behind the Meter | Yes | EMT Renewables, LLC | PSE&G |  | Accepted | 2025-07-02 | 2025-07-24 | 2026-07-24 | Solar Panels | MSE PERC | MSE-410 |  | 0.41 | 7 | 94 | 43 |  | Fixed | Roof
NJADRE1560019968 | Administratively Determined Incentive Program | GLOUCESTER CITY | 8030 | 8.61 | Residential | Behind the Meter | Yes | EMT Renewables, LLC | PSE&G |  | Accepted | 2025-07-02 | 2025-07-24 | 2026-07-24 | Solar Panels | MSE PERC | MSE-410 |  | 0.41 | 4 | 272 | 1 |  | Fixed | Roof
NJADRE1560019968 | Administratively Determined Incentive Program | GLOUCESTER CITY | 8030 | 8.61 | Residential | Behind the Meter | Yes | EMT Renewables, LLC | PSE&G |  | Accepted | 2025-07-02 | 2025-07-24 | 2026-07-24 | Solar Panels | MSE PERC | MSE-410 |  | 0.41 | 10 | 274 | 43 |  | Fixed | Roof
NJADRE1560019973 | Administratively Determined Incentive Program | BUDD LAKE | 7828 | 16.81 | Residential | Behind the Meter | Yes | Sunrun Installation Services, Inc. | JCP&L |  | Accepted | 2025-07-02 | 2025-08-04 | 2026-08-04 | Electric Storage Battery | TESLA | Powerwall 3 1707000-xx-y |  |  | 1 |  |  |  | Lithium Ion |  | OUTSIDE
NJADRE1560019973 | Administratively Determined Incentive Program | BUDD LAKE | 7828 | 16.81 | Residential | Behind the Meter | Yes | Sunrun Installation Services, Inc. | JCP&L |  | Accepted | 2025-07-02 | 2025-08-04 | 2026-08-04 | Inverters | TESLA | Powerwall 3 1707000-xx-y | 11500 |  | 1 |  |  | 0.97 |  | Outdoor | Next to meter
NJADRE1560019973 | Administratively Determined Incentive Program | BUDD LAKE | 7828 | 16.81 | Residential | Behind the Meter | Yes | Sunrun Installation Services, Inc. | JCP&L |  | Accepted | 2025-07-02 | 2025-08-04 | 2026-08-04 | Solar Panels | Hanwha Q-Cells | Q.PEAK DUO BLK ML-G10+ 410 DCA (MD06G100A-017) |  | 0.41 | 19 | 264 | 20 |  | Fixed | Roof
NJADRE1560019973 | Administratively Determined Incentive Program | BUDD LAKE | 7828 | 16.81 | Residential | Behind the Meter | Yes | Sunrun Installation Services, Inc. | JCP&L |  | Accepted | 2025-07-02 | 2025-08-04 | 2026-08-04 | Solar Panels | Hanwha Q-Cells | Q.PEAK DUO BLK ML-G10+ 410 DCA (MD06G100A-017) |  | 0.41 | 22 | 84 | 20 |  | Fixed | Roof
NJADRE1560019989 | Administratively Determined Incentive Program | BRICK | 8723 | 5.74 | Residential | Behind the Meter | No | Trinity Solar,LLC | JCP&L |  | Accepted | 2025-07-02 | 2025-07-24 | 2026-07-24 | Solar Panels | HANWHA 410 (Q.PEAK DUO BLK ML-G10+410) | HANWHA 410 (Q.PEAK DUO BLK ML-G10+410) |  | 0.41 | 14 | 173 | 23 |  | Fixed | Roof
NJADRE1560019989 | Administratively Determined Incentive Program | BRICK | 8723 | 5.74 | Residential | Behind the Meter | No | Trinity Solar,LLC | JCP&L |  | Accepted | 2025-07-02 | 2025-07-24 | 2026-07-24 | Inverters | SOLAREDGE | SE5700H-US | 5700 |  | 1 |  |  | 0.97 |  | Outside
NJADRE1560020018 | Administratively Determined Incentive Program | Trenton | 8618 | 9.775 | Residential | Behind the Meter | Yes | Power Energy Solutions, LLC | PSE&G |  | Accepted | 2025-07-02 | 2025-07-25 | 2026-07-25 | Solar Panels | Trina Solar | TSM-425NE09RC.05 |  | 0.425 | 4 | 127 | 8 |  | Fixed | Roof
NJADRE1560020018 | Administratively Determined Incentive Program | Trenton | 8618 | 9.775 | Residential | Behind the Meter | Yes | Power Energy Solutions, LLC | PSE&G |  | Accepted | 2025-07-02 | 2025-07-25 | 2026-07-25 | Inverters | SolarEdge | SE5700H-US | 6 |  | 1 |  |  | 0.97 |  | Outdoor
NJADRE1560020018 | Administratively Determined Incentive Program | Trenton | 8618 | 9.775 | Residential | Behind the Meter | Yes | Power Energy Solutions, LLC | PSE&G |  | Accepted | 2025-07-02 | 2025-07-25 | 2026-07-25 | Solar Panels | Trina Solar | TSM-425NE09RC.05 |  | 0.425 | 7 | 37 | 30 |  | Fixed | Roof
NJADRE1560020018 | Administratively Determined Incentive Program | Trenton | 8618 | 9.775 | Residential | Behind the Meter | Yes | Power Energy Solutions, LLC | PSE&G |  | Accepted | 2025-07-02 | 2025-07-25 | 2026-07-25 | Solar Panels | Trina Solar | TSM-425NE09RC.05 |  | 0.425 | 10 | 37 | 2 |  | Fixed | Roof
NJADRE1560020018 | Administratively Determined Incentive Program | Trenton | 8618 | 9.775 | Residential | Behind the Meter | Yes | Power Energy Solutions, LLC | PSE&G |  | Accepted | 2025-07-02 | 2025-07-25 | 2026-07-25 | Solar Panels | Trina Solar | TSM-425NE09RC.05 |  | 0.425 | 2 | 307 | 4 |  | Fixed | Roof
NJADRE1560020052 | Administratively Determined Incentive Program | Mount Ephraim | 8059 | 10 | Residential | Behind the Meter | No | Advanced Renewable Solutions, LLC | PSE&G |  | Accepted | 2025-07-02 | 2025-07-24 | 2026-07-24 | Solar Panels | Certainteed | CTM10400HC11 |  | 0.4 | 4 | 163 | 18 |  | Fixed | Roof
NJADRE1560020052 | Administratively Determined Incentive Program | Mount Ephraim | 8059 | 10 | Residential | Behind the Meter | No | Advanced Renewable Solutions, LLC | PSE&G |  | Accepted | 2025-07-02 | 2025-07-24 | 2026-07-24 | Solar Panels | Certainteed | CTM10400HC11 |  | 0.4 | 4 | 343 | 40 |  | Fixed | Roof
NJADRE1560020052 | Administratively Determined Incentive Program | Mount Ephraim | 8059 | 10 | Residential | Behind the Meter | No | Advanced Renewable Solutions, LLC | PSE&G |  | Accepted | 2025-07-02 | 2025-07-24 | 2026-07-24 | Solar Panels | Certainteed | CTM10400HC11 |  | 0.4 | 3 | 343 | 18 |  | Fixed | Roof
NJADRE1560020052 | Administratively Determined Incentive Program | Mount Ephraim | 8059 | 10 | Residential | Behind the Meter | No | Advanced Renewable Solutions, LLC | PSE&G |  | Accepted | 2025-07-02 | 2025-07-24 | 2026-07-24 | Solar Panels | Certainteed | CTM10400HC11 |  | 0.4 | 11 | 163 | 40 |  | Fixed | Roof
NJADRE1560020052 | Administratively Determined Incentive Program | Mount Ephraim | 8059 | 10 | Residential | Behind the Meter | No | Advanced Renewable Solutions, LLC | PSE&G |  | Accepted | 2025-07-02 | 2025-07-24 | 2026-07-24 | Inverters | Enphase | IQ8+ | 290 |  | 25 |  |  | 0.976 |  | Outdoor
NJADRE1560020052 | Administratively Determined Incentive Program | Mount Ephraim | 8059 | 10 | Residential | Behind the Meter | No | Advanced Renewable Solutions, LLC | PSE&G |  | Accepted | 2025-07-02 | 2025-07-24 | 2026-07-24 | Solar Panels | Certainteed | CTM10400HC11 |  | 0.4 | 3 | 343 | 18 |  | Fixed | Roof
NJADRE1560020059 | Administratively Determined Incentive Program | SICKLERVILLE | 8081 | 4.51 | Residential | Behind the Meter | Yes | Pro Custom Solar dba Momentum Solar | AC Electric |  | Accepted | 2025-07-02 | 2025-07-24 | 2026-07-24 | Solar Panels | HANWHA | q.peak duo blk-g10+410 |  | 0.41 | 11 | 153 | 31 |  | Fixed | Roof
NJADRE1560020059 | Administratively Determined Incentive Program | SICKLERVILLE | 8081 | 4.51 | Residential | Behind the Meter | Yes | Pro Custom Solar dba Momentum Solar | AC Electric |  | Accepted | 2025-07-02 | 2025-07-24 | 2026-07-24 | Inverters | ENPHASE | IQ8HC-72-M-DOM-US | 380 |  | 11 |  |  | 0.97 |  | Outdoor
NJADRE1560020066 | Administratively Determined Incentive Program | Paterson | 7522 | 4.675 | Residential | Behind the Meter | Yes | Power Energy Solutions, LLC | PSE&G |  | Accepted | 2025-07-02 | 2025-07-24 | 2026-07-24 | Solar Panels | Trina Solar | TSM-425NE09RC.05 |  | 0.425 | 4 | 227 | 13 |  | Fixed | Roof
NJADRE1560020066 | Administratively Determined Incentive Program | Paterson | 7522 | 4.675 | Residential | Behind the Meter | Yes | Power Energy Solutions, LLC | PSE&G |  | Accepted | 2025-07-02 | 2025-07-24 | 2026-07-24 | Inverters | SolarEdge | SE3800H-US | 4 |  | 1 |  |  | 0.97 |  | Outdoor
NJADRE1560020066 | Administratively Determined Incentive Program | Paterson | 7522 | 4.675 | Residential | Behind the Meter | Yes | Power Energy Solutions, LLC | PSE&G |  | Accepted | 2025-07-02 | 2025-07-24 | 2026-07-24 | Solar Panels | Trina Solar | TSM-425NE09RC.05 |  | 0.425 | 1 | 137 | 16 |  | Fixed | Roof
NJADRE1560020066 | Administratively Determined Incentive Program | Paterson | 7522 | 4.675 | Residential | Behind the Meter | Yes | Power Energy Solutions, LLC | PSE&G |  | Accepted | 2025-07-02 | 2025-07-24 | 2026-07-24 | Solar Panels | Trina Solar | TSM-425NE09RC.05 |  | 0.425 | 1 | 317 | 16 |  | Fixed | Roof
NJADRE1560020066 | Administratively Determined Incentive Program | Paterson | 7522 | 4.675 | Residential | Behind the Meter | Yes | Power Energy Solutions, LLC | PSE&G |  | Accepted | 2025-07-02 | 2025-07-24 | 2026-07-24 | Solar Panels | Trina Solar | TSM-425NE09RC.05 |  | 0.425 | 3 | 47 | 33 |  | Fixed | Roof
NJADRE1560020066 | Administratively Determined Incentive Program | Paterson | 7522 | 4.675 | Residential | Behind the Meter | Yes | Power Energy Solutions, LLC | PSE&G |  | Accepted | 2025-07-02 | 2025-07-24 | 2026-07-24 | Solar Panels | Trina Solar | TSM-425NE09RC.05 |  | 0.425 | 1 | 226 | 20 |  | Fixed | Roof
NJADRE1560020066 | Administratively Determined Incentive Program | Paterson | 7522 | 4.675 | Residential | Behind the Meter | Yes | Power Energy Solutions, LLC | PSE&G |  | Accepted | 2025-07-02 | 2025-07-24 | 2026-07-24 | Solar Panels | Trina Solar | TSM-425NE09RC.05 |  | 0.425 | 1 | 46 | 20 |  | Fixed | Roof
NJADRE1560020068 | Administratively Determined Incentive Program | Hackettstown | 7840 | 8.91 | Residential | Behind the Meter | No | Power Home Remodeling Group | JCP&L |  | Accepted | 2025-07-02 | 2025-07-29 | 2026-07-29 | Solar Panels | JA Solar | JAM54S31 405/MR |  | 0.405 | 18 | 247 | 22 |  | Fixed | Roof
NJADRE1560020068 | Administratively Determined Incentive Program | Hackettstown | 7840 | 8.91 | Residential | Behind the Meter | No | Power Home Remodeling Group | JCP&L |  | Accepted | 2025-07-02 | 2025-07-29 | 2026-07-29 | Solar Panels | JA Solar | JA54S31 405/MR |  | 0.405 | 4 | 247 | 22 |  | Fixed | Roof
NJADRE1560020068 | Administratively Determined Incentive Program | Hackettstown | 7840 | 8.91 | Residential | Behind the Meter | No | Power Home Remodeling Group | JCP&L |  | Accepted | 2025-07-02 | 2025-07-29 | 2026-07-29 | Meters | SolarEdge | Revenue Grade Data Ansi C.12.20 |  |  | 1 |  |  |  | Yes | Outdoor
NJADRE1560020068 | Administratively Determined Incentive Program | Hackettstown | 7840 | 8.91 | Residential | Behind the Meter | No | Power Home Remodeling Group | JCP&L |  | Accepted | 2025-07-02 | 2025-07-29 | 2026-07-29 | Inverters | SolarEdge | SE5700H-US | 5760 |  | 1 |  |  | 0.99 |  | Outside
NJADRE1560020072 | Administratively Determined Incentive Program | PRINCETON | 8540 | 17.415 | Residential | Behind the Meter | No | Sea Bright Solar, LLC | PSE&G |  | Accepted | 2025-07-02 | 2025-07-24 | 2026-07-24 | Solar Panels | JA Solar | JAM54S31-405 |  | 0.405 | 12 | 121 | 34 |  | Fixed | Roof
NJADRE1560020072 | Administratively Determined Incentive Program | PRINCETON | 8540 | 17.415 | Residential | Behind the Meter | No | Sea Bright Solar, LLC | PSE&G |  | Accepted | 2025-07-02 | 2025-07-24 | 2026-07-24 | Inverters | Enphase | IQ8AC-72-M-US | 349 |  | 43 |  |  | 0.97 |  | Outdoor
NJADRE1560020072 | Administratively Determined Incentive Program | PRINCETON | 8540 | 17.415 | Residential | Behind the Meter | No | Sea Bright Solar, LLC | PSE&G |  | Accepted | 2025-07-02 | 2025-07-24 | 2026-07-24 | Solar Panels | JA Solar | JAM54S31-405 |  | 0.405 | 26 | 121 | 34 |  | Fixed | Roof
NJADRE1560020072 | Administratively Determined Incentive Program | PRINCETON | 8540 | 17.415 | Residential | Behind the Meter | No | Sea Bright Solar, LLC | PSE&G |  | Accepted | 2025-07-02 | 2025-07-24 | 2026-07-24 | Solar Panels | JA Solar | JAM54S31-405 |  | 0.405 | 5 | 151 | 30 |  | Fixed | Roof
NJADRE1560020072 | Administratively Determined Incentive Program | PRINCETON | 8540 | 17.415 | Residential | Behind the Meter | No | Sea Bright Solar, LLC | PSE&G |  | Accepted | 2025-07-02 | 2025-07-24 | 2026-07-24 | Meters | Enphase | IQ Combiner 5C |  |  | 1 |  |  |  | Yes | Outdoor
NJADRE1560021278 | Administratively Determined Incentive Program | Voorhees | 8043 | 3.4 | Residential | Behind the Meter | No | Power Energy Solutions, LLC | PSE&G |  | Accepted | 2025-07-02 | 2025-07-24 | 2026-07-24 | Solar Panels | Trina Solar | TSM-425NE09RC.05 |  | 0.425 | 8 | 156 | 20 |  | Fixed | Roof
NJADRE1560021278 | Administratively Determined Incentive Program | Voorhees | 8043 | 3.4 | Residential | Behind the Meter | No | Power Energy Solutions, LLC | PSE&G |  | Accepted | 2025-07-02 | 2025-07-24 | 2026-07-24 | Inverters | SolarEdge | SE3800H-US | 4 |  | 1 |  |  | 0.97 |  | Outdoor
NJADRE1560021494 | Administratively Determined Incentive Program | CAPE MAY COURT HOUSE | 8210 | 11.18 | Residential | Behind the Meter | Yes | EMT Renewables, LLC | AC Electric |  | Accepted | 2025-07-02 | 2025-07-28 | 2026-07-28 | Solar Panels | SEG SOLAR | SEG 430 |  | 0.43 | 4 | 296 | 16 |  | Fixed | Roof
NJADRE1560021494 | Administratively Determined Incentive Program | CAPE MAY COURT HOUSE | 8210 | 11.18 | Residential | Behind the Meter | Yes | EMT Renewables, LLC | AC Electric |  | Accepted | 2025-07-02 | 2025-07-28 | 2026-07-28 | Solar Panels | SEG SOLAR | SEG 430 |  | 0.43 | 5 | 116 | 16 |  | Fixed | Roof
NJADRE1560021494 | Administratively Determined Incentive Program | CAPE MAY COURT HOUSE | 8210 | 11.18 | Residential | Behind the Meter | Yes | EMT Renewables, LLC | AC Electric |  | Accepted | 2025-07-02 | 2025-07-28 | 2026-07-28 | Inverters | IQ8HC | IQ8+ | 290 |  | 26 |  |  | 0.98 |  | Other
NJADRE1560021494 | Administratively Determined Incentive Program | CAPE MAY COURT HOUSE | 8210 | 11.18 | Residential | Behind the Meter | Yes | EMT Renewables, LLC | AC Electric |  | Accepted | 2025-07-02 | 2025-07-28 | 2026-07-28 | Solar Panels | SEG SOLAR | SEG 430 |  | 0.43 | 12 | 26 | 26 |  | Fixed | Roof
NJADRE1560021494 | Administratively Determined Incentive Program | CAPE MAY COURT HOUSE | 8210 | 11.18 | Residential | Behind the Meter | Yes | EMT Renewables, LLC | AC Electric |  | Accepted | 2025-07-02 | 2025-07-28 | 2026-07-28 | Solar Panels | SEG SOLAR | SEG 430 |  | 0.43 | 5 | 206 | 26 |  | Fixed | Roof
NJADRE1560023882 | Administratively Determined Incentive Program | TRENTON | 8629 | 7.38 | Residential | Behind the Meter | Yes | Pro Custom Solar dba Momentum Solar | PSE&G |  | Accepted | 2025-07-02 | 2025-07-24 | 2026-07-24 | Solar Panels | HANWHA | q.peak duo blk-g10+410 |  | 0.41 | 10 | 324 | 24 |  | Fixed | Roof
NJADRE1560023882 | Administratively Determined Incentive Program | TRENTON | 8629 | 7.38 | Residential | Behind the Meter | Yes | Pro Custom Solar dba Momentum Solar | PSE&G |  | Accepted | 2025-07-02 | 2025-07-24 | 2026-07-24 | Solar Panels | HANWHA | q.peak duo blk-g10+410 |  | 0.41 | 8 | 144 | 24 |  | Fixed | Roof
NJADRE1560023882 | Administratively Determined Incentive Program | TRENTON | 8629 | 7.38 | Residential | Behind the Meter | Yes | Pro Custom Solar dba Momentum Solar | PSE&G |  | Accepted | 2025-07-02 | 2025-07-24 | 2026-07-24 | Inverters | ENPHASE | IQ8HC-72-M-DOM-US | 380 |  | 18 |  |  | 0.97 |  | Outdoor
NJADRE1560024321 | Administratively Determined Incentive Program | EGG HARBOR CITY | 8215 | 14.35 | Residential | Behind the Meter | Yes | Trinity Solar, LLC | AC Electric |  | Accepted | 2025-07-02 | 2025-07-24 | 2026-07-24 | Inverters | Solar Edge | SE11400H-US | 11400 |  | 1 |  |  | 0.97 |  | Outdoor
NJADRE1560024321 | Administratively Determined Incentive Program | EGG HARBOR CITY | 8215 | 14.35 | Residential | Behind the Meter | Yes | Trinity Solar, LLC | AC Electric |  | Accepted | 2025-07-02 | 2025-07-24 | 2026-07-24 | Solar Panels | HANWHA | (Q.PEAK DUO BLK ML-G10+ 410) |  | 0.41 | 35 | 134 | 30 |  | Fixed | Roof
NJADRE1560026071 | Administratively Determined Incentive Program | Milford | 8848 | 14.62 | Residential | Behind the Meter | No | Green Power Energy, LLC | JCP&L |  | Accepted | 2025-07-02 | 2025-07-24 | 2026-07-24 | Solar Panels | Enphase Energy | IQ8MC-72-M-US [240V] |  | 0.43 | 12 | 256 | 30 |  | Fixed | Roof
NJADRE1560026071 | Administratively Determined Incentive Program | Milford | 8848 | 14.62 | Residential | Behind the Meter | No | Green Power Energy, LLC | JCP&L |  | Accepted | 2025-07-02 | 2025-07-24 | 2026-07-24 | Solar Panels | Enphase Energy | IQ8MC-72-M-US [240V] |  | 0.43 | 10 | 256 | 30 |  | Fixed | Roof
NJADRE1560026071 | Administratively Determined Incentive Program | Milford | 8848 | 14.62 | Residential | Behind the Meter | No | Green Power Energy, LLC | JCP&L |  | Accepted | 2025-07-02 | 2025-07-24 | 2026-07-24 | Inverters | Enphase Energy | IQ8MC-72-M-US [240V] | 320 |  | 34 |  |  | 0.98 |  | Outside | Roof
NJADRE1560026071 | Administratively Determined Incentive Program | Milford | 8848 | 14.62 | Residential | Behind the Meter | No | Green Power Energy, LLC | JCP&L |  | Accepted | 2025-07-02 | 2025-07-24 | 2026-07-24 | Solar Panels | Enphase Energy | IQ8MC-72-M-US [240V] |  | 0.43 | 12 | 76 | 30 |  | Fixed | Roof
NJADRE1560026544 | Administratively Determined Incentive Program | WEST DEPTFORD | 8096 | 13.94 | Residential | Behind the Meter | Yes | Trinity Solar, LLC | PSE&G |  | Accepted | 2025-07-02 | 2025-07-24 | 2026-07-24 | Solar Panels | Hanwha | Q.PEAK DUO BLK ML-G10+ 410 |  | 0.41 | 10 | 87 | 22 |  | Fixed | Roof
NJADRE1560026544 | Administratively Determined Incentive Program | WEST DEPTFORD | 8096 | 13.94 | Residential | Behind the Meter | Yes | Trinity Solar, LLC | PSE&G |  | Accepted | 2025-07-02 | 2025-07-24 | 2026-07-24 | Solar Panels | Hanwha | Q.PEAK DUO BLK ML-G10+ 410 |  | 0.41 | 12 | 267 | 22 |  | Fixed | Roof
NJADRE1560026544 | Administratively Determined Incentive Program | WEST DEPTFORD | 8096 | 13.94 | Residential | Behind the Meter | Yes | Trinity Solar, LLC | PSE&G |  | Accepted | 2025-07-02 | 2025-07-24 | 2026-07-24 | Inverters | Solar Edge | USE11400H-US | 11400 |  | 1 |  |  | 0.97 |  | Outside
NJADRE1560026544 | Administratively Determined Incentive Program | WEST DEPTFORD | 8096 | 13.94 | Residential | Behind the Meter | Yes | Trinity Solar, LLC | PSE&G |  | Accepted | 2025-07-02 | 2025-07-24 | 2026-07-24 | Solar Panels | Hanwha | Q.PEAK DUO BLK ML-G10+ 410 |  | 0.41 | 12 | 87 | 22 |  | Fixed | Roof
NJADRE1560027354 | Administratively Determined Incentive Program | NEWARK | 7106 | 4.3 | Residential | Behind the Meter | Yes | PosiGen Developer, LLC | PSE&G |  | Accepted | 2025-07-02 | 2025-07-24 | 2026-07-24 | Inverters | SOLAREDGE | SE3800H-US | 3800 |  | 1 |  |  | 0.99 |  | Outside | Within ten feet of meter
NJADRE1560027354 | Administratively Determined Incentive Program | NEWARK | 7106 | 4.3 | Residential | Behind the Meter | Yes | PosiGen Developer, LLC | PSE&G |  | Accepted | 2025-07-02 | 2025-07-24 | 2026-07-24 | Solar Panels | JINKO EAGLE | G6RJKM430N-54HL4-B |  | 0.43 | 10 | 22 | 2 |  | Fixed | Roof
NJADRE1560027572 | Administratively Determined Incentive Program | COLONIA | 7067 | 9.84 | Residential | Behind the Meter | Yes | EMT Renewables, LLC | PSE&G |  | Accepted | 2025-07-02 | 2025-07-28 | 2026-07-28 | Inverters | ENPHASE | IQ8+ | 290 |  | 24 |  |  | 0.98 |  | Other | UNDER EACH PANEL
NJADRE1560027572 | Administratively Determined Incentive Program | COLONIA | 7067 | 9.84 | Residential | Behind the Meter | Yes | EMT Renewables, LLC | PSE&G |  | Accepted | 2025-07-02 | 2025-07-28 | 2026-07-28 | Solar Panels | MSE PERC | MSE-410 |  | 0.41 | 14 | 177 | 22 |  | Fixed | Roof
NJADRE1560027572 | Administratively Determined Incentive Program | COLONIA | 7067 | 9.84 | Residential | Behind the Meter | Yes | EMT Renewables, LLC | PSE&G |  | Accepted | 2025-07-02 | 2025-07-28 | 2026-07-28 | Solar Panels | MSE PERC | MSE-410 |  | 0.41 | 10 | 357 | 22 |  | Fixed | Roof
NJADRE1560027617 | Administratively Determined Incentive Program | Newark | 7104 | 9.46 | Residential | Behind the Meter | Yes | Pro Custom Solar dba Momentum Solar | PSE&G |  | Accepted | 2025-07-02 | 2025-07-24 | 2026-07-24 | Solar Panels | HANWHA | Q.TRON BLK M-G2+430 |  | 0.43 | 22 | 291 | 4 |  | Fixed | Roof
NJADRE1560027617 | Administratively Determined Incentive Program | Newark | 7104 | 9.46 | Residential | Behind the Meter | Yes | Pro Custom Solar dba Momentum Solar | PSE&G |  | Accepted | 2025-07-02 | 2025-07-24 | 2026-07-24 | Inverters | ENPHASE | IQ8HC-72-M-DOM-US | 380 |  | 22 |  |  | 0.97 |  | Outdoor
NJADRE1560027618 | Administratively Determined Incentive Program | PHILLIPSBURG | 8865 | 16.53 | Residential | Behind the Meter | Yes | Venture Home Solar, LLC | JCP&L |  | Accepted | 2025-07-02 | 2025-08-12 | 2026-08-12 | Solar Panels | Hanwha | Q.TRON BLK M-G2+ 435 |  | 0.435 | 13 | 164 | 26 |  | Fixed | Roof
NJADRE1560027618 | Administratively Determined Incentive Program | PHILLIPSBURG | 8865 | 16.53 | Residential | Behind the Meter | Yes | Venture Home Solar, LLC | JCP&L |  | Accepted | 2025-07-02 | 2025-08-12 | 2026-08-12 | Solar Panels | Hanwha | Q.TRON BLK M-G2+ 435 |  | 0.435 | 1 | 162 | 30 |  | Fixed | Roof
NJADRE1560027618 | Administratively Determined Incentive Program | PHILLIPSBURG | 8865 | 16.53 | Residential | Behind the Meter | Yes | Venture Home Solar, LLC | JCP&L |  | Accepted | 2025-07-02 | 2025-08-12 | 2026-08-12 | Solar Panels | Hanwha | Q.TRON BLK M-G2+ 435 |  | 0.435 | 2 | 72 | 17 |  | Fixed | Roof
NJADRE1560027618 | Administratively Determined Incentive Program | PHILLIPSBURG | 8865 | 16.53 | Residential | Behind the Meter | Yes | Venture Home Solar, LLC | JCP&L |  | Accepted | 2025-07-02 | 2025-08-12 | 2026-08-12 | Solar Panels | Hanwha | Q.TRON BLK M-G2+ 435 |  | 0.435 | 12 | 344 | 26 |  | Fixed | Roof
NJADRE1560027618 | Administratively Determined Incentive Program | PHILLIPSBURG | 8865 | 16.53 | Residential | Behind the Meter | Yes | Venture Home Solar, LLC | JCP&L |  | Accepted | 2025-07-02 | 2025-08-12 | 2026-08-12 | Solar Panels | Hanwha | Q.TRON BLK M-G2+ 435 |  | 0.435 | 6 | 72 | 26 |  | Fixed | Roof
NJADRE1560027618 | Administratively Determined Incentive Program | PHILLIPSBURG | 8865 | 16.53 | Residential | Behind the Meter | Yes | Venture Home Solar, LLC | JCP&L |  | Accepted | 2025-07-02 | 2025-08-12 | 2026-08-12 | Inverters | Enphase Energy Inc. | IQ8HC-72-M-DOM-US (240V) | 384 |  | 38 |  |  | 0.974 |  | Outside
NJADRE1560027618 | Administratively Determined Incentive Program | PHILLIPSBURG | 8865 | 16.53 | Residential | Behind the Meter | Yes | Venture Home Solar, LLC | JCP&L |  | Accepted | 2025-07-02 | 2025-08-12 | 2026-08-12 | Solar Panels | Hanwha | Q.TRON BLK M-G2+ 435 |  | 0.435 | 4 | 72 | 26 |  | Fixed | Roof
NJADRE1560027632 | Administratively Determined Incentive Program | Tuckerton | 8087 | 11.48 | Residential | Behind the Meter | Yes | EMT Renewables, LLC | AC Electric |  | Accepted | 2025-07-02 | 2025-07-28 | 2026-07-28 | Inverters | ENPHASE | IQ8+ | 290 |  | 28 |  |  | 0.98 |  | Other | UNDER EACH PANEL
NJADRE1560027632 | Administratively Determined Incentive Program | Tuckerton | 8087 | 11.48 | Residential | Behind the Meter | Yes | EMT Renewables, LLC | AC Electric |  | Accepted | 2025-07-02 | 2025-07-28 | 2026-07-28 | Solar Panels | MSE PERC | MSE-410 |  | 0.41 | 18 | 218 | 24 |  | Fixed | Roof
NJADRE1560027632 | Administratively Determined Incentive Program | Tuckerton | 8087 | 11.48 | Residential | Behind the Meter | Yes | EMT Renewables, LLC | AC Electric |  | Accepted | 2025-07-02 | 2025-07-28 | 2026-07-28 | Solar Panels | MSE PERC | MSE-410 |  | 0.41 | 10 | 38 | 24 |  | Fixed | Roof
NJADRE1560027634 | Administratively Determined Incentive Program | Newark | 7106 | 7.74 | Residential | Behind the Meter | Yes | PosiGen Developer, LLC | PSE&G |  | Accepted | 2025-07-02 | 2025-07-24 | 2026-07-24 | Solar Panels | JINKO EAGLE | G6RJKM430N-54HL4-B |  | 0.43 | 6 | 202 | 37 |  | Fixed | Roof
NJADRE1560027634 | Administratively Determined Incentive Program | Newark | 7106 | 7.74 | Residential | Behind the Meter | Yes | PosiGen Developer, LLC | PSE&G |  | Accepted | 2025-07-02 | 2025-07-24 | 2026-07-24 | Solar Panels | JINKO EAGLE | G6RJKM430N-54HL4-B |  | 0.43 | 12 | 22 | 2 |  | Fixed | Roof
NJADRE1560027634 | Administratively Determined Incentive Program | Newark | 7106 | 7.74 | Residential | Behind the Meter | Yes | PosiGen Developer, LLC | PSE&G |  | Accepted | 2025-07-02 | 2025-07-24 | 2026-07-24 | Inverters | SOLAREDGE | SE7600H-US | 7600 |  | 1 |  |  | 0.99 |  | Outside | Within ten feet of meter
NJADRE1560027642 | Administratively Determined Incentive Program | HACKENSACK | 7601 | 6.56 | Residential | Behind the Meter | Yes | Trinity Solar, LLC | PSE&G |  | Accepted | 2025-07-02 | 2025-08-05 | 2026-08-05 | Solar Panels | HANWHA 410 (Q.PEAK DUO BLK ML-G10+410) | HANWHA 410 (Q.PEAK DUO BLK ML-G10+410) |  | 0.41 | 2 | 308 | 21 |  | Fixed | Roof
NJADRE1560027642 | Administratively Determined Incentive Program | HACKENSACK | 7601 | 6.56 | Residential | Behind the Meter | Yes | Trinity Solar, LLC | PSE&G |  | Accepted | 2025-07-02 | 2025-08-05 | 2026-08-05 | Inverters | TESLA 5.0kW (PV ONLY) | TESLA 5.0kW (PV ONLY) | 5000 |  | 1 |  |  | 0.97 |  | Outside
NJADRE1560027642 | Administratively Determined Incentive Program | HACKENSACK | 7601 | 6.56 | Residential | Behind the Meter | Yes | Trinity Solar, LLC | PSE&G |  | Accepted | 2025-07-02 | 2025-08-05 | 2026-08-05 | Solar Panels | HANWHA 410 (Q.PEAK DUO BLK ML-G10+410) | HANWHA 410 (Q.PEAK DUO BLK ML-G10+410) |  | 0.41 | 4 | 218 | 22 |  | Fixed | Roof
NJADRE1560027642 | Administratively Determined Incentive Program | HACKENSACK | 7601 | 6.56 | Residential | Behind the Meter | Yes | Trinity Solar, LLC | PSE&G |  | Accepted | 2025-07-02 | 2025-08-05 | 2026-08-05 | Solar Panels | HANWHA 410 (Q.PEAK DUO BLK ML-G10+410) | HANWHA 410 (Q.PEAK DUO BLK ML-G10+410) |  | 0.41 | 3 | 308 | 22 |  | Fixed | Roof
NJADRE1560027642 | Administratively Determined Incentive Program | HACKENSACK | 7601 | 6.56 | Residential | Behind the Meter | Yes | Trinity Solar, LLC | PSE&G |  | Accepted | 2025-07-02 | 2025-08-05 | 2026-08-05 | Solar Panels | HANWHA 410 (Q.PEAK DUO BLK ML-G10+410) | HANWHA 410 (Q.PEAK DUO BLK ML-G10+410) |  | 0.41 | 7 | 38 | 21 |  | Fixed | Roof
NJADRE1560027647 | Administratively Determined Incentive Program | WESTFIELD | 7090 | 11.205 | Residential | Behind the Meter | Yes | Venture Home Solar, LLC | PSE&G |  | Accepted | 2025-07-02 | 2025-07-25 | 2026-07-25 | Solar Panels | Hanwha | Q.PEAK DUO BLK ML-G10+ 415W |  | 0.415 | 2 | 143 | 15 |  | Fixed | Roof
NJADRE1560027647 | Administratively Determined Incentive Program | WESTFIELD | 7090 | 11.205 | Residential | Behind the Meter | Yes | Venture Home Solar, LLC | PSE&G |  | Accepted | 2025-07-02 | 2025-07-25 | 2026-07-25 | Inverters | EnPhase | IQ8HC-72-M-DOM-US (240V) | 384 |  | 27 |  |  | 0.98958 |  | Outside
NJADRE1560027647 | Administratively Determined Incentive Program | WESTFIELD | 7090 | 11.205 | Residential | Behind the Meter | Yes | Venture Home Solar, LLC | PSE&G |  | Accepted | 2025-07-02 | 2025-07-25 | 2026-07-25 | Solar Panels | Hanwha | Q.PEAK DUO BLK ML-G10+ 415W |  | 0.415 | 2 | 143 | 46 |  | Fixed | Roof
NJADRE1560027647 | Administratively Determined Incentive Program | WESTFIELD | 7090 | 11.205 | Residential | Behind the Meter | Yes | Venture Home Solar, LLC | PSE&G |  | Accepted | 2025-07-02 | 2025-07-25 | 2026-07-25 | Solar Panels | Hanwha | Q.PEAK DUO BLK ML-G10+ 415W |  | 0.415 | 8 | 233 | 45 |  | Fixed | Roof
NJADRE1560027647 | Administratively Determined Incentive Program | WESTFIELD | 7090 | 11.205 | Residential | Behind the Meter | Yes | Venture Home Solar, LLC | PSE&G |  | Accepted | 2025-07-02 | 2025-07-25 | 2026-07-25 | Solar Panels | Hanwha | Q.PEAK DUO BLK ML-G10+ 415W |  | 0.415 | 6 | 53 | 15 |  | Fixed | Roof
NJADRE1560027647 | Administratively Determined Incentive Program | WESTFIELD | 7090 | 11.205 | Residential | Behind the Meter | Yes | Venture Home Solar, LLC | PSE&G |  | Accepted | 2025-07-02 | 2025-07-25 | 2026-07-25 | Solar Panels | Hanwha | Q.PEAK DUO BLK ML-G10+ 415W |  | 0.415 | 1 | 143 | 46 |  | Fixed | Roof
NJADRE1560027647 | Administratively Determined Incentive Program | WESTFIELD | 7090 | 11.205 | Residential | Behind the Meter | Yes | Venture Home Solar, LLC | PSE&G |  | Accepted | 2025-07-02 | 2025-07-25 | 2026-07-25 | Solar Panels | Hanwha | Q.PEAK DUO BLK ML-G10+ 415W |  | 0.415 | 8 | 53 | 45 |  | Fixed | Roof
NJADRE1560027651 | Administratively Determined Incentive Program | SICKLERVILLE | 8081 | 11.07 | Residential | Behind the Meter | Yes | EMT Renewables, LLC | AC Electric |  | Accepted | 2025-07-02 | 2025-07-28 | 2026-07-28 | Solar Panels | MSE PERC | MSE-410 |  | 0.41 | 27 | 136 | 30 |  | Fixed | Roof
NJADRE1560027651 | Administratively Determined Incentive Program | SICKLERVILLE | 8081 | 11.07 | Residential | Behind the Meter | Yes | EMT Renewables, LLC | AC Electric |  | Accepted | 2025-07-02 | 2025-07-28 | 2026-07-28 | Inverters | ENPHASE | IQ8+ | 290 |  | 27 |  |  | 0.98 |  | Other | UNDER EACH PANEL
NJADRE1560027653 | Administratively Determined Incentive Program | Salem | 8079 | 9 | Residential | Behind the Meter | No |  | AC Electric |  | Accepted | 2025-07-22 | 2025-08-18 | 2026-08-18 | Inverters | Enphase | IQ7-60-2-US | 240 |  | 1 |  |  | 0.97 |  | Outside
NJADRE1560027653 | Administratively Determined Incentive Program | Salem | 8079 | 9 | Residential | Behind the Meter | No |  | AC Electric |  | Accepted | 2025-07-22 | 2025-08-18 | 2026-08-18 | Inverters | Enphase | IQ7-60-2-US | 240 |  | 1 |  |  | 0.97 |  | Outside
NJADRE1560027653 | Administratively Determined Incentive Program | Salem | 8079 | 9 | Residential | Behind the Meter | No |  | AC Electric |  | Accepted | 2025-07-22 | 2025-08-18 | 2026-08-18 | Inverters | Enphase | IQ7-60-2-US | 240 |  | 1 |  |  | 0.97 |  | Outside
NJADRE1560027653 | Administratively Determined Incentive Program | Salem | 8079 | 9 | Residential | Behind the Meter | No |  | AC Electric |  | Accepted | 2025-07-22 | 2025-08-18 | 2026-08-18 | Inverters | Enphase | IQ7-60-2-US | 240 |  | 1 |  |  | 0.97 |  | Outside
NJADRE1560027653 | Administratively Determined Incentive Program | Salem | 8079 | 9 | Residential | Behind the Meter | No |  | AC Electric |  | Accepted | 2025-07-22 | 2025-08-18 | 2026-08-18 | Inverters | Enphase | IQ7-60-2-US | 240 |  | 1 |  |  | 0.97 |  | Outside
NJADRE1560027653 | Administratively Determined Incentive Program | Salem | 8079 | 9 | Residential | Behind the Meter | No |  | AC Electric |  | Accepted | 2025-07-22 | 2025-08-18 | 2026-08-18 | Inverters | Enphase | IQ7-60-2-US | 240 |  | 1 |  |  | 0.97 |  | Outside
NJADRE1560027653 | Administratively Determined Incentive Program | Salem | 8079 | 9 | Residential | Behind the Meter | No |  | AC Electric |  | Accepted | 2025-07-22 | 2025-08-18 | 2026-08-18 | Inverters | Enphase | IQ7-60-2-US | 240 |  | 1 |  |  | 0.97 |  | Outside
NJADRE1560027653 | Administratively Determined Incentive Program | Salem | 8079 | 9 | Residential | Behind the Meter | No |  | AC Electric |  | Accepted | 2025-07-22 | 2025-08-18 | 2026-08-18 | Solar Panels | Canadian Solar | CS6K-305MS |  | 0.3 | 30 | 160 | 23 |  | Fixed | Roof
NJADRE1560027653 | Administratively Determined Incentive Program | Salem | 8079 | 9 | Residential | Behind the Meter | No |  | AC Electric |  | Accepted | 2025-07-22 | 2025-08-18 | 2026-08-18 | Inverters | Enphase | IQ7-60-2-US | 240 |  | 1 |  |  | 0.97 |  | Outside
NJADRE1560027653 | Administratively Determined Incentive Program | Salem | 8079 | 9 | Residential | Behind the Meter | No |  | AC Electric |  | Accepted | 2025-07-22 | 2025-08-18 | 2026-08-18 | Inverters | Enphase | IQ7-60-2-US | 240 |  | 1 |  |  | 0.97 |  | Outside
NJADRE1560027653 | Administratively Determined Incentive Program | Salem | 8079 | 9 | Residential | Behind the Meter | No |  | AC Electric |  | Accepted | 2025-07-22 | 2025-08-18 | 2026-08-18 | Inverters | Enphase | IQ7-60-2-US | 240 |  | 1 |  |  | 0.97 |  | Outside
NJADRE1560027653 | Administratively Determined Incentive Program | Salem | 8079 | 9 | Residential | Behind the Meter | No |  | AC Electric |  | Accepted | 2025-07-22 | 2025-08-18 | 2026-08-18 | Inverters | Enphase | IQ7-60-2-US | 240 |  | 1 |  |  | 0.97 |  | Outside
NJADRE1560027653 | Administratively Determined Incentive Program | Salem | 8079 | 9 | Residential | Behind the Meter | No |  | AC Electric |  | Accepted | 2025-07-22 | 2025-08-18 | 2026-08-18 | Inverters | Enphase | IQ7-60-2-US | 240 |  | 1 |  |  | 0.97 |  | Outside
NJADRE1560027653 | Administratively Determined Incentive Program | Salem | 8079 | 9 | Residential | Behind the Meter | No |  | AC Electric |  | Accepted | 2025-07-22 | 2025-08-18 | 2026-08-18 | Inverters | Enphase | IQ7-60-2-US | 240 |  | 1 |  |  | 0.97 |  | Outside
NJADRE1560027653 | Administratively Determined Incentive Program | Salem | 8079 | 9 | Residential | Behind the Meter | No |  | AC Electric |  | Accepted | 2025-07-22 | 2025-08-18 | 2026-08-18 | Inverters | Enphase | IQ7-60-2-US | 240 |  | 1 |  |  | 0.97 |  | Outside
NJADRE1560027653 | Administratively Determined Incentive Program | Salem | 8079 | 9 | Residential | Behind the Meter | No |  | AC Electric |  | Accepted | 2025-07-22 | 2025-08-18 | 2026-08-18 | Inverters | Enphase | IQ7-60-2-US | 240 |  | 1 |  |  | 0.97 |  | Outside
NJADRE1560027653 | Administratively Determined Incentive Program | Salem | 8079 | 9 | Residential | Behind the Meter | No |  | AC Electric |  | Accepted | 2025-07-22 | 2025-08-18 | 2026-08-18 | Inverters | Enphase | IQ7-60-2-US | 240 |  | 1 |  |  | 0.97 |  | Outside
NJADRE1560027653 | Administratively Determined Incentive Program | Salem | 8079 | 9 | Residential | Behind the Meter | No |  | AC Electric |  | Accepted | 2025-07-22 | 2025-08-18 | 2026-08-18 | Inverters | Enphase | IQ7-60-2-US | 240 |  | 1 |  |  | 0.97 |  | Outside
NJADRE1560027653 | Administratively Determined Incentive Program | Salem | 8079 | 9 | Residential | Behind the Meter | No |  | AC Electric |  | Accepted | 2025-07-22 | 2025-08-18 | 2026-08-18 | Inverters | Enphase | IQ7-60-2-US | 240 |  | 1 |  |  | 0.97 |  | Outside
NJADRE1560027653 | Administratively Determined Incentive Program | Salem | 8079 | 9 | Residential | Behind the Meter | No |  | AC Electric |  | Accepted | 2025-07-22 | 2025-08-18 | 2026-08-18 | Inverters | Enphase | IQ7-60-2-US | 240 |  | 1 |  |  | 0.97 |  | Outside
NJADRE1560027653 | Administratively Determined Incentive Program | Salem | 8079 | 9 | Residential | Behind the Meter | No |  | AC Electric |  | Accepted | 2025-07-22 | 2025-08-18 | 2026-08-18 | Inverters | Enphase | IQ7-60-2-US | 240 |  | 1 |  |  | 0.97 |  | Outside
NJADRE1560027653 | Administratively Determined Incentive Program | Salem | 8079 | 9 | Residential | Behind the Meter | No |  | AC Electric |  | Accepted | 2025-07-22 | 2025-08-18 | 2026-08-18 | Inverters | Enphase | IQ7-60-2-US | 240 |  | 1 |  |  | 0.97 |  | Outside
NJADRE1560027653 | Administratively Determined Incentive Program | Salem | 8079 | 9 | Residential | Behind the Meter | No |  | AC Electric |  | Accepted | 2025-07-22 | 2025-08-18 | 2026-08-18 | Inverters | Enphase | IQ7-60-2-US | 240 |  | 1 |  |  | 0.97 |  | Outside
NJADRE1560027653 | Administratively Determined Incentive Program | Salem | 8079 | 9 | Residential | Behind the Meter | No |  | AC Electric |  | Accepted | 2025-07-22 | 2025-08-18 | 2026-08-18 | Inverters | Enphase | IQ7-60-2-US | 240 |  | 1 |  |  | 0.97 |  | Outside
NJADRE1560027653 | Administratively Determined Incentive Program | Salem | 8079 | 9 | Residential | Behind the Meter | No |  | AC Electric |  | Accepted | 2025-07-22 | 2025-08-18 | 2026-08-18 | Inverters | Enphase | IQ7-60-2-US | 240 |  | 1 |  |  | 0.97 |  | Outside
NJADRE1560027653 | Administratively Determined Incentive Program | Salem | 8079 | 9 | Residential | Behind the Meter | No |  | AC Electric |  | Accepted | 2025-07-22 | 2025-08-18 | 2026-08-18 | Inverters | Enphase | IQ7-60-2-US | 240 |  | 1 |  |  | 0.97 |  | Outside
NJADRE1560027653 | Administratively Determined Incentive Program | Salem | 8079 | 9 | Residential | Behind the Meter | No |  | AC Electric |  | Accepted | 2025-07-22 | 2025-08-18 | 2026-08-18 | Inverters | Enphase | IQ7-60-2-US | 240 |  | 1 |  |  | 0.97 |  | Outside
NJADRE1560027653 | Administratively Determined Incentive Program | Salem | 8079 | 9 | Residential | Behind the Meter | No |  | AC Electric |  | Accepted | 2025-07-22 | 2025-08-18 | 2026-08-18 | Inverters | Enphase | IQ7-60-2-US | 240 |  | 1 |  |  | 0.97 |  | Outside
NJADRE1560027653 | Administratively Determined Incentive Program | Salem | 8079 | 9 | Residential | Behind the Meter | No |  | AC Electric |  | Accepted | 2025-07-22 | 2025-08-18 | 2026-08-18 | Inverters | Enphase | IQ7-60-2-US | 240 |  | 1 |  |  | 0.97 |  | Outside
NJADRE1560027653 | Administratively Determined Incentive Program | Salem | 8079 | 9 | Residential | Behind the Meter | No |  | AC Electric |  | Accepted | 2025-07-22 | 2025-08-18 | 2026-08-18 | Inverters | Enphase | IQ7-60-2-US | 240 |  | 1 |  |  | 0.97 |  | Outside
NJADRE1560027653 | Administratively Determined Incentive Program | Salem | 8079 | 9 | Residential | Behind the Meter | No |  | AC Electric |  | Accepted | 2025-07-22 | 2025-08-18 | 2026-08-18 | Inverters | Enphase | IQ7-60-2-US | 240 |  | 1 |  |  | 0.97 |  | Outside
NJADRE1560027667 | Administratively Determined Incentive Program | Villas | 8251 | 7.79 | Residential | Behind the Meter | Yes | EMT Renewables, LLC | AC Electric |  | Accepted | 2025-07-02 | 2025-07-28 | 2026-07-28 | Solar Panels | MSE PERC | MSE-410 |  | 0.41 | 3 | 209 | 16 |  | Fixed | Roof
NJADRE1560027667 | Administratively Determined Incentive Program | Villas | 8251 | 7.79 | Residential | Behind the Meter | Yes | EMT Renewables, LLC | AC Electric |  | Accepted | 2025-07-02 | 2025-07-28 | 2026-07-28 | Inverters | IQ8HC | IQ8+ | 290 |  | 19 |  |  | 0.98 |  | Other | UNDER EACH PANEL
NJADRE1560027667 | Administratively Determined Incentive Program | Villas | 8251 | 7.79 | Residential | Behind the Meter | Yes | EMT Renewables, LLC | AC Electric |  | Accepted | 2025-07-02 | 2025-07-28 | 2026-07-28 | Solar Panels | MSE PERC | MSE-410 |  | 0.41 | 8 | 209 | 6 |  | Fixed | Roof
NJADRE1560027667 | Administratively Determined Incentive Program | Villas | 8251 | 7.79 | Residential | Behind the Meter | Yes | EMT Renewables, LLC | AC Electric |  | Accepted | 2025-07-02 | 2025-07-28 | 2026-07-28 | Solar Panels | MSE PERC | MSE-410 |  | 0.41 | 8 | 29 | 16 |  | Fixed | Roof
NJADRE1560027678 | Administratively Determined Incentive Program | East Orange | 7017 | 9.43 | Residential | Behind the Meter | Yes | Pro Custom Solar dba Momentum Solar | PSE&G |  | Accepted | 2025-07-02 | 2025-07-24 | 2026-07-24 | Inverters | ENPHASE | IQ8HC-72-M-DOM-US | 380 |  | 23 |  |  | 0.97 |  | Outdoor
NJADRE1560027678 | Administratively Determined Incentive Program | East Orange | 7017 | 9.43 | Residential | Behind the Meter | Yes | Pro Custom Solar dba Momentum Solar | PSE&G |  | Accepted | 2025-07-02 | 2025-07-24 | 2026-07-24 | Solar Panels | HANWHA | Q.PEAK DUO BLK ML-G10+410 |  | 0.41 | 14 | 26 | 44 |  | Fixed | Roof
NJADRE1560027678 | Administratively Determined Incentive Program | East Orange | 7017 | 9.43 | Residential | Behind the Meter | Yes | Pro Custom Solar dba Momentum Solar | PSE&G |  | Accepted | 2025-07-02 | 2025-07-24 | 2026-07-24 | Solar Panels | HANWHA | Q.PEAK DUO BLK ML-G10+410 |  | 0.41 | 9 | 206 | 44 |  | Fixed | Roof
NJADRE1560027688 | Administratively Determined Incentive Program | ENGLEWOOD | 7631 | 5.67 | Residential | Behind the Meter | No | Power Home Remodeling Group | PSE&G |  | Accepted | 2025-07-02 | 2025-07-29 | 2026-07-29 | Inverters | SolarEdge | SE3800H-US | 3800 |  | 1 |  |  | 0.99 |  | Outside
NJADRE1560027688 | Administratively Determined Incentive Program | ENGLEWOOD | 7631 | 5.67 | Residential | Behind the Meter | No | Power Home Remodeling Group | PSE&G |  | Accepted | 2025-07-02 | 2025-07-29 | 2026-07-29 | Meters | SolarEdge | Revenue Grade Data Ansi C12.20 |  |  | 1 |  |  |  | Yes | Outdoor
NJADRE1560027688 | Administratively Determined Incentive Program | ENGLEWOOD | 7631 | 5.67 | Residential | Behind the Meter | No | Power Home Remodeling Group | PSE&G |  | Accepted | 2025-07-02 | 2025-07-29 | 2026-07-29 | Solar Panels | JA Solar | JAM54S31 405/MR |  | 0.405 | 8 | 37 | 40 |  | Fixed | Roof
NJADRE1560027688 | Administratively Determined Incentive Program | ENGLEWOOD | 7631 | 5.67 | Residential | Behind the Meter | No | Power Home Remodeling Group | PSE&G |  | Accepted | 2025-07-02 | 2025-07-29 | 2026-07-29 | Solar Panels | JA Solar | JAM54S31 405/MR |  | 0.405 | 6 | 127 | 26 |  | Fixed | Roof
NJADRE1560027689 | Administratively Determined Incentive Program | SOMERSET | 8873 | 4.1 | Residential | Behind the Meter | No | Tesla Energy Operations, Inc. | PSE&G |  | Accepted | 2025-07-02 | 2025-07-24 | 2026-07-24 | Solar Panels | Hanwha | Q.PEAK DUO BLK ML-G10.a+/TS 410 |  | 0.41 | 3 | 219 | 37 |  | Fixed | Roof
NJADRE1560027689 | Administratively Determined Incentive Program | SOMERSET | 8873 | 4.1 | Residential | Behind the Meter | No | Tesla Energy Operations, Inc. | PSE&G |  | Accepted | 2025-07-02 | 2025-07-24 | 2026-07-24 | Electric Storage Battery | Tesla | Powerwall 3 |  |  | 2 |  |  |  | Lithium Ion |  | OUTSIDE
NJADRE1560027689 | Administratively Determined Incentive Program | SOMERSET | 8873 | 4.1 | Residential | Behind the Meter | No | Tesla Energy Operations, Inc. | PSE&G |  | Accepted | 2025-07-02 | 2025-07-24 | 2026-07-24 | Inverters | Tesla | 1707000-XX-Y | 11500 |  | 1 |  |  | 0.98 |  | Outdoor
NJADRE1560027689 | Administratively Determined Incentive Program | SOMERSET | 8873 | 4.1 | Residential | Behind the Meter | No | Tesla Energy Operations, Inc. | PSE&G |  | Accepted | 2025-07-02 | 2025-07-24 | 2026-07-24 | Solar Panels | Hanwha | Q.PEAK DUO BLK ML-G10+/TS 410 |  | 0.41 | 2 | 39 | 37 |  | Fixed | Roof
NJADRE1560027689 | Administratively Determined Incentive Program | SOMERSET | 8873 | 4.1 | Residential | Behind the Meter | No | Tesla Energy Operations, Inc. | PSE&G |  | Accepted | 2025-07-02 | 2025-07-24 | 2026-07-24 | Solar Panels | Hanwha | Q.PEAK DUO BLK ML-G10.a+/TS 410 |  | 0.41 | 5 | 129 | 45 |  | Fixed | Roof
NJADRE1560027696 | Administratively Determined Incentive Program | MILFORD | 8848 | 16.77 | Residential | Behind the Meter | No | Green Power Energy, LLC | JCP&L |  | Accepted | 2025-07-02 | 2025-07-24 | 2026-07-24 | Solar Panels | SEG Solar | SEG-430-BTD-BG |  | 0.43 | 13 | 168 | 34 |  | Fixed | Roof
NJADRE1560027696 | Administratively Determined Incentive Program | MILFORD | 8848 | 16.77 | Residential | Behind the Meter | No | Green Power Energy, LLC | JCP&L |  | Accepted | 2025-07-02 | 2025-07-24 | 2026-07-24 | Inverters | Enphase Energy | IQ8MC-72-M-US [240V] | 320 |  | 39 |  |  | 0.98 |  | Outside | Roof
NJADRE1560027696 | Administratively Determined Incentive Program | MILFORD | 8848 | 16.77 | Residential | Behind the Meter | No | Green Power Energy, LLC | JCP&L |  | Accepted | 2025-07-02 | 2025-07-24 | 2026-07-24 | Solar Panels | SEG Solar | SEG-430-BTD-BG |  | 0.43 | 26 | 168 | 34 |  | Fixed | Roof
NJADRE1560027698 | Administratively Determined Incentive Program | TRENTON | 8610 | 1.29 | Residential | Behind the Meter | Yes | Pro Custom Solar dba Momentum Solar | PSE&G |  | Accepted | 2025-07-02 | 2025-07-24 | 2026-07-24 | Inverters | ENPHASE | IQ8HC-72-M-DOM-US | 380 |  | 3 |  |  | 0.97 |  | Outdoor
NJADRE1560027698 | Administratively Determined Incentive Program | TRENTON | 8610 | 1.29 | Residential | Behind the Meter | Yes | Pro Custom Solar dba Momentum Solar | PSE&G |  | Accepted | 2025-07-02 | 2025-07-24 | 2026-07-24 | Solar Panels | HANWHA | Q.TRON BLK M-G2+430 |  | 0.43 | 3 | 209 | 15 |  | Fixed | Roof
NJADRE1560027704 | Administratively Determined Incentive Program | PORT NORRIS | 8349 | 9.02 | Residential | Behind the Meter | Yes | EMT Renewables, LLC | AC Electric |  | Accepted | 2025-07-02 | 2025-07-29 | 2026-07-29 | Solar Panels | MSE PERC | MSE-410 |  | 0.41 | 4 | 187 | 43 |  | Fixed | Roof
NJADRE1560027704 | Administratively Determined Incentive Program | PORT NORRIS | 8349 | 9.02 | Residential | Behind the Meter | Yes | EMT Renewables, LLC | AC Electric |  | Accepted | 2025-07-02 | 2025-07-29 | 2026-07-29 | Solar Panels | MSE PERC | MSE-410 |  | 0.41 | 13 | 96 | 4 |  | Fixed | Roof
NJADRE1560027704 | Administratively Determined Incentive Program | PORT NORRIS | 8349 | 9.02 | Residential | Behind the Meter | Yes | EMT Renewables, LLC | AC Electric |  | Accepted | 2025-07-02 | 2025-07-29 | 2026-07-29 | Inverters | ENPHASE | IQ8+ | 290 |  | 22 |  |  | 0.98 |  | Other | UNDER EACH PANEL
NJADRE1560027704 | Administratively Determined Incentive Program | PORT NORRIS | 8349 | 9.02 | Residential | Behind the Meter | Yes | EMT Renewables, LLC | AC Electric |  | Accepted | 2025-07-02 | 2025-07-29 | 2026-07-29 | Solar Panels | MSE PERC | MSE-410 |  | 0.41 | 5 | 277 | 44 |  | Fixed | Roof
NJADRE1560027706 | Administratively Determined Incentive Program | HILLSBOROUGH | 8844 | 2.05 | Residential | Behind the Meter | Yes | Trinity Solar, LLC | PSE&G |  | Accepted | 2025-07-02 | 2025-07-24 | 2026-07-24 | Solar Panels | Hanwha | Q.PEAK DUO BLK ML-G10+ 410 |  | 0.41 | 5 | 105 | 46 |  | Fixed | Roof
NJADRE1560027706 | Administratively Determined Incentive Program | HILLSBOROUGH | 8844 | 2.05 | Residential | Behind the Meter | Yes | Trinity Solar, LLC | PSE&G |  | Accepted | 2025-07-02 | 2025-07-24 | 2026-07-24 | Inverters | Enphase | IQ8PLUS-72-2-US | 1450 |  | 5 |  |  | 0.96 |  | Outside
NJADRE1560027729 | Administratively Determined Incentive Program | WOODBRIDGE | 8863 | 18.49 | Residential | Behind the Meter | Yes | EMT Renewables, LLC | PSE&G |  | Accepted | 2025-07-02 | 2025-07-28 | 2026-07-28 | Solar Panels | SEG SOLAR | SEG 430 |  | 0.43 | 12 | 351 | 19 |  | Fixed | Roof
NJADRE1560027729 | Administratively Determined Incentive Program | WOODBRIDGE | 8863 | 18.49 | Residential | Behind the Meter | Yes | EMT Renewables, LLC | PSE&G |  | Accepted | 2025-07-02 | 2025-07-28 | 2026-07-28 | Solar Panels | SEG SOLAR | SEG 430 |  | 0.43 | 3 | 172 | 19 |  | Fixed | Roof
NJADRE1560027729 | Administratively Determined Incentive Program | WOODBRIDGE | 8863 | 18.49 | Residential | Behind the Meter | Yes | EMT Renewables, LLC | PSE&G |  | Accepted | 2025-07-02 | 2025-07-28 | 2026-07-28 | Inverters | Enphase | IQ8HC | 380 |  | 43 |  |  | 0.98 |  | Other | UNDER EACH PANEL
NJADRE1560027729 | Administratively Determined Incentive Program | WOODBRIDGE | 8863 | 18.49 | Residential | Behind the Meter | Yes | EMT Renewables, LLC | PSE&G |  | Accepted | 2025-07-02 | 2025-07-28 | 2026-07-28 | Solar Panels | SEG SOLAR | SEG 430 |  | 0.43 | 8 | 172 | 19 |  | Fixed | Roof
NJADRE1560027729 | Administratively Determined Incentive Program | WOODBRIDGE | 8863 | 18.49 | Residential | Behind the Meter | Yes | EMT Renewables, LLC | PSE&G |  | Accepted | 2025-07-02 | 2025-07-28 | 2026-07-28 | Solar Panels | SEG SOLAR | SEG 430 |  | 0.43 | 10 | 261 | 19 |  | Fixed | Roof
NJADRE1560027729 | Administratively Determined Incentive Program | WOODBRIDGE | 8863 | 18.49 | Residential | Behind the Meter | Yes | EMT Renewables, LLC | PSE&G |  | Accepted | 2025-07-02 | 2025-07-28 | 2026-07-28 | Solar Panels | SEG SOLAR | SEG 430 |  | 0.43 | 9 | 82 | 19 |  | Fixed | Roof
NJADRE1560027729 | Administratively Determined Incentive Program | WOODBRIDGE | 8863 | 18.49 | Residential | Behind the Meter | Yes | EMT Renewables, LLC | PSE&G |  | Accepted | 2025-07-02 | 2025-07-28 | 2026-07-28 | Solar Panels | SEG SOLAR | SEG 430 |  | 0.43 | 1 | 351 | 19 |  | Fixed | Roof
NJADRE1560027730 | Administratively Determined Incentive Program | JACKSON TOWNSHIP | 8527 | 10.73 | Residential | Behind the Meter | Yes | Brilliant Installations, Inc. | JCP&L |  | Accepted | 2025-07-02 | 2025-07-24 | 2026-07-24 | Inverters | Enphase | IQ8PLUS-72-2-US | 290 |  | 29 |  |  | 0.97 |  | Outdoor
NJADRE1560027730 | Administratively Determined Incentive Program | JACKSON TOWNSHIP | 8527 | 10.73 | Residential | Behind the Meter | Yes | Brilliant Installations, Inc. | JCP&L |  | Accepted | 2025-07-02 | 2025-07-24 | 2026-07-24 | Solar Panels | APTOS | DNA-120-MF26 |  | 0.37 | 5 | 237 | 27 |  | Fixed | Roof
NJADRE1560027730 | Administratively Determined Incentive Program | JACKSON TOWNSHIP | 8527 | 10.73 | Residential | Behind the Meter | Yes | Brilliant Installations, Inc. | JCP&L |  | Accepted | 2025-07-02 | 2025-07-24 | 2026-07-24 | Solar Panels | APTOS | DNA-120-MF26 |  | 0.37 | 5 | 237 | 27 |  | Fixed | Roof
NJADRE1560027730 | Administratively Determined Incentive Program | JACKSON TOWNSHIP | 8527 | 10.73 | Residential | Behind the Meter | Yes | Brilliant Installations, Inc. | JCP&L |  | Accepted | 2025-07-02 | 2025-07-24 | 2026-07-24 | Solar Panels | APTOS | DNA-120-MF26 |  | 0.37 | 2 | 237 | 27 |  | Fixed | Roof
NJADRE1560027730 | Administratively Determined Incentive Program | JACKSON TOWNSHIP | 8527 | 10.73 | Residential | Behind the Meter | Yes | Brilliant Installations, Inc. | JCP&L |  | Accepted | 2025-07-02 | 2025-07-24 | 2026-07-24 | Solar Panels | APTOS | DNA-120-MF26 |  | 0.37 | 4 | 57 | 14 |  | Fixed | Roof
NJADRE1560027730 | Administratively Determined Incentive Program | JACKSON TOWNSHIP | 8527 | 10.73 | Residential | Behind the Meter | Yes | Brilliant Installations, Inc. | JCP&L |  | Accepted | 2025-07-02 | 2025-07-24 | 2026-07-24 | Solar Panels | APTOS | DNA-120-MF26 |  | 0.37 | 9 | 57 | 27 |  | Fixed | Roof
NJADRE1560027730 | Administratively Determined Incentive Program | JACKSON TOWNSHIP | 8527 | 10.73 | Residential | Behind the Meter | Yes | Brilliant Installations, Inc. | JCP&L |  | Accepted | 2025-07-02 | 2025-07-24 | 2026-07-24 | Solar Panels | APTOS | DNA-120-MF26 |  | 0.37 | 4 | 57 | 27 |  | Fixed | Roof
NJADRE1560027731 | Administratively Determined Incentive Program | FORDS | 8863 | 14.525 | Residential | Behind the Meter | Yes | Big Wave Roofing and Solar, LLC | PSE&G |  | Accepted | 2025-07-02 | 2025-07-24 | 2026-07-24 | Inverters | Enphase | ENPHASE IQ8HC-72-M-DOM-US | 380 |  | 35 |  |  | 0.97 |  | Outdoor
NJADRE1560027731 | Administratively Determined Incentive Program | FORDS | 8863 | 14.525 | Residential | Behind the Meter | Yes | Big Wave Roofing and Solar, LLC | PSE&G |  | Accepted | 2025-07-02 | 2025-07-24 | 2026-07-24 | Solar Panels | HANWHA | QCELLS Q.PEAK DUO BLK ML-G10.C+415w |  | 0.415 | 10 | 257 | 40 |  | Fixed | Roof
NJADRE1560027731 | Administratively Determined Incentive Program | FORDS | 8863 | 14.525 | Residential | Behind the Meter | Yes | Big Wave Roofing and Solar, LLC | PSE&G |  | Accepted | 2025-07-02 | 2025-07-24 | 2026-07-24 | Solar Panels | HANWHA | QCELLS Q.PEAK DUO BLK ML-G10.C+415w |  | 0.415 | 19 | 257 | 5 |  | Fixed | Roof
NJADRE1560027731 | Administratively Determined Incentive Program | FORDS | 8863 | 14.525 | Residential | Behind the Meter | Yes | Big Wave Roofing and Solar, LLC | PSE&G |  | Accepted | 2025-07-02 | 2025-07-24 | 2026-07-24 | Solar Panels | HANWHA | QCELLS Q.PEAK DUO BLK ML-G10.C+415w |  | 0.415 | 2 | 77 | 40 |  | Fixed | Roof
NJADRE1560027731 | Administratively Determined Incentive Program | FORDS | 8863 | 14.525 | Residential | Behind the Meter | Yes | Big Wave Roofing and Solar, LLC | PSE&G |  | Accepted | 2025-07-02 | 2025-07-24 | 2026-07-24 | Solar Panels | HANWHA | QCELLS Q.PEAK DUO BLK ML-G10.C+415w |  | 0.415 | 4 | 77 | 4 |  | Fixed | Roof
NJADRE1560027738 | Administratively Determined Incentive Program | FAIR LAWN | 7410 | 6.225 | Residential | Behind the Meter | No | Solar Living, Inc. | PSE&G |  | Accepted | 2025-07-02 | 2025-07-24 | 2026-07-24 | Solar Panels | Hanwha | Q Cell ML-G10+ 415 |  | 0.415 | 15 | 148 | 35 |  | Fixed | Roof
NJADRE1560027738 | Administratively Determined Incentive Program | FAIR LAWN | 7410 | 6.225 | Residential | Behind the Meter | No | Solar Living, Inc. | PSE&G |  | Accepted | 2025-07-02 | 2025-07-24 | 2026-07-24 | Inverters | Enphase | IQ8AC | 349 |  | 15 |  |  | 0.975 |  | Outdoor | roof
NJADRE1560027744 | Administratively Determined Incentive Program | HAMMONTON | 8037 | 11.05 | Residential | Behind the Meter | Yes | Power Energy Solutions, LLC | AC Electric |  | Accepted | 2025-07-02 | 2025-07-24 | 2026-07-24 | Solar Panels | Trina Solar | TSM-425NE09RC.05 |  | 0.425 | 4 | 310 | 26 |  | Fixed | Roof
NJADRE1560027744 | Administratively Determined Incentive Program | HAMMONTON | 8037 | 11.05 | Residential | Behind the Meter | Yes | Power Energy Solutions, LLC | AC Electric |  | Accepted | 2025-07-02 | 2025-07-24 | 2026-07-24 | Solar Panels | Trina Solar | TSM-425NE09RC.05 |  | 0.425 | 2 | 40 | 39 |  | Fixed | Roof
NJADRE1560027744 | Administratively Determined Incentive Program | HAMMONTON | 8037 | 11.05 | Residential | Behind the Meter | Yes | Power Energy Solutions, LLC | AC Electric |  | Accepted | 2025-07-02 | 2025-07-24 | 2026-07-24 | Solar Panels | Trina Solar | TSM-425NE09RC.05 |  | 0.425 | 12 | 130 | 38 |  | Fixed | Roof
NJADRE1560027744 | Administratively Determined Incentive Program | HAMMONTON | 8037 | 11.05 | Residential | Behind the Meter | Yes | Power Energy Solutions, LLC | AC Electric |  | Accepted | 2025-07-02 | 2025-07-24 | 2026-07-24 | Inverters | SE5700H-US | SolarEdge | 6 |  | 1 |  |  | 0.97 |  | Outdoor
NJADRE1560027744 | Administratively Determined Incentive Program | HAMMONTON | 8037 | 11.05 | Residential | Behind the Meter | Yes | Power Energy Solutions, LLC | AC Electric |  | Accepted | 2025-07-02 | 2025-07-24 | 2026-07-24 | Solar Panels | Trina Solar | TSM-425NE09RC.05 |  | 0.425 | 2 | 220 | 39 |  | Fixed | Roof
NJADRE1560027744 | Administratively Determined Incentive Program | HAMMONTON | 8037 | 11.05 | Residential | Behind the Meter | Yes | Power Energy Solutions, LLC | AC Electric |  | Accepted | 2025-07-02 | 2025-07-24 | 2026-07-24 | Solar Panels | Trina Solar | TSM-425NE09RC.05 |  | 0.425 | 6 | 310 | 38 |  | Fixed | Roof
NJADRE1560027752 | Administratively Determined Incentive Program | HOWELL | 7731 | 18.48 | Residential | Behind the Meter | Yes | GenSun Roofing and Solar, LLC | JCP&L |  | Accepted | 2025-07-02 | 2025-07-24 | 2026-07-24 | Solar Panels | JA Solar | JAM54D41440/LB |  | 0.44 | 12 | 185 | 27 |  | Fixed | Roof
NJADRE1560027752 | Administratively Determined Incentive Program | HOWELL | 7731 | 18.48 | Residential | Behind the Meter | Yes | GenSun Roofing and Solar, LLC | JCP&L |  | Accepted | 2025-07-02 | 2025-07-24 | 2026-07-24 | Solar Panels | JA Solar | JAM54D41440/LB |  | 0.44 | 3 | 185 | 27 |  | Fixed | Roof
NJADRE1560027752 | Administratively Determined Incentive Program | HOWELL | 7731 | 18.48 | Residential | Behind the Meter | Yes | GenSun Roofing and Solar, LLC | JCP&L |  | Accepted | 2025-07-02 | 2025-07-24 | 2026-07-24 | Inverters | Enphase | IQ8HC-72-M-DOM-US | 380 |  | 42 |  |  | 0.99 |  | Outdoor
NJADRE1560027752 | Administratively Determined Incentive Program | HOWELL | 7731 | 18.48 | Residential | Behind the Meter | Yes | GenSun Roofing and Solar, LLC | JCP&L |  | Accepted | 2025-07-02 | 2025-07-24 | 2026-07-24 | Solar Panels | JA Solar | JAM54D41440/LB |  | 0.44 | 8 | 95 | 27 |  | Fixed | Roof
NJADRE1560027752 | Administratively Determined Incentive Program | HOWELL | 7731 | 18.48 | Residential | Behind the Meter | Yes | GenSun Roofing and Solar, LLC | JCP&L |  | Accepted | 2025-07-02 | 2025-07-24 | 2026-07-24 | Solar Panels | JA Solar | JAM54D41440/LB |  | 0.44 | 7 | 275 | 27 |  | Fixed | Roof
NJADRE1560027752 | Administratively Determined Incentive Program | HOWELL | 7731 | 18.48 | Residential | Behind the Meter | Yes | GenSun Roofing and Solar, LLC | JCP&L |  | Accepted | 2025-07-02 | 2025-07-24 | 2026-07-24 | Meters | ENPHASE | IQ8HC-72-M-DOM-US |  |  | 42 |  |  |  | Yes | Outdoor
NJADRE1560027752 | Administratively Determined Incentive Program | HOWELL | 7731 | 18.48 | Residential | Behind the Meter | Yes | GenSun Roofing and Solar, LLC | JCP&L |  | Accepted | 2025-07-02 | 2025-07-24 | 2026-07-24 | Solar Panels | JA Solar | JAM54D41440/LB |  | 0.44 | 12 | 5 | 27 |  | Fixed | Roof
NJADRE1560027755 | Administratively Determined Incentive Program | Blairstown | 7825 | 21.75 | Residential | Behind the Meter | Yes | Velocity Energy & Home Solutions, Inc. | JCP&L |  | Accepted | 2025-07-02 | 2025-07-30 | 2026-07-30 | Inverters | enphase | iq8hc | 380 |  | 50 |  |  | 0.99 |  | Outside | behind panels
NJADRE1560027755 | Administratively Determined Incentive Program | Blairstown | 7825 | 21.75 | Residential | Behind the Meter | Yes | Velocity Energy & Home Solutions, Inc. | JCP&L |  | Accepted | 2025-07-02 | 2025-07-30 | 2026-07-30 | Solar Panels | qtron | 435w |  | 0.435 | 32 | 142 | 21 |  | Fixed | Roof
NJADRE1560027755 | Administratively Determined Incentive Program | Blairstown | 7825 | 21.75 | Residential | Behind the Meter | Yes | Velocity Energy & Home Solutions, Inc. | JCP&L |  | Accepted | 2025-07-02 | 2025-07-30 | 2026-07-30 | Solar Panels | qtron | 435w |  | 0.435 | 18 | 322 | 21 |  | Fixed | Roof
NJADRE1560027774 | Administratively Determined Incentive Program | Lindenwold | 8021 | 5.22 | Residential | Behind the Meter | Yes | Velocity Energy & Home Solutions, Inc. | AC Electric |  | Accepted | 2025-07-02 | 2025-07-30 | 2026-07-30 | Inverters | enphase | iq8hc | 380 |  | 12 |  |  | 0.99 |  | Outside | behind panels
NJADRE1560027774 | Administratively Determined Incentive Program | Lindenwold | 8021 | 5.22 | Residential | Behind the Meter | Yes | Velocity Energy & Home Solutions, Inc. | AC Electric |  | Accepted | 2025-07-02 | 2025-07-30 | 2026-07-30 | Solar Panels | qtron | 435 |  | 0.435 | 6 | 204 | 20 |  | Fixed | Roof
NJADRE1560027774 | Administratively Determined Incentive Program | Lindenwold | 8021 | 5.22 | Residential | Behind the Meter | Yes | Velocity Energy & Home Solutions, Inc. | AC Electric |  | Accepted | 2025-07-02 | 2025-07-30 | 2026-07-30 | Solar Panels | qtron | 435w |  | 0.435 | 6 | 204 | 11 |  | Fixed | Roof
NJADRE1560027782 | Administratively Determined Incentive Program | Linden | 7036 | 5.59 | Residential | Behind the Meter | Yes | EMT Renewables, LLC | PSE&G |  | Accepted | 2025-07-02 | 2025-07-28 | 2026-07-28 | Solar Panels | SEG SOLAR | SEG 430 |  | 0.43 | 13 | 219 | 4 |  | Fixed | Roof
NJADRE1560027782 | Administratively Determined Incentive Program | Linden | 7036 | 5.59 | Residential | Behind the Meter | Yes | EMT Renewables, LLC | PSE&G |  | Accepted | 2025-07-02 | 2025-07-28 | 2026-07-28 | Inverters | IQ8HC | IQ8+ | 290 |  | 13 |  |  | 0.98 |  | Other | UNDER EACH PANEL
NJADRE1560027796 | Administratively Determined Incentive Program | Springfield | 8022 | 5.22 | Residential | Behind the Meter | Yes | Velocity Energy & Home Solutions, Inc. | PSE&G |  | Accepted | 2025-07-02 | 2025-07-30 | 2026-07-30 | Solar Panels | qtron | 435 |  | 0.435 | 12 | 180 | 27 |  | Fixed | Roof
NJADRE1560027796 | Administratively Determined Incentive Program | Springfield | 8022 | 5.22 | Residential | Behind the Meter | Yes | Velocity Energy & Home Solutions, Inc. | PSE&G |  | Accepted | 2025-07-02 | 2025-07-30 | 2026-07-30 | Inverters | enphase | iq8hc | 380 |  | 12 |  |  | 0.99 |  | Outside | behind panels
NJADRE1560029282 | Administratively Determined Incentive Program | Browns Mills | 8015 | 11.61 | Residential | Behind the Meter | Yes | EMT Renewables, LLC | JCP&L |  | Accepted | 2025-07-02 | 2025-07-28 | 2026-07-28 | Solar Panels | SEG SOLAR | SEG 430 |  | 0.43 | 12 | 106 | 22 |  | Fixed | Roof
NJADRE1560029282 | Administratively Determined Incentive Program | Browns Mills | 8015 | 11.61 | Residential | Behind the Meter | Yes | EMT Renewables, LLC | JCP&L |  | Accepted | 2025-07-02 | 2025-07-28 | 2026-07-28 | Inverters | ENPHASE | IQ8+ | 290 |  | 27 |  |  | 0.98 |  | Other | UNDER EACH PANEL
NJADRE1560029282 | Administratively Determined Incentive Program | Browns Mills | 8015 | 11.61 | Residential | Behind the Meter | Yes | EMT Renewables, LLC | JCP&L |  | Accepted | 2025-07-02 | 2025-07-28 | 2026-07-28 | Solar Panels | SEG SOLAR | SEG 430 |  | 0.43 | 15 | 286 | 24 |  | Fixed | Roof
NJADRE1560029291 | Administratively Determined Incentive Program | Hamilton | 8629 | 5.655 | Residential | Behind the Meter | Yes | Velocity Energy & Home Solutions, Inc. | PSE&G |  | Accepted | 2025-07-02 | 2025-07-30 | 2026-07-30 | Solar Panels | qtron | 435 |  | 0.435 | 13 | 140 | 45 |  | Fixed | Roof
NJADRE1560029291 | Administratively Determined Incentive Program | Hamilton | 8629 | 5.655 | Residential | Behind the Meter | Yes | Velocity Energy & Home Solutions, Inc. | PSE&G |  | Accepted | 2025-07-02 | 2025-07-30 | 2026-07-30 | Inverters | enphase | iq8hc | 380 |  | 13 |  |  | 0.99 |  | Outside | behind panels
NJADRE1560029306 | Administratively Determined Incentive Program | LAKEWOOD | 8701 | 10.2 | Residential | Behind the Meter | Yes | SunPurity, LLC | JCP&L |  | Accepted | 2025-07-03 | 2025-07-31 | 2026-07-31 | Inverters | SolarEdge | SE7600H-US | 7600 |  | 1 |  |  | 0.99 |  | Outdoor
NJADRE1560029306 | Administratively Determined Incentive Program | LAKEWOOD | 8701 | 10.2 | Residential | Behind the Meter | Yes | SunPurity, LLC | JCP&L |  | Accepted | 2025-07-03 | 2025-07-31 | 2026-07-31 | Solar Panels | Jinko | JKM425N-54HL4-B (425W) |  | 0.425 | 10 | 97 | 26 |  | Fixed | Roof
NJADRE1560029306 | Administratively Determined Incentive Program | LAKEWOOD | 8701 | 10.2 | Residential | Behind the Meter | Yes | SunPurity, LLC | JCP&L |  | Accepted | 2025-07-03 | 2025-07-31 | 2026-07-31 | Solar Panels | Jinko | JKM425N-54HL4-B (425W) |  | 0.425 | 14 | 277 | 27 |  | Fixed | Roof
NJADRE1560029313 | Administratively Determined Incentive Program | LITTLE SILVER | 7739 | 27.405 | Residential | Behind the Meter | Yes | Velocity Energy & Home Solutions, Inc. | JCP&L |  | Accepted | 2025-07-02 | 2025-07-20 | 2026-07-20 | Solar Panels | qtron | 435 |  | 0.435 | 21 | 84 | 22 |  | Fixed | Roof
NJADRE1560029313 | Administratively Determined Incentive Program | LITTLE SILVER | 7739 | 27.405 | Residential | Behind the Meter | Yes | Velocity Energy & Home Solutions, Inc. | JCP&L |  | Accepted | 2025-07-02 | 2025-07-20 | 2026-07-20 | Inverters | enphase | iq8hc | 380 |  | 63 |  |  | 0.99 |  | Outside | behind panels
NJADRE1560029313 | Administratively Determined Incentive Program | LITTLE SILVER | 7739 | 27.405 | Residential | Behind the Meter | Yes | Velocity Energy & Home Solutions, Inc. | JCP&L |  | Accepted | 2025-07-02 | 2025-07-20 | 2026-07-20 | Solar Panels | qtron | 435w |  | 0.435 | 9 | 263 | 20 |  | Fixed | Roof
NJADRE1560029313 | Administratively Determined Incentive Program | LITTLE SILVER | 7739 | 27.405 | Residential | Behind the Meter | Yes | Velocity Energy & Home Solutions, Inc. | JCP&L |  | Accepted | 2025-07-02 | 2025-07-20 | 2026-07-20 | Solar Panels | qtron | 435 |  | 0.435 | 18 | 83 | 23 |  | Fixed | Roof
NJADRE1560029313 | Administratively Determined Incentive Program | LITTLE SILVER | 7739 | 27.405 | Residential | Behind the Meter | Yes | Velocity Energy & Home Solutions, Inc. | JCP&L |  | Accepted | 2025-07-02 | 2025-07-20 | 2026-07-20 | Solar Panels | qtron | 435w |  | 0.435 | 15 | 264 | 24 |  | Fixed | Roof
NJADRE1560029315 | Administratively Determined Incentive Program | PRINCETON | 8540 | 15.58 | Residential | Behind the Meter | No | Tesla Energy Operations, Inc. | PSE&G |  | Accepted | 2025-07-02 | 2025-07-24 | 2026-07-24 | Solar Panels | Hanwha | Q.PEAK DUO BLK ML-G10+/TS 410 |  | 0.41 | 13 | 27 | 34 |  | Fixed | Roof
NJADRE1560029315 | Administratively Determined Incentive Program | PRINCETON | 8540 | 15.58 | Residential | Behind the Meter | No | Tesla Energy Operations, Inc. | PSE&G |  | Accepted | 2025-07-02 | 2025-07-24 | 2026-07-24 | Solar Panels | Hanwha | Q.PEAK DUO BLK ML-G10+/TS 410 |  | 0.41 | 11 | 27 | 30 |  | Fixed | Roof
NJADRE1560029315 | Administratively Determined Incentive Program | PRINCETON | 8540 | 15.58 | Residential | Behind the Meter | No | Tesla Energy Operations, Inc. | PSE&G |  | Accepted | 2025-07-02 | 2025-07-24 | 2026-07-24 | Solar Panels | Hanwha | Q.PEAK DUO BLK ML-G10+/TS 410 |  | 0.41 | 5 | 207 | 34 |  | Fixed | Roof
NJADRE1560029315 | Administratively Determined Incentive Program | PRINCETON | 8540 | 15.58 | Residential | Behind the Meter | No | Tesla Energy Operations, Inc. | PSE&G |  | Accepted | 2025-07-02 | 2025-07-24 | 2026-07-24 | Solar Panels | Hanwha | Q.PEAK DUO BLK ML-G10+/TS 410 |  | 0.41 | 9 | 207 | 34 |  | Fixed | Roof
NJADRE1560029315 | Administratively Determined Incentive Program | PRINCETON | 8540 | 15.58 | Residential | Behind the Meter | No | Tesla Energy Operations, Inc. | PSE&G |  | Accepted | 2025-07-02 | 2025-07-24 | 2026-07-24 | Electric Storage Battery | Tesla | Powerwall 3 |  |  | 3 |  |  |  | Lithium Ion |  | OUTSIDE
NJADRE1560029315 | Administratively Determined Incentive Program | PRINCETON | 8540 | 15.58 | Residential | Behind the Meter | No | Tesla Energy Operations, Inc. | PSE&G |  | Accepted | 2025-07-02 | 2025-07-24 | 2026-07-24 | Inverters | Tesla | 1707000-XX-Y | 11500 |  | 2 |  |  | 0.98 |  | Outdoor
NJADRE1560029320 | Administratively Determined Incentive Program | MONROE TOWNSHIP | 8831 | 15.39 | Residential | Behind the Meter | No | Solar Energy World | JCP&L |  | Accepted | 2025-07-02 | 2025-07-24 | 2026-07-24 | Inverters | Enphase | IQ8+-72-M-US | 290 |  | 38 |  |  | 0.97 |  | Outside
NJADRE1560029320 | Administratively Determined Incentive Program | MONROE TOWNSHIP | 8831 | 15.39 | Residential | Behind the Meter | No | Solar Energy World | JCP&L |  | Accepted | 2025-07-02 | 2025-07-24 | 2026-07-24 | Solar Panels | LONGi | LR5-54HPB-405M |  | 0.405 | 26 | 18 | 33 |  | Fixed | Roof
NJADRE1560029320 | Administratively Determined Incentive Program | MONROE TOWNSHIP | 8831 | 15.39 | Residential | Behind the Meter | No | Solar Energy World | JCP&L |  | Accepted | 2025-07-02 | 2025-07-24 | 2026-07-24 | Solar Panels | LONGi | LR5-54HPB-405M |  | 0.405 | 3 | 177 | 14 |  | Fixed | Roof
NJADRE1560029320 | Administratively Determined Incentive Program | MONROE TOWNSHIP | 8831 | 15.39 | Residential | Behind the Meter | No | Solar Energy World | JCP&L |  | Accepted | 2025-07-02 | 2025-07-24 | 2026-07-24 | Solar Panels | LONGi | LR5-54HPB-405M |  | 0.405 | 9 | 267 | 35 |  | Fixed | Roof
NJADRE1560029324 | Administratively Determined Incentive Program | BARNEGAT | 8005 | 9.03 | Residential | Behind the Meter | Yes | EMT Renewables, LLC | JCP&L |  | Accepted | 2025-07-02 | 2025-07-24 | 2026-07-24 | Inverters | ENPHASE | IQ8+ | 290 |  | 21 |  |  | 0.98 |  | Other | UNDER EACH PANEL
NJADRE1560029324 | Administratively Determined Incentive Program | BARNEGAT | 8005 | 9.03 | Residential | Behind the Meter | Yes | EMT Renewables, LLC | JCP&L |  | Accepted | 2025-07-02 | 2025-07-24 | 2026-07-24 | Solar Panels | SEG SOLAR | SEG 430 |  | 0.43 | 15 | 217 | 26 |  | Fixed | Roof
NJADRE1560029324 | Administratively Determined Incentive Program | BARNEGAT | 8005 | 9.03 | Residential | Behind the Meter | Yes | EMT Renewables, LLC | JCP&L |  | Accepted | 2025-07-02 | 2025-07-24 | 2026-07-24 | Solar Panels | SEG SOLAR | SEG 430 |  | 0.43 | 3 | 37 | 26 |  | Fixed | Roof
NJADRE1560029324 | Administratively Determined Incentive Program | BARNEGAT | 8005 | 9.03 | Residential | Behind the Meter | Yes | EMT Renewables, LLC | JCP&L |  | Accepted | 2025-07-02 | 2025-07-24 | 2026-07-24 | Solar Panels | SEG SOLAR | SEG 430 |  | 0.43 | 3 | 217 | 26 |  | Fixed | Roof
NJADRE1560029339 | Administratively Determined Incentive Program | HAMILTON TWP | 8330 | 7.225 | Residential | Behind the Meter | Yes | Power Energy Solutions, LLC | PSE&G |  | Accepted | 2025-07-02 | 2025-07-24 | 2026-07-24 | Solar Panels | Trina Solar | TSM-425NE09RC.05 |  | 0.425 | 7 | 178 | 28 |  | Fixed | Roof
NJADRE1560029339 | Administratively Determined Incentive Program | HAMILTON TWP | 8330 | 7.225 | Residential | Behind the Meter | Yes | Power Energy Solutions, LLC | PSE&G |  | Accepted | 2025-07-02 | 2025-07-24 | 2026-07-24 | Solar Panels | Trina Solar | TSM-425NE09RC.05 |  | 0.425 | 10 | 177 | 27 |  | Fixed | Roof
NJADRE1560029339 | Administratively Determined Incentive Program | HAMILTON TWP | 8330 | 7.225 | Residential | Behind the Meter | Yes | Power Energy Solutions, LLC | PSE&G |  | Accepted | 2025-07-02 | 2025-07-24 | 2026-07-24 | Inverters | SolarEdge | SE3800H-US | 3800 |  | 1 |  |  | 0.97 |  | Outdoor
NJADRE1560029341 | Administratively Determined Incentive Program | EDISON | 8820 | 15.795 | Residential | Behind the Meter | Yes | Sunrun Installation Services, Inc. | PSE&G |  | Accepted | 2025-07-02 | 2025-07-24 | 2026-07-24 | Solar Panels | JA Solar | JAM54S31-405/MR |  | 0.405 | 32 | 153 | 19 |  | Fixed | Roof
NJADRE1560029341 | Administratively Determined Incentive Program | EDISON | 8820 | 15.795 | Residential | Behind the Meter | Yes | Sunrun Installation Services, Inc. | PSE&G |  | Accepted | 2025-07-02 | 2025-07-24 | 2026-07-24 | Solar Panels | JA Solar | JAM54S31-405/MR |  | 0.405 | 7 | 153 | 8 |  | Fixed | Roof
NJADRE1560029341 | Administratively Determined Incentive Program | EDISON | 8820 | 15.795 | Residential | Behind the Meter | Yes | Sunrun Installation Services, Inc. | PSE&G |  | Accepted | 2025-07-02 | 2025-07-24 | 2026-07-24 | Inverters | SolarEdge Technologies | SE3800H-USMN | 3800 |  | 1 |  |  | 0.99 |  | Outdoor | Next to meter
NJADRE1560029341 | Administratively Determined Incentive Program | EDISON | 8820 | 15.795 | Residential | Behind the Meter | Yes | Sunrun Installation Services, Inc. | PSE&G |  | Accepted | 2025-07-02 | 2025-07-24 | 2026-07-24 | Inverters | SolarEdge Technologies | SE7600H-USMN | 7600 |  | 1 |  |  | 0.99 |  | Outdoor | Next to meter
NJADRE1560029351 | Administratively Determined Incentive Program | NEWARK | 7104 | 13.76 | Residential | Behind the Meter | Yes | PosiGen Developer, LLC | PSE&G |  | Accepted | 2025-07-02 | 2025-07-25 | 2026-07-25 | Inverters | SOLAREDGE | SE5700H-US | 5760 |  | 2 |  |  | 0.99 |  | Outside | Within ten feet of meter
NJADRE1560029351 | Administratively Determined Incentive Program | NEWARK | 7104 | 13.76 | Residential | Behind the Meter | Yes | PosiGen Developer, LLC | PSE&G |  | Accepted | 2025-07-02 | 2025-07-25 | 2026-07-25 | Solar Panels | JINKO EAGLE | G6RJKM430N-54HL4-B |  | 0.43 | 16 | 22 | 38 |  | Fixed | Roof
NJADRE1560029351 | Administratively Determined Incentive Program | NEWARK | 7104 | 13.76 | Residential | Behind the Meter | Yes | PosiGen Developer, LLC | PSE&G |  | Accepted | 2025-07-02 | 2025-07-25 | 2026-07-25 | Solar Panels | JINKO EAGLE | G6RJKM430N-54HL4-B |  | 0.43 | 16 | 202 | 38 |  | Fixed | Roof
NJADRE1560029354 | Administratively Determined Incentive Program | LINDENWOLD | 8021 | 6.88 | Residential | Behind the Meter | Yes | EMT Renewables, LLC | AC Electric |  | Accepted | 2025-07-02 | 2025-07-25 | 2026-07-25 | Solar Panels | SEG SOLAR | SEG 430 |  | 0.43 | 2 | 292 | 18 |  | Fixed | Roof
NJADRE1560029354 | Administratively Determined Incentive Program | LINDENWOLD | 8021 | 6.88 | Residential | Behind the Meter | Yes | EMT Renewables, LLC | AC Electric |  | Accepted | 2025-07-02 | 2025-07-25 | 2026-07-25 | Solar Panels | SEG SOLAR | SEG 430 |  | 0.43 | 12 | 112 | 34 |  | Fixed | Roof
NJADRE1560029354 | Administratively Determined Incentive Program | LINDENWOLD | 8021 | 6.88 | Residential | Behind the Meter | Yes | EMT Renewables, LLC | AC Electric |  | Accepted | 2025-07-02 | 2025-07-25 | 2026-07-25 | Inverters | ENPHASE | IQ8+ | 290 |  | 16 |  |  | 0.98 |  | Other | UNDER EACH PANEL
NJADRE1560029354 | Administratively Determined Incentive Program | LINDENWOLD | 8021 | 6.88 | Residential | Behind the Meter | Yes | EMT Renewables, LLC | AC Electric |  | Accepted | 2025-07-02 | 2025-07-25 | 2026-07-25 | Solar Panels | SEG SOLAR | SEG 430 |  | 0.43 | 2 | 292 | 34 |  | Fixed | Roof
NJADRE1560029390 | Administratively Determined Incentive Program | NORTH CAPE MAY | 8204 | 10.32 | Residential | Behind the Meter | Yes | EMT Renewables, LLC | AC Electric |  | Accepted | 2025-07-02 | 2025-07-25 | 2026-07-25 | Inverters | ENPHASE | IQ8+ | 290 |  | 24 |  |  | 0.98 |  | Other | UNDER EACH PANEL
NJADRE1560029390 | Administratively Determined Incentive Program | NORTH CAPE MAY | 8204 | 10.32 | Residential | Behind the Meter | Yes | EMT Renewables, LLC | AC Electric |  | Accepted | 2025-07-02 | 2025-07-25 | 2026-07-25 | Solar Panels | SEG SOLAR | SEG 430 |  | 0.43 | 19 | 220 | 21 |  | Fixed | Roof
NJADRE1560029390 | Administratively Determined Incentive Program | NORTH CAPE MAY | 8204 | 10.32 | Residential | Behind the Meter | Yes | EMT Renewables, LLC | AC Electric |  | Accepted | 2025-07-02 | 2025-07-25 | 2026-07-25 | Solar Panels | SEG SOLAR | SEG 430 |  | 0.43 | 5 | 220 | 20 |  | Fixed | Roof
NJADRE1560029394 | Administratively Determined Incentive Program | EDISON | 8820 | 21.5 | Residential | Behind the Meter | No | PV4U, LLC | PSE&G |  | Accepted | 2025-07-10 | 2025-07-31 | 2026-07-31 | Solar Panels | Hanwha | QCELLS Q.TRON BLK M-G2+ 430W |  | 0.43 | 20 | 178 | 26 |  | Fixed | Roof
NJADRE1560029394 | Administratively Determined Incentive Program | EDISON | 8820 | 21.5 | Residential | Behind the Meter | No | PV4U, LLC | PSE&G |  | Accepted | 2025-07-10 | 2025-07-31 | 2026-07-31 | Solar Panels | Hanwha | QCELLS Q.TRON BLK M-G2+ 430W |  | 0.43 | 14 | 88 | 26 |  | Fixed | Roof
NJADRE1560029394 | Administratively Determined Incentive Program | EDISON | 8820 | 21.5 | Residential | Behind the Meter | No | PV4U, LLC | PSE&G |  | Accepted | 2025-07-10 | 2025-07-31 | 2026-07-31 | Solar Panels | Hanwha | QCELLS Q.TRON BLK M-G2+ 430W |  | 0.43 | 2 | 178 | 26 |  | Fixed | Roof
NJADRE1560029394 | Administratively Determined Incentive Program | EDISON | 8820 | 21.5 | Residential | Behind the Meter | No | PV4U, LLC | PSE&G |  | Accepted | 2025-07-10 | 2025-07-31 | 2026-07-31 | Solar Panels | Hanwha | QCELLS Q.TRON BLK M-G2+ 430W |  | 0.43 | 3 | 88 | 26 |  | Fixed | Roof
NJADRE1560029394 | Administratively Determined Incentive Program | EDISON | 8820 | 21.5 | Residential | Behind the Meter | No | PV4U, LLC | PSE&G |  | Accepted | 2025-07-10 | 2025-07-31 | 2026-07-31 | Solar Panels | Hanwha | QCELLS Q.TRON BLK M-G2+ 430W |  | 0.43 | 6 | 359 | 26 |  | Fixed | Roof
NJADRE1560029394 | Administratively Determined Incentive Program | EDISON | 8820 | 21.5 | Residential | Behind the Meter | No | PV4U, LLC | PSE&G |  | Accepted | 2025-07-10 | 2025-07-31 | 2026-07-31 | Solar Panels | Hanwha | QCELLS Q.TRON BLK M-G2+ 430W |  | 0.43 | 5 | 268 | 26 |  | Fixed | Roof
NJADRE1560029394 | Administratively Determined Incentive Program | EDISON | 8820 | 21.5 | Residential | Behind the Meter | No | PV4U, LLC | PSE&G |  | Accepted | 2025-07-10 | 2025-07-31 | 2026-07-31 | Inverters | Enphase | IQ8Plus | 290 |  | 50 |  |  | 0.98 |  | Outdoor
NJADRE1560029395 | Administratively Determined Incentive Program | West Deptford | 8086 | 6.02 | Residential | Behind the Meter | Yes | PosiGen Developer, LLC | PSE&G |  | Accepted | 2025-07-02 | 2025-07-24 | 2026-07-24 | Solar Panels | JINKO EAGLE | G6R JKM430N-54HL4-B |  | 0.43 | 10 | 184 | 30 |  | Fixed | Roof
NJADRE1560029395 | Administratively Determined Incentive Program | West Deptford | 8086 | 6.02 | Residential | Behind the Meter | Yes | PosiGen Developer, LLC | PSE&G |  | Accepted | 2025-07-02 | 2025-07-24 | 2026-07-24 | Inverters | SolarEdge | SE5700H-US | 5700 |  | 1 |  |  | 0.99 |  | Outside | within ten feet of meter
NJADRE1560029395 | Administratively Determined Incentive Program | West Deptford | 8086 | 6.02 | Residential | Behind the Meter | Yes | PosiGen Developer, LLC | PSE&G |  | Accepted | 2025-07-02 | 2025-07-24 | 2026-07-24 | Solar Panels | JINKO EAGLE | G6R JKM430N-54HL4-B |  | 0.43 | 4 | 94 | 45 |  | Fixed | Roof
NJADRE1560029405 | Administratively Determined Incentive Program | Elmwood Park | 7407 | 4.92 | Residential | Behind the Meter | Yes | Freedom Forever New Jersey, LLC | PSE&G |  | Accepted | 2025-07-02 | 2025-07-25 | 2026-07-25 | Inverters | Solar Edge | SE3800H-US | 3800 |  | 1 |  |  | 0.99 |  | Outside
NJADRE1560029405 | Administratively Determined Incentive Program | Elmwood Park | 7407 | 4.92 | Residential | Behind the Meter | Yes | Freedom Forever New Jersey, LLC | PSE&G |  | Accepted | 2025-07-02 | 2025-07-25 | 2026-07-25 | Solar Panels | Hanwha | Q.PEAK DUO BLK ML-G10+ 410 |  | 0.41 | 4 | 72 | 21 |  | Fixed | Roof
NJADRE1560029405 | Administratively Determined Incentive Program | Elmwood Park | 7407 | 4.92 | Residential | Behind the Meter | Yes | Freedom Forever New Jersey, LLC | PSE&G |  | Accepted | 2025-07-02 | 2025-07-25 | 2026-07-25 | Solar Panels | Hanwha | Q.PEAK DUO BLK ML-G10+ 410 |  | 0.41 | 8 | 252 | 21 |  | Fixed | Roof
NJADRE1560029414 | Administratively Determined Incentive Program | Belmar | 7719 | 9.13 | Residential | Behind the Meter | No | Green Power Energy, LLC | JCP&L |  | Accepted | 2025-07-02 | 2025-07-24 | 2026-07-24 | Inverters | Enphase Energy | IQ8MC-72-M-US [240V] | 320 |  | 22 |  |  | 0.98 |  | Outside | Roof
NJADRE1560029414 | Administratively Determined Incentive Program | Belmar | 7719 | 9.13 | Residential | Behind the Meter | No | Green Power Energy, LLC | JCP&L |  | Accepted | 2025-07-02 | 2025-07-24 | 2026-07-24 | Solar Panels | Enphase Energy | Q.PEAK DUO BLK ML-G10+ 415 |  | 0.415 | 22 | 178 | 22 |  | Fixed | Roof
NJADRE1560029415 | Administratively Determined Incentive Program | West Deptford | 8086 | 5.655 | Residential | Behind the Meter | No | Solar Energy World | PSE&G |  | Accepted | 2025-07-02 | 2025-07-25 | 2026-07-25 | Inverters | Enphase | IQ8MC-72-M-US | 320 |  | 13 |  |  | 0.97 |  | Outside
NJADRE1560029415 | Administratively Determined Incentive Program | West Deptford | 8086 | 5.655 | Residential | Behind the Meter | No | Solar Energy World | PSE&G |  | Accepted | 2025-07-02 | 2025-07-25 | 2026-07-25 | Solar Panels | HANWHA | Q.TRON BLKM-G2+ 435W |  | 0.435 | 13 | 69 | 34 |  | Fixed | Roof
NJADRE1560029420 | Administratively Determined Incentive Program | Irvington | 7111 | 3.28 | Residential | Behind the Meter | Yes | Pro Custom Solar dba Momentum Solar | PSE&G |  | Accepted | 2025-07-02 | 2025-07-25 | 2026-07-25 | Inverters | ENPHASE | IQ8HC-72-M-DOM-US | 380 |  | 8 |  |  | 0.97 |  | Outdoor
NJADRE1560029420 | Administratively Determined Incentive Program | Irvington | 7111 | 3.28 | Residential | Behind the Meter | Yes | Pro Custom Solar dba Momentum Solar | PSE&G |  | Accepted | 2025-07-02 | 2025-07-25 | 2026-07-25 | Solar Panels | HANWHA | Q.PEAK DUO BLK ML-G10+410 |  | 0.41 | 8 | 217 | 30 |  | Fixed | Roof
NJADRE1560029447 | Administratively Determined Incentive Program | Saddle Brook | 7663 | 3.69 | Residential | Behind the Meter | Yes | Freedom Forever New Jersey, LLC | PSE&G |  | Accepted | 2025-07-02 | 2025-07-24 | 2026-07-24 | Inverters | Solar Edge | SE3800H-US | 3800 |  | 1 |  |  | 0.99 |  | Outside
NJADRE1560029447 | Administratively Determined Incentive Program | Saddle Brook | 7663 | 3.69 | Residential | Behind the Meter | Yes | Freedom Forever New Jersey, LLC | PSE&G |  | Accepted | 2025-07-02 | 2025-07-24 | 2026-07-24 | Solar Panels | Hanwha | Q.PEAK DUO BLK ML-G10.C+ 410 |  | 0.41 | 5 | 160 | 26 |  | Fixed | Roof
NJADRE1560029447 | Administratively Determined Incentive Program | Saddle Brook | 7663 | 3.69 | Residential | Behind the Meter | Yes | Freedom Forever New Jersey, LLC | PSE&G |  | Accepted | 2025-07-02 | 2025-07-24 | 2026-07-24 | Solar Panels | Hanwha | Q.PEAK DUO BLK ML-G10.C+ 410 |  | 0.41 | 4 | 340 | 26 |  | Fixed | Roof
NJADRE1560029474 | Administratively Determined Incentive Program | Margate City | 8402 | 6.56 | Residential | Behind the Meter | Yes | Pro Custom Solar dba Momentum Solar | AC Electric |  | Accepted | 2025-07-02 | 2025-07-25 | 2026-07-25 | Inverters | ENPHASE | IQ8HC-72-M-DOM-US | 380 |  | 16 |  |  | 0.97 |  | Outdoor
NJADRE1560029474 | Administratively Determined Incentive Program | Margate City | 8402 | 6.56 | Residential | Behind the Meter | Yes | Pro Custom Solar dba Momentum Solar | AC Electric |  | Accepted | 2025-07-02 | 2025-07-25 | 2026-07-25 | Solar Panels | HANWHA | Q.PEAK DUO BLK ML-G10+410 |  | 0.41 | 3 | 143 | 19 |  | Fixed | Roof
NJADRE1560029474 | Administratively Determined Incentive Program | Margate City | 8402 | 6.56 | Residential | Behind the Meter | Yes | Pro Custom Solar dba Momentum Solar | AC Electric |  | Accepted | 2025-07-02 | 2025-07-25 | 2026-07-25 | Solar Panels | HANWHA | Q.PEAK DUO BLK ML-G10+410 |  | 0.41 | 9 | 144 | 28 |  | Fixed | Roof
NJADRE1560029474 | Administratively Determined Incentive Program | Margate City | 8402 | 6.56 | Residential | Behind the Meter | Yes | Pro Custom Solar dba Momentum Solar | AC Electric |  | Accepted | 2025-07-02 | 2025-07-25 | 2026-07-25 | Solar Panels | HANWHA | Q.PEAK DUO BLK ML-G10+410 |  | 0.41 | 4 | 323 | 19 |  | Fixed | Roof
NJADRE1560030498 | Administratively Determined Incentive Program | Clarksboro | 8020 | 6.96 | Residential | Behind the Meter | Yes | Venture Home Solar, LLC | AC Electric |  | Accepted | 2025-07-02 | 2025-07-25 | 2026-07-25 | Inverters | EnPhase | IQ8HC-72-M-DOM-US (240V) | 384 |  | 16 |  |  | 0.98958 |  | Outside
NJADRE1560030498 | Administratively Determined Incentive Program | Clarksboro | 8020 | 6.96 | Residential | Behind the Meter | Yes | Venture Home Solar, LLC | AC Electric |  | Accepted | 2025-07-02 | 2025-07-25 | 2026-07-25 | Solar Panels | Hanwha | Q.TRON BLK M-G2+ 435 |  | 0.435 | 4 | 136 | 35 |  | Fixed | Roof
NJADRE1560030498 | Administratively Determined Incentive Program | Clarksboro | 8020 | 6.96 | Residential | Behind the Meter | Yes | Venture Home Solar, LLC | AC Electric |  | Accepted | 2025-07-02 | 2025-07-25 | 2026-07-25 | Solar Panels | Hanwha | Q.TRON BLK M-G2+ 435 |  | 0.435 | 12 | 226 | 30 |  | Fixed | Roof
NJADRE1560033494 | Administratively Determined Incentive Program | South Brunswick | 8852 | 7.48 | Residential | Behind the Meter | No | Exact Solar | PSE&G |  | Accepted | 2025-07-03 | 2025-07-25 | 2026-07-25 | Solar Panels | Vsun | VSUN440N-108BMH-BB |  | 0.44 | 4 | 54.6 | 29 |  | Fixed | Roof
NJADRE1560033494 | Administratively Determined Incentive Program | South Brunswick | 8852 | 7.48 | Residential | Behind the Meter | No | Exact Solar | PSE&G |  | Accepted | 2025-07-03 | 2025-07-25 | 2026-07-25 | Solar Panels | Vsun | VSUN440N-108BMH-BB |  | 0.44 | 4 | 234 | 27 |  | Fixed | Roof
NJADRE1560033494 | Administratively Determined Incentive Program | South Brunswick | 8852 | 7.48 | Residential | Behind the Meter | No | Exact Solar | PSE&G |  | Accepted | 2025-07-03 | 2025-07-25 | 2026-07-25 | Inverters | Enphase | IQ8MC | 320 |  | 17 |  |  | 0.97 |  | Outside | Under panels
NJADRE1560033494 | Administratively Determined Incentive Program | South Brunswick | 8852 | 7.48 | Residential | Behind the Meter | No | Exact Solar | PSE&G |  | Accepted | 2025-07-03 | 2025-07-25 | 2026-07-25 | Solar Panels | Vsun | VSUN440N-108BMH-BB |  | 0.44 | 3 | 144.9 | 44 |  | Fixed | Roof
NJADRE1560033494 | Administratively Determined Incentive Program | South Brunswick | 8852 | 7.48 | Residential | Behind the Meter | No | Exact Solar | PSE&G |  | Accepted | 2025-07-03 | 2025-07-25 | 2026-07-25 | Solar Panels | Vsun | VSUN440N-108BMH-BB |  | 0.44 | 2 | 144.9 | 44 |  | Fixed | Roof
NJADRE1560033494 | Administratively Determined Incentive Program | South Brunswick | 8852 | 7.48 | Residential | Behind the Meter | No | Exact Solar | PSE&G |  | Accepted | 2025-07-03 | 2025-07-25 | 2026-07-25 | Solar Panels | Vsun | VSUN440N-108BMH-BB |  | 0.44 | 4 | 144.5 | 29 |  | Fixed | Roof
NJADRE1560033499 | Administratively Determined Incentive Program | Morris Plains | 7950 | 7.29 | Residential | Behind the Meter | Yes | Sunrun Installation Services, Inc. | JCP&L |  | Accepted | 2025-07-03 | 2025-07-24 | 2026-07-24 | Inverters | SolarEdge Technologies | SE5700H-USMN | 5760 |  | 1 |  |  | 0.99 |  | Outdoor | Next to meter
NJADRE1560033499 | Administratively Determined Incentive Program | Morris Plains | 7950 | 7.29 | Residential | Behind the Meter | Yes | Sunrun Installation Services, Inc. | JCP&L |  | Accepted | 2025-07-03 | 2025-07-24 | 2026-07-24 | Solar Panels | JA Solar | JAM54S31-405/MR |  | 0.405 | 18 | 291 | 33 |  | Fixed | Roof
NJADRE1560033504 | Administratively Determined Incentive Program | Berlin | 8009 | 6.885 | Residential | Behind the Meter | Yes | Sunrun Installation Services, Inc. | AC Electric |  | Accepted | 2025-07-03 | 2025-07-24 | 2026-07-24 | Inverters | SolarEdge Technologies | SE5700H-USMN | 5760 |  | 1 |  |  | 0.99 |  | Outdoor | Next to meter
NJADRE1560033504 | Administratively Determined Incentive Program | Berlin | 8009 | 6.885 | Residential | Behind the Meter | Yes | Sunrun Installation Services, Inc. | AC Electric |  | Accepted | 2025-07-03 | 2025-07-24 | 2026-07-24 | Solar Panels | JA Solar | JAM54S31-405/MR |  | 0.405 | 17 | 222 | 30 |  | Fixed | Roof
NJADRE1560033518 | Administratively Determined Incentive Program | MAPLEWOOD | 7040 | 3.48 | Residential | Behind the Meter | Yes | SunnyMac, LLC | PSE&G |  | Accepted | 2025-07-03 | 2025-07-25 | 2026-07-25 | Solar Panels | HANWHA | Q.TRON BLK M-G2+ 435 |  | 0.435 | 3 | 314 | 27 |  | Fixed | Roof
NJADRE1560033518 | Administratively Determined Incentive Program | MAPLEWOOD | 7040 | 3.48 | Residential | Behind the Meter | Yes | SunnyMac, LLC | PSE&G |  | Accepted | 2025-07-03 | 2025-07-25 | 2026-07-25 | Solar Panels | HANWHA | Q.TRON BLK M-G2+ 435 |  | 0.435 | 5 | 44 | 27 |  | Fixed | Roof
NJADRE1560033518 | Administratively Determined Incentive Program | MAPLEWOOD | 7040 | 3.48 | Residential | Behind the Meter | Yes | SunnyMac, LLC | PSE&G |  | Accepted | 2025-07-03 | 2025-07-25 | 2026-07-25 | Inverters | SOLAREDGE | SE3800H-US | 3800 |  | 1 |  |  | 0.99 |  | Outdoor | next to meter
NJADRE1560033518 | Administratively Determined Incentive Program | MAPLEWOOD | 7040 | 3.48 | Residential | Behind the Meter | Yes | SunnyMac, LLC | PSE&G |  | Accepted | 2025-07-03 | 2025-07-25 | 2026-07-25 | Meters | SOLAREDGE | SE-RGMTR-1D-240C-C |  |  | 1 |  |  |  | Yes | Outdoor
NJADRE1560033529 | Administratively Determined Incentive Program | East Brunswick | 8816 | 3.87 | Residential | Behind the Meter | Yes | EMT Renewables, LLC | PSE&G |  | Accepted | 2025-07-03 | 2025-07-28 | 2026-07-28 | Inverters | ENPHASE | IQ8+ | 290 |  | 9 |  |  | 0.98 |  | Other | UNDER EACH PANEL
NJADRE1560033529 | Administratively Determined Incentive Program | East Brunswick | 8816 | 3.87 | Residential | Behind the Meter | Yes | EMT Renewables, LLC | PSE&G |  | Accepted | 2025-07-03 | 2025-07-28 | 2026-07-28 | Solar Panels | SEG SOLAR | SEG 430 |  | 0.43 | 9 | 174 | 9 |  | Fixed | Roof
NJADRE1560033533 | Administratively Determined Incentive Program | Washington | 7882 | 4.86 | Residential | Behind the Meter | Yes | Sunrun Installation Services, Inc. | JCP&L |  | Accepted | 2025-07-03 | 2025-07-25 | 2026-07-25 | Solar Panels | JA Solar | JAM54S31-405/MR |  | 0.405 | 3 | 256 | 38 |  | Fixed | Roof
NJADRE1560033533 | Administratively Determined Incentive Program | Washington | 7882 | 4.86 | Residential | Behind the Meter | Yes | Sunrun Installation Services, Inc. | JCP&L |  | Accepted | 2025-07-03 | 2025-07-25 | 2026-07-25 | Inverters | SolarEdge Technologies | SE3800H-USMN | 3800 |  | 1 |  |  | 0.99 |  | Outdoor | Next to meter
NJADRE1560033533 | Administratively Determined Incentive Program | Washington | 7882 | 4.86 | Residential | Behind the Meter | Yes | Sunrun Installation Services, Inc. | JCP&L |  | Accepted | 2025-07-03 | 2025-07-25 | 2026-07-25 | Solar Panels | JA Solar | JAM54S31-405/MR |  | 0.405 | 9 | 76 | 37 |  | Fixed | Roof
NJADRE1560033534 | Administratively Determined Incentive Program | MONROE | 8094 | 12.18 | Residential | Behind the Meter | Yes | SunnyMac, LLC | AC Electric |  | Accepted | 2025-07-03 | 2025-07-28 | 2026-07-28 | Solar Panels | HANWHA | Q.TRON BLK M-G2.H+ |  | 0.435 | 2 | 98 | 23 |  | Fixed | Roof
NJADRE1560033534 | Administratively Determined Incentive Program | MONROE | 8094 | 12.18 | Residential | Behind the Meter | Yes | SunnyMac, LLC | AC Electric |  | Accepted | 2025-07-03 | 2025-07-28 | 2026-07-28 | Solar Panels | HANWHA | Q.TRON BLK M-G2.H+ |  | 0.435 | 5 | 8 | 23 |  | Fixed | Roof
NJADRE1560033534 | Administratively Determined Incentive Program | MONROE | 8094 | 12.18 | Residential | Behind the Meter | Yes | SunnyMac, LLC | AC Electric |  | Accepted | 2025-07-03 | 2025-07-28 | 2026-07-28 | Solar Panels | HANWHA | Q.TRON BLK M-G2.H+ |  | 0.435 | 5 | 98 | 23 |  | Fixed | Roof
NJADRE1560033534 | Administratively Determined Incentive Program | MONROE | 8094 | 12.18 | Residential | Behind the Meter | Yes | SunnyMac, LLC | AC Electric |  | Accepted | 2025-07-03 | 2025-07-28 | 2026-07-28 | Solar Panels | HANWHA | Q.TRON BLK M-G2.H+ |  | 0.435 | 7 | 188 | 23 |  | Fixed | Roof
NJADRE1560033534 | Administratively Determined Incentive Program | MONROE | 8094 | 12.18 | Residential | Behind the Meter | Yes | SunnyMac, LLC | AC Electric |  | Accepted | 2025-07-03 | 2025-07-28 | 2026-07-28 | Solar Panels | HANWHA | Q.TRON BLK M-G2.H+ |  | 0.435 | 5 | 278 | 23 |  | Fixed | Roof
NJADRE1560033534 | Administratively Determined Incentive Program | MONROE | 8094 | 12.18 | Residential | Behind the Meter | Yes | SunnyMac, LLC | AC Electric |  | Accepted | 2025-07-03 | 2025-07-28 | 2026-07-28 | Solar Panels | HANWHA | Q.TRON BLK M-G2.H+ |  | 0.435 | 4 | 278 | 23 |  | Fixed | Roof
NJADRE1560033534 | Administratively Determined Incentive Program | MONROE | 8094 | 12.18 | Residential | Behind the Meter | Yes | SunnyMac, LLC | AC Electric |  | Accepted | 2025-07-03 | 2025-07-28 | 2026-07-28 | Inverters | SOLAREDGE | SE10000H-US | 10000 |  | 1 |  |  | 0.99 |  | Outdoor | next to meter
NJADRE1560033539 | Administratively Determined Incentive Program | COLTS NECK | 7722 | 12.9 | Residential | Behind the Meter | Yes | EMT Renewables, LLC | JCP&L |  | Accepted | 2025-07-03 | 2025-08-14 | 2026-08-14 | Solar Panels | SEG SOLAR | SEG 430 |  | 0.43 | 15 | 202 | 33 |  | Fixed | Roof
NJADRE1560033539 | Administratively Determined Incentive Program | COLTS NECK | 7722 | 12.9 | Residential | Behind the Meter | Yes | EMT Renewables, LLC | JCP&L |  | Accepted | 2025-07-03 | 2025-08-14 | 2026-08-14 | Solar Panels | SEG SOLAR | SEG 430 |  | 0.43 | 3 | 201 | 33 |  | Fixed | Roof
NJADRE1560033539 | Administratively Determined Incentive Program | COLTS NECK | 7722 | 12.9 | Residential | Behind the Meter | Yes | EMT Renewables, LLC | JCP&L |  | Accepted | 2025-07-03 | 2025-08-14 | 2026-08-14 | Inverters | ENPHASE | IQ8+ | 290 |  | 30 |  |  | 0.98 |  | Other | UNDER EACH PANEL
NJADRE1560033539 | Administratively Determined Incentive Program | COLTS NECK | 7722 | 12.9 | Residential | Behind the Meter | Yes | EMT Renewables, LLC | JCP&L |  | Accepted | 2025-07-03 | 2025-08-14 | 2026-08-14 | Solar Panels | SEG SOLAR | SEG 430 |  | 0.43 | 12 | 111 | 23 |  | Fixed | Roof
NJADRE1560033548 | Administratively Determined Incentive Program | Sayreville | 8872 | 11.48 | Residential | Behind the Meter | Yes | Sunrun Installation Services, Inc. | JCP&L |  | Accepted | 2025-07-03 | 2025-07-25 | 2026-07-25 | Electric Storage Battery | TESLA | Powerwall 3 1707000-xx-y |  |  | 1 |  |  |  | Lithium Ion |  | OUTSIDE
NJADRE1560033548 | Administratively Determined Incentive Program | Sayreville | 8872 | 11.48 | Residential | Behind the Meter | Yes | Sunrun Installation Services, Inc. | JCP&L |  | Accepted | 2025-07-03 | 2025-07-25 | 2026-07-25 | Inverters | TESLA | Powerwall 3 1707000-xx-y | 11500 |  | 1 |  |  | 0.97 |  | Outdoor | Next to meter
NJADRE1560033548 | Administratively Determined Incentive Program | Sayreville | 8872 | 11.48 | Residential | Behind the Meter | Yes | Sunrun Installation Services, Inc. | JCP&L |  | Accepted | 2025-07-03 | 2025-07-25 | 2026-07-25 | Solar Panels | Hanwha Q-Cells | Q.PEAK DUO BLK ML-G10+ 410 DCA (MD06G100A-017) |  | 0.41 | 18 | 81 | 23 |  | Fixed | Roof
NJADRE1560033548 | Administratively Determined Incentive Program | Sayreville | 8872 | 11.48 | Residential | Behind the Meter | Yes | Sunrun Installation Services, Inc. | JCP&L |  | Accepted | 2025-07-03 | 2025-07-25 | 2026-07-25 | Solar Panels | Hanwha Q-Cells | Q.PEAK DUO BLK ML-G10+ 410 DCA (MD06G100A-017) |  | 0.41 | 10 | 261 | 23 |  | Fixed | Roof
NJADRE1560033556 | Administratively Determined Incentive Program | Villas | 8251 | 18.92 | Residential | Behind the Meter | Yes | EMT Renewables, LLC | AC Electric |  | Accepted | 2025-07-03 | 2025-07-28 | 2026-07-28 | Solar Panels | SEG SOLAR | SEG 430 |  | 0.43 | 21 | 307 | 39 |  | Fixed | Roof
NJADRE1560033556 | Administratively Determined Incentive Program | Villas | 8251 | 18.92 | Residential | Behind the Meter | Yes | EMT Renewables, LLC | AC Electric |  | Accepted | 2025-07-03 | 2025-07-28 | 2026-07-28 | Inverters | ENPHASE | IQ8+ | 290 |  | 44 |  |  | 0.98 |  | Other | UNDER EACH PANEL
NJADRE1560033556 | Administratively Determined Incentive Program | Villas | 8251 | 18.92 | Residential | Behind the Meter | Yes | EMT Renewables, LLC | AC Electric |  | Accepted | 2025-07-03 | 2025-07-28 | 2026-07-28 | Solar Panels | SEG SOLAR | SEG 430 |  | 0.43 | 23 | 127 | 39 |  | Fixed | Roof
NJADRE1560033567 | Administratively Determined Incentive Program | Millstone Township | 8535 | 15.48 | Residential | Behind the Meter | Yes | EMT Renewables, LLC | JCP&L |  | Accepted | 2025-07-03 | 2025-07-28 | 2026-07-28 | Solar Panels | SEG SOLAR | SEG 430 |  | 0.43 | 10 | 174 | 46 |  | Fixed | Roof
NJADRE1560033567 | Administratively Determined Incentive Program | Millstone Township | 8535 | 15.48 | Residential | Behind the Meter | Yes | EMT Renewables, LLC | JCP&L |  | Accepted | 2025-07-03 | 2025-07-28 | 2026-07-28 | Inverters | ENPHASE | IQ8+ | 290 |  | 36 |  |  | 0.98 |  | Other | UNDER EACH PANEL
NJADRE1560033567 | Administratively Determined Incentive Program | Millstone Township | 8535 | 15.48 | Residential | Behind the Meter | Yes | EMT Renewables, LLC | JCP&L |  | Accepted | 2025-07-03 | 2025-07-28 | 2026-07-28 | Solar Panels | SEG SOLAR | SEG 430 |  | 0.43 | 4 | 84 | 35 |  | Fixed | Roof
NJADRE1560033567 | Administratively Determined Incentive Program | Millstone Township | 8535 | 15.48 | Residential | Behind the Meter | Yes | EMT Renewables, LLC | JCP&L |  | Accepted | 2025-07-03 | 2025-07-28 | 2026-07-28 | Solar Panels | SEG SOLAR | SEG 430 |  | 0.43 | 17 | 264 | 35 |  | Fixed | Roof
NJADRE1560033567 | Administratively Determined Incentive Program | Millstone Township | 8535 | 15.48 | Residential | Behind the Meter | Yes | EMT Renewables, LLC | JCP&L |  | Accepted | 2025-07-03 | 2025-07-28 | 2026-07-28 | Solar Panels | SEG SOLAR | SEG 430 |  | 0.43 | 5 | 84 | 35 |  | Fixed | Roof
NJADRE1560033568 | Administratively Determined Incentive Program | Ocean City | 8226 | 7.395 | Residential | Behind the Meter | Yes | SunnyMac, LLC | AC Electric |  | Accepted | 2025-07-03 | 2025-07-25 | 2026-07-25 | Solar Panels | HANWHA | Q.TRON BLK M-G2+ |  | 0.435 | 7 | 46 | 45 |  | Fixed | Roof
NJADRE1560033568 | Administratively Determined Incentive Program | Ocean City | 8226 | 7.395 | Residential | Behind the Meter | Yes | SunnyMac, LLC | AC Electric |  | Accepted | 2025-07-03 | 2025-07-25 | 2026-07-25 | Solar Panels | HANWHA | Q.TRON BLK M-G2+ |  | 0.435 | 10 | 226 | 45 |  | Fixed | Roof
NJADRE1560033568 | Administratively Determined Incentive Program | Ocean City | 8226 | 7.395 | Residential | Behind the Meter | Yes | SunnyMac, LLC | AC Electric |  | Accepted | 2025-07-03 | 2025-07-25 | 2026-07-25 | Inverters | SOLAREDGE HOME HUB | SE5700H-US | 5760 |  | 1 |  |  | 0.99 |  | Outdoor | next to meter
NJADRE1560033569 | Administratively Determined Incentive Program | Bloomfield | 7003 | 4.92 | Residential | Behind the Meter | Yes | Trinity Solar, LLC | PSE&G |  | Accepted | 2025-07-03 | 2025-07-25 | 2026-07-25 | Solar Panels | HANWHA 410 (Q.PEAK DUO BLK ML-G10+410) | HANWHA 410 (Q.PEAK DUO BLK ML-G10+410) |  | 0.41 | 12 | 83 | 21 |  | Fixed | Roof
NJADRE1560033569 | Administratively Determined Incentive Program | Bloomfield | 7003 | 4.92 | Residential | Behind the Meter | Yes | Trinity Solar, LLC | PSE&G |  | Accepted | 2025-07-03 | 2025-07-25 | 2026-07-25 | Inverters | SOLAREDGE | SE3800H-US | 3800 |  | 1 |  |  | 0.97 |  | Outside
NJADRE1560033572 | Administratively Determined Incentive Program | Marlboro | 7746 | 12.614 | Residential | Behind the Meter | No | Tesla Energy Operations, Inc. | JCP&L |  | Accepted | 2025-07-03 | 2025-07-29 | 2026-07-29 | Solar Panels | Tesla | SR72T2 |  | 0.07167 | 9 | 244 | 34 |  | Fixed | Roof
NJADRE1560033572 | Administratively Determined Incentive Program | Marlboro | 7746 | 12.614 | Residential | Behind the Meter | No | Tesla Energy Operations, Inc. | JCP&L |  | Accepted | 2025-07-03 | 2025-07-29 | 2026-07-29 | Solar Panels | Tesla | SR72T2 |  | 0.07167 | 72 | 154 | 34 |  | Fixed | Roof
NJADRE1560033572 | Administratively Determined Incentive Program | Marlboro | 7746 | 12.614 | Residential | Behind the Meter | No | Tesla Energy Operations, Inc. | JCP&L |  | Accepted | 2025-07-03 | 2025-07-29 | 2026-07-29 | Inverters | Tesla | 1850000-XX-Y | 7600 |  | 1 |  |  | 0.98 |  | Outdoor
NJADRE1560033572 | Administratively Determined Incentive Program | Marlboro | 7746 | 12.614 | Residential | Behind the Meter | No | Tesla Energy Operations, Inc. | JCP&L |  | Accepted | 2025-07-03 | 2025-07-29 | 2026-07-29 | Solar Panels | Tesla | SR72T2 |  | 0.07167 | 16 | 154 | 34 |  | Fixed | Roof
NJADRE1560033572 | Administratively Determined Incentive Program | Marlboro | 7746 | 12.614 | Residential | Behind the Meter | No | Tesla Energy Operations, Inc. | JCP&L |  | Accepted | 2025-07-03 | 2025-07-29 | 2026-07-29 | Electric Storage Battery | Tesla | AC Powerwall 2.0 |  |  | 1 |  |  |  | Lithium Ion |  | OUTSIDE?
NJADRE1560033572 | Administratively Determined Incentive Program | Marlboro | 7746 | 12.614 | Residential | Behind the Meter | No | Tesla Energy Operations, Inc. | JCP&L |  | Accepted | 2025-07-03 | 2025-07-29 | 2026-07-29 | Solar Panels | Tesla | SR72T2 |  | 0.07167 | 79 | 244 | 34 |  | Fixed | Roof
NJADRE1560033588 | Administratively Determined Incentive Program | EDISON | 8817 | 6.09 | Residential | Behind the Meter | Yes | SunnyMac, LLC | PSE&G |  | Accepted | 2025-07-03 | 2025-07-25 | 2026-07-25 | Solar Panels | HANWHA | Q.TRON BLK M-G2+ |  | 0.435 | 4 | 128 | 15 |  | Fixed | Roof
NJADRE1560033588 | Administratively Determined Incentive Program | EDISON | 8817 | 6.09 | Residential | Behind the Meter | Yes | SunnyMac, LLC | PSE&G |  | Accepted | 2025-07-03 | 2025-07-25 | 2026-07-25 | Inverters | SOLAREDGE HOME HUB | SE5700H-US | 5760 |  | 1 |  |  | 0.99 |  | Outdoor | next to meter
NJADRE1560033588 | Administratively Determined Incentive Program | EDISON | 8817 | 6.09 | Residential | Behind the Meter | Yes | SunnyMac, LLC | PSE&G |  | Accepted | 2025-07-03 | 2025-07-25 | 2026-07-25 | Solar Panels | HANWHA | Q.TRON BLK M-G2+ |  | 0.435 | 10 | 128 | 26 |  | Fixed | Roof
NJADRE1560033591 | Administratively Determined Incentive Program | Pennsauken | 8109 | 6.45 | Residential | Behind the Meter | Yes | EMT Renewables, LLC | PSE&G |  | Accepted | 2025-07-03 | 2025-07-25 | 2026-07-25 | Inverters | ENPHASE | IQ8+ | 290 |  | 15 |  |  | 0.98 |  | Other | UNDER EACH PANEL
NJADRE1560033591 | Administratively Determined Incentive Program | Pennsauken | 8109 | 6.45 | Residential | Behind the Meter | Yes | EMT Renewables, LLC | PSE&G |  | Accepted | 2025-07-03 | 2025-07-25 | 2026-07-25 | Solar Panels | SEG SOLAR | SEG 430 |  | 0.43 | 15 | 215 | 31 |  | Fixed | Roof
NJADRE1560033603 | Administratively Determined Incentive Program | PERTH AMBOY CITY | 8861 | 4.455 | Residential | Behind the Meter | Yes | Sunrun Installation Services, Inc. | PSE&G |  | Accepted | 2025-07-03 | 2025-07-25 | 2026-07-25 | Solar Panels | JA SOLAR | JAM54S31-405/MR |  | 0.405 | 6 | 291 | 35 |  | Fixed | Roof
NJADRE1560033603 | Administratively Determined Incentive Program | PERTH AMBOY CITY | 8861 | 4.455 | Residential | Behind the Meter | Yes | Sunrun Installation Services, Inc. | PSE&G |  | Accepted | 2025-07-03 | 2025-07-25 | 2026-07-25 | Inverters | SOLAREDGE TECHNOLOGIES | SE3800H-USMN | 3800 |  | 1 |  |  | 0.99 |  | Outside
NJADRE1560033603 | Administratively Determined Incentive Program | PERTH AMBOY CITY | 8861 | 4.455 | Residential | Behind the Meter | Yes | Sunrun Installation Services, Inc. | PSE&G |  | Accepted | 2025-07-03 | 2025-07-25 | 2026-07-25 | Solar Panels | JA SOLAR | JAM54S31-405/MR |  | 0.405 | 5 | 111 | 35 |  | Fixed | Roof
NJADRE1560033609 | Administratively Determined Incentive Program | WESTVILLE | 8093 | 12.75 | Residential | Behind the Meter | Yes | Power Energy Solutions, LLC | PSE&G |  | Accepted | 2025-07-03 | 2025-07-25 | 2026-07-25 | Inverters | SolarEdge | SE7600H-US | 7600 |  | 1 |  |  | 0.97 |  | Outdoor
NJADRE1560033609 | Administratively Determined Incentive Program | WESTVILLE | 8093 | 12.75 | Residential | Behind the Meter | Yes | Power Energy Solutions, LLC | PSE&G |  | Accepted | 2025-07-03 | 2025-07-25 | 2026-07-25 | Solar Panels | Trina Solar | TSM-425NE09RC.05 |  | 0.425 | 16 | 36 | 22 |  | Fixed | Roof
NJADRE1560033609 | Administratively Determined Incentive Program | WESTVILLE | 8093 | 12.75 | Residential | Behind the Meter | Yes | Power Energy Solutions, LLC | PSE&G |  | Accepted | 2025-07-03 | 2025-07-25 | 2026-07-25 | Solar Panels | Trina Solar | TSM-425NE09RC.05 |  | 0.425 | 14 | 216 | 22 |  | Fixed | Roof
NJADRE1560033628 | Administratively Determined Incentive Program | Galloway | 8205 | 8.17 | Residential | Behind the Meter | Yes | EMT Renewables, LLC | AC Electric |  | Accepted | 2025-07-03 | 2025-07-28 | 2026-07-28 | Inverters | ENPHASE | IQ8+ | 290 |  | 19 |  |  | 0.98 |  | Other | UNDER EACH PANEL
NJADRE1560033628 | Administratively Determined Incentive Program | Galloway | 8205 | 8.17 | Residential | Behind the Meter | Yes | EMT Renewables, LLC | AC Electric |  | Accepted | 2025-07-03 | 2025-07-28 | 2026-07-28 | Solar Panels | SEG SOLAR | SEG 430 |  | 0.43 | 8 | 291 | 22 |  | Fixed | Roof
NJADRE1560033628 | Administratively Determined Incentive Program | Galloway | 8205 | 8.17 | Residential | Behind the Meter | Yes | EMT Renewables, LLC | AC Electric |  | Accepted | 2025-07-03 | 2025-07-28 | 2026-07-28 | Solar Panels | SEG SOLAR | SEG 430 |  | 0.43 | 7 | 111 | 22 |  | Fixed | Roof
NJADRE1560033628 | Administratively Determined Incentive Program | Galloway | 8205 | 8.17 | Residential | Behind the Meter | Yes | EMT Renewables, LLC | AC Electric |  | Accepted | 2025-07-03 | 2025-07-28 | 2026-07-28 | Solar Panels | SEG SOLAR | SEG 430 |  | 0.43 | 4 | 111 | 22 |  | Fixed | Roof
NJADRE1560033630 | Administratively Determined Incentive Program | Southampton | 8088 | 16.2 | Residential | Behind the Meter | Yes | Sunrun Installation Services, Inc. | PSE&G |  | Accepted | 2025-07-03 | 2025-07-25 | 2026-07-25 | Inverters | SOLAREDGE TECHNOLOGIES | SE3800H-USMN | 3800 |  | 1 |  |  | 0.99 |  | Outdoor
NJADRE1560033630 | Administratively Determined Incentive Program | Southampton | 8088 | 16.2 | Residential | Behind the Meter | Yes | Sunrun Installation Services, Inc. | PSE&G |  | Accepted | 2025-07-03 | 2025-07-25 | 2026-07-25 | Solar Panels | JA SOLAR | JAM54S31-405/MR |  | 0.405 | 10 | 242 | 34 |  | Fixed | Roof
NJADRE1560033630 | Administratively Determined Incentive Program | Southampton | 8088 | 16.2 | Residential | Behind the Meter | Yes | Sunrun Installation Services, Inc. | PSE&G |  | Accepted | 2025-07-03 | 2025-07-25 | 2026-07-25 | Inverters | SOLAREDGE TECHNOLOGIES | SE10000H-USMN | 10000 |  | 1 |  |  | 0.99 |  | Outdoor
NJADRE1560033630 | Administratively Determined Incentive Program | Southampton | 8088 | 16.2 | Residential | Behind the Meter | Yes | Sunrun Installation Services, Inc. | PSE&G |  | Accepted | 2025-07-03 | 2025-07-25 | 2026-07-25 | Solar Panels | JA SOLAR | JAM54S31-405/MR |  | 0.405 | 5 | 242 | 27 |  | Fixed | Roof
NJADRE1560033630 | Administratively Determined Incentive Program | Southampton | 8088 | 16.2 | Residential | Behind the Meter | Yes | Sunrun Installation Services, Inc. | PSE&G |  | Accepted | 2025-07-03 | 2025-07-25 | 2026-07-25 | Solar Panels | JA SOLAR | JAM54S31-405/MR |  | 0.405 | 4 | 63 | 30 |  | Fixed | Roof
NJADRE1560033630 | Administratively Determined Incentive Program | Southampton | 8088 | 16.2 | Residential | Behind the Meter | Yes | Sunrun Installation Services, Inc. | PSE&G |  | Accepted | 2025-07-03 | 2025-07-25 | 2026-07-25 | Solar Panels | JA SOLAR | JAM54S31-405/MR |  | 0.405 | 10 | 63 | 35 |  | Fixed | Roof
NJADRE1560033630 | Administratively Determined Incentive Program | Southampton | 8088 | 16.2 | Residential | Behind the Meter | Yes | Sunrun Installation Services, Inc. | PSE&G |  | Accepted | 2025-07-03 | 2025-07-25 | 2026-07-25 | Solar Panels | JA SOLAR | JAM54S31-405/MR |  | 0.405 | 11 | 332 | 19 |  | Fixed | Roof
NJADRE1560033650 | Administratively Determined Incentive Program | TOMS RIVER | 8755 | 27 | Residential | Behind the Meter | Yes | Powerlutions, LLC | JCP&L |  | Accepted | 2025-07-03 | 2025-07-28 | 2026-07-28 | Solar Panels | CANADIAN | CS6.1-54TM-450H |  | 0.45 | 10 | 189 | 30 |  | Fixed | Roof
NJADRE1560033650 | Administratively Determined Incentive Program | TOMS RIVER | 8755 | 27 | Residential | Behind the Meter | Yes | Powerlutions, LLC | JCP&L |  | Accepted | 2025-07-03 | 2025-07-28 | 2026-07-28 | Solar Panels | CANADIAN | CS6.1-54TM-450H |  | 0.45 | 9 | 99 | 30 |  | Fixed | Roof
NJADRE1560033650 | Administratively Determined Incentive Program | TOMS RIVER | 8755 | 27 | Residential | Behind the Meter | Yes | Powerlutions, LLC | JCP&L |  | Accepted | 2025-07-03 | 2025-07-28 | 2026-07-28 | Solar Panels | CANADIAN | CS6.1-54TM-450H |  | 0.45 | 21 | 279 | 30 |  | Fixed | Roof
NJADRE1560033650 | Administratively Determined Incentive Program | TOMS RIVER | 8755 | 27 | Residential | Behind the Meter | Yes | Powerlutions, LLC | JCP&L |  | Accepted | 2025-07-03 | 2025-07-28 | 2026-07-28 | Solar Panels | CANADIAN | CS6.1-54TM-450H |  | 0.45 | 3 | 189 | 30 |  | Fixed | Roof
NJADRE1560033650 | Administratively Determined Incentive Program | TOMS RIVER | 8755 | 27 | Residential | Behind the Meter | Yes | Powerlutions, LLC | JCP&L |  | Accepted | 2025-07-03 | 2025-07-28 | 2026-07-28 | Solar Panels | CANADIAN | CS6.1-54TM-450H |  | 0.45 | 9 | 99 | 30 |  | Fixed | Roof
NJADRE1560033650 | Administratively Determined Incentive Program | TOMS RIVER | 8755 | 27 | Residential | Behind the Meter | Yes | Powerlutions, LLC | JCP&L |  | Accepted | 2025-07-03 | 2025-07-28 | 2026-07-28 | Inverters | Enphase | IQ8HC-72-M-DOM-US | 380 |  | 60 |  |  | 0.98 |  | Outdoor
NJADRE1560033650 | Administratively Determined Incentive Program | TOMS RIVER | 8755 | 27 | Residential | Behind the Meter | Yes | Powerlutions, LLC | JCP&L |  | Accepted | 2025-07-03 | 2025-07-28 | 2026-07-28 | Solar Panels | CANADIAN | CS6.1-54TM-450H |  | 0.45 | 8 | 189 | 45 |  | Fixed | Roof
NJADRE1560033655 | Administratively Determined Incentive Program | Union | 7083 | 7.29 | Residential | Behind the Meter | Yes | Sunrun Installation Services, Inc. | PSE&G |  | Accepted | 2025-07-03 | 2025-07-25 | 2026-07-25 | Solar Panels | JA Solar | JAM54S31-405/MR |  | 0.405 | 4 | 50 | 16 |  | Fixed | Roof
NJADRE1560033655 | Administratively Determined Incentive Program | Union | 7083 | 7.29 | Residential | Behind the Meter | Yes | Sunrun Installation Services, Inc. | PSE&G |  | Accepted | 2025-07-03 | 2025-07-25 | 2026-07-25 | Solar Panels | JA Solar | JAM54S31-405/MR |  | 0.405 | 6 | 230 | 16 |  | Fixed | Roof
NJADRE1560033655 | Administratively Determined Incentive Program | Union | 7083 | 7.29 | Residential | Behind the Meter | Yes | Sunrun Installation Services, Inc. | PSE&G |  | Accepted | 2025-07-03 | 2025-07-25 | 2026-07-25 | Inverters | SolarEdge Technologies | SE5700H-USMN | 5760 |  | 1 |  |  | 0.99 |  | Outdoor | Next to meter
NJADRE1560033655 | Administratively Determined Incentive Program | Union | 7083 | 7.29 | Residential | Behind the Meter | Yes | Sunrun Installation Services, Inc. | PSE&G |  | Accepted | 2025-07-03 | 2025-07-25 | 2026-07-25 | Solar Panels | JA Solar | JAM54S31-405/MR |  | 0.405 | 8 | 140 | 16 |  | Fixed | Roof
NJADRE1560033659 | Administratively Determined Incentive Program | Wildwood | 8260 | 10.32 | Residential | Behind the Meter | Yes | EMT Renewables, LLC | AC Electric |  | Accepted | 2025-07-03 | 2025-07-25 | 2026-07-25 | Solar Panels | SEG SOLAR | SEG 430 |  | 0.43 | 6 | 47 | 27 |  | Fixed | Roof
NJADRE1560033659 | Administratively Determined Incentive Program | Wildwood | 8260 | 10.32 | Residential | Behind the Meter | Yes | EMT Renewables, LLC | AC Electric |  | Accepted | 2025-07-03 | 2025-07-25 | 2026-07-25 | Solar Panels | SEG SOLAR | SEG 430 |  | 0.43 | 6 | 227 | 27 |  | Fixed | Roof
NJADRE1560033659 | Administratively Determined Incentive Program | Wildwood | 8260 | 10.32 | Residential | Behind the Meter | Yes | EMT Renewables, LLC | AC Electric |  | Accepted | 2025-07-03 | 2025-07-25 | 2026-07-25 | Solar Panels | SEG SOLAR | SEG 430 |  | 0.43 | 12 | 136 | 40 |  | Fixed | Roof
NJADRE1560033659 | Administratively Determined Incentive Program | Wildwood | 8260 | 10.32 | Residential | Behind the Meter | Yes | EMT Renewables, LLC | AC Electric |  | Accepted | 2025-07-03 | 2025-07-25 | 2026-07-25 | Inverters | ENPHASE | IQ8+ | 290 |  | 24 |  |  | 0.98 |  | Other | UNDER EACH PANEL
NJADRE1560033675 | Administratively Determined Incentive Program | GALLOWAY | 8205 | 6.09 | Residential | Behind the Meter | Yes | SunnyMac, LLC | AC Electric |  | Accepted | 2025-07-03 | 2025-07-25 | 2026-07-25 | Solar Panels | HANWHA | Q.TRON BLK M-G2.H+ |  | 0.435 | 14 | 169 | 19 |  | Fixed | Roof
NJADRE1560033675 | Administratively Determined Incentive Program | GALLOWAY | 8205 | 6.09 | Residential | Behind the Meter | Yes | SunnyMac, LLC | AC Electric |  | Accepted | 2025-07-03 | 2025-07-25 | 2026-07-25 | Inverters | SOLAREDGE HOME HUB | SE5700H-US | 5760 |  | 1 |  |  | 0.99 |  | Outdoor | next to meter
NJADRE1560033675 | Administratively Determined Incentive Program | GALLOWAY | 8205 | 6.09 | Residential | Behind the Meter | Yes | SunnyMac, LLC | AC Electric |  | Accepted | 2025-07-03 | 2025-07-25 | 2026-07-25 | Meters | SOLAREDGE HOME HUB | SE-RGMTR-1D-240C-B |  |  | 1 |  |  |  | Yes | Outdoor
NJADRE1560033683 | Administratively Determined Incentive Program | Willingboro | 8046 | 2.87 | Residential | Behind the Meter | Yes | Sunrun Installation Services, Inc. | PSE&G |  | Accepted | 2025-07-03 | 2025-07-26 | 2026-07-26 | Inverters | GROWATT NEW ENERGY TECHNOLOGY CO LTD | MIN 3800TL-XH-US | 3800 |  | 1 |  |  | 0.98 |  | Outdoor
NJADRE1560033683 | Administratively Determined Incentive Program | Willingboro | 8046 | 2.87 | Residential | Behind the Meter | Yes | Sunrun Installation Services, Inc. | PSE&G |  | Accepted | 2025-07-03 | 2025-07-26 | 2026-07-26 | Solar Panels | HANWHA Q-CELLS | Q.PEAK DUO BLK ML-G10.C+ 410 |  | 0.41 | 7 | 12 | 19 |  | Fixed | Roof
NJADRE1560033686 | Administratively Determined Incentive Program | LIVINGSTON | 7039 | 4.51 | Residential | Behind the Meter | Yes | Pro Custom Solar dba Momentum Solar | JCP&L |  | Accepted | 2025-07-03 | 2025-07-28 | 2026-07-28 | Solar Panels | HANWHA | q.peak duo blk-g10+410 |  | 0.41 | 9 | 264 | 24 |  | Fixed | Roof
NJADRE1560033686 | Administratively Determined Incentive Program | LIVINGSTON | 7039 | 4.51 | Residential | Behind the Meter | Yes | Pro Custom Solar dba Momentum Solar | JCP&L |  | Accepted | 2025-07-03 | 2025-07-28 | 2026-07-28 | Solar Panels | HANWHA | q.peak duo blk-g10+410 |  | 0.41 | 2 | 84 | 24 |  | Fixed | Roof
NJADRE1560033686 | Administratively Determined Incentive Program | LIVINGSTON | 7039 | 4.51 | Residential | Behind the Meter | Yes | Pro Custom Solar dba Momentum Solar | JCP&L |  | Accepted | 2025-07-03 | 2025-07-28 | 2026-07-28 | Inverters | ENPHASE | IQ8HC-72-M-DOM-US | 380 |  | 11 |  |  | 0.97 |  | Outdoor
NJADRE1560033693 | Administratively Determined Incentive Program | LINDENWOLD | 8021 | 12.47 | Residential | Behind the Meter | Yes | EMT Renewables, LLC | AC Electric |  | Accepted | 2025-07-03 | 2025-07-25 | 2026-07-25 | Solar Panels | SEG SOLAR | SEG 430 |  | 0.43 | 13 | 113 | 37 |  | Fixed | Roof
NJADRE1560033693 | Administratively Determined Incentive Program | LINDENWOLD | 8021 | 12.47 | Residential | Behind the Meter | Yes | EMT Renewables, LLC | AC Electric |  | Accepted | 2025-07-03 | 2025-07-25 | 2026-07-25 | Solar Panels | SEG SOLAR | SEG 430 |  | 0.43 | 16 | 293 | 37 |  | Fixed | Roof
NJADRE1560033693 | Administratively Determined Incentive Program | LINDENWOLD | 8021 | 12.47 | Residential | Behind the Meter | Yes | EMT Renewables, LLC | AC Electric |  | Accepted | 2025-07-03 | 2025-07-25 | 2026-07-25 | Inverters | ENPHASE | IQ8+ | 290 |  | 29 |  |  | 0.98 |  | Other | UNDER EACH PANEL
NJADRE1560033701 | Administratively Determined Incentive Program | PENNSVILLE | 8070 | 12.3 | Residential | Behind the Meter | Yes | Pro Custom Solar dba Momentum Solar | AC Electric |  | Accepted | 2025-07-03 | 2025-07-25 | 2026-07-25 | Solar Panels | HANWHA | Q.PEAK DUO BLK ML-G10+410 |  | 0.41 | 10 | 209 | 31 |  | Fixed | Roof
NJADRE1560033701 | Administratively Determined Incentive Program | PENNSVILLE | 8070 | 12.3 | Residential | Behind the Meter | Yes | Pro Custom Solar dba Momentum Solar | AC Electric |  | Accepted | 2025-07-03 | 2025-07-25 | 2026-07-25 | Solar Panels | HANWHA | Q.PEAK DUO BLK ML-G10+410 |  | 0.41 | 14 | 29 | 11 |  | Fixed | Roof
NJADRE1560033701 | Administratively Determined Incentive Program | PENNSVILLE | 8070 | 12.3 | Residential | Behind the Meter | Yes | Pro Custom Solar dba Momentum Solar | AC Electric |  | Accepted | 2025-07-03 | 2025-07-25 | 2026-07-25 | Solar Panels | HANWHA | Q.PEAK DUO BLK ML-G10+410 |  | 0.41 | 6 | 29 | 31 |  | Fixed | Roof
NJADRE1560033701 | Administratively Determined Incentive Program | PENNSVILLE | 8070 | 12.3 | Residential | Behind the Meter | Yes | Pro Custom Solar dba Momentum Solar | AC Electric |  | Accepted | 2025-07-03 | 2025-07-25 | 2026-07-25 | Inverters | ENPHASE | IQ8HC-72-M-DOM-US | 380 |  | 30 |  |  | 0.97 |  | Outdoor
NJADRE1560033721 | Administratively Determined Incentive Program | EWING | 8638 | 9.35 | Residential | Behind the Meter | Yes | Power Energy Solutions, LLC | PSE&G |  | Accepted | 2025-07-03 | 2025-07-25 | 2026-07-25 | Solar Panels | Trina Solar | TSM-425NE09RC.05 |  | 0.425 | 20 | 237 | 22 |  | Fixed | Roof
NJADRE1560033721 | Administratively Determined Incentive Program | EWING | 8638 | 9.35 | Residential | Behind the Meter | Yes | Power Energy Solutions, LLC | PSE&G |  | Accepted | 2025-07-03 | 2025-07-25 | 2026-07-25 | Inverters | SolarEdge | SE5700H-US | 6 |  | 1 |  |  | 0.97 |  | Outdoor
NJADRE1560033721 | Administratively Determined Incentive Program | EWING | 8638 | 9.35 | Residential | Behind the Meter | Yes | Power Energy Solutions, LLC | PSE&G |  | Accepted | 2025-07-03 | 2025-07-25 | 2026-07-25 | Solar Panels | Trina Solar | TSM-425NE09RC.05 |  | 0.425 | 2 | 237 | 22 |  | Fixed | Roof
NJADRE1560033732 | Administratively Determined Incentive Program | Voorhees | 8043 | 8.1 | Residential | Behind the Meter | Yes | Sunrun Installation Services, Inc. | PSE&G |  | Accepted | 2025-07-03 | 2025-07-26 | 2026-07-26 | Solar Panels | JA SOLAR | JAM54S31-405/MR |  | 0.405 | 7 | 240 | 27 |  | Fixed | Roof
NJADRE1560033732 | Administratively Determined Incentive Program | Voorhees | 8043 | 8.1 | Residential | Behind the Meter | Yes | Sunrun Installation Services, Inc. | PSE&G |  | Accepted | 2025-07-03 | 2025-07-26 | 2026-07-26 | Solar Panels | JA SOLAR | JAM54S31-405/MR |  | 0.405 | 6 | 59 | 26 |  | Fixed | Roof
NJADRE1560033732 | Administratively Determined Incentive Program | Voorhees | 8043 | 8.1 | Residential | Behind the Meter | Yes | Sunrun Installation Services, Inc. | PSE&G |  | Accepted | 2025-07-03 | 2025-07-26 | 2026-07-26 | Solar Panels | JA SOLAR | JAM54S31-405/MR |  | 0.405 | 3 | 239 | 26 |  | Fixed | Roof
NJADRE1560033732 | Administratively Determined Incentive Program | Voorhees | 8043 | 8.1 | Residential | Behind the Meter | Yes | Sunrun Installation Services, Inc. | PSE&G |  | Accepted | 2025-07-03 | 2025-07-26 | 2026-07-26 | Solar Panels | JA SOLAR | JAM54S31-405/MR |  | 0.405 | 4 | 58 | 28 |  | Fixed | Roof
NJADRE1560033732 | Administratively Determined Incentive Program | Voorhees | 8043 | 8.1 | Residential | Behind the Meter | Yes | Sunrun Installation Services, Inc. | PSE&G |  | Accepted | 2025-07-03 | 2025-07-26 | 2026-07-26 | Inverters | SOLAREDGE TECHNOLOGIES | SE5700H-USMN | 5760 |  | 1 |  |  | 0.99 |  | Outdoor
NJADRE1560033738 | Administratively Determined Incentive Program | NORTHFIELD | 8225 | 13.92 | Residential | Behind the Meter | Yes | SunnyMac, LLC | AC Electric |  | Accepted | 2025-07-03 | 2025-07-20 | 2026-07-20 | Solar Panels | HANWHA | Q.TRON BLK M-G2.H+ |  | 0.435 | 8 | 43 | 30 |  | Fixed | Roof
NJADRE1560033738 | Administratively Determined Incentive Program | NORTHFIELD | 8225 | 13.92 | Residential | Behind the Meter | Yes | SunnyMac, LLC | AC Electric |  | Accepted | 2025-07-03 | 2025-07-20 | 2026-07-20 | Solar Panels | HANWHA | Q.TRON BLK M-G2.H+ |  | 0.435 | 6 | 313 | 16 |  | Fixed | Roof
NJADRE1560033738 | Administratively Determined Incentive Program | NORTHFIELD | 8225 | 13.92 | Residential | Behind the Meter | Yes | SunnyMac, LLC | AC Electric |  | Accepted | 2025-07-03 | 2025-07-20 | 2026-07-20 | Inverters | SOLAREDGE | SE11400H-US | 11400 |  | 1 |  |  | 0.99 |  | Outdoor | next to meter
NJADRE1560033738 | Administratively Determined Incentive Program | NORTHFIELD | 8225 | 13.92 | Residential | Behind the Meter | Yes | SunnyMac, LLC | AC Electric |  | Accepted | 2025-07-03 | 2025-07-20 | 2026-07-20 | Solar Panels | HANWHA | Q.TRON BLK M-G2.H+ |  | 0.435 | 9 | 223 | 30 |  | Fixed | Roof
NJADRE1560033738 | Administratively Determined Incentive Program | NORTHFIELD | 8225 | 13.92 | Residential | Behind the Meter | Yes | SunnyMac, LLC | AC Electric |  | Accepted | 2025-07-03 | 2025-07-20 | 2026-07-20 | Solar Panels | HANWHA | Q.TRON BLK M-G2.H+ |  | 0.435 | 7 | 313 | 23 |  | Fixed | Roof
NJADRE1560033738 | Administratively Determined Incentive Program | NORTHFIELD | 8225 | 13.92 | Residential | Behind the Meter | Yes | SunnyMac, LLC | AC Electric |  | Accepted | 2025-07-03 | 2025-07-20 | 2026-07-20 | Solar Panels | HANWHA | Q.TRON BLK M-G2.H+ |  | 0.435 | 2 | 223 | 23 |  | Fixed | Roof
NJADRE1560033750 | Administratively Determined Incentive Program | MAYS LANDING | 8330 | 5.59 | Residential | Behind the Meter | Yes | EMT Renewables, LLC | AC Electric |  | Accepted | 2025-07-03 | 2025-07-25 | 2026-07-25 | Solar Panels | SEG SOLAR | SEG 430 |  | 0.43 | 6 | 134 | 23 |  | Fixed | Roof
NJADRE1560033750 | Administratively Determined Incentive Program | MAYS LANDING | 8330 | 5.59 | Residential | Behind the Meter | Yes | EMT Renewables, LLC | AC Electric |  | Accepted | 2025-07-03 | 2025-07-25 | 2026-07-25 | Solar Panels | SEG SOLAR | SEG 430 |  | 0.43 | 7 | 133 | 22 |  | Fixed | Roof
NJADRE1560033750 | Administratively Determined Incentive Program | MAYS LANDING | 8330 | 5.59 | Residential | Behind the Meter | Yes | EMT Renewables, LLC | AC Electric |  | Accepted | 2025-07-03 | 2025-07-25 | 2026-07-25 | Inverters | ENPHASE | IQ8+ | 290 |  | 13 |  |  | 0.98 |  | Other | UNDER EACH PANEL
NJADRE1560033759 | Administratively Determined Incentive Program | WOODBRIDGE TWP | 7067 | 8.91 | Residential | Behind the Meter | Yes | Sunrun Installation Services, Inc. | PSE&G |  | Accepted | 2025-07-03 | 2025-07-25 | 2026-07-25 | Inverters | SOLAREDGE TECHNOLOGIES | SE7600H-USMN | 7600 |  | 1 |  |  | 0.99 |  | Outside
NJADRE1560033759 | Administratively Determined Incentive Program | WOODBRIDGE TWP | 7067 | 8.91 | Residential | Behind the Meter | Yes | Sunrun Installation Services, Inc. | PSE&G |  | Accepted | 2025-07-03 | 2025-07-25 | 2026-07-25 | Solar Panels | JA SOLAR | JAM54S31-405/MR |  | 0.405 | 10 | 44 | 22 |  | Fixed | Roof
NJADRE1560033759 | Administratively Determined Incentive Program | WOODBRIDGE TWP | 7067 | 8.91 | Residential | Behind the Meter | Yes | Sunrun Installation Services, Inc. | PSE&G |  | Accepted | 2025-07-03 | 2025-07-25 | 2026-07-25 | Solar Panels | JA SOLAR | JAM54S31-405/MR |  | 0.405 | 2 | 135 | 23 |  | Fixed | Roof
NJADRE1560033759 | Administratively Determined Incentive Program | WOODBRIDGE TWP | 7067 | 8.91 | Residential | Behind the Meter | Yes | Sunrun Installation Services, Inc. | PSE&G |  | Accepted | 2025-07-03 | 2025-07-25 | 2026-07-25 | Solar Panels | JA SOLAR | JAM54S31-405/MR |  | 0.405 | 6 | 224 | 22 |  | Fixed | Roof
NJADRE1560033759 | Administratively Determined Incentive Program | WOODBRIDGE TWP | 7067 | 8.91 | Residential | Behind the Meter | Yes | Sunrun Installation Services, Inc. | PSE&G |  | Accepted | 2025-07-03 | 2025-07-25 | 2026-07-25 | Solar Panels | JA SOLAR | JAM54S31-405/MR |  | 0.405 | 4 | 315 | 23 |  | Fixed | Roof
NJADRE1560033765 | Administratively Determined Incentive Program | MILLVILLE | 8332 | 5.95 | Residential | Behind the Meter | Yes | Power Energy Solutions, LLC | AC Electric |  | Accepted | 2025-07-03 | 2025-07-25 | 2026-07-25 | Solar Panels | Trina Solar | TSM-425NE09RC.05 |  | 0.425 | 14 | 211 | 32 |  | Fixed | Roof
NJADRE1560033765 | Administratively Determined Incentive Program | MILLVILLE | 8332 | 5.95 | Residential | Behind the Meter | Yes | Power Energy Solutions, LLC | AC Electric |  | Accepted | 2025-07-03 | 2025-07-25 | 2026-07-25 | Inverters | SolarEdge | SE3800H-US | 4 |  | 1 |  |  | 0.97 |  | Outdoor
NJADRE1560033785 | Administratively Determined Incentive Program | Linden | 7036 | 7.225 | Residential | Behind the Meter | Yes | Power Energy Solutions, LLC | PSE&G |  | Accepted | 2025-07-03 | 2025-07-25 | 2026-07-25 | Solar Panels | Trina Solar | TSM-425NE09RC.05 |  | 0.425 | 2 | 214 | 24 |  | Fixed | Roof
NJADRE1560033785 | Administratively Determined Incentive Program | Linden | 7036 | 7.225 | Residential | Behind the Meter | Yes | Power Energy Solutions, LLC | PSE&G |  | Accepted | 2025-07-03 | 2025-07-25 | 2026-07-25 | Inverters | SolarEdge | SE3800H-US | 4 |  | 1 |  |  | 0.97 |  | Outdoor
NJADRE1560033785 | Administratively Determined Incentive Program | Linden | 7036 | 7.225 | Residential | Behind the Meter | Yes | Power Energy Solutions, LLC | PSE&G |  | Accepted | 2025-07-03 | 2025-07-25 | 2026-07-25 | Solar Panels | Trina Solar | TSM-425NE09RC.05 |  | 0.425 | 9 | 215 | 17 |  | Fixed | Roof
NJADRE1560033785 | Administratively Determined Incentive Program | Linden | 7036 | 7.225 | Residential | Behind the Meter | Yes | Power Energy Solutions, LLC | PSE&G |  | Accepted | 2025-07-03 | 2025-07-25 | 2026-07-25 | Solar Panels | Trina Solar | TSM-425NE09RC.05 |  | 0.425 | 6 | 215 | 17 |  | Fixed | Roof
NJADRE1560033787 | Administratively Determined Incentive Program | Manalapan | 7726 | 4.92 | Residential | Behind the Meter | Yes | Trinity Solar, LLC | JCP&L |  | Accepted | 2025-07-03 | 2025-07-25 | 2026-07-25 | Solar Panels | HANWHA 410 (Q.PEAK DUO BLK ML-G10+410) | HANWHA 410 (Q.PEAK DUO BLK ML-G10+410) |  | 0.41 | 12 | 158 | 30 |  | Fixed | Roof
NJADRE1560033787 | Administratively Determined Incentive Program | Manalapan | 7726 | 4.92 | Residential | Behind the Meter | Yes | Trinity Solar, LLC | JCP&L |  | Accepted | 2025-07-03 | 2025-07-25 | 2026-07-25 | Inverters | SOLAREDGE | SE3800H-US | 3800 |  | 1 |  |  | 0.97 |  | Outside
NJADRE1560033798 | Administratively Determined Incentive Program | BELLE MEAD | 8502 | 10.875 | Residential | Behind the Meter | No | SunnyMac, LLC | PSE&G |  | Accepted | 2025-07-03 | 2025-07-28 | 2026-07-28 | Solar Panels | HANWHA | Q.TRON BLK M-G2.H+ |  | 0.435 | 19 | 241 | 30 |  | Fixed | Roof
NJADRE1560033798 | Administratively Determined Incentive Program | BELLE MEAD | 8502 | 10.875 | Residential | Behind the Meter | No | SunnyMac, LLC | PSE&G |  | Accepted | 2025-07-03 | 2025-07-28 | 2026-07-28 | Solar Panels | HANWHA | Q.TRON BLK M-G2.H+ |  | 0.435 | 6 | 241 | 31 |  | Fixed | Roof
NJADRE1560033798 | Administratively Determined Incentive Program | BELLE MEAD | 8502 | 10.875 | Residential | Behind the Meter | No | SunnyMac, LLC | PSE&G |  | Accepted | 2025-07-03 | 2025-07-28 | 2026-07-28 | Inverters | SOLAREDGE HOME HUB | SE7600H-US | 7600 |  | 1 |  |  | 0.99 |  | Outdoor | next to meter
NJADRE1560033803 | Administratively Determined Incentive Program | UNION CITY | 7087 | 4.92 | Residential | Behind the Meter | Yes | Pro Custom Solar dba Momentum Solar | PSE&G |  | Accepted | 2025-07-08 | 2025-07-29 | 2026-07-29 | Inverters | ENPHASE | IQ8HC-72-M-DOM-US | 380 |  | 12 |  |  | 0.97 |  | Outdoor
NJADRE1560033803 | Administratively Determined Incentive Program | UNION CITY | 7087 | 4.92 | Residential | Behind the Meter | Yes | Pro Custom Solar dba Momentum Solar | PSE&G |  | Accepted | 2025-07-08 | 2025-07-29 | 2026-07-29 | Solar Panels | HANWHA | q.peak duo blk-g10+410 |  | 0.41 | 12 | 303 | 1 |  | Fixed | Roof
NJADRE1560033810 | Administratively Determined Incentive Program | Cape May Court House | 8210 | 19.78 | Residential | Behind the Meter | Yes | EMT Renewables, LLC | AC Electric |  | Accepted | 2025-07-03 | 2025-07-28 | 2026-07-28 | Solar Panels | SEG SOLAR | SEG 430 |  | 0.43 | 22 | 273 | 22 |  | Fixed | Roof
NJADRE1560033810 | Administratively Determined Incentive Program | Cape May Court House | 8210 | 19.78 | Residential | Behind the Meter | Yes | EMT Renewables, LLC | AC Electric |  | Accepted | 2025-07-03 | 2025-07-28 | 2026-07-28 | Inverters | ENPHASE | IQ8+ | 290 |  | 46 |  |  | 0.98 |  | Other | UNDER EACH PANEL
NJADRE1560033810 | Administratively Determined Incentive Program | Cape May Court House | 8210 | 19.78 | Residential | Behind the Meter | Yes | EMT Renewables, LLC | AC Electric |  | Accepted | 2025-07-03 | 2025-07-28 | 2026-07-28 | Solar Panels | SEG SOLAR | SEG 430 |  | 0.43 | 24 | 183 | 19 |  | Fixed | Roof
NJADRE1560033822 | Administratively Determined Incentive Program | Newton | 7860 | 25.42 | Residential | Behind the Meter | Yes | Trinity Solar, LLC | JCP&L |  | Accepted | 2025-07-03 | 2025-07-26 | 2026-07-26 | Solar Panels | Hanwha | Q.PEAK DUO BLK ML-G10+ 410 |  | 0.41 | 9 | 38 | 21 |  | Fixed | Roof
NJADRE1560033822 | Administratively Determined Incentive Program | Newton | 7860 | 25.42 | Residential | Behind the Meter | Yes | Trinity Solar, LLC | JCP&L |  | Accepted | 2025-07-03 | 2025-07-26 | 2026-07-26 | Inverters | Solar Edge | USE11400H-US | 11400 |  | 1 |  |  | 0.97 |  | Outside
NJADRE1560033822 | Administratively Determined Incentive Program | Newton | 7860 | 25.42 | Residential | Behind the Meter | Yes | Trinity Solar, LLC | JCP&L |  | Accepted | 2025-07-03 | 2025-07-26 | 2026-07-26 | Solar Panels | Hanwha | Q.PEAK DUO BLK ML-G10+ 410 |  | 0.41 | 19 | 308 | 21 |  | Fixed | Roof
NJADRE1560033822 | Administratively Determined Incentive Program | Newton | 7860 | 25.42 | Residential | Behind the Meter | Yes | Trinity Solar, LLC | JCP&L |  | Accepted | 2025-07-03 | 2025-07-26 | 2026-07-26 | Solar Panels | Hanwha | Q.PEAK DUO BLK ML-G10+ 410 |  | 0.41 | 8 | 218 | 20 |  | Fixed | Roof
NJADRE1560033822 | Administratively Determined Incentive Program | Newton | 7860 | 25.42 | Residential | Behind the Meter | Yes | Trinity Solar, LLC | JCP&L |  | Accepted | 2025-07-03 | 2025-07-26 | 2026-07-26 | Inverters | Solar Edge | USE7600H-US | 7600 |  | 1 |  |  | 0.97 |  | Outside
NJADRE1560033822 | Administratively Determined Incentive Program | Newton | 7860 | 25.42 | Residential | Behind the Meter | Yes | Trinity Solar, LLC | JCP&L |  | Accepted | 2025-07-03 | 2025-07-26 | 2026-07-26 | Solar Panels | Hanwha | Q.PEAK DUO BLK ML-G10.C+ 410 |  | 0.41 | 26 | 128 | 21 |  | Fixed | Roof
NJADRE1560033824 | Administratively Determined Incentive Program | Jackson | 8527 | 15.48 | Residential | Behind the Meter | Yes | EMT Renewables, LLC | JCP&L |  | Accepted | 2025-07-03 | 2025-07-28 | 2026-07-28 | Inverters | ENPHASE | IQ8+ | 290 |  | 36 |  |  | 0.98 |  | Other | UNDER EACH PANEL
NJADRE1560033824 | Administratively Determined Incentive Program | Jackson | 8527 | 15.48 | Residential | Behind the Meter | Yes | EMT Renewables, LLC | JCP&L |  | Accepted | 2025-07-03 | 2025-07-28 | 2026-07-28 | Solar Panels | SEG SOLAR | SEG 430 |  | 0.43 | 25 | 318 | 18 |  | Fixed | Roof
NJADRE1560033824 | Administratively Determined Incentive Program | Jackson | 8527 | 15.48 | Residential | Behind the Meter | Yes | EMT Renewables, LLC | JCP&L |  | Accepted | 2025-07-03 | 2025-07-28 | 2026-07-28 | Solar Panels | SEG SOLAR | SEG 430 |  | 0.43 | 11 | 138 | 18 |  | Fixed | Roof
NJADRE1560033833 | Administratively Determined Incentive Program | ORANGE | 7050 | 18.275 | Residential | Behind the Meter | Yes | Whitman Construction, LLC | PSE&G |  | Accepted | 2025-07-03 | 2025-07-25 | 2026-07-25 | Solar Panels | JINKO SOLAR | JKM425N-54HL4-B |  | 0.425 | 27 | 27 | 32 |  | Fixed | Roof
NJADRE1560033833 | Administratively Determined Incentive Program | ORANGE | 7050 | 18.275 | Residential | Behind the Meter | Yes | Whitman Construction, LLC | PSE&G |  | Accepted | 2025-07-03 | 2025-07-25 | 2026-07-25 | Inverters | ENPHASE | IQ8PLUS-72-2-US | 290 |  | 43 |  |  | 0.975 |  | Outdoor
NJADRE1560033833 | Administratively Determined Incentive Program | ORANGE | 7050 | 18.275 | Residential | Behind the Meter | Yes | Whitman Construction, LLC | PSE&G |  | Accepted | 2025-07-03 | 2025-07-25 | 2026-07-25 | Solar Panels | JINKO SOLAR | JKM425N-54HL4-B |  | 0.425 | 16 | 207 | 32 |  | Fixed | Roof
NJADRE1560033839 | Administratively Determined Incentive Program | Piscataway | 8854 | 6.15 | Residential | Behind the Meter | Yes | Pro Custom Solar dba Momentum Solar | PSE&G |  | Accepted | 2025-07-03 | 2025-07-25 | 2026-07-25 | Inverters | ENPHASE | IQ8HC-72-M-DOM-US | 380 |  | 15 |  |  | 0.97 |  | Outdoor
NJADRE1560033839 | Administratively Determined Incentive Program | Piscataway | 8854 | 6.15 | Residential | Behind the Meter | Yes | Pro Custom Solar dba Momentum Solar | PSE&G |  | Accepted | 2025-07-03 | 2025-07-25 | 2026-07-25 | Solar Panels | HANWHA | q.peak duo blk-g10+410 |  | 0.41 | 9 | 233 | 35 |  | Fixed | Roof
NJADRE1560033839 | Administratively Determined Incentive Program | Piscataway | 8854 | 6.15 | Residential | Behind the Meter | Yes | Pro Custom Solar dba Momentum Solar | PSE&G |  | Accepted | 2025-07-03 | 2025-07-25 | 2026-07-25 | Solar Panels | HANWHA | q.peak duo blk-g10+410 |  | 0.41 | 6 | 52 | 36 |  | Fixed | Roof
NJADRE1560033841 | Administratively Determined Incentive Program | JERSEY CITY | 7305 | 4.675 | Residential | Behind the Meter | Yes | Power Energy Solutions, LLC | PSE&G |  | Accepted | 2025-07-03 | 2025-07-25 | 2026-07-25 | Solar Panels | Trina Solar | TSM-425NE09RC.05 |  | 0.425 | 11 | 147 | 35 |  | Fixed | Roof
NJADRE1560033841 | Administratively Determined Incentive Program | JERSEY CITY | 7305 | 4.675 | Residential | Behind the Meter | Yes | Power Energy Solutions, LLC | PSE&G |  | Accepted | 2025-07-03 | 2025-07-25 | 2026-07-25 | Inverters | SolarEdge | SE3800H-US | 3800 |  | 1 |  |  | 0.97 |  | Outdoor
NJADRE1560033856 | Administratively Determined Incentive Program | Newark | 7106 | 5.59 | Residential | Behind the Meter | Yes | Pro Custom Solar dba Momentum Solar | PSE&G |  | Accepted | 2025-07-03 | 2025-07-29 | 2026-07-29 | Solar Panels | HANWHA | Q.TRON BLK M-G2+430 |  | 0.43 | 13 | 212 | 23 |  | Fixed | Roof
NJADRE1560033856 | Administratively Determined Incentive Program | Newark | 7106 | 5.59 | Residential | Behind the Meter | Yes | Pro Custom Solar dba Momentum Solar | PSE&G |  | Accepted | 2025-07-03 | 2025-07-29 | 2026-07-29 | Inverters | ENPHASE | IQ8HC-72-M-DOM-US | 380 |  | 13 |  |  | 0.97 |  | Outdoor
NJADRE1560033920 | Administratively Determined Incentive Program | JACKSON | 8527 | 12.96 | Residential | Behind the Meter | No | Solar Energy World | JCP&L |  | Accepted | 2025-07-03 | 2025-07-25 | 2026-07-25 | Solar Panels | LONGi | LR5-54HPB-405M |  | 0.405 | 4 | 154 | 23 |  | Fixed | Roof
NJADRE1560033920 | Administratively Determined Incentive Program | JACKSON | 8527 | 12.96 | Residential | Behind the Meter | No | Solar Energy World | JCP&L |  | Accepted | 2025-07-03 | 2025-07-25 | 2026-07-25 | Solar Panels | LONGi | LR5-54HPB-405M |  | 0.405 | 10 | 65 | 22 |  | Fixed | Roof
NJADRE1560033920 | Administratively Determined Incentive Program | JACKSON | 8527 | 12.96 | Residential | Behind the Meter | No | Solar Energy World | JCP&L |  | Accepted | 2025-07-03 | 2025-07-25 | 2026-07-25 | Solar Panels | LONGi | LR5-54HPB-405M |  | 0.405 | 13 | 245 | 21 |  | Fixed | Roof
NJADRE1560033920 | Administratively Determined Incentive Program | JACKSON | 8527 | 12.96 | Residential | Behind the Meter | No | Solar Energy World | JCP&L |  | Accepted | 2025-07-03 | 2025-07-25 | 2026-07-25 | Inverters | Enphase | IQ8+-72-M-US | 290 |  | 32 |  |  | 0.97 |  | Outside
NJADRE1560033920 | Administratively Determined Incentive Program | JACKSON | 8527 | 12.96 | Residential | Behind the Meter | No | Solar Energy World | JCP&L |  | Accepted | 2025-07-03 | 2025-07-25 | 2026-07-25 | Solar Panels | LONGi | LR5-54HPB-405M |  | 0.405 | 5 | 334 | 23 |  | Fixed | Roof
NJADRE1560034335 | Administratively Determined Incentive Program | PISCATAWAY | 8854 | 8.2 | Residential | Behind the Meter | Yes | Sunrun Installation Services, Inc. | PSE&G |  | Accepted | 2025-07-03 | 2025-07-25 | 2026-07-25 | Solar Panels | Hanwha Q-Cells | Q.PEAK DUO BLK ML-G10+ 410 |  | 0.41 | 11 | 244 | 18 |  | Fixed | Roof
NJADRE1560034335 | Administratively Determined Incentive Program | PISCATAWAY | 8854 | 8.2 | Residential | Behind the Meter | Yes | Sunrun Installation Services, Inc. | PSE&G |  | Accepted | 2025-07-03 | 2025-07-25 | 2026-07-25 | Inverters | TESLA | POWERWALL 3 1707000-XX-Y | 11500 |  | 1 |  |  | 0.97 |  | Outside
NJADRE1560034335 | Administratively Determined Incentive Program | PISCATAWAY | 8854 | 8.2 | Residential | Behind the Meter | Yes | Sunrun Installation Services, Inc. | PSE&G |  | Accepted | 2025-07-03 | 2025-07-25 | 2026-07-25 | Electric Storage Battery | TESLA | POWERWALL 3 1707000-XX-Y |  |  | 1 |  |  |  | Lithium Ion |  | Outside
NJADRE1560034335 | Administratively Determined Incentive Program | PISCATAWAY | 8854 | 8.2 | Residential | Behind the Meter | Yes | Sunrun Installation Services, Inc. | PSE&G |  | Accepted | 2025-07-03 | 2025-07-25 | 2026-07-25 | Solar Panels | Hanwha Q-Cells | Q.PEAK DUO BLK ML-G10+ 410 |  | 0.41 | 9 | 64 | 18 |  | Fixed | Roof
NJADRE1560034344 | Administratively Determined Incentive Program | PLEASANTVILLE | 8232 | 3.44 | Residential | Behind the Meter | Yes | EMT Renewables, LLC | AC Electric |  | Accepted | 2025-07-03 | 2025-07-25 | 2026-07-25 | Inverters | ENPHASE | IQ8+ | 290 |  | 8 |  |  | 0.98 |  | Other | UNDER EACH PANEL
NJADRE1560034344 | Administratively Determined Incentive Program | PLEASANTVILLE | 8232 | 3.44 | Residential | Behind the Meter | Yes | EMT Renewables, LLC | AC Electric |  | Accepted | 2025-07-03 | 2025-07-25 | 2026-07-25 | Solar Panels | SEG SOLAR | SEG 430 |  | 0.43 | 8 | 119 | 18 |  | Fixed | Roof
NJADRE1560034681 | Administratively Determined Incentive Program | MAYS LANDING | 8330 | 13.33 | Residential | Behind the Meter | Yes | EMT Renewables, LLC | AC Electric |  | Accepted | 2025-07-03 | 2025-07-29 | 2026-07-29 | Inverters | Enphase | IQ8HC | 380 |  | 31 |  |  | 0.98 |  | Other | UNDER EACH PANEL
NJADRE1560034681 | Administratively Determined Incentive Program | MAYS LANDING | 8330 | 13.33 | Residential | Behind the Meter | Yes | EMT Renewables, LLC | AC Electric |  | Accepted | 2025-07-03 | 2025-07-29 | 2026-07-29 | Solar Panels | SEG SOLAR | SEG 430 |  | 0.43 | 27 | 268 | 24 |  | Fixed | Roof
NJADRE1560034681 | Administratively Determined Incentive Program | MAYS LANDING | 8330 | 13.33 | Residential | Behind the Meter | Yes | EMT Renewables, LLC | AC Electric |  | Accepted | 2025-07-03 | 2025-07-29 | 2026-07-29 | Solar Panels | SEG SOLAR | SEG 430 |  | 0.43 | 2 | 178 | 17 |  | Fixed | Roof
NJADRE1560034681 | Administratively Determined Incentive Program | MAYS LANDING | 8330 | 13.33 | Residential | Behind the Meter | Yes | EMT Renewables, LLC | AC Electric |  | Accepted | 2025-07-03 | 2025-07-29 | 2026-07-29 | Solar Panels | SEG SOLAR | SEG 430 |  | 0.43 | 2 | 178 | 22 |  | Fixed | Roof
NJADRE1560034683 | Administratively Determined Incentive Program | Somerset | 8873 | 11.5 | Residential | Behind the Meter | No | PlugPV, LLC | PSE&G |  | Accepted | 2025-07-03 | 2025-07-28 | 2026-07-28 | Solar Panels | Rec Solar | REC460AA PURE-RX |  | 0.46 | 5 | 93 | 28 |  | Fixed | Roof
NJADRE1560034683 | Administratively Determined Incentive Program | Somerset | 8873 | 11.5 | Residential | Behind the Meter | No | PlugPV, LLC | PSE&G |  | Accepted | 2025-07-03 | 2025-07-28 | 2026-07-28 | Inverters | Enphase | IQ8X-80-M-US | 380 |  | 25 |  |  | 0.97 |  | Outdoor
NJADRE1560034683 | Administratively Determined Incentive Program | Somerset | 8873 | 11.5 | Residential | Behind the Meter | No | PlugPV, LLC | PSE&G |  | Accepted | 2025-07-03 | 2025-07-28 | 2026-07-28 | Solar Panels | Rec Solar | REC460AA PURE-RX |  | 0.46 | 5 | 183 | 38 |  | Fixed | Roof
NJADRE1560034683 | Administratively Determined Incentive Program | Somerset | 8873 | 11.5 | Residential | Behind the Meter | No | PlugPV, LLC | PSE&G |  | Accepted | 2025-07-03 | 2025-07-28 | 2026-07-28 | Solar Panels | Rec Solar | REC460AA PURE-RX |  | 0.46 | 15 | 93 | 28 |  | Fixed | Roof
NJADRE1560034715 | Administratively Determined Incentive Program | Monroeville | 8343 | 3.915 | Residential | Behind the Meter | No | MACK Solar and Roofing | AC Electric |  | Accepted | 2025-07-22 | 2025-08-18 | 2026-08-18 | Solar Panels | QCells | Q.TRON BLK S-G3R.12+/BFG |  | 0.435 | 6 | 145 | 20 |  | Fixed | Roof
NJADRE1560034715 | Administratively Determined Incentive Program | Monroeville | 8343 | 3.915 | Residential | Behind the Meter | No | MACK Solar and Roofing | AC Electric |  | Accepted | 2025-07-22 | 2025-08-18 | 2026-08-18 | Inverters | SolarEdge | HD-Wave 3.0KW Inverter | 3000 |  | 1 |  |  | 0.98 |  | Outside
NJADRE1560034715 | Administratively Determined Incentive Program | Monroeville | 8343 | 3.915 | Residential | Behind the Meter | No | MACK Solar and Roofing | AC Electric |  | Accepted | 2025-07-22 | 2025-08-18 | 2026-08-18 | Solar Panels | QCells | Q.TRON BLK S-G3R.12+/BFG |  | 0.435 | 3 | 145 | 0 |  | Fixed | Roof
NJADRE1560034744 | Administratively Determined Incentive Program | NEWFIELD | 8344 | 9.43 | Residential | Behind the Meter | Yes | Trinity Solar, LLC | AC Electric |  | Accepted | 2025-07-03 | 2025-07-25 | 2026-07-25 | Solar Panels | Hanwha | Q.PEAK DUO BLK ML-G10+ 410 |  | 0.41 | 23 | 180 | 30 |  | Fixed | Ground
NJADRE1560034744 | Administratively Determined Incentive Program | NEWFIELD | 8344 | 9.43 | Residential | Behind the Meter | Yes | Trinity Solar, LLC | AC Electric |  | Accepted | 2025-07-03 | 2025-07-25 | 2026-07-25 | Inverters | Solar Edge | USE7600H-US | 7600 |  | 1 |  |  | 0.97 |  | Outside
NJADRE1560034754 | Administratively Determined Incentive Program | Lawnside Boro | 8045 | 9.43 | Residential | Behind the Meter | Yes | Sunrun Installation Services, Inc. | PSE&G |  | Accepted | 2025-07-03 | 2025-07-25 | 2026-07-25 | Solar Panels | Hanwha Q-Cells | Q.PEAK DUO BLK ML-G10+ 410 DCA (MD06G100A-017) |  | 0.41 | 8 | 263 | 22 |  | Fixed | Roof
NJADRE1560034754 | Administratively Determined Incentive Program | Lawnside Boro | 8045 | 9.43 | Residential | Behind the Meter | Yes | Sunrun Installation Services, Inc. | PSE&G |  | Accepted | 2025-07-03 | 2025-07-25 | 2026-07-25 | Solar Panels | Hanwha Q-Cells | Q.PEAK DUO BLK ML-G10+ 410 DCA (MD06G100A-017) |  | 0.41 | 6 | 83 | 22 |  | Fixed | Roof
NJADRE1560034754 | Administratively Determined Incentive Program | Lawnside Boro | 8045 | 9.43 | Residential | Behind the Meter | Yes | Sunrun Installation Services, Inc. | PSE&G |  | Accepted | 2025-07-03 | 2025-07-25 | 2026-07-25 | Inverters | TESLA | Powerwall 3 1707000-xx-y | 11500 |  | 1 |  |  | 0.97 |  | Outdoor | Next to meter
NJADRE1560034754 | Administratively Determined Incentive Program | Lawnside Boro | 8045 | 9.43 | Residential | Behind the Meter | Yes | Sunrun Installation Services, Inc. | PSE&G |  | Accepted | 2025-07-03 | 2025-07-25 | 2026-07-25 | Electric Storage Battery | TESLA | Powerwall 3 1707000-xx-y |  |  | 1 |  |  |  | Lithium Ion |  | OUTSIDE
NJADRE1560034754 | Administratively Determined Incentive Program | Lawnside Boro | 8045 | 9.43 | Residential | Behind the Meter | Yes | Sunrun Installation Services, Inc. | PSE&G |  | Accepted | 2025-07-03 | 2025-07-25 | 2026-07-25 | Solar Panels | Hanwha Q-Cells | Q.PEAK DUO BLK ML-G10+ 410 DCA (MD06G100A-017) |  | 0.41 | 6 | 84 | 22 |  | Fixed | Roof
NJADRE1560034754 | Administratively Determined Incentive Program | Lawnside Boro | 8045 | 9.43 | Residential | Behind the Meter | Yes | Sunrun Installation Services, Inc. | PSE&G |  | Accepted | 2025-07-03 | 2025-07-25 | 2026-07-25 | Solar Panels | Hanwha Q-Cells | Q.PEAK DUO BLK ML-G10+ 410 DCA (MD06G100A-017) |  | 0.41 | 3 | 264 | 22 |  | Fixed | Roof
NJADRE1560034777 | Administratively Determined Incentive Program | LINDEN | 7036 | 9.03 | Residential | Behind the Meter | Yes | Velocity Energy & Home Solutions, Inc. | PSE&G |  | Accepted | 2025-07-03 | 2025-07-30 | 2026-07-30 | Inverters | enphase | iq8hc | 380 |  | 21 |  |  | 0.99 |  | Outside | behind panels
NJADRE1560034777 | Administratively Determined Incentive Program | LINDEN | 7036 | 9.03 | Residential | Behind the Meter | Yes | Velocity Energy & Home Solutions, Inc. | PSE&G |  | Accepted | 2025-07-03 | 2025-07-30 | 2026-07-30 | Solar Panels | seg | SEG 430w |  | 0.43 | 21 | 129 | 36 |  | Fixed | Roof
NJADRE1560034809 | Administratively Determined Incentive Program | Galloway | 8205 | 11.9 | Residential | Behind the Meter | Yes | Power Energy Solutions, LLC | AC Electric |  | Accepted | 2025-07-03 | 2025-07-28 | 2026-07-28 | Solar Panels | Trina Solar | TSM-425NE09RC.05 |  | 0.425 | 12 | 333 | 26 |  | Fixed | Roof
NJADRE1560034809 | Administratively Determined Incentive Program | Galloway | 8205 | 11.9 | Residential | Behind the Meter | Yes | Power Energy Solutions, LLC | AC Electric |  | Accepted | 2025-07-03 | 2025-07-28 | 2026-07-28 | Inverters | SolarEdge | SE7600H-US | 8 |  | 1 |  |  | 0.97 |  | Outdoor
NJADRE1560034809 | Administratively Determined Incentive Program | Galloway | 8205 | 11.9 | Residential | Behind the Meter | Yes | Power Energy Solutions, LLC | AC Electric |  | Accepted | 2025-07-03 | 2025-07-28 | 2026-07-28 | Solar Panels | Trina Solar | TSM-425NE09RC.05 |  | 0.425 | 8 | 153 | 26 |  | Fixed | Roof
NJADRE1560034809 | Administratively Determined Incentive Program | Galloway | 8205 | 11.9 | Residential | Behind the Meter | Yes | Power Energy Solutions, LLC | AC Electric |  | Accepted | 2025-07-03 | 2025-07-28 | 2026-07-28 | Solar Panels | Trina Solar | TSM-425NE09RC.05 |  | 0.425 | 8 | 243 | 26 |  | Fixed | Roof
NJADRE1560034858 | Administratively Determined Incentive Program | BASKING RIDGE | 7920 | 16.34 | Residential | Behind the Meter | No | Pro Custom Solar dba Momentum Solar | JCP&L |  | Accepted | 2025-07-03 | 2025-07-28 | 2026-07-28 | Solar Panels | HANWHA | Q.TRON BLK M-G2+430 |  | 0.43 | 8 | 220 | 35 |  | Fixed | Roof
NJADRE1560034858 | Administratively Determined Incentive Program | BASKING RIDGE | 7920 | 16.34 | Residential | Behind the Meter | No | Pro Custom Solar dba Momentum Solar | JCP&L |  | Accepted | 2025-07-03 | 2025-07-28 | 2026-07-28 | Solar Panels | HANWHA | Q.TRON BLK M-G2+430 |  | 0.43 | 4 | 40 | 38 |  | Fixed | Roof
NJADRE1560034858 | Administratively Determined Incentive Program | BASKING RIDGE | 7920 | 16.34 | Residential | Behind the Meter | No | Pro Custom Solar dba Momentum Solar | JCP&L |  | Accepted | 2025-07-03 | 2025-07-28 | 2026-07-28 | Solar Panels | HANWHA | Q.TRON BLK M-G2+430 |  | 0.43 | 7 | 40 | 35 |  | Fixed | Roof
NJADRE1560034858 | Administratively Determined Incentive Program | BASKING RIDGE | 7920 | 16.34 | Residential | Behind the Meter | No | Pro Custom Solar dba Momentum Solar | JCP&L |  | Accepted | 2025-07-03 | 2025-07-28 | 2026-07-28 | Solar Panels | HANWHA | Q.TRON BLK M-G2+430 |  | 0.43 | 5 | 310 | 26 |  | Fixed | Roof
NJADRE1560034858 | Administratively Determined Incentive Program | BASKING RIDGE | 7920 | 16.34 | Residential | Behind the Meter | No | Pro Custom Solar dba Momentum Solar | JCP&L |  | Accepted | 2025-07-03 | 2025-07-28 | 2026-07-28 | Solar Panels | HANWHA | Q.TRON BLK M-G2+430 |  | 0.43 | 8 | 220 | 38 |  | Fixed | Roof
NJADRE1560034858 | Administratively Determined Incentive Program | BASKING RIDGE | 7920 | 16.34 | Residential | Behind the Meter | No | Pro Custom Solar dba Momentum Solar | JCP&L |  | Accepted | 2025-07-03 | 2025-07-28 | 2026-07-28 | Inverters | ENPHASE | IQ8PLUS-72-2-US | 380 |  | 38 |  |  | 0.97 |  | Outdoor
NJADRE1560034858 | Administratively Determined Incentive Program | BASKING RIDGE | 7920 | 16.34 | Residential | Behind the Meter | No | Pro Custom Solar dba Momentum Solar | JCP&L |  | Accepted | 2025-07-03 | 2025-07-28 | 2026-07-28 | Solar Panels | HANWHA | Q.TRON BLK M-G2+430 |  | 0.43 | 6 | 130 | 26 |  | Fixed | Roof
NJADRE1560034882 | Administratively Determined Incentive Program | GLASSBORO | 8028 | 11.61 | Residential | Behind the Meter | Yes | EMT Renewables, LLC | AC Electric |  | Accepted | 2025-07-03 | 2025-07-29 | 2026-07-29 | Inverters | Enphase | IQ8HC | 380 |  | 27 |  |  | 0.98 |  | Other | UNDER EACH PANEL
NJADRE1560034882 | Administratively Determined Incentive Program | GLASSBORO | 8028 | 11.61 | Residential | Behind the Meter | Yes | EMT Renewables, LLC | AC Electric |  | Accepted | 2025-07-03 | 2025-07-29 | 2026-07-29 | Solar Panels | SEG SOLAR | SEG 430 |  | 0.43 | 7 | 347 | 20 |  | Fixed | Roof
NJADRE1560034882 | Administratively Determined Incentive Program | GLASSBORO | 8028 | 11.61 | Residential | Behind the Meter | Yes | EMT Renewables, LLC | AC Electric |  | Accepted | 2025-07-03 | 2025-07-29 | 2026-07-29 | Solar Panels | SEG SOLAR | SEG 430 |  | 0.43 | 20 | 167 | 20 |  | Fixed | Roof
NJADRE1560034909 | Administratively Determined Incentive Program | Newark | 7106 | 5.59 | Residential | Behind the Meter | Yes | Pro Custom Solar dba Momentum Solar | PSE&G |  | Accepted | 2025-07-03 | 2025-07-25 | 2026-07-25 | Inverters | ENPHASE | IQ8HC-72-M-DOM-US | 380 |  | 13 |  |  | 0.97 |  | Outdoor
NJADRE1560034909 | Administratively Determined Incentive Program | Newark | 7106 | 5.59 | Residential | Behind the Meter | Yes | Pro Custom Solar dba Momentum Solar | PSE&G |  | Accepted | 2025-07-03 | 2025-07-25 | 2026-07-25 | Solar Panels | HANWHA | Q.TRON BLK M-G2+430 |  | 0.43 | 7 | 32 | 23 |  | Fixed | Roof
NJADRE1560034909 | Administratively Determined Incentive Program | Newark | 7106 | 5.59 | Residential | Behind the Meter | Yes | Pro Custom Solar dba Momentum Solar | PSE&G |  | Accepted | 2025-07-03 | 2025-07-25 | 2026-07-25 | Solar Panels | HANWHA | Q.TRON BLK M-G2+430 |  | 0.43 | 6 | 212 | 23 |  | Fixed | Roof
NJADRE1560034918 | Administratively Determined Incentive Program | Irvington | 7111 | 4.1 | Residential | Behind the Meter | Yes | Pro Custom Solar dba Momentum Solar | PSE&G |  | Accepted | 2025-07-03 | 2025-07-25 | 2026-07-25 | Solar Panels | Hanwha | q.peak duo blk-g10+410 |  | 0.41 | 10 | 206 | 34 |  | Fixed | Roof
NJADRE1560034918 | Administratively Determined Incentive Program | Irvington | 7111 | 4.1 | Residential | Behind the Meter | Yes | Pro Custom Solar dba Momentum Solar | PSE&G |  | Accepted | 2025-07-03 | 2025-07-25 | 2026-07-25 | Inverters | Enphase | IQ8HC-72-M-DOM-US | 380 |  | 10 |  |  | 0.97 |  | Outdoor
NJADRE1560034939 | Administratively Determined Incentive Program | Cinnaminson | 8077 | 7.695 | Residential | Behind the Meter | Yes | Solar Energy World | PSE&G |  | Accepted | 2025-07-03 | 2025-07-25 | 2026-07-25 | Inverters | Enphase | IQ8HC-72-M-DOM-US | 384 |  | 19 |  |  | 0.97 |  | Outside
NJADRE1560034939 | Administratively Determined Incentive Program | Cinnaminson | 8077 | 7.695 | Residential | Behind the Meter | Yes | Solar Energy World | PSE&G |  | Accepted | 2025-07-03 | 2025-07-25 | 2026-07-25 | Solar Panels | LONGi | LR5-54HPB-405M |  | 0.405 | 19 | 259 | 30 |  | Fixed | Roof
NJADRE1560034950 | Administratively Determined Incentive Program | WEST ORANGE | 7052 | 5.33 | Residential | Behind the Meter | Yes | Trinity Solar, LLC | PSE&G |  | Accepted | 2025-07-03 | 2025-07-25 | 2026-07-25 | Solar Panels | Hanwha | Q.PEAK DUO BLK ML-G10+ 410 |  | 0.41 | 9 | 124 | 16 |  | Fixed | Roof
NJADRE1560034950 | Administratively Determined Incentive Program | WEST ORANGE | 7052 | 5.33 | Residential | Behind the Meter | Yes | Trinity Solar, LLC | PSE&G |  | Accepted | 2025-07-03 | 2025-07-25 | 2026-07-25 | Solar Panels | Hanwha | Q.PEAK DUO BLK ML-G10+ 410 |  | 0.41 | 4 | 124 | 37 |  | Fixed | Roof
NJADRE1560034950 | Administratively Determined Incentive Program | WEST ORANGE | 7052 | 5.33 | Residential | Behind the Meter | Yes | Trinity Solar, LLC | PSE&G |  | Accepted | 2025-07-03 | 2025-07-25 | 2026-07-25 | Inverters | Solar Edge | USE5700H-US | 5760 |  | 1 |  |  | 0.97 |  | Outside
NJADRE1560034976 | Administratively Determined Incentive Program | Lakewood | 8701 | 13.195 | Residential | Behind the Meter | Yes | Powerlutions, LLC | JCP&L |  | Accepted | 2025-07-03 | 2025-07-25 | 2026-07-25 | Solar Panels | CANADIAN | CS6.1-54TM-455H |  | 0.455 | 29 | 187 | 29 |  | Fixed | Roof
NJADRE1560034976 | Administratively Determined Incentive Program | Lakewood | 8701 | 13.195 | Residential | Behind the Meter | Yes | Powerlutions, LLC | JCP&L |  | Accepted | 2025-07-03 | 2025-07-25 | 2026-07-25 | Inverters | Enphase | IQ8HC-72-M-DOM-US | 380 |  | 29 |  |  | 0.98 |  | Outdoor
NJADRE1560034981 | Administratively Determined Incentive Program | Stratford | 8084 | 6.48 | Residential | Behind the Meter | Yes | Sunrun Installation Services, Inc. | AC Electric |  | Accepted | 2025-07-03 | 2025-07-26 | 2026-07-26 | Solar Panels | JA Solar | JAM54S31-405/MR |  | 0.405 | 3 | 148 | 23 |  | Fixed | Roof
NJADRE1560034981 | Administratively Determined Incentive Program | Stratford | 8084 | 6.48 | Residential | Behind the Meter | Yes | Sunrun Installation Services, Inc. | AC Electric |  | Accepted | 2025-07-03 | 2025-07-26 | 2026-07-26 | Solar Panels | JA Solar | JAM54S31-405/MR |  | 0.405 | 9 | 58 | 17 |  | Fixed | Roof
NJADRE1560034981 | Administratively Determined Incentive Program | Stratford | 8084 | 6.48 | Residential | Behind the Meter | Yes | Sunrun Installation Services, Inc. | AC Electric |  | Accepted | 2025-07-03 | 2025-07-26 | 2026-07-26 | Solar Panels | JA Solar | JAM54S31-405/MR |  | 0.405 | 4 | 237 | 34 |  | Fixed | Roof
NJADRE1560034981 | Administratively Determined Incentive Program | Stratford | 8084 | 6.48 | Residential | Behind the Meter | Yes | Sunrun Installation Services, Inc. | AC Electric |  | Accepted | 2025-07-03 | 2025-07-26 | 2026-07-26 | Inverters | SolarEdge Technologies | SE5700H-USMN | 5760 |  | 1 |  |  | 0.99 |  | Outdoor | Next to meter
NJADRE1560034985 | Administratively Determined Incentive Program | Somers Point | 8244 | 13.33 | Residential | Behind the Meter | Yes | EMT Renewables, LLC | AC Electric |  | Accepted | 2025-07-07 | 2025-07-28 | 2026-07-28 | Inverters | ENPHASE | IQ8+ | 290 |  | 31 |  |  | 0.98 |  | Other | UNDER EACH PANEL
NJADRE1560034985 | Administratively Determined Incentive Program | Somers Point | 8244 | 13.33 | Residential | Behind the Meter | Yes | EMT Renewables, LLC | AC Electric |  | Accepted | 2025-07-07 | 2025-07-28 | 2026-07-28 | Solar Panels | SEG SOLAR | SEG 430 |  | 0.43 | 3 | 221 | 46 |  | Fixed | Roof
NJADRE1560034985 | Administratively Determined Incentive Program | Somers Point | 8244 | 13.33 | Residential | Behind the Meter | Yes | EMT Renewables, LLC | AC Electric |  | Accepted | 2025-07-07 | 2025-07-28 | 2026-07-28 | Solar Panels | SEG SOLAR | SEG 430 |  | 0.43 | 1 | 311 | 10 |  | Fixed | Roof
NJADRE1560034985 | Administratively Determined Incentive Program | Somers Point | 8244 | 13.33 | Residential | Behind the Meter | Yes | EMT Renewables, LLC | AC Electric |  | Accepted | 2025-07-07 | 2025-07-28 | 2026-07-28 | Solar Panels | SEG SOLAR | SEG 430 |  | 0.43 | 8 | 220 | 28 |  | Fixed | Roof
NJADRE1560034985 | Administratively Determined Incentive Program | Somers Point | 8244 | 13.33 | Residential | Behind the Meter | Yes | EMT Renewables, LLC | AC Electric |  | Accepted | 2025-07-07 | 2025-07-28 | 2026-07-28 | Solar Panels | SEG SOLAR | SEG 430 |  | 0.43 | 4 | 222 | 13 |  | Fixed | Roof
NJADRE1560034985 | Administratively Determined Incentive Program | Somers Point | 8244 | 13.33 | Residential | Behind the Meter | Yes | EMT Renewables, LLC | AC Electric |  | Accepted | 2025-07-07 | 2025-07-28 | 2026-07-28 | Solar Panels | SEG SOLAR | SEG 430 |  | 0.43 | 3 | 311 | 46 |  | Fixed | Roof
NJADRE1560034985 | Administratively Determined Incentive Program | Somers Point | 8244 | 13.33 | Residential | Behind the Meter | Yes | EMT Renewables, LLC | AC Electric |  | Accepted | 2025-07-07 | 2025-07-28 | 2026-07-28 | Solar Panels | SEG SOLAR | SEG 430 |  | 0.43 | 2 | 42 | 10 |  | Fixed | Roof
NJADRE1560034985 | Administratively Determined Incentive Program | Somers Point | 8244 | 13.33 | Residential | Behind the Meter | Yes | EMT Renewables, LLC | AC Electric |  | Accepted | 2025-07-07 | 2025-07-28 | 2026-07-28 | Solar Panels | SEG SOLAR | SEG 430 |  | 0.43 | 2 | 41 | 46 |  | Fixed | Roof
NJADRE1560034985 | Administratively Determined Incentive Program | Somers Point | 8244 | 13.33 | Residential | Behind the Meter | Yes | EMT Renewables, LLC | AC Electric |  | Accepted | 2025-07-07 | 2025-07-28 | 2026-07-28 | Solar Panels | SEG SOLAR | SEG 430 |  | 0.43 | 8 | 40 | 28 |  | Fixed | Roof
NJADRE1560034993 | Administratively Determined Incentive Program | PATERSON | 7522 | 9.57 | Residential | Behind the Meter | Yes | Skyline Solar, LLC | PSE&G |  | Accepted | 2025-07-03 | 2025-07-30 | 2026-07-30 | Solar Panels | Hanwha | Q. Tron BLK M-G2.H+ |  | 0.435 | 6 | 140 | 30 |  | Fixed | Roof
NJADRE1560034993 | Administratively Determined Incentive Program | PATERSON | 7522 | 9.57 | Residential | Behind the Meter | Yes | Skyline Solar, LLC | PSE&G |  | Accepted | 2025-07-03 | 2025-07-30 | 2026-07-30 | Solar Panels | Hanwha | Q. Tron BLK M-G2.H+ |  | 0.435 | 3 | 229 | 29 |  | Fixed | Roof
NJADRE1560034993 | Administratively Determined Incentive Program | PATERSON | 7522 | 9.57 | Residential | Behind the Meter | Yes | Skyline Solar, LLC | PSE&G |  | Accepted | 2025-07-03 | 2025-07-30 | 2026-07-30 | Solar Panels | Hanwha | Q. Tron BLK M-G2.H+ |  | 0.435 | 13 | 320 | 16 |  | Fixed | Roof
NJADRE1560034993 | Administratively Determined Incentive Program | PATERSON | 7522 | 9.57 | Residential | Behind the Meter | Yes | Skyline Solar, LLC | PSE&G |  | Accepted | 2025-07-03 | 2025-07-30 | 2026-07-30 | Inverters | Enphase | IQ8HC-72-M-DOM-US | 380 |  | 22 |  |  | 0.977 |  | Outside
NJADRE1560035050 | Administratively Determined Incentive Program | Trenton | 8629 | 3.44 | Residential | Behind the Meter | Yes | Pro Custom Solar dba Momentum Solar | PSE&G |  | Accepted | 2025-07-03 | 2025-07-29 | 2026-07-29 | Inverters | ENPHASE | IQ8HC-72-M-DOM-US | 380 |  | 8 |  |  | 0.97 |  | Outdoor
NJADRE1560035050 | Administratively Determined Incentive Program | Trenton | 8629 | 3.44 | Residential | Behind the Meter | Yes | Pro Custom Solar dba Momentum Solar | PSE&G |  | Accepted | 2025-07-03 | 2025-07-29 | 2026-07-29 | Solar Panels | HANWHA | Q.TRON BLK M-G2+430 |  | 0.43 | 4 | 240 | 11 |  | Fixed | Roof
NJADRE1560035050 | Administratively Determined Incentive Program | Trenton | 8629 | 3.44 | Residential | Behind the Meter | Yes | Pro Custom Solar dba Momentum Solar | PSE&G |  | Accepted | 2025-07-03 | 2025-07-29 | 2026-07-29 | Solar Panels | HANWHA | Q.TRON BLK M-G2+430 |  | 0.43 | 4 | 60 | 11 |  | Fixed | Roof
NJADRE1560035061 | Administratively Determined Incentive Program | NEWARK | 7107 | 6.08 | Residential | Behind the Meter | Yes | Freedom Forever New Jersey, LLC | PSE&G |  | Accepted | 2025-07-03 | 2025-07-25 | 2026-07-25 | Solar Panels | SILFAB | SIL-380 HC |  | 0.38 | 9 | 207 | 25 |  | Fixed | Roof
NJADRE1560035061 | Administratively Determined Incentive Program | NEWARK | 7107 | 6.08 | Residential | Behind the Meter | Yes | Freedom Forever New Jersey, LLC | PSE&G |  | Accepted | 2025-07-03 | 2025-07-25 | 2026-07-25 | Solar Panels | Silfab | SIL-380 HC |  | 0.38 | 7 | 25 | 25 |  | Fixed | Roof
NJADRE1560035061 | Administratively Determined Incentive Program | NEWARK | 7107 | 6.08 | Residential | Behind the Meter | Yes | Freedom Forever New Jersey, LLC | PSE&G |  | Accepted | 2025-07-03 | 2025-07-25 | 2026-07-25 | Inverters | Solar Edge | SE5000H-USRGM [SI1] | 5000 |  | 1 |  |  | 0.99 |  | Outside
NJADRE1560035067 | Administratively Determined Incentive Program | Piscataway | 8854 | 10.005 | Residential | Behind the Meter | No | Skyline Solar, LLC | PSE&G |  | Accepted | 2025-07-03 | 2025-07-25 | 2026-07-25 | Solar Panels | Hanwha | Q. Tron BLK M-G2.H+ |  | 0.435 | 19 | 144 | 34 |  | Fixed | Roof
NJADRE1560035067 | Administratively Determined Incentive Program | Piscataway | 8854 | 10.005 | Residential | Behind the Meter | No | Skyline Solar, LLC | PSE&G |  | Accepted | 2025-07-03 | 2025-07-25 | 2026-07-25 | Solar Panels | Hanwha | Q. Tron BLK M-G2.H+ |  | 0.435 | 4 | 144 | 34 |  | Fixed | Roof
NJADRE1560035067 | Administratively Determined Incentive Program | Piscataway | 8854 | 10.005 | Residential | Behind the Meter | No | Skyline Solar, LLC | PSE&G |  | Accepted | 2025-07-03 | 2025-07-25 | 2026-07-25 | Inverters | Enphase | IQ8HC-72-M-DOM-US | 380 |  | 23 |  |  | 0.977 |  | Outside
NJADRE1560035083 | Administratively Determined Incentive Program | Toms River | 8753 | 8.265 | Residential | Behind the Meter | Yes | GenSun Roofing and Solar, LLC | JCP&L |  | Accepted | 2025-07-03 | 2025-08-11 | 2026-08-11 | Inverters | ENPHASE | IQ8HC-72-M-DOM-US | 7220 |  | 19 |  |  | 0.9 |  | Outdoor
NJADRE1560035083 | Administratively Determined Incentive Program | Toms River | 8753 | 8.265 | Residential | Behind the Meter | Yes | GenSun Roofing and Solar, LLC | JCP&L |  | Accepted | 2025-07-03 | 2025-08-11 | 2026-08-11 | Solar Panels | ENPHASE | IQ8HC-72-M-DOM-US |  | 0.435 | 6 | 186 | 18 |  | Fixed | Roof
NJADRE1560035083 | Administratively Determined Incentive Program | Toms River | 8753 | 8.265 | Residential | Behind the Meter | Yes | GenSun Roofing and Solar, LLC | JCP&L |  | Accepted | 2025-07-03 | 2025-08-11 | 2026-08-11 | Meters | ENPHASE | IQ8HC-72-M-DOM-US |  |  | 19 |  |  |  | Yes | Outdoor
NJADRE1560035083 | Administratively Determined Incentive Program | Toms River | 8753 | 8.265 | Residential | Behind the Meter | Yes | GenSun Roofing and Solar, LLC | JCP&L |  | Accepted | 2025-07-03 | 2025-08-11 | 2026-08-11 | Solar Panels | ENPHASE | IQ8HC-72-M-DOM-US |  | 0.435 | 3 | 275 | 18 |  | Fixed | Roof
NJADRE1560035083 | Administratively Determined Incentive Program | Toms River | 8753 | 8.265 | Residential | Behind the Meter | Yes | GenSun Roofing and Solar, LLC | JCP&L |  | Accepted | 2025-07-03 | 2025-08-11 | 2026-08-11 | Solar Panels | ENPHASE | IQ8HC-72-M-DOM-US |  | 0.435 | 3 | 94 | 18 |  | Fixed | Roof
NJADRE1560035083 | Administratively Determined Incentive Program | Toms River | 8753 | 8.265 | Residential | Behind the Meter | Yes | GenSun Roofing and Solar, LLC | JCP&L |  | Accepted | 2025-07-03 | 2025-08-11 | 2026-08-11 | Solar Panels | QCELLS SOLAR | Q.TRON |  | 0.435 | 7 | 186 | 18 |  | Fixed | Roof
NJADRE1560035107 | Administratively Determined Incentive Program | Trenton | 8609 | 5.33 | Residential | Behind the Meter | Yes | Trinity Solar, LLC | PSE&G |  | Accepted | 2025-07-03 | 2025-07-25 | 2026-07-25 | Solar Panels | HANWHA | (Q.PEAK DUO BLK ML-G10+ 410) |  | 0.41 | 6 | 50 | 22 |  | Fixed | Roof
NJADRE1560035107 | Administratively Determined Incentive Program | Trenton | 8609 | 5.33 | Residential | Behind the Meter | Yes | Trinity Solar, LLC | PSE&G |  | Accepted | 2025-07-03 | 2025-07-25 | 2026-07-25 | Solar Panels | HANWHA | (Q.PEAK DUO BLK ML-G10+ 410) |  | 0.41 | 3 | 230 | 22 |  | Fixed | Roof
NJADRE1560035107 | Administratively Determined Incentive Program | Trenton | 8609 | 5.33 | Residential | Behind the Meter | Yes | Trinity Solar, LLC | PSE&G |  | Accepted | 2025-07-03 | 2025-07-25 | 2026-07-25 | Solar Panels | HANWHA | (Q.PEAK DUO BLK ML-G10+ 410) |  | 0.41 | 2 | 140 | 15 |  | Fixed | Roof
NJADRE1560035107 | Administratively Determined Incentive Program | Trenton | 8609 | 5.33 | Residential | Behind the Meter | Yes | Trinity Solar, LLC | PSE&G |  | Accepted | 2025-07-03 | 2025-07-25 | 2026-07-25 | Inverters | Solar Edge | USE5700H-USMNBL75 | 5760 |  | 1 |  |  | 0.97 |  | Outdoor
NJADRE1560035107 | Administratively Determined Incentive Program | Trenton | 8609 | 5.33 | Residential | Behind the Meter | Yes | Trinity Solar, LLC | PSE&G |  | Accepted | 2025-07-03 | 2025-07-25 | 2026-07-25 | Solar Panels | HANWHA | (Q.PEAK DUO BLK ML-G10+ 410) |  | 0.41 | 2 | 230 | 8 |  | Fixed | Roof
NJADRE1560035116 | Administratively Determined Incentive Program | Milford | 8848 | 9.02 | Residential | Behind the Meter | Yes | Trinity Solar, LLC | JCP&L |  | Accepted | 2025-07-03 | 2025-07-25 | 2026-07-25 | Solar Panels | Hanwha | Q.PEAK DUO BLK ML-G10+ 410 |  | 0.41 | 22 | 204 | 30 |  | Fixed | Roof
NJADRE1560035116 | Administratively Determined Incentive Program | Milford | 8848 | 9.02 | Residential | Behind the Meter | Yes | Trinity Solar, LLC | JCP&L |  | Accepted | 2025-07-03 | 2025-07-25 | 2026-07-25 | Inverters | Solar Edge | USE7600H-US | 7600 |  | 1 |  |  | 0.97 |  | Outside
NJADRE1560035124 | Administratively Determined Incentive Program | Jersey City | 7307 | 5.33 | Residential | Behind the Meter | Yes | Pro Custom Solar dba Momentum Solar | PSE&G |  | Accepted | 2025-07-03 | 2025-07-25 | 2026-07-25 | Solar Panels | HANWHA | Q.PEAK DUO BLK ML-G10+410 |  | 0.41 | 7 | 28 | 24 |  | Fixed | Roof
NJADRE1560035124 | Administratively Determined Incentive Program | Jersey City | 7307 | 5.33 | Residential | Behind the Meter | Yes | Pro Custom Solar dba Momentum Solar | PSE&G |  | Accepted | 2025-07-03 | 2025-07-25 | 2026-07-25 | Inverters | ENPHASE | IQ8HC-72-M-DOM-US | 380 |  | 13 |  |  | 0.97 |  | Outdoor
NJADRE1560035124 | Administratively Determined Incentive Program | Jersey City | 7307 | 5.33 | Residential | Behind the Meter | Yes | Pro Custom Solar dba Momentum Solar | PSE&G |  | Accepted | 2025-07-03 | 2025-07-25 | 2026-07-25 | Solar Panels | HANWHA | Q.PEAK DUO BLK ML-G10+410 |  | 0.41 | 6 | 208 | 24 |  | Fixed | Roof
NJADRE1560035165 | Administratively Determined Incentive Program | Maple Shade | 8052 | 10.53 | Residential | Behind the Meter | Yes | Sunrun Installation Services, Inc. | PSE&G |  | Accepted | 2025-07-03 | 2025-07-26 | 2026-07-26 | Inverters | SolarEdge Technologies | SE7600H-USMN | 7600 |  | 1 |  |  | 0.99 |  | Outdoor | Next to meter
NJADRE1560035165 | Administratively Determined Incentive Program | Maple Shade | 8052 | 10.53 | Residential | Behind the Meter | Yes | Sunrun Installation Services, Inc. | PSE&G |  | Accepted | 2025-07-03 | 2025-07-26 | 2026-07-26 | Solar Panels | JA Solar | JAM54S31-405/MR |  | 0.405 | 13 | 148 | 23 |  | Fixed | Roof
NJADRE1560035165 | Administratively Determined Incentive Program | Maple Shade | 8052 | 10.53 | Residential | Behind the Meter | Yes | Sunrun Installation Services, Inc. | PSE&G |  | Accepted | 2025-07-03 | 2025-07-26 | 2026-07-26 | Solar Panels | JA Solar | JAM54S31-405/MR |  | 0.405 | 13 | 328 | 23 |  | Fixed | Roof
NJADRE1560035176 | Administratively Determined Incentive Program | BRIDGEWATER | 8807 | 14.4 | Residential | Behind the Meter | Yes | Suntuity Solar, LLC | JCP&L |  | Accepted | 2025-07-03 | 2025-07-31 | 2026-07-31 | Meters | Enphase Energy Inc | X-IQ-AM1-240-4 |  |  | 1 |  |  |  | Yes | Outdoor
NJADRE1560035176 | Administratively Determined Incentive Program | BRIDGEWATER | 8807 | 14.4 | Residential | Behind the Meter | Yes | Suntuity Solar, LLC | JCP&L |  | Accepted | 2025-07-03 | 2025-07-31 | 2026-07-31 | Inverters | Enphase Energy Inc | IQ8PLUS-72-2-US | 290 |  | 36 |  |  | 0.99 |  | Outdoor
NJADRE1560035176 | Administratively Determined Incentive Program | BRIDGEWATER | 8807 | 14.4 | Residential | Behind the Meter | Yes | Suntuity Solar, LLC | JCP&L |  | Accepted | 2025-07-03 | 2025-07-31 | 2026-07-31 | Solar Panels | Silfab | SIL-400HC+ |  | 0.4 | 15 | 267 | 24 |  | Fixed | Roof
NJADRE1560035176 | Administratively Determined Incentive Program | BRIDGEWATER | 8807 | 14.4 | Residential | Behind the Meter | Yes | Suntuity Solar, LLC | JCP&L |  | Accepted | 2025-07-03 | 2025-07-31 | 2026-07-31 | Solar Panels | Silfab | SIL-400HC+ |  | 0.4 | 6 | 267 | 23 |  | Fixed | Roof
NJADRE1560035176 | Administratively Determined Incentive Program | BRIDGEWATER | 8807 | 14.4 | Residential | Behind the Meter | Yes | Suntuity Solar, LLC | JCP&L |  | Accepted | 2025-07-03 | 2025-07-31 | 2026-07-31 | Solar Panels | Silfab | SIL-400HC+ |  | 0.4 | 15 | 87 | 24 |  | Fixed | Roof
NJADRE1560035182 | Administratively Determined Incentive Program | Cape May Court House | 8210 | 9.775 | Residential | Behind the Meter | Yes | GenSun Roofing and Solar, LLC | AC Electric |  | Accepted | 2025-07-03 | 2025-07-25 | 2026-07-25 | Meters | Enphase | IQ8HC-72-M-DOM-US |  |  | 23 |  |  |  | Yes | Outdoor
NJADRE1560035182 | Administratively Determined Incentive Program | Cape May Court House | 8210 | 9.775 | Residential | Behind the Meter | Yes | GenSun Roofing and Solar, LLC | AC Electric |  | Accepted | 2025-07-03 | 2025-07-25 | 2026-07-25 | Solar Panels | ENPHASE | IQ8HC-72-M-DOM-US |  | 0.425 | 15 | 113 | 23 |  | Fixed | Roof
NJADRE1560035182 | Administratively Determined Incentive Program | Cape May Court House | 8210 | 9.775 | Residential | Behind the Meter | Yes | GenSun Roofing and Solar, LLC | AC Electric |  | Accepted | 2025-07-03 | 2025-07-25 | 2026-07-25 | Solar Panels | Enphase | IQ8HC-72-M-DOM-US |  | 0.425 | 8 | 113 | 23 |  | Fixed | Roof
NJADRE1560035182 | Administratively Determined Incentive Program | Cape May Court House | 8210 | 9.775 | Residential | Behind the Meter | Yes | GenSun Roofing and Solar, LLC | AC Electric |  | Accepted | 2025-07-03 | 2025-07-25 | 2026-07-25 | Inverters | Enphase | IQ8HC-72-M-DOM-US | 8740 |  | 23 |  |  | 0.9 |  | Outdoor
NJADRE1560035184 | Administratively Determined Incentive Program | Clifton | 7011 | 8.2 | Residential | Behind the Meter | Yes | Trinity Solar, LLC | PSE&G |  | Accepted | 2025-07-03 | 2025-07-26 | 2026-07-26 | Solar Panels | HANWHA | (Q.PEAK DUO BLK ML-G10.C+ 410) |  | 0.41 | 6 | 151 | 18 |  | Fixed | Roof
NJADRE1560035184 | Administratively Determined Incentive Program | Clifton | 7011 | 8.2 | Residential | Behind the Meter | Yes | Trinity Solar, LLC | PSE&G |  | Accepted | 2025-07-03 | 2025-07-26 | 2026-07-26 | Solar Panels | HANWHA | (Q.PEAK DUO BLK ML-G10.C+ 410) |  | 0.41 | 2 | 151 | 44 |  | Fixed | Roof
NJADRE1560035184 | Administratively Determined Incentive Program | Clifton | 7011 | 8.2 | Residential | Behind the Meter | Yes | Trinity Solar, LLC | PSE&G |  | Accepted | 2025-07-03 | 2025-07-26 | 2026-07-26 | Inverters | Solar Edge | USE7600H-USMNBL75 | 7600 |  | 1 |  |  | 0.97 |  | Outdoor
NJADRE1560035184 | Administratively Determined Incentive Program | Clifton | 7011 | 8.2 | Residential | Behind the Meter | Yes | Trinity Solar, LLC | PSE&G |  | Accepted | 2025-07-03 | 2025-07-26 | 2026-07-26 | Solar Panels | HANWHA | (Q.PEAK DUO BLK ML-G10.C+ 410) |  | 0.41 | 12 | 331 | 44 |  | Fixed | Roof
NJADRE1560035198 | Administratively Determined Incentive Program | LAKEWOOD | 8701 | 28.21 | Residential | Behind the Meter | Yes | Powerlutions, LLC | JCP&L |  | Accepted | 2025-07-03 | 2025-07-25 | 2026-07-25 | Solar Panels | CANADIAN | CS6.1-54TD-455 |  | 0.455 | 3 | 187 | 19 |  | Fixed | Roof
NJADRE1560035198 | Administratively Determined Incentive Program | LAKEWOOD | 8701 | 28.21 | Residential | Behind the Meter | Yes | Powerlutions, LLC | JCP&L |  | Accepted | 2025-07-03 | 2025-07-25 | 2026-07-25 | Solar Panels | CANADIAN | CS6.1-54TD-455 |  | 0.455 | 20 | 98 | 37 |  | Fixed | Roof
NJADRE1560035198 | Administratively Determined Incentive Program | LAKEWOOD | 8701 | 28.21 | Residential | Behind the Meter | Yes | Powerlutions, LLC | JCP&L |  | Accepted | 2025-07-03 | 2025-07-25 | 2026-07-25 | Inverters | Enphase | IQ8HC-72-M-DOM-US | 380 |  | 62 |  |  | 0.98 |  | Outdoor
NJADRE1560035198 | Administratively Determined Incentive Program | LAKEWOOD | 8701 | 28.21 | Residential | Behind the Meter | Yes | Powerlutions, LLC | JCP&L |  | Accepted | 2025-07-03 | 2025-07-25 | 2026-07-25 | Solar Panels | CANADIAN | CS6.1-54TD-455 |  | 0.455 | 5 | 188 | 32 |  | Fixed | Roof
NJADRE1560035198 | Administratively Determined Incentive Program | LAKEWOOD | 8701 | 28.21 | Residential | Behind the Meter | Yes | Powerlutions, LLC | JCP&L |  | Accepted | 2025-07-03 | 2025-07-25 | 2026-07-25 | Solar Panels | CANADIAN | CS6.1-54TD-455 |  | 0.455 | 17 | 188 | 18 |  | Fixed | Roof
NJADRE1560035198 | Administratively Determined Incentive Program | LAKEWOOD | 8701 | 28.21 | Residential | Behind the Meter | Yes | Powerlutions, LLC | JCP&L |  | Accepted | 2025-07-03 | 2025-07-25 | 2026-07-25 | Solar Panels | CANADIAN | CS6.1-54TD-455 |  | 0.455 | 17 | 278 | 37 |  | Fixed | Roof
NJADRE1560035199 | Administratively Determined Incentive Program | MULLICA HILL | 8062 | 20.5 | Residential | Behind the Meter | Yes | Trinity Solar, LLC | AC Electric |  | Accepted | 2025-07-03 | 2025-07-25 | 2026-07-25 | Inverters | SOLAREDGE | SE11400H-US | 11400 |  | 1 |  |  | 0.97 |  | Outside
NJADRE1560035199 | Administratively Determined Incentive Program | MULLICA HILL | 8062 | 20.5 | Residential | Behind the Meter | Yes | Trinity Solar, LLC | AC Electric |  | Accepted | 2025-07-03 | 2025-07-25 | 2026-07-25 | Solar Panels | HANWHA | Q.PEAK DUO BLK ML-G10+410 |  | 0.41 | 8 | 190 | 10 |  | Fixed | Roof
NJADRE1560035199 | Administratively Determined Incentive Program | MULLICA HILL | 8062 | 20.5 | Residential | Behind the Meter | Yes | Trinity Solar, LLC | AC Electric |  | Accepted | 2025-07-03 | 2025-07-25 | 2026-07-25 | Solar Panels | HANWHA | Q.PEAK DUO BLK ML-G10+410 |  | 0.41 | 5 | 280 | 20 |  | Fixed | Roof
NJADRE1560035199 | Administratively Determined Incentive Program | MULLICA HILL | 8062 | 20.5 | Residential | Behind the Meter | Yes | Trinity Solar, LLC | AC Electric |  | Accepted | 2025-07-03 | 2025-07-25 | 2026-07-25 | Solar Panels | HANWHA | Q.PEAK DUO BLK ML-G10+410 |  | 0.41 | 3 | 10 | 23 |  | Fixed | Roof
NJADRE1560035199 | Administratively Determined Incentive Program | MULLICA HILL | 8062 | 20.5 | Residential | Behind the Meter | Yes | Trinity Solar, LLC | AC Electric |  | Accepted | 2025-07-03 | 2025-07-25 | 2026-07-25 | Solar Panels | HANWHA | Q.PEAK DUO BLK ML-G10+410 |  | 0.41 | 4 | 100 | 23 |  | Fixed | Roof
NJADRE1560035199 | Administratively Determined Incentive Program | MULLICA HILL | 8062 | 20.5 | Residential | Behind the Meter | Yes | Trinity Solar, LLC | AC Electric |  | Accepted | 2025-07-03 | 2025-07-25 | 2026-07-25 | Solar Panels | HANWHA | Q.PEAK DUO BLK ML-G10+410 |  | 0.41 | 20 | 190 | 23 |  | Fixed | Roof
NJADRE1560035199 | Administratively Determined Incentive Program | MULLICA HILL | 8062 | 20.5 | Residential | Behind the Meter | Yes | Trinity Solar, LLC | AC Electric |  | Accepted | 2025-07-03 | 2025-07-25 | 2026-07-25 | Solar Panels | HANWHA | Q.PEAK DUO BLK ML-G10+410 |  | 0.41 | 5 | 100 | 20 |  | Fixed | Roof
NJADRE1560035199 | Administratively Determined Incentive Program | MULLICA HILL | 8062 | 20.5 | Residential | Behind the Meter | Yes | Trinity Solar, LLC | AC Electric |  | Accepted | 2025-07-03 | 2025-07-25 | 2026-07-25 | Solar Panels | HANWHA | Q.PEAK DUO BLK ML-G10+410 |  | 0.41 | 5 | 280 | 23 |  | Fixed | Roof
NJADRE1560035199 | Administratively Determined Incentive Program | MULLICA HILL | 8062 | 20.5 | Residential | Behind the Meter | Yes | Trinity Solar, LLC | AC Electric |  | Accepted | 2025-07-03 | 2025-07-25 | 2026-07-25 | Inverters | SOLAREDGE | SE5700H-US | 5760 |  | 1 |  |  | 0.97 |  | Outside
NJADRE1560035207 | Administratively Determined Incentive Program | Elizabeth | 7208 | 14.355 | Residential | Behind the Meter | Yes | Skyline Solar, LLC | PSE&G |  | Accepted | 2025-07-03 | 2025-07-29 | 2026-07-29 | Solar Panels | Hanwha | Q. Tron BLK M-G2.H+ |  | 0.435 | 15 | 101 | 37 |  | Fixed | Roof
NJADRE1560035207 | Administratively Determined Incentive Program | Elizabeth | 7208 | 14.355 | Residential | Behind the Meter | Yes | Skyline Solar, LLC | PSE&G |  | Accepted | 2025-07-03 | 2025-07-29 | 2026-07-29 | Solar Panels | Hanwha | Q. Tron BLK M-G2.H+ |  | 0.435 | 18 | 281 | 38 |  | Fixed | Roof
NJADRE1560035207 | Administratively Determined Incentive Program | Elizabeth | 7208 | 14.355 | Residential | Behind the Meter | Yes | Skyline Solar, LLC | PSE&G |  | Accepted | 2025-07-03 | 2025-07-29 | 2026-07-29 | Inverters | Enphase | IQ8HC-72-M-DOM-US | 380 |  | 33 |  |  | 0.977 |  | Outside
NJADRE1560035209 | Administratively Determined Incentive Program | Fort Lee | 7024 | 8.2 | Residential | Behind the Meter | Yes | Trinity Solar, LLC | PSE&G |  | Accepted | 2025-07-03 | 2025-07-25 | 2026-07-25 | Solar Panels | Hanwha | Q.PEAK DUO BLK ML-G10+ 410 |  | 0.41 | 20 | 128 | 34 |  | Fixed | Roof
NJADRE1560035209 | Administratively Determined Incentive Program | Fort Lee | 7024 | 8.2 | Residential | Behind the Meter | Yes | Trinity Solar, LLC | PSE&G |  | Accepted | 2025-07-03 | 2025-07-25 | 2026-07-25 | Inverters | Solar Edge | USE7600H-US | 7600 |  | 1 |  |  | 0.97 |  | Outside
NJADRE1560035212 | Administratively Determined Incentive Program | EAST BRUNSWICK | 8816 | 5.74 | Residential | Behind the Meter | Yes | Pro Custom Solar dba Momentum Solar | PSE&G |  | Accepted | 2025-07-03 | 2025-07-28 | 2026-07-28 | Inverters | ENPHASE | IQ8HC-72-M-DOM-US | 380 |  | 14 |  |  | 0.97 |  | Outdoor
NJADRE1560035212 | Administratively Determined Incentive Program | EAST BRUNSWICK | 8816 | 5.74 | Residential | Behind the Meter | Yes | Pro Custom Solar dba Momentum Solar | PSE&G |  | Accepted | 2025-07-03 | 2025-07-28 | 2026-07-28 | Solar Panels | HANWHA | Q.PEAK DUO BLK ML-G10+410 |  | 0.41 | 2 | 172 | 8 |  | Fixed | Roof
NJADRE1560035212 | Administratively Determined Incentive Program | EAST BRUNSWICK | 8816 | 5.74 | Residential | Behind the Meter | Yes | Pro Custom Solar dba Momentum Solar | PSE&G |  | Accepted | 2025-07-03 | 2025-07-28 | 2026-07-28 | Solar Panels | HANWHA | Q.PEAK DUO BLK ML-G10+410 |  | 0.41 | 12 | 352 | 23 |  | Fixed | Roof
NJADRE1560035243 | Administratively Determined Incentive Program | Brick | 8724 | 4.98 | Residential | Behind the Meter | Yes | SunPurity, LLC | JCP&L |  | Accepted | 2025-07-04 | 2025-07-28 | 2026-07-28 | Solar Panels | Hanwha Q cells | Q.PEAK DUO BLK-ML-G10+ 415W |  | 0.415 | 12 | 143 | 23 |  | Fixed | Roof
NJADRE1560035243 | Administratively Determined Incentive Program | Brick | 8724 | 4.98 | Residential | Behind the Meter | Yes | SunPurity, LLC | JCP&L |  | Accepted | 2025-07-04 | 2025-07-28 | 2026-07-28 | Inverters | SolarEdge | SE3800H-US | 3800 |  | 1 |  |  | 0.99 |  | Outdoor
NJADRE1560035527 | Administratively Determined Incentive Program | FRANKLIN LAKES | 7417 | 11.31 | Residential | Behind the Meter | Yes | SunnyMac, LLC | Orange Rockland Electric |  | Accepted | 2025-07-03 | 2025-07-25 | 2026-07-25 | Solar Panels | HANWHA | Q.TRON BLK M-G2.H+ |  | 0.435 | 16 | 193 | 34 |  | Fixed | Roof
NJADRE1560035527 | Administratively Determined Incentive Program | FRANKLIN LAKES | 7417 | 11.31 | Residential | Behind the Meter | Yes | SunnyMac, LLC | Orange Rockland Electric |  | Accepted | 2025-07-03 | 2025-07-25 | 2026-07-25 | Solar Panels | HANWHA | Q.TRON BLK M-G2.H+ |  | 0.435 | 10 | 282 | 34 |  | Fixed | Roof
NJADRE1560035527 | Administratively Determined Incentive Program | FRANKLIN LAKES | 7417 | 11.31 | Residential | Behind the Meter | Yes | SunnyMac, LLC | Orange Rockland Electric |  | Accepted | 2025-07-03 | 2025-07-25 | 2026-07-25 | Inverters | SOLAREDGE HOME HUB | SE7600H-US | 7600 |  | 1 |  |  | 0.99 |  | Outdoor | next to meter
NJADRE1560035533 | Administratively Determined Incentive Program | PLAINFIELD | 7063 | 4.51 | Residential | Behind the Meter | Yes | Pro Custom Solar dba Momentum Solar | PSE&G |  | Accepted | 2025-07-03 | 2025-07-25 | 2026-07-25 | Solar Panels | HANWHA | Q.PEAK DUO BLK ML-G10+410 |  | 0.41 | 11 | 221 | 23 |  | Fixed | Roof
NJADRE1560035533 | Administratively Determined Incentive Program | PLAINFIELD | 7063 | 4.51 | Residential | Behind the Meter | Yes | Pro Custom Solar dba Momentum Solar | PSE&G |  | Accepted | 2025-07-03 | 2025-07-25 | 2026-07-25 | Inverters | ENPHASE | IQ8HC-72-M-DOM-US | 380 |  | 11 |  |  | 0.97 |  | Outdoor
NJADRE1560035563 | Administratively Determined Incentive Program | North Haledon | 7508 | 3.28 | Residential | Behind the Meter | Yes | Trinity Solar, LLC | PSE&G |  | Accepted | 2025-07-03 | 2025-07-26 | 2026-07-26 | Inverters | Solar Edge | USE3800H-USMNBL75 | 3800 |  | 1 |  |  | 0.97 |  | Outdoor
NJADRE1560035563 | Administratively Determined Incentive Program | North Haledon | 7508 | 3.28 | Residential | Behind the Meter | Yes | Trinity Solar, LLC | PSE&G |  | Accepted | 2025-07-03 | 2025-07-26 | 2026-07-26 | Solar Panels | HANWHA | (Q.PEAK DUO BLK ML-G10+ 410) |  | 0.41 | 8 | 81 | 27 |  | Fixed | Roof
NJADRE1560035777 | Administratively Determined Incentive Program | Franklin Twp Som | 8873 | 4.05 | Residential | Behind the Meter | Yes | Sunrun Installation Services, Inc. | PSE&G |  | Accepted | 2025-07-03 | 2025-08-06 | 2026-08-06 | Solar Panels | JA Solar | JAM54S31-405/MR |  | 0.405 | 10 | 215 | 30 |  | Fixed | Roof
NJADRE1560035777 | Administratively Determined Incentive Program | Franklin Twp Som | 8873 | 4.05 | Residential | Behind the Meter | Yes | Sunrun Installation Services, Inc. | PSE&G |  | Accepted | 2025-07-03 | 2025-08-06 | 2026-08-06 | Inverters | SolarEdge Technologies | SE3800H-USMN | 3800 |  | 1 |  |  | 0.99 |  | Outdoor | Next to meter
NJADRE1560035782 | Administratively Determined Incentive Program | LAKEWOOD | 8701 | 22.75 | Residential | Behind the Meter | Yes | Powerlutions, LLC | JCP&L |  | Accepted | 2025-07-03 | 2025-07-28 | 2026-07-28 | Solar Panels | CANADIAN | CS6.1-54TM-455H |  | 0.455 | 5 | 210 | 27 |  | Fixed | Roof
NJADRE1560035782 | Administratively Determined Incentive Program | LAKEWOOD | 8701 | 22.75 | Residential | Behind the Meter | Yes | Powerlutions, LLC | JCP&L |  | Accepted | 2025-07-03 | 2025-07-28 | 2026-07-28 | Solar Panels | CANADIAN | CS6.1-54TM-455H |  | 0.455 | 45 | 120 | 18 |  | Fixed | Roof
NJADRE1560035782 | Administratively Determined Incentive Program | LAKEWOOD | 8701 | 22.75 | Residential | Behind the Meter | Yes | Powerlutions, LLC | JCP&L |  | Accepted | 2025-07-03 | 2025-07-28 | 2026-07-28 | Inverters | Enphase | IQ8HC-72-M-DOM-US | 380 |  | 50 |  |  | 0.98 |  | Outdoor
NJADRE1560035788 | Administratively Determined Incentive Program | PATERSON | 7502 | 7.83 | Residential | Behind the Meter | Yes | SunnyMac, LLC | PSE&G |  | Accepted | 2025-07-03 | 2025-07-25 | 2026-07-25 | Inverters | SOLAREDGE HOME HUB | SE5700H-US | 5760 |  | 1 |  |  | 0.99 |  | Outdoor | next to meter
NJADRE1560035788 | Administratively Determined Incentive Program | PATERSON | 7502 | 7.83 | Residential | Behind the Meter | Yes | SunnyMac, LLC | PSE&G |  | Accepted | 2025-07-03 | 2025-07-25 | 2026-07-25 | Solar Panels | HANWHA | Q.TRON BLK M-G2.H+ |  | 0.435 | 14 | 252 | 43 |  | Fixed | Roof
NJADRE1560035788 | Administratively Determined Incentive Program | PATERSON | 7502 | 7.83 | Residential | Behind the Meter | Yes | SunnyMac, LLC | PSE&G |  | Accepted | 2025-07-03 | 2025-07-25 | 2026-07-25 | Solar Panels | HANWHA | Q.TRON BLK M-G2.H+ |  | 0.435 | 4 | 72 | 43 |  | Fixed | Roof
NJADRE1560035801 | Administratively Determined Incentive Program | Beachwood | 8722 | 14.11 | Residential | Behind the Meter | Yes | SunPurity, LLC | JCP&L |  | Accepted | 2025-07-04 | 2025-07-25 | 2026-07-25 | Solar Panels | Hanwha Q cells | Q.PEAK DUO BLK-ML-G10+ 415W |  | 0.415 | 11 | 125 | 26 |  | Fixed | Roof
NJADRE1560035801 | Administratively Determined Incentive Program | Beachwood | 8722 | 14.11 | Residential | Behind the Meter | Yes | SunPurity, LLC | JCP&L |  | Accepted | 2025-07-04 | 2025-07-25 | 2026-07-25 | Solar Panels | Hanwha Q cells | Q.PEAK DUO BLK-ML-G10+ 415W |  | 0.415 | 12 | 305 | 26 |  | Fixed | Roof
NJADRE1560035801 | Administratively Determined Incentive Program | Beachwood | 8722 | 14.11 | Residential | Behind the Meter | Yes | SunPurity, LLC | JCP&L |  | Accepted | 2025-07-04 | 2025-07-25 | 2026-07-25 | Solar Panels | Hanwha Q cells | Q.PEAK DUO BLK-ML-G10+ 415W |  | 0.415 | 5 | 35 | 26 |  | Fixed | Roof
NJADRE1560035801 | Administratively Determined Incentive Program | Beachwood | 8722 | 14.11 | Residential | Behind the Meter | Yes | SunPurity, LLC | JCP&L |  | Accepted | 2025-07-04 | 2025-07-25 | 2026-07-25 | Inverters | SolarEdge | SE10000H-US | 10000 |  | 1 |  |  | 0.99 |  | Outdoor
NJADRE1560035801 | Administratively Determined Incentive Program | Beachwood | 8722 | 14.11 | Residential | Behind the Meter | Yes | SunPurity, LLC | JCP&L |  | Accepted | 2025-07-04 | 2025-07-25 | 2026-07-25 | Solar Panels | Hanwha Q cells | Q.PEAK DUO BLK-ML-G10+ 415W |  | 0.415 | 6 | 215 | 26 |  | Fixed | Roof
NJADRE1560035811 | Administratively Determined Incentive Program | BRIDGEWATER | 8807 | 6.56 | Residential | Behind the Meter | Yes | Trinity Solar, LLC | PSE&G |  | Accepted | 2025-07-03 | 2025-07-25 | 2026-07-25 | Solar Panels | HANWHA 410 (Q.PEAK DUO BLK ML-G10+410) | HANWHA 410 (Q.PEAK DUO BLK ML-G10+410) |  | 0.41 | 16 | 265 | 34 |  | Fixed | Roof
NJADRE1560035811 | Administratively Determined Incentive Program | BRIDGEWATER | 8807 | 6.56 | Residential | Behind the Meter | Yes | Trinity Solar, LLC | PSE&G |  | Accepted | 2025-07-03 | 2025-07-25 | 2026-07-25 | Inverters | SOLAREDGE | SE5760H-US | 5700 |  | 1 |  |  | 0.97 |  | Outside
NJADRE1560035819 | Administratively Determined Incentive Program | WILLINGBORO | 8046 | 5.74 | Residential | Behind the Meter | Yes | Pro Custom Solar dba Momentum Solar | PSE&G |  | Accepted | 2025-07-03 | 2025-07-25 | 2026-07-25 | Inverters | ENPHASE | IQ8HC-72-M-DOM-US | 380 |  | 14 |  |  | 0.97 |  | Outdoor
NJADRE1560035819 | Administratively Determined Incentive Program | WILLINGBORO | 8046 | 5.74 | Residential | Behind the Meter | Yes | Pro Custom Solar dba Momentum Solar | PSE&G |  | Accepted | 2025-07-03 | 2025-07-25 | 2026-07-25 | Solar Panels | HANWHA | Q.PEAK DUO BLK ML-G10+410 |  | 0.41 | 12 | 190 | 26 |  | Fixed | Roof
NJADRE1560035819 | Administratively Determined Incentive Program | WILLINGBORO | 8046 | 5.74 | Residential | Behind the Meter | Yes | Pro Custom Solar dba Momentum Solar | PSE&G |  | Accepted | 2025-07-03 | 2025-07-25 | 2026-07-25 | Solar Panels | HANWHA | Q.PEAK DUO BLK ML-G10+410 |  | 0.41 | 2 | 190 | 17 |  | Fixed | Roof
NJADRE1560035908 | Administratively Determined Incentive Program | PARLIN | 8859 | 6.8 | Residential | Behind the Meter | Yes | Solar Mite Solutions, LLC | JCP&L |  | Accepted | 2025-07-03 | 2025-07-28 | 2026-07-28 | Solar Panels | Jinko | JKM425N |  | 0.425 | 9 | 210 | 10 |  | Fixed | Roof
NJADRE1560035908 | Administratively Determined Incentive Program | PARLIN | 8859 | 6.8 | Residential | Behind the Meter | Yes | Solar Mite Solutions, LLC | JCP&L |  | Accepted | 2025-07-03 | 2025-07-28 | 2026-07-28 | Inverters | Enphase | IQ7HS-66-M-US | 384 |  | 16 |  |  | 0.97 |  | Outside
NJADRE1560035908 | Administratively Determined Incentive Program | PARLIN | 8859 | 6.8 | Residential | Behind the Meter | Yes | Solar Mite Solutions, LLC | JCP&L |  | Accepted | 2025-07-03 | 2025-07-28 | 2026-07-28 | Solar Panels | Jinko | JKM425N |  | 0.425 | 7 | 300 | 1 |  | Fixed | Roof
NJADRE1560035919 | Administratively Determined Incentive Program | WOOD-RIDGE | 7075 | 12.71 | Residential | Behind the Meter | No | Freedom Forever New Jersey, LLC | PSE&G |  | Accepted | 2025-07-03 | 2025-07-25 | 2026-07-25 | Inverters | Enphase | IQ8PLUS-72-2-US | 290 |  | 31 |  |  | 0.99 |  | Outside
NJADRE1560035919 | Administratively Determined Incentive Program | WOOD-RIDGE | 7075 | 12.71 | Residential | Behind the Meter | No | Freedom Forever New Jersey, LLC | PSE&G |  | Accepted | 2025-07-03 | 2025-07-25 | 2026-07-25 | Solar Panels | Hanwha | Q.PEAK DUO BLK ML-G10+ 410 |  | 0.41 | 15 | 217 | 27 |  | Fixed | Roof
NJADRE1560035919 | Administratively Determined Incentive Program | WOOD-RIDGE | 7075 | 12.71 | Residential | Behind the Meter | No | Freedom Forever New Jersey, LLC | PSE&G |  | Accepted | 2025-07-03 | 2025-07-25 | 2026-07-25 | Solar Panels | Hanwha | Q.PEAK DUO BLK ML-G10+ 410 |  | 0.41 | 8 | 127 | 27 |  | Fixed | Roof
NJADRE1560035919 | Administratively Determined Incentive Program | WOOD-RIDGE | 7075 | 12.71 | Residential | Behind the Meter | No | Freedom Forever New Jersey, LLC | PSE&G |  | Accepted | 2025-07-03 | 2025-07-25 | 2026-07-25 | Solar Panels | Hanwha | Q.PEAK DUO BLK ML-G10+ 410 |  | 0.41 | 8 | 37 | 27 |  | Fixed | Roof
NJADRE1560038149 | Administratively Determined Incentive Program | FREEHOLD | 7728 | 8.1 | Residential | Behind the Meter | Yes | Sunrun Installation Services, Inc. | JCP&L |  | Accepted | 2025-07-03 | 2025-07-25 | 2026-07-25 | Inverters | SolarEdge Technologies | SE5700H-USMN | 5760 |  | 1 |  |  | 0.99 |  | Outdoor | Next to meter
NJADRE1560038149 | Administratively Determined Incentive Program | FREEHOLD | 7728 | 8.1 | Residential | Behind the Meter | Yes | Sunrun Installation Services, Inc. | JCP&L |  | Accepted | 2025-07-03 | 2025-07-25 | 2026-07-25 | Solar Panels | JA Solar | JAM54S31-405/MR |  | 0.405 | 20 | 100 | 27 |  | Fixed | Roof
NJADRE1560041200 | Administratively Determined Incentive Program | Mount Laurel | 8054 | 3.32 | Residential | Behind the Meter | Yes | SunPurity, LLC | PSE&G |  | Accepted | 2025-07-04 | 2025-07-25 | 2026-07-25 | Inverters | Solaredge | SE3800H-US | 3800 |  | 1 |  |  | 0.99 |  | Outdoor
NJADRE1560041200 | Administratively Determined Incentive Program | Mount Laurel | 8054 | 3.32 | Residential | Behind the Meter | Yes | SunPurity, LLC | PSE&G |  | Accepted | 2025-07-04 | 2025-07-25 | 2026-07-25 | Solar Panels | Hanwha Q Cells | Q.PEAK DOU BLK-ML-G10+(415W) |  | 0.415 | 4 | 115 | 16 |  | Fixed | Roof
NJADRE1560041200 | Administratively Determined Incentive Program | Mount Laurel | 8054 | 3.32 | Residential | Behind the Meter | Yes | SunPurity, LLC | PSE&G |  | Accepted | 2025-07-04 | 2025-07-25 | 2026-07-25 | Solar Panels | Hanwha Q Cells | Q.PEAK DOU BLK-ML-G10+(415W) |  | 0.415 | 4 | 295 | 16 |  | Fixed | Roof
NJADRE1560041206 | Administratively Determined Incentive Program | Hamilton | 8629 | 4.98 | Residential | Behind the Meter | Yes | SunPurity, LLC | PSE&G |  | Accepted | 2025-07-28 | 2025-08-17 | 2026-08-17 | Solar Panels | Hanwha Q Cells | Q.PEAK DOU BLK-ML-G10+(415W) |  | 0.415 | 12 | 233 | 17 |  | Fixed | Roof
NJADRE1560041206 | Administratively Determined Incentive Program | Hamilton | 8629 | 4.98 | Residential | Behind the Meter | Yes | SunPurity, LLC | PSE&G |  | Accepted | 2025-07-28 | 2025-08-17 | 2026-08-17 | Inverters | Solaredge | SE3800H-US | 3800 |  | 1 |  |  | 0.99 |  | Outdoor
NJADRE1560041216 | Administratively Determined Incentive Program | Fairview | 7022 | 4.455 | Residential | Behind the Meter | Yes | Sunrun Installation Services, Inc. | PSE&G |  | Accepted | 2025-07-04 | 2025-07-25 | 2026-07-25 | Inverters | SolarEdge Technologies | SE3800H-USMN | 3800 |  | 1 |  |  | 0.99 |  | Outdoor | Next to meter
NJADRE1560041216 | Administratively Determined Incentive Program | Fairview | 7022 | 4.455 | Residential | Behind the Meter | Yes | Sunrun Installation Services, Inc. | PSE&G |  | Accepted | 2025-07-04 | 2025-07-25 | 2026-07-25 | Solar Panels | JA Solar | JAM54S31-405/MR |  | 0.405 | 11 | 215 | 34 |  | Fixed | Roof
NJADRE1560041224 | Administratively Determined Incentive Program | Wayne Twp | 7470 | 11.745 | Residential | Behind the Meter | Yes | Sunrun Installation Services, Inc. | PSE&G |  | Accepted | 2025-07-04 | 2025-07-25 | 2026-07-25 | Inverters | SolarEdge Technologies | SE10000H-USMN | 10000 |  | 1 |  |  | 0.99 |  | Outdoor | Next to meter
NJADRE1560041224 | Administratively Determined Incentive Program | Wayne Twp | 7470 | 11.745 | Residential | Behind the Meter | Yes | Sunrun Installation Services, Inc. | PSE&G |  | Accepted | 2025-07-04 | 2025-07-25 | 2026-07-25 | Solar Panels | JA Solar | JAM54S31-405/MR |  | 0.405 | 29 | 278 | 24 |  | Fixed | Roof
NJADRE1560041242 | Administratively Determined Incentive Program | PEDRICKTOWN | 8067 | 6.885 | Residential | Behind the Meter | Yes | Sunrun Installation Services, Inc. | AC Electric |  | Accepted | 2025-07-04 | 2025-08-13 | 2026-08-13 | Solar Panels | JA SOLAR | JAM54S31-405/MR |  | 0.405 | 3 | 136 | 45 |  | Fixed | Roof
NJADRE1560041242 | Administratively Determined Incentive Program | PEDRICKTOWN | 8067 | 6.885 | Residential | Behind the Meter | Yes | Sunrun Installation Services, Inc. | AC Electric |  | Accepted | 2025-07-04 | 2025-08-13 | 2026-08-13 | Solar Panels | JA SOLAR | JAM54S31-405/MR |  | 0.405 | 2 | 226 | 15 |  | Fixed | Roof
NJADRE1560041242 | Administratively Determined Incentive Program | PEDRICKTOWN | 8067 | 6.885 | Residential | Behind the Meter | Yes | Sunrun Installation Services, Inc. | AC Electric |  | Accepted | 2025-07-04 | 2025-08-13 | 2026-08-13 | Solar Panels | JA SOLAR | JAM54S31-405/MR |  | 0.405 | 4 | 47 | 45 |  | Fixed | Roof
NJADRE1560041242 | Administratively Determined Incentive Program | PEDRICKTOWN | 8067 | 6.885 | Residential | Behind the Meter | Yes | Sunrun Installation Services, Inc. | AC Electric |  | Accepted | 2025-07-04 | 2025-08-13 | 2026-08-13 | Solar Panels | JA SOLAR | JAM54S31-405/MR |  | 0.405 | 2 | 317 | 45 |  | Fixed | Roof
NJADRE1560041242 | Administratively Determined Incentive Program | PEDRICKTOWN | 8067 | 6.885 | Residential | Behind the Meter | Yes | Sunrun Installation Services, Inc. | AC Electric |  | Accepted | 2025-07-04 | 2025-08-13 | 2026-08-13 | Inverters | SOLAREDGE TECHNOLOGIES | SE5700H-USMN | 5760 |  | 1 |  |  | 0.99 |  | Outside
NJADRE1560041242 | Administratively Determined Incentive Program | PEDRICKTOWN | 8067 | 6.885 | Residential | Behind the Meter | Yes | Sunrun Installation Services, Inc. | AC Electric |  | Accepted | 2025-07-04 | 2025-08-13 | 2026-08-13 | Solar Panels | JA SOLAR | JAM54S31-405/MR |  | 0.405 | 2 | 138 | 18 |  | Fixed | Roof
NJADRE1560041242 | Administratively Determined Incentive Program | PEDRICKTOWN | 8067 | 6.885 | Residential | Behind the Meter | Yes | Sunrun Installation Services, Inc. | AC Electric |  | Accepted | 2025-07-04 | 2025-08-13 | 2026-08-13 | Solar Panels | JA SOLAR | JAM54S31-405/MR |  | 0.405 | 4 | 318 | 18 |  | Fixed | Roof
NJADRE1560041246 | Administratively Determined Incentive Program | PISCATAWAY | 8854 | 8.2 | Residential | Behind the Meter | Yes | Sunrun Installation Services, Inc. | PSE&G |  | Accepted | 2025-07-04 | 2025-07-25 | 2026-07-25 | Electric Storage Battery | Tesla | Powerwall 3 1707000-xx-y |  |  | 1 |  |  |  | Lithium Ion |  | OUTSIDE
NJADRE1560041246 | Administratively Determined Incentive Program | PISCATAWAY | 8854 | 8.2 | Residential | Behind the Meter | Yes | Sunrun Installation Services, Inc. | PSE&G |  | Accepted | 2025-07-04 | 2025-07-25 | 2026-07-25 | Inverters | Tesla | Powerwall 3 1707000-xx-y | 11500 |  | 1 |  |  | 0.97 |  | Outdoor
NJADRE1560041246 | Administratively Determined Incentive Program | PISCATAWAY | 8854 | 8.2 | Residential | Behind the Meter | Yes | Sunrun Installation Services, Inc. | PSE&G |  | Accepted | 2025-07-04 | 2025-07-25 | 2026-07-25 | Solar Panels | Hanwha Q Cells | Q.PEAK DUO BLK ML-G10+ 410 |  | 0.41 | 20 | 252 | 23 |  | Fixed | Roof
NJADRE1560041250 | Administratively Determined Incentive Program | KENILWORTH | 7033 | 3.645 | Residential | Behind the Meter | Yes | Sunrun Installation Services, Inc. | PSE&G |  | Accepted | 2025-07-04 | 2025-07-25 | 2026-07-25 | Inverters | SOLAREDGE TECHNOLOGIES | SE3800H-USMN | 3800 |  | 1 |  |  | 0.99 |  | Outside
NJADRE1560041250 | Administratively Determined Incentive Program | KENILWORTH | 7033 | 3.645 | Residential | Behind the Meter | Yes | Sunrun Installation Services, Inc. | PSE&G |  | Accepted | 2025-07-04 | 2025-07-25 | 2026-07-25 | Solar Panels | JA SOLAR | JAM54S31-405/MR |  | 0.405 | 5 | 263 | 40 |  | Fixed | Roof
NJADRE1560041250 | Administratively Determined Incentive Program | KENILWORTH | 7033 | 3.645 | Residential | Behind the Meter | Yes | Sunrun Installation Services, Inc. | PSE&G |  | Accepted | 2025-07-04 | 2025-07-25 | 2026-07-25 | Solar Panels | JA SOLAR | JAM54S31-405/MR |  | 0.405 | 4 | 263 | 10 |  | Fixed | Roof
NJADRE1560041251 | Administratively Determined Incentive Program | TOMS RIVER | 8757 | 4.1 | Residential | Behind the Meter | Yes | Sunrun Installation Services, Inc. | JCP&L |  | Accepted | 2025-07-04 | 2025-07-25 | 2026-07-25 | Inverters | Tesla | Powerwall 3 1707000-xx-y | 11500 |  | 1 |  |  | 0.97 |  | Outdoor
NJADRE1560041251 | Administratively Determined Incentive Program | TOMS RIVER | 8757 | 4.1 | Residential | Behind the Meter | Yes | Sunrun Installation Services, Inc. | JCP&L |  | Accepted | 2025-07-04 | 2025-07-25 | 2026-07-25 | Electric Storage Battery | Tesla | Powerwall 3 1707000-xx-y |  |  | 1 |  |  |  | Lithium Ion |  | OUTSIDE
NJADRE1560041251 | Administratively Determined Incentive Program | TOMS RIVER | 8757 | 4.1 | Residential | Behind the Meter | Yes | Sunrun Installation Services, Inc. | JCP&L |  | Accepted | 2025-07-04 | 2025-07-25 | 2026-07-25 | Solar Panels | Hanwha Q Cells | Q.PEAK DUO BLK ML-G10+ 410 |  | 0.41 | 10 | 179 | 18 |  | Fixed | Roof
NJADRE1560041254 | Administratively Determined Incentive Program | CLIFTON CITY | 7012 | 5.67 | Residential | Behind the Meter | Yes | Sunrun Installation Services, Inc. | PSE&G |  | Accepted | 2025-07-04 | 2025-07-25 | 2026-07-25 | Solar Panels | JA Solar | JAM54S31-405/MR |  | 0.405 | 10 | 214 | 11 |  | Fixed | Roof
NJADRE1560041254 | Administratively Determined Incentive Program | CLIFTON CITY | 7012 | 5.67 | Residential | Behind the Meter | Yes | Sunrun Installation Services, Inc. | PSE&G |  | Accepted | 2025-07-04 | 2025-07-25 | 2026-07-25 | Inverters | SolarEdge Technologies | SE3800H-USMN | 3800 |  | 1 |  |  | 0.99 |  | Outdoor
NJADRE1560041254 | Administratively Determined Incentive Program | CLIFTON CITY | 7012 | 5.67 | Residential | Behind the Meter | Yes | Sunrun Installation Services, Inc. | PSE&G |  | Accepted | 2025-07-04 | 2025-07-25 | 2026-07-25 | Solar Panels | JA Solar | JAM54S31-405/MR |  | 0.405 | 4 | 34 | 11 |  | Fixed | Roof
NJADRE1560041264 | Administratively Determined Incentive Program | SPARTA | 7871 | 10.935 | Residential | Behind the Meter | Yes | Sunrun Installation Services, Inc. | JCP&L |  | Accepted | 2025-07-04 | 2025-07-25 | 2026-07-25 | Inverters | SolarEdge Technologies | SE7600H-USMN | 7600 |  | 1 |  |  | 0.99 |  | Outdoor | Next to meter
NJADRE1560041264 | Administratively Determined Incentive Program | SPARTA | 7871 | 10.935 | Residential | Behind the Meter | Yes | Sunrun Installation Services, Inc. | JCP&L |  | Accepted | 2025-07-04 | 2025-07-25 | 2026-07-25 | Solar Panels | JA Solar | JAM54S31-405/MR |  | 0.405 | 6 | 257 | 37 |  | Fixed | Roof
NJADRE1560041264 | Administratively Determined Incentive Program | SPARTA | 7871 | 10.935 | Residential | Behind the Meter | Yes | Sunrun Installation Services, Inc. | JCP&L |  | Accepted | 2025-07-04 | 2025-07-25 | 2026-07-25 | Solar Panels | JA Solar | JAM54S31-405/MR |  | 0.405 | 5 | 257 | 37 |  | Fixed | Roof
NJADRE1560041264 | Administratively Determined Incentive Program | SPARTA | 7871 | 10.935 | Residential | Behind the Meter | Yes | Sunrun Installation Services, Inc. | JCP&L |  | Accepted | 2025-07-04 | 2025-07-25 | 2026-07-25 | Solar Panels | JA Solar | JAM54S31-405/MR |  | 0.405 | 5 | 77 | 37 |  | Fixed | Roof
NJADRE1560041264 | Administratively Determined Incentive Program | SPARTA | 7871 | 10.935 | Residential | Behind the Meter | Yes | Sunrun Installation Services, Inc. | JCP&L |  | Accepted | 2025-07-04 | 2025-07-25 | 2026-07-25 | Solar Panels | JA Solar | JAM54S31-405/MR |  | 0.405 | 4 | 76 | 15 |  | Fixed | Roof
NJADRE1560041264 | Administratively Determined Incentive Program | SPARTA | 7871 | 10.935 | Residential | Behind the Meter | Yes | Sunrun Installation Services, Inc. | JCP&L |  | Accepted | 2025-07-04 | 2025-07-25 | 2026-07-25 | Solar Panels | JA Solar | JAM54S31-405/MR |  | 0.405 | 4 | 77 | 37 |  | Fixed | Roof
NJADRE1560041264 | Administratively Determined Incentive Program | SPARTA | 7871 | 10.935 | Residential | Behind the Meter | Yes | Sunrun Installation Services, Inc. | JCP&L |  | Accepted | 2025-07-04 | 2025-07-25 | 2026-07-25 | Solar Panels | JA Solar | JAM54S31-405/MR |  | 0.405 | 3 | 256 | 15 |  | Fixed | Roof
NJADRE1560041273 | Administratively Determined Incentive Program | MATAWAN | 7747 | 8.505 | Residential | Behind the Meter | Yes | Sunrun Installation Services, Inc. | JCP&L |  | Accepted | 2025-07-04 | 2025-07-25 | 2026-07-25 | Inverters | Tesla | Powerwall 3 1707000-xx-y | 11500 |  | 1 |  |  | 0.97 |  | Outdoor
NJADRE1560041273 | Administratively Determined Incentive Program | MATAWAN | 7747 | 8.505 | Residential | Behind the Meter | Yes | Sunrun Installation Services, Inc. | JCP&L |  | Accepted | 2025-07-04 | 2025-07-25 | 2026-07-25 | Solar Panels | JA Solar | JAM54S31-405/MR |  | 0.405 | 8 | 262 | 26 |  | Fixed | Roof
NJADRE1560041273 | Administratively Determined Incentive Program | MATAWAN | 7747 | 8.505 | Residential | Behind the Meter | Yes | Sunrun Installation Services, Inc. | JCP&L |  | Accepted | 2025-07-04 | 2025-07-25 | 2026-07-25 | Electric Storage Battery | Tesla | Powerwall 3 1707000-xx-y |  |  | 1 |  |  |  | Lithium Ion |  | OUTSIDE
NJADRE1560041273 | Administratively Determined Incentive Program | MATAWAN | 7747 | 8.505 | Residential | Behind the Meter | Yes | Sunrun Installation Services, Inc. | JCP&L |  | Accepted | 2025-07-04 | 2025-07-25 | 2026-07-25 | Solar Panels | JA Solar | JAM54S31-405/MR |  | 0.405 | 6 | 262 | 24 |  | Fixed | Roof
NJADRE1560041273 | Administratively Determined Incentive Program | MATAWAN | 7747 | 8.505 | Residential | Behind the Meter | Yes | Sunrun Installation Services, Inc. | JCP&L |  | Accepted | 2025-07-04 | 2025-07-25 | 2026-07-25 | Solar Panels | JA Solar | JAM54S31-405/MR |  | 0.405 | 7 | 172 | 34 |  | Fixed | Roof
NJADRE1560041282 | Administratively Determined Incentive Program | BARNSBORO | 8080 | 11.34 | Residential | Behind the Meter | Yes | Sunrun Installation Services, Inc. | AC Electric |  | Accepted | 2025-07-04 | 2025-07-25 | 2026-07-25 | Solar Panels | JA Solar | JAM54S31-405/MR |  | 0.405 | 16 | 196 | 22 |  | Fixed | Roof
NJADRE1560041282 | Administratively Determined Incentive Program | BARNSBORO | 8080 | 11.34 | Residential | Behind the Meter | Yes | Sunrun Installation Services, Inc. | AC Electric |  | Accepted | 2025-07-04 | 2025-07-25 | 2026-07-25 | Solar Panels | JA Solar | JAM54S31-405/MR |  | 0.405 | 6 | 196 | 10 |  | Fixed | Roof
NJADRE1560041282 | Administratively Determined Incentive Program | BARNSBORO | 8080 | 11.34 | Residential | Behind the Meter | Yes | Sunrun Installation Services, Inc. | AC Electric |  | Accepted | 2025-07-04 | 2025-07-25 | 2026-07-25 | Solar Panels | JA Solar | JAM54S31-405/MR |  | 0.405 | 2 | 196 | 22 |  | Fixed | Roof
NJADRE1560041282 | Administratively Determined Incentive Program | BARNSBORO | 8080 | 11.34 | Residential | Behind the Meter | Yes | Sunrun Installation Services, Inc. | AC Electric |  | Accepted | 2025-07-04 | 2025-07-25 | 2026-07-25 | Inverters | SolarEdge Technologies | SE7600H-USMN | 7600 |  | 1 |  |  | 0.99 |  | Outdoor | Next to meter
NJADRE1560041282 | Administratively Determined Incentive Program | BARNSBORO | 8080 | 11.34 | Residential | Behind the Meter | Yes | Sunrun Installation Services, Inc. | AC Electric |  | Accepted | 2025-07-04 | 2025-07-25 | 2026-07-25 | Solar Panels | JA Solar | JAM54S31-405/MR |  | 0.405 | 4 | 16 | 22 |  | Fixed | Roof
NJADRE1560041849 | Administratively Determined Incentive Program | BELVIDERE | 7823 | 9.43 | Residential | Behind the Meter | Yes | Sunrun Installation Services, Inc. | JCP&L |  | Accepted | 2025-07-04 | 2025-07-25 | 2026-07-25 | Inverters | TESLA | POWERWALL 3 1707000-XX-Y | 11500 |  | 1 |  |  | 0.97 |  | Outside
NJADRE1560041849 | Administratively Determined Incentive Program | BELVIDERE | 7823 | 9.43 | Residential | Behind the Meter | Yes | Sunrun Installation Services, Inc. | JCP&L |  | Accepted | 2025-07-04 | 2025-07-25 | 2026-07-25 | Solar Panels | Hanwha Q-Cells | Q.PEAK DUO BLK ML-G10+ 410 DCA |  | 0.41 | 6 | 242 | 23 |  | Fixed | Roof
NJADRE1560041849 | Administratively Determined Incentive Program | BELVIDERE | 7823 | 9.43 | Residential | Behind the Meter | Yes | Sunrun Installation Services, Inc. | JCP&L |  | Accepted | 2025-07-04 | 2025-07-25 | 2026-07-25 | Solar Panels | Hanwha Q-Cells | Q.PEAK DUO BLK ML-G10+ 410 DCA |  | 0.41 | 3 | 152 | 23 |  | Fixed | Roof
NJADRE1560041849 | Administratively Determined Incentive Program | BELVIDERE | 7823 | 9.43 | Residential | Behind the Meter | Yes | Sunrun Installation Services, Inc. | JCP&L |  | Accepted | 2025-07-04 | 2025-07-25 | 2026-07-25 | Solar Panels | Hanwha Q-Cells | Q.PEAK DUO BLK ML-G10+ 410 DCA |  | 0.41 | 7 | 62 | 23 |  | Fixed | Roof
NJADRE1560041849 | Administratively Determined Incentive Program | BELVIDERE | 7823 | 9.43 | Residential | Behind the Meter | Yes | Sunrun Installation Services, Inc. | JCP&L |  | Accepted | 2025-07-04 | 2025-07-25 | 2026-07-25 | Solar Panels | Hanwha Q-Cells | Q.PEAK DUO BLK ML-G10+ 410 DCA |  | 0.41 | 4 | 152 | 23 |  | Fixed | Roof
NJADRE1560041849 | Administratively Determined Incentive Program | BELVIDERE | 7823 | 9.43 | Residential | Behind the Meter | Yes | Sunrun Installation Services, Inc. | JCP&L |  | Accepted | 2025-07-04 | 2025-07-25 | 2026-07-25 | Electric Storage Battery | TESLA | POWERWALL 3 1707000-XX-Y |  |  | 1 |  |  |  | Lithium Ion |  | Outside
NJADRE1560041849 | Administratively Determined Incentive Program | BELVIDERE | 7823 | 9.43 | Residential | Behind the Meter | Yes | Sunrun Installation Services, Inc. | JCP&L |  | Accepted | 2025-07-04 | 2025-07-25 | 2026-07-25 | Solar Panels | Hanwha Q-Cells | Q.PEAK DUO BLK ML-G10+ 410 DCA |  | 0.41 | 3 | 332 | 23 |  | Fixed | Roof
NJADRE1560041857 | Administratively Determined Incentive Program | Flemington | 8822 | 15.795 | Residential | Behind the Meter | Yes | Sunrun Installation Services, Inc. | JCP&L |  | Accepted | 2025-07-04 | 2025-07-25 | 2026-07-25 | Inverters | SolarEdge Technologies | SE7600H-USMN | 7600 |  | 1 |  |  | 0.99 |  | Outdoor | Next to meter
NJADRE1560041857 | Administratively Determined Incentive Program | Flemington | 8822 | 15.795 | Residential | Behind the Meter | Yes | Sunrun Installation Services, Inc. | JCP&L |  | Accepted | 2025-07-04 | 2025-07-25 | 2026-07-25 | Solar Panels | JA Solar | JAM54S31-405/MR |  | 0.405 | 9 | 84 | 43 |  | Fixed | Roof
NJADRE1560041857 | Administratively Determined Incentive Program | Flemington | 8822 | 15.795 | Residential | Behind the Meter | Yes | Sunrun Installation Services, Inc. | JCP&L |  | Accepted | 2025-07-04 | 2025-07-25 | 2026-07-25 | Inverters | SolarEdge Technologies | SE3800H-USMN | 3800 |  | 1 |  |  | 0.99 |  | Outdoor | Next to meter
NJADRE1560041857 | Administratively Determined Incentive Program | Flemington | 8822 | 15.795 | Residential | Behind the Meter | Yes | Sunrun Installation Services, Inc. | JCP&L |  | Accepted | 2025-07-04 | 2025-07-25 | 2026-07-25 | Solar Panels | JA Solar | JAM54S31-405/MR |  | 0.405 | 9 | 264 | 43 |  | Fixed | Roof
NJADRE1560041857 | Administratively Determined Incentive Program | Flemington | 8822 | 15.795 | Residential | Behind the Meter | Yes | Sunrun Installation Services, Inc. | JCP&L |  | Accepted | 2025-07-04 | 2025-07-25 | 2026-07-25 | Solar Panels | JA Solar | JAM54S31-405/MR |  | 0.405 | 7 | 84 | 43 |  | Fixed | Roof
NJADRE1560041857 | Administratively Determined Incentive Program | Flemington | 8822 | 15.795 | Residential | Behind the Meter | Yes | Sunrun Installation Services, Inc. | JCP&L |  | Accepted | 2025-07-04 | 2025-07-25 | 2026-07-25 | Solar Panels | JA Solar | JAM54S31-405/MR |  | 0.405 | 8 | 174 | 43 |  | Fixed | Roof
NJADRE1560041857 | Administratively Determined Incentive Program | Flemington | 8822 | 15.795 | Residential | Behind the Meter | Yes | Sunrun Installation Services, Inc. | JCP&L |  | Accepted | 2025-07-04 | 2025-07-25 | 2026-07-25 | Solar Panels | JA Solar | JAM54S31-405/MR |  | 0.405 | 6 | 174 | 43 |  | Fixed | Roof
NJADRE1560041859 | Administratively Determined Incentive Program | Glendora | 8029 | 9.43 | Residential | Behind the Meter | Yes | Sunrun Installation Services, Inc. | PSE&G |  | Accepted | 2025-07-04 | 2025-07-25 | 2026-07-25 | Inverters | Tesla | Powerwall 3 1707000-xx-y | 11500 |  | 1 |  |  | 0.97 |  | Outdoor
NJADRE1560041859 | Administratively Determined Incentive Program | Glendora | 8029 | 9.43 | Residential | Behind the Meter | Yes | Sunrun Installation Services, Inc. | PSE&G |  | Accepted | 2025-07-04 | 2025-07-25 | 2026-07-25 | Electric Storage Battery | Tesla | Powerwall 3 1707000-xx-y |  |  | 1 |  |  |  | Lithium Ion |  | OUTSIDE
NJADRE1560041859 | Administratively Determined Incentive Program | Glendora | 8029 | 9.43 | Residential | Behind the Meter | Yes | Sunrun Installation Services, Inc. | PSE&G |  | Accepted | 2025-07-04 | 2025-07-25 | 2026-07-25 | Solar Panels | Hanwha Q Cells | Q.PEAK DUO BLK ML-G10+ 410 |  | 0.41 | 12 | 354 | 22 |  | Fixed | Roof
NJADRE1560041859 | Administratively Determined Incentive Program | Glendora | 8029 | 9.43 | Residential | Behind the Meter | Yes | Sunrun Installation Services, Inc. | PSE&G |  | Accepted | 2025-07-04 | 2025-07-25 | 2026-07-25 | Solar Panels | Hanwha Q Cells | Q.PEAK DUO BLK ML-G10+ 410 |  | 0.41 | 11 | 174 | 39 |  | Fixed | Roof
NJADRE1560041861 | Administratively Determined Incentive Program | Clark Twp | 7066 | 7.29 | Residential | Behind the Meter | Yes | Sunrun Installation Services, Inc. | PSE&G |  | Accepted | 2025-07-04 | 2025-07-25 | 2026-07-25 | Solar Panels | JA SOLAR | JAM54S31-405/MR |  | 0.405 | 8 | 128 | 26 |  | Fixed | Roof
NJADRE1560041861 | Administratively Determined Incentive Program | Clark Twp | 7066 | 7.29 | Residential | Behind the Meter | Yes | Sunrun Installation Services, Inc. | PSE&G |  | Accepted | 2025-07-04 | 2025-07-25 | 2026-07-25 | Inverters | SOLAREDGE TECHNOLOGIES | SE5700H-USMN | 5760 |  | 1 |  |  | 0.99 |  | Outside
NJADRE1560041861 | Administratively Determined Incentive Program | Clark Twp | 7066 | 7.29 | Residential | Behind the Meter | Yes | Sunrun Installation Services, Inc. | PSE&G |  | Accepted | 2025-07-04 | 2025-07-25 | 2026-07-25 | Solar Panels | JA SOLAR | JAM54S31-405/MR |  | 0.405 | 10 | 219 | 26 |  | Fixed | Roof
NJADRE1560041862 | Administratively Determined Incentive Program | East Brunswick Twp | 8816 | 11.07 | Residential | Behind the Meter | Yes | Sunrun Installation Services, Inc. | PSE&G |  | Accepted | 2025-07-04 | 2025-07-25 | 2026-07-25 | Electric Storage Battery | TESLA | Powerwall 3 1707000-xx-y |  |  | 1 |  |  |  | Lithium Ion |  | OUTSIDE
NJADRE1560041862 | Administratively Determined Incentive Program | East Brunswick Twp | 8816 | 11.07 | Residential | Behind the Meter | Yes | Sunrun Installation Services, Inc. | PSE&G |  | Accepted | 2025-07-04 | 2025-07-25 | 2026-07-25 | Solar Panels | Hanwha Q-Cells | Q.PEAK DUO BLK ML-G10+ 410 DCA (MD06G100A-017) |  | 0.41 | 20 | 172 | 19 |  | Fixed | Roof
NJADRE1560041862 | Administratively Determined Incentive Program | East Brunswick Twp | 8816 | 11.07 | Residential | Behind the Meter | Yes | Sunrun Installation Services, Inc. | PSE&G |  | Accepted | 2025-07-04 | 2025-07-25 | 2026-07-25 | Solar Panels | Hanwha Q-Cells | Q.PEAK DUO BLK ML-G10+ 410 DCA (MD06G100A-017) |  | 0.41 | 7 | 172 | 19 |  | Fixed | Roof
NJADRE1560041862 | Administratively Determined Incentive Program | East Brunswick Twp | 8816 | 11.07 | Residential | Behind the Meter | Yes | Sunrun Installation Services, Inc. | PSE&G |  | Accepted | 2025-07-04 | 2025-07-25 | 2026-07-25 | Inverters | TESLA | Powerwall 3 1707000-xx-y | 11500 |  | 1 |  |  | 0.97 |  | Outdoor | Next to meter
NJADRE1560041868 | Administratively Determined Incentive Program | WILLINGBORO TWP | 8046 | 7.38 | Residential | Behind the Meter | Yes | Sunrun Installation Services, Inc. | PSE&G |  | Accepted | 2025-07-04 | 2025-07-25 | 2026-07-25 | Inverters | TESLA | Powerwall 3 1707000-xx-y | 11500 |  | 1 |  |  | 0.97 |  | Outdoor | Next to meter
NJADRE1560041868 | Administratively Determined Incentive Program | WILLINGBORO TWP | 8046 | 7.38 | Residential | Behind the Meter | Yes | Sunrun Installation Services, Inc. | PSE&G |  | Accepted | 2025-07-04 | 2025-07-25 | 2026-07-25 | Solar Panels | Hanwha Q-Cells | Q.PEAK DUO BLK ML-G10.C+ 410 (MD06G100A-017) |  | 0.41 | 18 | 161 | 34 |  | Fixed | Roof
NJADRE1560041868 | Administratively Determined Incentive Program | WILLINGBORO TWP | 8046 | 7.38 | Residential | Behind the Meter | Yes | Sunrun Installation Services, Inc. | PSE&G |  | Accepted | 2025-07-04 | 2025-07-25 | 2026-07-25 | Electric Storage Battery | TESLA | Powerwall 3 1707000-xx-y |  |  | 1 |  |  |  | Lithium Ion |  | OUTSIDE
NJADRE1560041869 | Administratively Determined Incentive Program | Toms River | 8753 | 11.34 | Residential | Behind the Meter | No | Sunrun Installation Services, Inc. | JCP&L |  | Accepted | 2025-07-04 | 2025-07-28 | 2026-07-28 | Inverters | SolarEdge Technologies | SE7600H-USMN | 7600 |  | 1 |  |  | 0.99 |  | Outdoor
NJADRE1560041869 | Administratively Determined Incentive Program | Toms River | 8753 | 11.34 | Residential | Behind the Meter | No | Sunrun Installation Services, Inc. | JCP&L |  | Accepted | 2025-07-04 | 2025-07-28 | 2026-07-28 | Solar Panels | JA Solar | JAM54S31-405/MR |  | 0.405 | 14 | 274 | 37 |  | Fixed | Roof
NJADRE1560041869 | Administratively Determined Incentive Program | Toms River | 8753 | 11.34 | Residential | Behind the Meter | No | Sunrun Installation Services, Inc. | JCP&L |  | Accepted | 2025-07-04 | 2025-07-28 | 2026-07-28 | Solar Panels | JA Solar | JAM54S31-405/MR |  | 0.405 | 14 | 94 | 37 |  | Fixed | Roof
NJADRE1560041876 | Administratively Determined Incentive Program | SOUTHAMPTON | 8088 | 8.91 | Residential | Behind the Meter | Yes | Sunrun Installation Services, Inc. | JCP&L |  | Accepted | 2025-07-04 | 2025-07-25 | 2026-07-25 | Inverters | SolarEdge Technologies | SE7600H-USMN | 7600 |  | 1 |  |  | 0.99 |  | Outdoor
NJADRE1560041876 | Administratively Determined Incentive Program | SOUTHAMPTON | 8088 | 8.91 | Residential | Behind the Meter | Yes | Sunrun Installation Services, Inc. | JCP&L |  | Accepted | 2025-07-04 | 2025-07-25 | 2026-07-25 | Solar Panels | JA Solar | JAM54S31-405/MR |  | 0.405 | 17 | 127 | 25 |  | Fixed | Roof
NJADRE1560041876 | Administratively Determined Incentive Program | SOUTHAMPTON | 8088 | 8.91 | Residential | Behind the Meter | Yes | Sunrun Installation Services, Inc. | JCP&L |  | Accepted | 2025-07-04 | 2025-07-25 | 2026-07-25 | Solar Panels | JA Solar | JAM54S31-405/MR |  | 0.405 | 5 | 307 | 25 |  | Fixed | Roof
NJADRE1560041880 | Administratively Determined Incentive Program | LUMBERTON TWP | 8060 | 12.71 | Residential | Behind the Meter | Yes | Sunrun Installation Services, Inc. | PSE&G |  | Accepted | 2025-07-04 | 2025-07-25 | 2026-07-25 | Solar Panels | Hanwha Q-Cells | Q.PEAK DUO BLK ML-G10+ 410 DCA (MD06G100A-017) |  | 0.41 | 13 | 186 | 27 |  | Fixed | Roof
NJADRE1560041880 | Administratively Determined Incentive Program | LUMBERTON TWP | 8060 | 12.71 | Residential | Behind the Meter | Yes | Sunrun Installation Services, Inc. | PSE&G |  | Accepted | 2025-07-04 | 2025-07-25 | 2026-07-25 | Solar Panels | Hanwha Q-Cells | Q.PEAK DUO BLK ML-G10+ 410 DCA (MD06G100A-017) |  | 0.41 | 5 | 186 | 27 |  | Fixed | Roof
NJADRE1560041880 | Administratively Determined Incentive Program | LUMBERTON TWP | 8060 | 12.71 | Residential | Behind the Meter | Yes | Sunrun Installation Services, Inc. | PSE&G |  | Accepted | 2025-07-04 | 2025-07-25 | 2026-07-25 | Inverters | TESLA | Powerwall 3 1707000-xx-y | 11500 |  | 1 |  |  | 0.97 |  | Outdoor | Next to meter
NJADRE1560041880 | Administratively Determined Incentive Program | LUMBERTON TWP | 8060 | 12.71 | Residential | Behind the Meter | Yes | Sunrun Installation Services, Inc. | PSE&G |  | Accepted | 2025-07-04 | 2025-07-25 | 2026-07-25 | Electric Storage Battery | TESLA | Powerwall 3 Expansion 1807000-xx-y |  |  | 1 |  |  |  | Lithium Ion |  | OUTSIDE
NJADRE1560041880 | Administratively Determined Incentive Program | LUMBERTON TWP | 8060 | 12.71 | Residential | Behind the Meter | Yes | Sunrun Installation Services, Inc. | PSE&G |  | Accepted | 2025-07-04 | 2025-07-25 | 2026-07-25 | Solar Panels | Hanwha Q-Cells | Q.PEAK DUO BLK ML-G10+ 410 DCA (MD06G100A-017) |  | 0.41 | 13 | 6 | 27 |  | Fixed | Roof
NJADRE1560041880 | Administratively Determined Incentive Program | LUMBERTON TWP | 8060 | 12.71 | Residential | Behind the Meter | Yes | Sunrun Installation Services, Inc. | PSE&G |  | Accepted | 2025-07-04 | 2025-07-25 | 2026-07-25 | Electric Storage Battery | TESLA | Powerwall 3 1707000-xx-y |  |  | 1 |  |  |  | Lithium Ion |  | OUTSIDE
NJADRE1560041883 | Administratively Determined Incentive Program | Old Bridge | 8857 | 10.66 | Residential | Behind the Meter | Yes | Sunrun Installation Services, Inc. | JCP&L |  | Accepted | 2025-07-04 | 2025-07-28 | 2026-07-28 | Solar Panels | Hanwha Q-Cells | Q.PEAK DUO BLK ML-G10+ 410 |  | 0.41 | 4 | 315 | 11 |  | Fixed | Roof
NJADRE1560041883 | Administratively Determined Incentive Program | Old Bridge | 8857 | 10.66 | Residential | Behind the Meter | Yes | Sunrun Installation Services, Inc. | JCP&L |  | Accepted | 2025-07-04 | 2025-07-28 | 2026-07-28 | Inverters | TESLA | POWERWALL 3 1707000-XX-Y | 11500 |  | 1 |  |  | 0.97 |  | Outside
NJADRE1560041883 | Administratively Determined Incentive Program | Old Bridge | 8857 | 10.66 | Residential | Behind the Meter | Yes | Sunrun Installation Services, Inc. | JCP&L |  | Accepted | 2025-07-04 | 2025-07-28 | 2026-07-28 | Solar Panels | Hanwha Q-Cells | Q.PEAK DUO BLK ML-G10+ 410 |  | 0.41 | 8 | 314 | 11 |  | Fixed | Roof
NJADRE1560041883 | Administratively Determined Incentive Program | Old Bridge | 8857 | 10.66 | Residential | Behind the Meter | Yes | Sunrun Installation Services, Inc. | JCP&L |  | Accepted | 2025-07-04 | 2025-07-28 | 2026-07-28 | Electric Storage Battery | TESLA | POWERWALL 3 1707000-XX-Y |  |  | 1 |  |  |  | Lithium Ion |  | Outside
NJADRE1560041883 | Administratively Determined Incentive Program | Old Bridge | 8857 | 10.66 | Residential | Behind the Meter | Yes | Sunrun Installation Services, Inc. | JCP&L |  | Accepted | 2025-07-04 | 2025-07-28 | 2026-07-28 | Solar Panels | Hanwha Q-Cells | Q.PEAK DUO BLK ML-G10+ 410 |  | 0.41 | 3 | 135 | 11 |  | Fixed | Roof
NJADRE1560041883 | Administratively Determined Incentive Program | Old Bridge | 8857 | 10.66 | Residential | Behind the Meter | Yes | Sunrun Installation Services, Inc. | JCP&L |  | Accepted | 2025-07-04 | 2025-07-28 | 2026-07-28 | Solar Panels | Hanwha Q-Cells | Q.PEAK DUO BLK ML-G10+ 410 |  | 0.41 | 11 | 134 | 11 |  | Fixed | Roof
NJADRE1560041884 | Administratively Determined Incentive Program | Pittstown | 8867 | 3.69 | Residential | Behind the Meter | Yes | Sunrun Installation Services, Inc. | JCP&L |  | Accepted | 2025-07-04 | 2025-07-26 | 2026-07-26 | Inverters | TESLA | POWERWALL 3 1707000-XX-Y | 11500 |  | 1 |  |  | 0.97 |  | Outside
NJADRE1560041884 | Administratively Determined Incentive Program | Pittstown | 8867 | 3.69 | Residential | Behind the Meter | Yes | Sunrun Installation Services, Inc. | JCP&L |  | Accepted | 2025-07-04 | 2025-07-26 | 2026-07-26 | Solar Panels | HANWHA Q-CELLS | Q.PEAK DUO BLK ML-G10+ 410 |  | 0.41 | 9 | 166 | 19 |  | Fixed | Roof
NJADRE1560041884 | Administratively Determined Incentive Program | Pittstown | 8867 | 3.69 | Residential | Behind the Meter | Yes | Sunrun Installation Services, Inc. | JCP&L |  | Accepted | 2025-07-04 | 2025-07-26 | 2026-07-26 | Electric Storage Battery | TESLA | POWERWALL 3 1707000-XX-Y |  |  | 1 |  |  |  | Lithium Ion |  | OUTSIDE?
NJADRE1560041885 | Administratively Determined Incentive Program | WILLINGBORO TWP | 8046 | 11.89 | Residential | Behind the Meter | Yes | Sunrun Installation Services, Inc. | PSE&G |  | Accepted | 2025-07-04 | 2025-07-25 | 2026-07-25 | Inverters | Tesla | Powerwall 3 1707000-xx-y | 11500 |  | 1 |  |  | 0.97 |  | Outdoor
NJADRE1560041885 | Administratively Determined Incentive Program | WILLINGBORO TWP | 8046 | 11.89 | Residential | Behind the Meter | Yes | Sunrun Installation Services, Inc. | PSE&G |  | Accepted | 2025-07-04 | 2025-07-25 | 2026-07-25 | Solar Panels | Hanwha Q Cells | Q.PEAK DUO BLK ML-G10+ 410 |  | 0.41 | 14 | 159 | 26 |  | Fixed | Roof
NJADRE1560041885 | Administratively Determined Incentive Program | WILLINGBORO TWP | 8046 | 11.89 | Residential | Behind the Meter | Yes | Sunrun Installation Services, Inc. | PSE&G |  | Accepted | 2025-07-04 | 2025-07-25 | 2026-07-25 | Solar Panels | Hanwha Q Cells | Q.PEAK DUO BLK ML-G10+ 410 |  | 0.41 | 9 | 339 | 26 |  | Fixed | Roof
NJADRE1560041885 | Administratively Determined Incentive Program | WILLINGBORO TWP | 8046 | 11.89 | Residential | Behind the Meter | Yes | Sunrun Installation Services, Inc. | PSE&G |  | Accepted | 2025-07-04 | 2025-07-25 | 2026-07-25 | Electric Storage Battery | Tesla | Powerwall 3 1707000-xx-y |  |  | 1 |  |  |  | Lithium Ion |  | OUTSIDE
NJADRE1560041885 | Administratively Determined Incentive Program | WILLINGBORO TWP | 8046 | 11.89 | Residential | Behind the Meter | Yes | Sunrun Installation Services, Inc. | PSE&G |  | Accepted | 2025-07-04 | 2025-07-25 | 2026-07-25 | Solar Panels | Hanwha Q Cells | Q.PEAK DUO BLK ML-G10+ 410 |  | 0.41 | 6 | 159 | 16 |  | Fixed | Roof
NJADRE1560042200 | Administratively Determined Incentive Program | OLD BRIDGE | 8857 | 8.2 | Residential | Behind the Meter | Yes | Sunrun Installation Services, Inc. | JCP&L |  | Accepted | 2025-07-04 | 2025-07-28 | 2026-07-28 | Inverters | TESLA | Powerwall 3 1707000-xx-y | 11500 |  | 1 |  |  | 0.97 |  | Outdoor | Next to meter
NJADRE1560042200 | Administratively Determined Incentive Program | OLD BRIDGE | 8857 | 8.2 | Residential | Behind the Meter | Yes | Sunrun Installation Services, Inc. | JCP&L |  | Accepted | 2025-07-04 | 2025-07-28 | 2026-07-28 | Electric Storage Battery | TESLA | Powerwall 3 1707000-xx-y |  |  | 1 |  |  |  | Lithium Ion |  | OUTSIDE
NJADRE1560042200 | Administratively Determined Incentive Program | OLD BRIDGE | 8857 | 8.2 | Residential | Behind the Meter | Yes | Sunrun Installation Services, Inc. | JCP&L |  | Accepted | 2025-07-04 | 2025-07-28 | 2026-07-28 | Solar Panels | Hanwha Q-Cells | Q.PEAK DUO BLK ML-G10+ 410 DCA (MD06G100A-017) |  | 0.41 | 6 | 231 | 14 |  | Fixed | Roof
NJADRE1560042200 | Administratively Determined Incentive Program | OLD BRIDGE | 8857 | 8.2 | Residential | Behind the Meter | Yes | Sunrun Installation Services, Inc. | JCP&L |  | Accepted | 2025-07-04 | 2025-07-28 | 2026-07-28 | Solar Panels | Hanwha Q-Cells | Q.PEAK DUO BLK ML-G10+ 410 DCA (MD06G100A-017) |  | 0.41 | 6 | 231 | 14 |  | Fixed | Roof
NJADRE1560042200 | Administratively Determined Incentive Program | OLD BRIDGE | 8857 | 8.2 | Residential | Behind the Meter | Yes | Sunrun Installation Services, Inc. | JCP&L |  | Accepted | 2025-07-04 | 2025-07-28 | 2026-07-28 | Solar Panels | Hanwha Q-Cells | Q.PEAK DUO BLK ML-G10+ 410 DCA (MD06G100A-017) |  | 0.41 | 8 | 51 | 14 |  | Fixed | Roof
NJADRE1560042904 | Administratively Determined Incentive Program | Waterford Works | 8089 | 9.89 | Farm | Behind the Meter | No | Raynor Electric, LLC | AC Electric |  | Accepted | 2025-07-05 | 2025-08-13 | 2026-08-13 | Meters | Solaredge | SE7600HDUS |  |  | 1 |  |  |  | Yes | Outdoor
NJADRE1560042904 | Administratively Determined Incentive Program | Waterford Works | 8089 | 9.89 | Farm | Behind the Meter | No | Raynor Electric, LLC | AC Electric |  | Accepted | 2025-07-05 | 2025-08-13 | 2026-08-13 | Solar Panels | SEG | Seg430 |  | 0.43 | 23 | 180 | 30 |  | Fixed | Roof
NJADRE1560042904 | Administratively Determined Incentive Program | Waterford Works | 8089 | 9.89 | Farm | Behind the Meter | No | Raynor Electric, LLC | AC Electric |  | Accepted | 2025-07-05 | 2025-08-13 | 2026-08-13 | Inverters | Solaredge | SE7600USHD | 7600 |  | 1 |  |  | 0.99 |  | Outside
NJADRE1560044601 | Administratively Determined Incentive Program | Somerville | 8876 | 16.605 | Residential | Behind the Meter | Yes | Sunrun Installation Services, Inc. | JCP&L |  | Accepted | 2025-07-07 | 2025-07-30 | 2026-07-30 | Inverters | SolarEdge Technologies | SE7600H-USMN | 7600 |  | 1 |  |  | 0.99 |  | Outdoor | Next to meter
NJADRE1560044601 | Administratively Determined Incentive Program | Somerville | 8876 | 16.605 | Residential | Behind the Meter | Yes | Sunrun Installation Services, Inc. | JCP&L |  | Accepted | 2025-07-07 | 2025-07-30 | 2026-07-30 | Solar Panels | JA Solar | JAM54S31-405/MR |  | 0.405 | 13 | 342 | 22 |  | Fixed | Roof
NJADRE1560044601 | Administratively Determined Incentive Program | Somerville | 8876 | 16.605 | Residential | Behind the Meter | Yes | Sunrun Installation Services, Inc. | JCP&L |  | Accepted | 2025-07-07 | 2025-07-30 | 2026-07-30 | Solar Panels | JA Solar | JAM54S31-405/MR |  | 0.405 | 7 | 342 | 23 |  | Fixed | Roof
NJADRE1560044601 | Administratively Determined Incentive Program | Somerville | 8876 | 16.605 | Residential | Behind the Meter | Yes | Sunrun Installation Services, Inc. | JCP&L |  | Accepted | 2025-07-07 | 2025-07-30 | 2026-07-30 | Inverters | SolarEdge Technologies | SE3800H-USMN | 3800 |  | 1 |  |  | 0.99 |  | Outdoor | Next to meter
NJADRE1560044601 | Administratively Determined Incentive Program | Somerville | 8876 | 16.605 | Residential | Behind the Meter | Yes | Sunrun Installation Services, Inc. | JCP&L |  | Accepted | 2025-07-07 | 2025-07-30 | 2026-07-30 | Solar Panels | JA Solar | JAM54S31-405/MR |  | 0.405 | 21 | 162 | 23 |  | Fixed | Roof
NJADRE1560044604 | Administratively Determined Incentive Program | Mount Laurel Twp | 8054 | 6.15 | Residential | Behind the Meter | Yes | Sunrun Installation Services, Inc. | PSE&G |  | Accepted | 2025-07-07 | 2025-07-28 | 2026-07-28 | Electric Storage Battery | TESLA | POWERWALL 3 1707000-XX-Y |  |  | 1 |  |  |  | Lithium Ion |  | INSIDE
NJADRE1560044604 | Administratively Determined Incentive Program | Mount Laurel Twp | 8054 | 6.15 | Residential | Behind the Meter | Yes | Sunrun Installation Services, Inc. | PSE&G |  | Accepted | 2025-07-07 | 2025-07-28 | 2026-07-28 | Inverters | Tesla | POWERWALL 3 1707000-XX-Y | 11500 |  | 1 |  |  | 0.99 |  | Indoor
NJADRE1560044604 | Administratively Determined Incentive Program | Mount Laurel Twp | 8054 | 6.15 | Residential | Behind the Meter | Yes | Sunrun Installation Services, Inc. | PSE&G |  | Accepted | 2025-07-07 | 2025-07-28 | 2026-07-28 | Solar Panels | HANWHA Q-CELLS | Q.PEAK DUO BLK ML-G10+ 410 DCA |  | 0.41 | 11 | 157 | 27 |  | Fixed | Roof
NJADRE1560044604 | Administratively Determined Incentive Program | Mount Laurel Twp | 8054 | 6.15 | Residential | Behind the Meter | Yes | Sunrun Installation Services, Inc. | PSE&G |  | Accepted | 2025-07-07 | 2025-07-28 | 2026-07-28 | Solar Panels | HANWHA Q-CELLS | Q.PEAK DUO BLK ML-G10+ 410 DCA |  | 0.41 | 4 | 337 | 26 |  | Fixed | Roof
NJADRE1560044606 | Administratively Determined Incentive Program | Woodbridge | 7095 | 5.265 | Residential | Behind the Meter | Yes | Sunrun Installation Services, Inc. | PSE&G |  | Accepted | 2025-07-07 | 2025-07-26 | 2026-07-26 | Solar Panels | JA SOLAR | JAM54S31-405/MR |  | 0.405 | 3 | 151 | 5 |  | Fixed | Roof
NJADRE1560044606 | Administratively Determined Incentive Program | Woodbridge | 7095 | 5.265 | Residential | Behind the Meter | Yes | Sunrun Installation Services, Inc. | PSE&G |  | Accepted | 2025-07-07 | 2025-07-26 | 2026-07-26 | Solar Panels | JA SOLAR | JAM54S31-405/MR |  | 0.405 | 6 | 332 | 7 |  | Fixed | Roof
NJADRE1560044606 | Administratively Determined Incentive Program | Woodbridge | 7095 | 5.265 | Residential | Behind the Meter | Yes | Sunrun Installation Services, Inc. | PSE&G |  | Accepted | 2025-07-07 | 2025-07-26 | 2026-07-26 | Solar Panels | JA SOLAR | JAM54S31-405/MR |  | 0.405 | 4 | 332 | 29 |  | Fixed | Roof
NJADRE1560044606 | Administratively Determined Incentive Program | Woodbridge | 7095 | 5.265 | Residential | Behind the Meter | Yes | Sunrun Installation Services, Inc. | PSE&G |  | Accepted | 2025-07-07 | 2025-07-26 | 2026-07-26 | Inverters | SOLAREDGE TECHNOLOGIES | SE3800H-USMN | 3800 |  | 1 |  |  | 0.99 |  | Outdoor
NJADRE1560044610 | Administratively Determined Incentive Program | Hi-Nella Boro | 8083 | 3.645 | Residential | Behind the Meter | Yes | Sunrun Installation Services, Inc. | PSE&G |  | Accepted | 2025-07-07 | 2025-07-26 | 2026-07-26 | Electric Storage Battery | TESLA | Powerwall 3 1707000-xx-y |  |  | 1 |  |  |  | Lithium Ion |  | OUTSIDE
NJADRE1560044610 | Administratively Determined Incentive Program | Hi-Nella Boro | 8083 | 3.645 | Residential | Behind the Meter | Yes | Sunrun Installation Services, Inc. | PSE&G |  | Accepted | 2025-07-07 | 2025-07-26 | 2026-07-26 | Inverters | TESLA | Powerwall 3 1707000-xx-y | 11500 |  | 1 |  |  | 0.97 |  | Outdoor | Next to meter
NJADRE1560044610 | Administratively Determined Incentive Program | Hi-Nella Boro | 8083 | 3.645 | Residential | Behind the Meter | Yes | Sunrun Installation Services, Inc. | PSE&G |  | Accepted | 2025-07-07 | 2025-07-26 | 2026-07-26 | Solar Panels | JA Solar | JAM54S31-405/MR |  | 0.405 | 9 | 136 | 32 |  | Fixed | Roof
NJADRE1560044620 | Administratively Determined Incentive Program | TEANECK | 7666 | 5.525 | Residential | Behind the Meter | Yes | Power Energy Solutions, LLC | PSE&G |  | Accepted | 2025-07-07 | 2025-07-28 | 2026-07-28 | Solar Panels | Trina Solar | TSM-425NE09RC.05 |  | 0.425 | 3 | 25 | 35 |  | Fixed | Roof
NJADRE1560044620 | Administratively Determined Incentive Program | TEANECK | 7666 | 5.525 | Residential | Behind the Meter | Yes | Power Energy Solutions, LLC | PSE&G |  | Accepted | 2025-07-07 | 2025-07-28 | 2026-07-28 | Solar Panels | Trina Solar | TSM-425NE09RC.05 |  | 0.425 | 10 | 205 | 35 |  | Fixed | Roof
NJADRE1560044620 | Administratively Determined Incentive Program | TEANECK | 7666 | 5.525 | Residential | Behind the Meter | Yes | Power Energy Solutions, LLC | PSE&G |  | Accepted | 2025-07-07 | 2025-07-28 | 2026-07-28 | Inverters | SolarEdge | SE3800H-US | 4 |  | 1 |  |  | 0.97 |  | Outdoor
NJADRE1560044621 | Administratively Determined Incentive Program | Dover | 7801 | 7.31 | Residential | Behind the Meter | Yes | Pro Custom Solar dba Momentum Solar | JCP&L |  | Accepted | 2025-07-07 | 2025-07-26 | 2026-07-26 | Inverters | ENPHASE | IQ8HC-72-M-DOM-US | 380 |  | 17 |  |  | 0.97 |  | Outdoor
NJADRE1560044621 | Administratively Determined Incentive Program | Dover | 7801 | 7.31 | Residential | Behind the Meter | Yes | Pro Custom Solar dba Momentum Solar | JCP&L |  | Accepted | 2025-07-07 | 2025-07-26 | 2026-07-26 | Solar Panels | HANWHA | Q.TRON BLK M-G2+430 |  | 0.43 | 6 | 24 | 28 |  | Fixed | Roof
NJADRE1560044621 | Administratively Determined Incentive Program | Dover | 7801 | 7.31 | Residential | Behind the Meter | Yes | Pro Custom Solar dba Momentum Solar | JCP&L |  | Accepted | 2025-07-07 | 2025-07-26 | 2026-07-26 | Solar Panels | HANWHA | Q.TRON BLK M-G2+430 |  | 0.43 | 11 | 204 | 28 |  | Fixed | Roof
NJADRE1560044631 | Administratively Determined Incentive Program | HAMILTON TOWNSHIP | 8690 | 3.915 | Residential | Behind the Meter | Yes | SunnyMac, LLC | PSE&G |  | Accepted | 2025-07-07 | 2025-07-28 | 2026-07-28 | Inverters | SOLAREDGE HOME HUB | SE3800H-US | 3800 |  | 1 |  |  | 0.99 |  | Outdoor | next to meter
NJADRE1560044631 | Administratively Determined Incentive Program | HAMILTON TOWNSHIP | 8690 | 3.915 | Residential | Behind the Meter | Yes | SunnyMac, LLC | PSE&G |  | Accepted | 2025-07-07 | 2025-07-28 | 2026-07-28 | Solar Panels | HANWHA | Q.TRON BLK M-G2.H+ |  | 0.435 | 9 | 167 | 24 |  | Fixed | Roof
NJADRE1560044632 | Administratively Determined Incentive Program | Clifton | 7014 | 9.02 | Residential | Behind the Meter | Yes | Trinity Solar, LLC | PSE&G |  | Accepted | 2025-07-07 | 2025-07-26 | 2026-07-26 | Solar Panels | HANWHA | (Q.PEAK DUO BLK ML-G10.C+ 410) |  | 0.41 | 10 | 124 | 21 |  | Fixed | Roof
NJADRE1560044632 | Administratively Determined Incentive Program | Clifton | 7014 | 9.02 | Residential | Behind the Meter | Yes | Trinity Solar, LLC | PSE&G |  | Accepted | 2025-07-07 | 2025-07-26 | 2026-07-26 | Inverters | Solar Edge | USE7600H-USMNBL75 | 7600 |  | 1 |  |  | 0.97 |  | Outdoor
NJADRE1560044632 | Administratively Determined Incentive Program | Clifton | 7014 | 9.02 | Residential | Behind the Meter | Yes | Trinity Solar, LLC | PSE&G |  | Accepted | 2025-07-07 | 2025-07-26 | 2026-07-26 | Solar Panels | HANWHA | (Q.PEAK DUO BLK ML-G10.C+ 410) |  | 0.41 | 12 | 304 | 21 |  | Fixed | Roof
NJADRE1560044633 | Administratively Determined Incentive Program | IRVINGTON | 7111 | 13.6 | Residential | Behind the Meter | Yes | Power Energy Solutions, LLC | PSE&G |  | Accepted | 2025-07-07 | 2025-07-28 | 2026-07-28 | Solar Panels | Trina Solar | TSM-425NE09RC.05 |  | 0.425 | 19 | 298 | 24 |  | Fixed | Roof
NJADRE1560044633 | Administratively Determined Incentive Program | IRVINGTON | 7111 | 13.6 | Residential | Behind the Meter | Yes | Power Energy Solutions, LLC | PSE&G |  | Accepted | 2025-07-07 | 2025-07-28 | 2026-07-28 | Inverters | SolarEdge | SE7600H-US | 7600 |  | 1 |  |  | 0.97 |  | Outdoor
NJADRE1560044633 | Administratively Determined Incentive Program | IRVINGTON | 7111 | 13.6 | Residential | Behind the Meter | Yes | Power Energy Solutions, LLC | PSE&G |  | Accepted | 2025-07-07 | 2025-07-28 | 2026-07-28 | Solar Panels | Trina Solar | TSM-425NE09RC.05 |  | 0.425 | 13 | 118 | 24 |  | Fixed | Roof
NJADRE1560044638 | Administratively Determined Incentive Program | Elizabeth | 7202 | 3.645 | Residential | Behind the Meter | Yes | Sunrun Installation Services, Inc. | PSE&G |  | Accepted | 2025-07-07 | 2025-07-26 | 2026-07-26 | Solar Panels | JA Solar | JAM54S31-405/MR |  | 0.405 | 9 | 132 | 36 |  | Fixed | Roof
NJADRE1560044638 | Administratively Determined Incentive Program | Elizabeth | 7202 | 3.645 | Residential | Behind the Meter | Yes | Sunrun Installation Services, Inc. | PSE&G |  | Accepted | 2025-07-07 | 2025-07-26 | 2026-07-26 | Inverters | SolarEdge Technologies | SE3800H-USMN | 3800 |  | 1 |  |  | 0.99 |  | Outdoor | Next to meter
NJADRE1560044641 | Administratively Determined Incentive Program | Piscataway Twp | 8854 | 8.61 | Residential | Behind the Meter | Yes | Sunrun Installation Services, Inc. | PSE&G |  | Accepted | 2025-07-07 | 2025-07-28 | 2026-07-28 | Solar Panels | HANWHA Q-CELLS | Q.PEAK DUO BLK ML-G10+ 410 DCA |  | 0.41 | 3 | 350 | 17 |  | Fixed | Roof
NJADRE1560044641 | Administratively Determined Incentive Program | Piscataway Twp | 8854 | 8.61 | Residential | Behind the Meter | Yes | Sunrun Installation Services, Inc. | PSE&G |  | Accepted | 2025-07-07 | 2025-07-28 | 2026-07-28 | Inverters | Tesla | POWERWALL 3 1707000-XX-Y | 11500 |  | 1 |  |  | 0.97 |  | Outdoor
NJADRE1560044641 | Administratively Determined Incentive Program | Piscataway Twp | 8854 | 8.61 | Residential | Behind the Meter | Yes | Sunrun Installation Services, Inc. | PSE&G |  | Accepted | 2025-07-07 | 2025-07-28 | 2026-07-28 | Solar Panels | HANWHA Q-CELLS | Q.PEAK DUO BLK ML-G10+ 410 DCA |  | 0.41 | 4 | 171 | 38 |  | Fixed | Roof
NJADRE1560044641 | Administratively Determined Incentive Program | Piscataway Twp | 8854 | 8.61 | Residential | Behind the Meter | Yes | Sunrun Installation Services, Inc. | PSE&G |  | Accepted | 2025-07-07 | 2025-07-28 | 2026-07-28 | Solar Panels | HANWHA Q-CELLS | Q.PEAK DUO BLK ML-G10+ 410 DCA |  | 0.41 | 14 | 350 | 37 |  | Fixed | Roof
NJADRE1560044641 | Administratively Determined Incentive Program | Piscataway Twp | 8854 | 8.61 | Residential | Behind the Meter | Yes | Sunrun Installation Services, Inc. | PSE&G |  | Accepted | 2025-07-07 | 2025-07-28 | 2026-07-28 | Electric Storage Battery | Tesla | POWERWALL 3 1707000-XX-Y |  |  | 1 |  |  |  | Lithium Ion |  | OUTSIDE
NJADRE1560044643 | Administratively Determined Incentive Program | PLAINFIELD | 7060 | 5.67 | Residential | Behind the Meter | No | Power Home Remodeling Group | PSE&G |  | Accepted | 2025-07-07 | 2025-07-28 | 2026-07-28 | Solar Panels | JA Solar | JAM54S31 405/MR |  | 0.405 | 11 | 162 | 34 |  | Fixed | Roof
NJADRE1560044643 | Administratively Determined Incentive Program | PLAINFIELD | 7060 | 5.67 | Residential | Behind the Meter | No | Power Home Remodeling Group | PSE&G |  | Accepted | 2025-07-07 | 2025-07-28 | 2026-07-28 | Solar Panels | JA Solar | JAM54S31 405/MR |  | 0.405 | 3 | 252 | 45 |  | Fixed | Roof
NJADRE1560044643 | Administratively Determined Incentive Program | PLAINFIELD | 7060 | 5.67 | Residential | Behind the Meter | No | Power Home Remodeling Group | PSE&G |  | Accepted | 2025-07-07 | 2025-07-28 | 2026-07-28 | Inverters | SolarEdge | SE3800H-US | 3800 |  | 1 |  |  | 0.99 |  | Outside
NJADRE1560044643 | Administratively Determined Incentive Program | PLAINFIELD | 7060 | 5.67 | Residential | Behind the Meter | No | Power Home Remodeling Group | PSE&G |  | Accepted | 2025-07-07 | 2025-07-28 | 2026-07-28 | Meters | SolarEdge | Revenue Grade Data Ansi C12.20 |  |  | 1 |  |  |  | Yes | Outdoor
NJADRE1560044653 | Administratively Determined Incentive Program | EDISON | 8820 | 9.84 | Residential | Behind the Meter | Yes | Pro Custom Solar dba Momentum Solar | PSE&G |  | Accepted | 2025-07-07 | 2025-07-28 | 2026-07-28 | Solar Panels | HANWHA | Q.PEAK DUO BLK ML-G10+410 |  | 0.41 | 13 | 167 | 23 |  | Fixed | Roof
NJADRE1560044653 | Administratively Determined Incentive Program | EDISON | 8820 | 9.84 | Residential | Behind the Meter | Yes | Pro Custom Solar dba Momentum Solar | PSE&G |  | Accepted | 2025-07-07 | 2025-07-28 | 2026-07-28 | Solar Panels | HANWHA | Q.PEAK DUO BLK ML-G10+410 |  | 0.41 | 11 | 347 | 23 |  | Fixed | Roof
NJADRE1560044653 | Administratively Determined Incentive Program | EDISON | 8820 | 9.84 | Residential | Behind the Meter | Yes | Pro Custom Solar dba Momentum Solar | PSE&G |  | Accepted | 2025-07-07 | 2025-07-28 | 2026-07-28 | Inverters | ENPHASE | IQ8HC-72-M-DOM-US | 380 |  | 24 |  |  | 0.97 |  | Outdoor
NJADRE1560044662 | Administratively Determined Incentive Program | WEST ORANGE | 7052 | 11.48 | Residential | Behind the Meter | Yes | Pro Custom Solar dba Momentum Solar | PSE&G |  | Accepted | 2025-07-07 | 2025-07-28 | 2026-07-28 | Solar Panels | HANWHA | Q.PEAK DUO BLK ML-G10+410 |  | 0.41 | 4 | 198 | 20 |  | Fixed | Roof
NJADRE1560044662 | Administratively Determined Incentive Program | WEST ORANGE | 7052 | 11.48 | Residential | Behind the Meter | Yes | Pro Custom Solar dba Momentum Solar | PSE&G |  | Accepted | 2025-07-07 | 2025-07-28 | 2026-07-28 | Solar Panels | HANWHA | Q.PEAK DUO BLK ML-G10+410 |  | 0.41 | 3 | 18 | 22 |  | Fixed | Roof
NJADRE1560044662 | Administratively Determined Incentive Program | WEST ORANGE | 7052 | 11.48 | Residential | Behind the Meter | Yes | Pro Custom Solar dba Momentum Solar | PSE&G |  | Accepted | 2025-07-07 | 2025-07-28 | 2026-07-28 | Solar Panels | HANWHA | Q.PEAK DUO BLK ML-G10+410 |  | 0.41 | 3 | 288 | 22 |  | Fixed | Roof
NJADRE1560044662 | Administratively Determined Incentive Program | WEST ORANGE | 7052 | 11.48 | Residential | Behind the Meter | Yes | Pro Custom Solar dba Momentum Solar | PSE&G |  | Accepted | 2025-07-07 | 2025-07-28 | 2026-07-28 | Inverters | ENPHASE | IQ8HC-72-M-DOM-US | 380 |  | 28 |  |  | 0.97 |  | Outdoor
NJADRE1560044662 | Administratively Determined Incentive Program | WEST ORANGE | 7052 | 11.48 | Residential | Behind the Meter | Yes | Pro Custom Solar dba Momentum Solar | PSE&G |  | Accepted | 2025-07-07 | 2025-07-28 | 2026-07-28 | Solar Panels | HANWHA | Q.PEAK DUO BLK ML-G10+410 |  | 0.41 | 10 | 108 | 20 |  | Fixed | Roof
NJADRE1560044662 | Administratively Determined Incentive Program | WEST ORANGE | 7052 | 11.48 | Residential | Behind the Meter | Yes | Pro Custom Solar dba Momentum Solar | PSE&G |  | Accepted | 2025-07-07 | 2025-07-28 | 2026-07-28 | Solar Panels | HANWHA | Q.PEAK DUO BLK ML-G10+410 |  | 0.41 | 4 | 198 | 21 |  | Fixed | Roof
NJADRE1560044662 | Administratively Determined Incentive Program | WEST ORANGE | 7052 | 11.48 | Residential | Behind the Meter | Yes | Pro Custom Solar dba Momentum Solar | PSE&G |  | Accepted | 2025-07-07 | 2025-07-28 | 2026-07-28 | Solar Panels | HANWHA | Q.PEAK DUO BLK ML-G10+410 |  | 0.41 | 4 | 288 | 20 |  | Fixed | Roof
NJADRE1560044665 | Administratively Determined Incentive Program | Ridgefield Park | 7660 | 7.29 | Residential | Behind the Meter | Yes | Sunrun Installation Services, Inc. | PSE&G |  | Accepted | 2025-07-07 | 2025-07-26 | 2026-07-26 | Solar Panels | JA Solar | JAM54S31-405/MR |  | 0.405 | 18 | 209 | 44 |  | Fixed | Roof
NJADRE1560044665 | Administratively Determined Incentive Program | Ridgefield Park | 7660 | 7.29 | Residential | Behind the Meter | Yes | Sunrun Installation Services, Inc. | PSE&G |  | Accepted | 2025-07-07 | 2025-07-26 | 2026-07-26 | Inverters | SolarEdge Technologies | SE7600H-USMN | 7600 |  | 1 |  |  | 0.99 |  | Outdoor | Next to meter
NJADRE1560044667 | Administratively Determined Incentive Program | BELLEVILLE | 7109 | 11.31 | Residential | Behind the Meter | Yes | Skyline Solar, LLC | PSE&G |  | Accepted | 2025-07-07 | 2025-07-28 | 2026-07-28 | Solar Panels | Q. Tron BLK M-G2.H+ | Hanwha |  | 0.435 | 12 | 302 | 33 |  | Fixed | Roof
NJADRE1560044667 | Administratively Determined Incentive Program | BELLEVILLE | 7109 | 11.31 | Residential | Behind the Meter | Yes | Skyline Solar, LLC | PSE&G |  | Accepted | 2025-07-07 | 2025-07-28 | 2026-07-28 | Solar Panels | Q. Tron BLK M-G2.H+ | Hanwha |  | 0.435 | 14 | 122 | 34 |  | Fixed | Roof
NJADRE1560044667 | Administratively Determined Incentive Program | BELLEVILLE | 7109 | 11.31 | Residential | Behind the Meter | Yes | Skyline Solar, LLC | PSE&G |  | Accepted | 2025-07-07 | 2025-07-28 | 2026-07-28 | Inverters | Enphase | IQ8HC-72-M-DOM-US | 380 |  | 26 |  |  | 0.977 |  | Outside
NJADRE1560044675 | Administratively Determined Incentive Program | ROCKAWAY | 7866 | 7.581 | Residential | Behind the Meter | No | GAF Energy | JCP&L |  | Accepted | 2025-07-10 | 2025-07-31 | 2026-07-31 | Solar Panels | GAF Energy | TLS-2 |  | 0.057 | 68 | 103 | 23 |  | Fixed | Roof
NJADRE1560044675 | Administratively Determined Incentive Program | ROCKAWAY | 7866 | 7.581 | Residential | Behind the Meter | No | GAF Energy | JCP&L |  | Accepted | 2025-07-10 | 2025-07-31 | 2026-07-31 | Inverters | Delta Electronics | DELTA-M8-TL-US | 8000 |  | 1 |  |  | 0.975 |  | Outside
NJADRE1560044675 | Administratively Determined Incentive Program | ROCKAWAY | 7866 | 7.581 | Residential | Behind the Meter | No | GAF Energy | JCP&L |  | Accepted | 2025-07-10 | 2025-07-31 | 2026-07-31 | Solar Panels | GAF Energy | TLS-2 |  | 0.057 | 50 | 103 | 23 |  | Fixed | Roof
NJADRE1560044675 | Administratively Determined Incentive Program | ROCKAWAY | 7866 | 7.581 | Residential | Behind the Meter | No | GAF Energy | JCP&L |  | Accepted | 2025-07-10 | 2025-07-31 | 2026-07-31 | Solar Panels | GAF Energy | TLS-2 |  | 0.057 | 15 | 103 | 23 |  | Fixed | Roof
NJADRE1560044676 | Administratively Determined Incentive Program | Plainfield | 7062 | 5.95 | Residential | Behind the Meter | Yes | Power Energy Solutions, LLC | PSE&G |  | Accepted | 2025-07-07 | 2025-07-28 | 2026-07-28 | Inverters | SolarEdge | SE3800H-US | 4 |  | 1 |  |  | 0.97 |  | Outdoor
NJADRE1560044676 | Administratively Determined Incentive Program | Plainfield | 7062 | 5.95 | Residential | Behind the Meter | Yes | Power Energy Solutions, LLC | PSE&G |  | Accepted | 2025-07-07 | 2025-07-28 | 2026-07-28 | Solar Panels | Trina Solar | TSM-425NE09RC.05 |  | 0.425 | 8 | 307 | 30 |  | Fixed | Roof
NJADRE1560044676 | Administratively Determined Incentive Program | Plainfield | 7062 | 5.95 | Residential | Behind the Meter | Yes | Power Energy Solutions, LLC | PSE&G |  | Accepted | 2025-07-07 | 2025-07-28 | 2026-07-28 | Solar Panels | Trina Solar | TSM-425NE09RC.05 |  | 0.425 | 6 | 127 | 30 |  | Fixed | Roof
NJADRE1560044684 | Administratively Determined Incentive Program | Woodbridge Twp | 8861 | 3.24 | Residential | Behind the Meter | Yes | Sunrun Installation Services, Inc. | PSE&G |  | Accepted | 2025-07-07 | 2025-07-26 | 2026-07-26 | Inverters | SolarEdge Technologies | SE3800H-USMN | 3800 |  | 1 |  |  | 0.99 |  | Outdoor | Next to meter
NJADRE1560044684 | Administratively Determined Incentive Program | Woodbridge Twp | 8861 | 3.24 | Residential | Behind the Meter | Yes | Sunrun Installation Services, Inc. | PSE&G |  | Accepted | 2025-07-07 | 2025-07-26 | 2026-07-26 | Solar Panels | JA Solar | JAM54S31-405/MR |  | 0.405 | 8 | 145 | 38 |  | Fixed | Roof
NJADRE1560044685 | Administratively Determined Incentive Program | Woodland Park | 7424 | 5.67 | Residential | Behind the Meter | No | Power Home Remodeling Group | PSE&G |  | Accepted | 2025-07-07 | 2025-07-28 | 2026-07-28 | Inverters | SolarEdge | SE3800H-US | 3800 |  | 1 |  |  | 0.99 |  | Outside
NJADRE1560044685 | Administratively Determined Incentive Program | Woodland Park | 7424 | 5.67 | Residential | Behind the Meter | No | Power Home Remodeling Group | PSE&G |  | Accepted | 2025-07-07 | 2025-07-28 | 2026-07-28 | Meters | SolarEdge | Revenue Grade Data Ansi C12.20 |  |  | 1 |  |  |  | Yes | Outdoor
NJADRE1560044685 | Administratively Determined Incentive Program | Woodland Park | 7424 | 5.67 | Residential | Behind the Meter | No | Power Home Remodeling Group | PSE&G |  | Accepted | 2025-07-07 | 2025-07-28 | 2026-07-28 | Solar Panels | JA Solar | JAM54S31 405/MR |  | 0.405 | 14 | 202 | 40 |  | Fixed | Roof
NJADRE1560044689 | Administratively Determined Incentive Program | Succasunna | 7876 | 7.38 | Residential | Behind the Meter | Yes | Trinity Solar, LLC | JCP&L |  | Accepted | 2025-07-07 | 2025-07-26 | 2026-07-26 | Solar Panels | HANWHA | (Q.PEAK DUO BLK ML-G10.C+ 410) |  | 0.41 | 6 | 295 | 36 |  | Fixed | Roof
NJADRE1560044689 | Administratively Determined Incentive Program | Succasunna | 7876 | 7.38 | Residential | Behind the Meter | Yes | Trinity Solar, LLC | JCP&L |  | Accepted | 2025-07-07 | 2025-07-26 | 2026-07-26 | Solar Panels | HANWHA | (Q.PEAK DUO BLK ML-G10.C+ 410) |  | 0.41 | 5 | 205 | 36 |  | Fixed | Roof
NJADRE1560044689 | Administratively Determined Incentive Program | Succasunna | 7876 | 7.38 | Residential | Behind the Meter | Yes | Trinity Solar, LLC | JCP&L |  | Accepted | 2025-07-07 | 2025-07-26 | 2026-07-26 | Solar Panels | HANWHA | (Q.PEAK DUO BLK ML-G10.C+ 410) |  | 0.41 | 4 | 25 | 36 |  | Fixed | Roof
NJADRE1560044689 | Administratively Determined Incentive Program | Succasunna | 7876 | 7.38 | Residential | Behind the Meter | Yes | Trinity Solar, LLC | JCP&L |  | Accepted | 2025-07-07 | 2025-07-26 | 2026-07-26 | Solar Panels | HANWHA | (Q.PEAK DUO BLK ML-G10.C+ 410) |  | 0.41 | 3 | 115 | 16 |  | Fixed | Roof
NJADRE1560044689 | Administratively Determined Incentive Program | Succasunna | 7876 | 7.38 | Residential | Behind the Meter | Yes | Trinity Solar, LLC | JCP&L |  | Accepted | 2025-07-07 | 2025-07-26 | 2026-07-26 | Inverters | Solar Edge | USE5700H-USMNBL75 | 5760 |  | 1 |  |  | 0.97 |  | Outdoor
NJADRE1560044690 | Administratively Determined Incentive Program | East Windsor | 8520 | 3.69 | Residential | Behind the Meter | Yes | Pro Custom Solar dba Momentum Solar | JCP&L |  | Accepted | 2025-07-07 | 2025-07-28 | 2026-07-28 | Solar Panels | HANWHA | Q.PEAK DUO BLK ML-G10+410 |  | 0.41 | 9 | 97 | 23 |  | Fixed | Roof
NJADRE1560044690 | Administratively Determined Incentive Program | East Windsor | 8520 | 3.69 | Residential | Behind the Meter | Yes | Pro Custom Solar dba Momentum Solar | JCP&L |  | Accepted | 2025-07-07 | 2025-07-28 | 2026-07-28 | Inverters | ENPHASE | IQ8HC-72-M-DOM-US | 380 |  | 9 |  |  | 0.97 |  | Outdoor
NJADRE1560044700 | Administratively Determined Incentive Program | LAKEWOOD | 8701 | 17.29 | Residential | Behind the Meter | Yes | Kamtech Solar Solutions | JCP&L |  | Accepted | 2025-07-07 | 2025-07-28 | 2026-07-28 | Solar Panels | CANADIAN SOLAR | CS6. 1-54TM-455H |  | 0.455 | 12 | 349 | 25 |  | Fixed | Roof
NJADRE1560044700 | Administratively Determined Incentive Program | LAKEWOOD | 8701 | 17.29 | Residential | Behind the Meter | Yes | Kamtech Solar Solutions | JCP&L |  | Accepted | 2025-07-07 | 2025-07-28 | 2026-07-28 | Solar Panels | CANADIAN SOLAR | CS6. 1-54TM-455H |  | 0.455 | 13 | 79 | 30 |  | Fixed | Roof
NJADRE1560044700 | Administratively Determined Incentive Program | LAKEWOOD | 8701 | 17.29 | Residential | Behind the Meter | Yes | Kamtech Solar Solutions | JCP&L |  | Accepted | 2025-07-07 | 2025-07-28 | 2026-07-28 | Solar Panels | CANADIAN SOLAR | CS6. 1-54TM-455H |  | 0.455 | 4 | 79 | 30 |  | Fixed | Roof
NJADRE1560044700 | Administratively Determined Incentive Program | LAKEWOOD | 8701 | 17.29 | Residential | Behind the Meter | Yes | Kamtech Solar Solutions | JCP&L |  | Accepted | 2025-07-07 | 2025-07-28 | 2026-07-28 | Inverters | ENPHASE | IQ8-AC-72-M-US | 349 |  | 38 |  |  | 0.973 |  | Outdoor | ROOFTOP
NJADRE1560044700 | Administratively Determined Incentive Program | LAKEWOOD | 8701 | 17.29 | Residential | Behind the Meter | Yes | Kamtech Solar Solutions | JCP&L |  | Accepted | 2025-07-07 | 2025-07-28 | 2026-07-28 | Solar Panels | CANADIAN SOLAR | CS6. 1-54TM-455H |  | 0.455 | 9 | 169 | 25 |  | Fixed | Roof
NJADRE1560044703 | Administratively Determined Incentive Program | BRIDGETON | 8302 | 6.225 | Residential | Behind the Meter | Yes | Solar Energy World | AC Electric |  | Accepted | 2025-07-07 | 2025-07-29 | 2026-07-29 | Inverters | Enphase | IQ8HC-72-M-DOM-US | 384 |  | 15 |  |  | 0.97 |  | Outside
NJADRE1560044703 | Administratively Determined Incentive Program | BRIDGETON | 8302 | 6.225 | Residential | Behind the Meter | Yes | Solar Energy World | AC Electric |  | Accepted | 2025-07-07 | 2025-07-29 | 2026-07-29 | Solar Panels | HANWHA | Q.PEAK DUOBLK ML-G10+-415W |  | 0.415 | 15 | 154 | 31 |  | Fixed | Roof
NJADRE1560044714 | Administratively Determined Incentive Program | Marlton | 8053 | 14.355 | Residential | Behind the Meter | Yes | Skyline Solar, LLC | PSE&G |  | Accepted | 2025-07-07 | 2025-07-28 | 2026-07-28 | Solar Panels | Hanwha | Q. Tron BLK M-G2.H+ |  | 0.435 | 12 | 229 | 23 |  | Fixed | Roof
NJADRE1560044714 | Administratively Determined Incentive Program | Marlton | 8053 | 14.355 | Residential | Behind the Meter | Yes | Skyline Solar, LLC | PSE&G |  | Accepted | 2025-07-07 | 2025-07-28 | 2026-07-28 | Solar Panels | Hanwha | Q. Tron BLK M-G2.H+ |  | 0.435 | 11 | 49 | 23 |  | Fixed | Roof
NJADRE1560044714 | Administratively Determined Incentive Program | Marlton | 8053 | 14.355 | Residential | Behind the Meter | Yes | Skyline Solar, LLC | PSE&G |  | Accepted | 2025-07-07 | 2025-07-28 | 2026-07-28 | Inverters | Enphase | IQ8HC-72-M-DOM-US | 380 |  | 33 |  |  | 0.976 |  | Outside
NJADRE1560044714 | Administratively Determined Incentive Program | Marlton | 8053 | 14.355 | Residential | Behind the Meter | Yes | Skyline Solar, LLC | PSE&G |  | Accepted | 2025-07-07 | 2025-07-28 | 2026-07-28 | Solar Panels | Hanwha | Q. Tron BLK M-G2.H+ |  | 0.435 | 5 | 49 | 23 |  | Fixed | Roof
NJADRE1560044714 | Administratively Determined Incentive Program | Marlton | 8053 | 14.355 | Residential | Behind the Meter | Yes | Skyline Solar, LLC | PSE&G |  | Accepted | 2025-07-07 | 2025-07-28 | 2026-07-28 | Solar Panels | Hanwha | Q. Tron BLK M-G2.H+ |  | 0.435 | 5 | 229 | 23 |  | Fixed | Roof
NJADRE1560044715 | Administratively Determined Incentive Program | Cape May Court House | 8210 | 9.02 | Residential | Behind the Meter | Yes | Trinity Solar, LLC | AC Electric |  | Accepted | 2025-07-07 | 2025-07-28 | 2026-07-28 | Solar Panels | Hanwha | Q.PEAK DUO BLK ML-G10+ 410 |  | 0.41 | 16 | 146 | 18 |  | Fixed | Roof
NJADRE1560044715 | Administratively Determined Incentive Program | Cape May Court House | 8210 | 9.02 | Residential | Behind the Meter | Yes | Trinity Solar, LLC | AC Electric |  | Accepted | 2025-07-07 | 2025-07-28 | 2026-07-28 | Solar Panels | Hanwha | Q.PEAK DUO BLK ML-G10+ 410 |  | 0.41 | 6 | 326 | 18 |  | Fixed | Roof
NJADRE1560044715 | Administratively Determined Incentive Program | Cape May Court House | 8210 | 9.02 | Residential | Behind the Meter | Yes | Trinity Solar, LLC | AC Electric |  | Accepted | 2025-07-07 | 2025-07-28 | 2026-07-28 | Inverters | Solar Edge | SE7600H-US | 7600 |  | 1 |  |  | 0.97 |  | Outside
NJADRE1560044726 | Administratively Determined Incentive Program | Pennsauken | 8109 | 4.05 | Residential | Behind the Meter | Yes | Sunrun Installation Services, Inc. | PSE&G |  | Accepted | 2025-07-07 | 2025-07-26 | 2026-07-26 | Inverters | SolarEdge Technologies | SE3800H-USMN | 3800 |  | 1 |  |  | 0.99 |  | Outdoor | Next to meter
NJADRE1560044726 | Administratively Determined Incentive Program | Pennsauken | 8109 | 4.05 | Residential | Behind the Meter | Yes | Sunrun Installation Services, Inc. | PSE&G |  | Accepted | 2025-07-07 | 2025-07-26 | 2026-07-26 | Solar Panels | JA Solar | JAM54S31-405/MR |  | 0.405 | 6 | 322 | 14 |  | Fixed | Roof
NJADRE1560044726 | Administratively Determined Incentive Program | Pennsauken | 8109 | 4.05 | Residential | Behind the Meter | Yes | Sunrun Installation Services, Inc. | PSE&G |  | Accepted | 2025-07-07 | 2025-07-26 | 2026-07-26 | Solar Panels | JA Solar | JAM54S31-405/MR |  | 0.405 | 4 | 142 | 36 |  | Fixed | Roof
NJADRE1560044728 | Administratively Determined Incentive Program | Irvington | 7111 | 7.225 | Residential | Behind the Meter | Yes | Power Energy Solutions, LLC | PSE&G |  | Accepted | 2025-07-07 | 2025-07-28 | 2026-07-28 | Solar Panels | Trina Solar | TSM-425NE09RC.05 |  | 0.425 | 6 | 299 | 30 |  | Fixed | Roof
NJADRE1560044728 | Administratively Determined Incentive Program | Irvington | 7111 | 7.225 | Residential | Behind the Meter | Yes | Power Energy Solutions, LLC | PSE&G |  | Accepted | 2025-07-07 | 2025-07-28 | 2026-07-28 | Solar Panels | Trina Solar | TSM-425NE09RC.05 |  | 0.425 | 11 | 119 | 30 |  | Fixed | Roof
NJADRE1560044728 | Administratively Determined Incentive Program | Irvington | 7111 | 7.225 | Residential | Behind the Meter | Yes | Power Energy Solutions, LLC | PSE&G |  | Accepted | 2025-07-07 | 2025-07-28 | 2026-07-28 | Inverters | SolarEdge | SE3800H-US | 4 |  | 1 |  |  | 0.97 |  | Outdoor
NJADRE1560044740 | Administratively Determined Incentive Program | Dumont | 7628 | 6.225 | Residential | Behind the Meter | Yes | Big Wave Roofing and Solar, LLC | PSE&G |  | Accepted | 2025-07-07 | 2025-07-28 | 2026-07-28 | Inverters | Enphase | IQ8HC-72-M-DOM-US | 380 |  | 15 |  |  | 0.97 |  | Outside
NJADRE1560044740 | Administratively Determined Incentive Program | Dumont | 7628 | 6.225 | Residential | Behind the Meter | Yes | Big Wave Roofing and Solar, LLC | PSE&G |  | Accepted | 2025-07-07 | 2025-07-28 | 2026-07-28 | Solar Panels | QCELLS | Q.PEAK DUO BLK ML-G10.C+ 415W |  | 0.415 | 15 | 177 | 31 |  | Fixed | Roof
NJADRE1560044743 | Administratively Determined Incentive Program | MONROE | 8831 | 15.355 | Residential | Behind the Meter | Yes | Big Wave Roofing and Solar, LLC | JCP&L |  | Accepted | 2025-07-07 | 2025-07-28 | 2026-07-28 | Inverters | Enphase | ENPHASE IQ8HC-72-M-DOM-US | 380 |  | 37 |  |  | 0.97 |  | Outdoor
NJADRE1560044743 | Administratively Determined Incentive Program | MONROE | 8831 | 15.355 | Residential | Behind the Meter | Yes | Big Wave Roofing and Solar, LLC | JCP&L |  | Accepted | 2025-07-07 | 2025-07-28 | 2026-07-28 | Solar Panels | HANWHA | QCELLS Q.PEAK DUO BLK ML-G10.C+415w |  | 0.415 | 25 | 183 | 42 |  | Fixed | Roof
NJADRE1560044743 | Administratively Determined Incentive Program | MONROE | 8831 | 15.355 | Residential | Behind the Meter | Yes | Big Wave Roofing and Solar, LLC | JCP&L |  | Accepted | 2025-07-07 | 2025-07-28 | 2026-07-28 | Solar Panels | HANWHA | QCELLS Q.PEAK DUO BLK ML-G10.C+415w |  | 0.415 | 2 | 93 | 32 |  | Fixed | Roof
NJADRE1560044743 | Administratively Determined Incentive Program | MONROE | 8831 | 15.355 | Residential | Behind the Meter | Yes | Big Wave Roofing and Solar, LLC | JCP&L |  | Accepted | 2025-07-07 | 2025-07-28 | 2026-07-28 | Solar Panels | HANWHA | QCELLS Q.PEAK DUO BLK ML-G10.C+415w |  | 0.415 | 10 | 3 | 42 |  | Fixed | Roof
NJADRE1560044750 | Administratively Determined Incentive Program | Mays Landing | 8330 | 9.72 | Residential | Behind the Meter | Yes | Sunrun Installation Services, Inc. | AC Electric |  | Accepted | 2025-07-07 | 2025-08-04 | 2026-08-04 | Solar Panels | JA SOLAR | JAM54S31-405/MR |  | 0.405 | 19 | 27 | 27 |  | Fixed | Roof
NJADRE1560044750 | Administratively Determined Incentive Program | Mays Landing | 8330 | 9.72 | Residential | Behind the Meter | Yes | Sunrun Installation Services, Inc. | AC Electric |  | Accepted | 2025-07-07 | 2025-08-04 | 2026-08-04 | Solar Panels | JA SOLAR | JAM54S31-405/MR |  | 0.405 | 3 | 207 | 27 |  | Fixed | Roof
NJADRE1560044750 | Administratively Determined Incentive Program | Mays Landing | 8330 | 9.72 | Residential | Behind the Meter | Yes | Sunrun Installation Services, Inc. | AC Electric |  | Accepted | 2025-07-07 | 2025-08-04 | 2026-08-04 | Inverters | SOLAREDGE TECHNOLOGIES | SE7600H-USMN | 7600 |  | 1 |  |  | 0.99 |  | Outdoor
NJADRE1560044750 | Administratively Determined Incentive Program | Mays Landing | 8330 | 9.72 | Residential | Behind the Meter | Yes | Sunrun Installation Services, Inc. | AC Electric |  | Accepted | 2025-07-07 | 2025-08-04 | 2026-08-04 | Solar Panels | JA SOLAR | JAM54S31-405/MR |  | 0.405 | 2 | 117 | 27 |  | Fixed | Roof
NJADRE1560044752 | Administratively Determined Incentive Program | Union | 7083 | 12.285 | Residential | Behind the Meter | Yes | Kamtech Solar Solutions | PSE&G |  | Accepted | 2025-07-07 | 2025-07-28 | 2026-07-28 | Inverters | ENPHASE | IQ8-AC-72-M-US | 349 |  | 27 |  |  | 0.973 |  | Outdoor | ROOFTOP
NJADRE1560044752 | Administratively Determined Incentive Program | Union | 7083 | 12.285 | Residential | Behind the Meter | Yes | Kamtech Solar Solutions | PSE&G |  | Accepted | 2025-07-07 | 2025-07-28 | 2026-07-28 | Solar Panels | CANADIAN SOLAR | CS6. 1-54TM-455H |  | 0.455 | 9 | 44 | 35 |  | Fixed | Roof
NJADRE1560044752 | Administratively Determined Incentive Program | Union | 7083 | 12.285 | Residential | Behind the Meter | Yes | Kamtech Solar Solutions | PSE&G |  | Accepted | 2025-07-07 | 2025-07-28 | 2026-07-28 | Solar Panels | CANADIAN SOLAR | CS6. 1-54TM-455H |  | 0.455 | 6 | 44 | 20 |  | Fixed | Roof
NJADRE1560044752 | Administratively Determined Incentive Program | Union | 7083 | 12.285 | Residential | Behind the Meter | Yes | Kamtech Solar Solutions | PSE&G |  | Accepted | 2025-07-07 | 2025-07-28 | 2026-07-28 | Solar Panels | CANADIAN SOLAR | CS6. 1-54TM-455H |  | 0.455 | 2 | 224 | 35 |  | Fixed | Roof
NJADRE1560044752 | Administratively Determined Incentive Program | Union | 7083 | 12.285 | Residential | Behind the Meter | Yes | Kamtech Solar Solutions | PSE&G |  | Accepted | 2025-07-07 | 2025-07-28 | 2026-07-28 | Solar Panels | CANADIAN SOLAR | CS6. 1-54TM-455H |  | 0.455 | 8 | 224 | 15 |  | Fixed | Roof
NJADRE1560044752 | Administratively Determined Incentive Program | Union | 7083 | 12.285 | Residential | Behind the Meter | Yes | Kamtech Solar Solutions | PSE&G |  | Accepted | 2025-07-07 | 2025-07-28 | 2026-07-28 | Solar Panels | CANADIAN SOLAR | CS6. 1-54TM-455H |  | 0.455 | 2 | 224 | 35 |  | Fixed | Roof
NJADRE1560044758 | Administratively Determined Incentive Program | PLAINFIELD | 7063 | 5.1 | Residential | Behind the Meter | Yes | Power Energy Solutions, LLC | PSE&G |  | Accepted | 2025-07-07 | 2025-07-28 | 2026-07-28 | Inverters | SolarEdge | SE3800H-US | 3800 |  | 1 |  |  | 0.97 |  | Outdoor
NJADRE1560044758 | Administratively Determined Incentive Program | PLAINFIELD | 7063 | 5.1 | Residential | Behind the Meter | Yes | Power Energy Solutions, LLC | PSE&G |  | Accepted | 2025-07-07 | 2025-07-28 | 2026-07-28 | Solar Panels | Trina Solar | TSM-425NE09RC.05 |  | 0.425 | 7 | 218 | 44 |  | Fixed | Roof
NJADRE1560044758 | Administratively Determined Incentive Program | PLAINFIELD | 7063 | 5.1 | Residential | Behind the Meter | Yes | Power Energy Solutions, LLC | PSE&G |  | Accepted | 2025-07-07 | 2025-07-28 | 2026-07-28 | Solar Panels | Trina Solar | TSM-425NE09RC.05 |  | 0.425 | 5 | 38 | 44 |  | Fixed | Roof
NJADRE1560044760 | Administratively Determined Incentive Program | SOUTH AMBOY | 8879 | 4.05 | Residential | Behind the Meter | Yes | Sunrun Installation Services, Inc. | JCP&L |  | Accepted | 2025-07-07 | 2025-07-28 | 2026-07-28 | Inverters | SolarEdge Technologies | SE3800H-USMN | 3800 |  | 1 |  |  | 0.99 |  | Outdoor
NJADRE1560044760 | Administratively Determined Incentive Program | SOUTH AMBOY | 8879 | 4.05 | Residential | Behind the Meter | Yes | Sunrun Installation Services, Inc. | JCP&L |  | Accepted | 2025-07-07 | 2025-07-28 | 2026-07-28 | Solar Panels | JA Solar | JAM54S31-405/MR |  | 0.405 | 10 | 206 | 44 |  | Fixed | Roof
NJADRE1560044764 | Administratively Determined Incentive Program | FAIRFIELD | 7004 | 11.89 | Residential | Behind the Meter | Yes | Trinity Solar, LLC | PSE&G |  | Accepted | 2025-07-07 | 2025-07-28 | 2026-07-28 | Solar Panels | HANWHA | Q.PEAK DUO BLK ML-G10+ 410 |  | 0.41 | 16 | 53 | 21 |  | Fixed | Roof
NJADRE1560044764 | Administratively Determined Incentive Program | FAIRFIELD | 7004 | 11.89 | Residential | Behind the Meter | Yes | Trinity Solar, LLC | PSE&G |  | Accepted | 2025-07-07 | 2025-07-28 | 2026-07-28 | Solar Panels | HANWHA | Q.PEAK DUO BLK ML-G10+ 410 |  | 0.41 | 13 | 233 | 21 |  | Fixed | Roof
NJADRE1560044764 | Administratively Determined Incentive Program | FAIRFIELD | 7004 | 11.89 | Residential | Behind the Meter | Yes | Trinity Solar, LLC | PSE&G |  | Accepted | 2025-07-07 | 2025-07-28 | 2026-07-28 | Inverters | Solar Edge | USE10000H-USMNBL75 | 10000 |  | 1 |  |  | 0.97 |  | Outdoor
NJADRE1560044771 | Administratively Determined Incentive Program | South Plainfield | 7080 | 6.885 | Residential | Behind the Meter | Yes | Sunrun Installation Services, Inc. | PSE&G |  | Accepted | 2025-07-07 | 2025-07-28 | 2026-07-28 | Inverters | SOLAREDGE TECHNOLOGIES | SE5700H-USMN | 5760 |  | 1 |  |  | 0.99 |  | Outside
NJADRE1560044771 | Administratively Determined Incentive Program | South Plainfield | 7080 | 6.885 | Residential | Behind the Meter | Yes | Sunrun Installation Services, Inc. | PSE&G |  | Accepted | 2025-07-07 | 2025-07-28 | 2026-07-28 | Solar Panels | JA SOLAR | JAM54S31-405/MR |  | 0.405 | 3 | 36 | 21 |  | Fixed | Roof
NJADRE1560044771 | Administratively Determined Incentive Program | South Plainfield | 7080 | 6.885 | Residential | Behind the Meter | Yes | Sunrun Installation Services, Inc. | PSE&G |  | Accepted | 2025-07-07 | 2025-07-28 | 2026-07-28 | Solar Panels | JA SOLAR | JAM54S31-405/MR |  | 0.405 | 14 | 216 | 22 |  | Fixed | Roof
NJADRE1560044776 | Administratively Determined Incentive Program | Florence | 8518 | 13.05 | Residential | Behind the Meter | Yes | Skyline Solar, LLC | PSE&G |  | Accepted | 2025-07-07 | 2025-07-28 | 2026-07-28 | Solar Panels | Hanwha | Q.TRON BLK M-G2+ 435 |  | 0.435 | 10 | 18 | 25 |  | Fixed | Roof
NJADRE1560044776 | Administratively Determined Incentive Program | Florence | 8518 | 13.05 | Residential | Behind the Meter | Yes | Skyline Solar, LLC | PSE&G |  | Accepted | 2025-07-07 | 2025-07-28 | 2026-07-28 | Inverters | Enphase | IQ8HC-72-M-DOM-US | 380 |  | 30 |  |  | 0.977 |  | Outside
NJADRE1560044776 | Administratively Determined Incentive Program | Florence | 8518 | 13.05 | Residential | Behind the Meter | Yes | Skyline Solar, LLC | PSE&G |  | Accepted | 2025-07-07 | 2025-07-28 | 2026-07-28 | Solar Panels | Hanwha | Q.TRON BLK M-G2+ 435 |  | 0.435 | 20 | 198 | 25 |  | Fixed | Roof
NJADRE1560044778 | Administratively Determined Incentive Program | Franklin Twp Som | 8873 | 14.175 | Residential | Behind the Meter | Yes | Sunrun Installation Services, Inc. | PSE&G |  | Accepted | 2025-07-07 | 2025-07-28 | 2026-07-28 | Solar Panels | JA SOLAR | JAM54S31-405/MR |  | 0.405 | 26 | 194 | 22 |  | Fixed | Roof
NJADRE1560044778 | Administratively Determined Incentive Program | Franklin Twp Som | 8873 | 14.175 | Residential | Behind the Meter | Yes | Sunrun Installation Services, Inc. | PSE&G |  | Accepted | 2025-07-07 | 2025-07-28 | 2026-07-28 | Inverters | SOLAREDGE TECHNOLOGIES | SE10000H-USMN | 10000 |  | 1 |  |  | 0.99 |  | Outdoor
NJADRE1560044778 | Administratively Determined Incentive Program | Franklin Twp Som | 8873 | 14.175 | Residential | Behind the Meter | Yes | Sunrun Installation Services, Inc. | PSE&G |  | Accepted | 2025-07-07 | 2025-07-28 | 2026-07-28 | Solar Panels | JA SOLAR | JAM54S31-405/MR |  | 0.405 | 9 | 14 | 17 |  | Fixed | Roof
NJADRE1560044794 | Administratively Determined Incentive Program | SCOTCH PLAINS TWP | 7076 | 9.84 | Residential | Behind the Meter | Yes | Sunrun Installation Services, Inc. | PSE&G |  | Accepted | 2025-07-07 | 2025-07-28 | 2026-07-28 | Solar Panels | Hanwha Q-Cells | Q.PEAK DUO BLK ML-G10.C+ 410 (MD06G100A-017) |  | 0.41 | 8 | 296 | 23 |  | Fixed | Roof
NJADRE1560044794 | Administratively Determined Incentive Program | SCOTCH PLAINS TWP | 7076 | 9.84 | Residential | Behind the Meter | Yes | Sunrun Installation Services, Inc. | PSE&G |  | Accepted | 2025-07-07 | 2025-07-28 | 2026-07-28 | Electric Storage Battery | TESLA | Powerwall 3 Expansion 1807000-xx-y |  |  | 1 |  |  |  | Lithium Ion |  | OUTSIDE
NJADRE1560044794 | Administratively Determined Incentive Program | SCOTCH PLAINS TWP | 7076 | 9.84 | Residential | Behind the Meter | Yes | Sunrun Installation Services, Inc. | PSE&G |  | Accepted | 2025-07-07 | 2025-07-28 | 2026-07-28 | Solar Panels | Hanwha Q-Cells | Q.PEAK DUO BLK ML-G10.C+ 410 (MD06G100A-017) |  | 0.41 | 16 | 116 | 23 |  | Fixed | Roof
NJADRE1560044794 | Administratively Determined Incentive Program | SCOTCH PLAINS TWP | 7076 | 9.84 | Residential | Behind the Meter | Yes | Sunrun Installation Services, Inc. | PSE&G |  | Accepted | 2025-07-07 | 2025-07-28 | 2026-07-28 | Electric Storage Battery | TESLA | Powerwall 3 1707000-xx-y |  |  | 1 |  |  |  | Lithium Ion |  | OUTSIDE
NJADRE1560044794 | Administratively Determined Incentive Program | SCOTCH PLAINS TWP | 7076 | 9.84 | Residential | Behind the Meter | Yes | Sunrun Installation Services, Inc. | PSE&G |  | Accepted | 2025-07-07 | 2025-07-28 | 2026-07-28 | Inverters | TESLA | Powerwall 3 1707000-xx-y | 11500 |  | 1 |  |  | 0.97 |  | Outdoor | Next to meter
NJADRE1560044805 | Administratively Determined Incentive Program | CEDARVILLE | 8311 | 13.12 | Residential | Behind the Meter | Yes | Trinity Solar, LLC | AC Electric |  | Accepted | 2025-07-07 | 2025-07-28 | 2026-07-28 | Inverters | Solar Edge | USE10000H-US | 10000 |  | 1 |  |  | 0.97 |  | Outside
NJADRE1560044805 | Administratively Determined Incentive Program | CEDARVILLE | 8311 | 13.12 | Residential | Behind the Meter | Yes | Trinity Solar, LLC | AC Electric |  | Accepted | 2025-07-07 | 2025-07-28 | 2026-07-28 | Solar Panels | Hanwha | Q.PEAK DUO BLK ML-G10+ 410 |  | 0.41 | 15 | 328 | 20 |  | Fixed | Roof
NJADRE1560044805 | Administratively Determined Incentive Program | CEDARVILLE | 8311 | 13.12 | Residential | Behind the Meter | Yes | Trinity Solar, LLC | AC Electric |  | Accepted | 2025-07-07 | 2025-07-28 | 2026-07-28 | Solar Panels | Hanwha | Q.PEAK DUO BLK ML-G10+ 410 |  | 0.41 | 17 | 148 | 20 |  | Fixed | Roof
NJADRE1560044812 | Administratively Determined Incentive Program | LINDEN | 7036 | 6.56 | Residential | Behind the Meter | Yes | Pro Custom Solar dba Momentum Solar | PSE&G |  | Accepted | 2025-07-07 | 2025-07-28 | 2026-07-28 | Solar Panels | 128 | q.peak duo blk-g10+410 |  | 0.41 | 11 | 128 | 36 |  | Fixed | Roof
NJADRE1560044812 | Administratively Determined Incentive Program | LINDEN | 7036 | 6.56 | Residential | Behind the Meter | Yes | Pro Custom Solar dba Momentum Solar | PSE&G |  | Accepted | 2025-07-07 | 2025-07-28 | 2026-07-28 | Inverters | ENPHASE | IQ8HC-72-M-DOM-US | 380 |  | 16 |  |  | 0.97 |  | Outdoor
NJADRE1560044812 | Administratively Determined Incentive Program | LINDEN | 7036 | 6.56 | Residential | Behind the Meter | Yes | Pro Custom Solar dba Momentum Solar | PSE&G |  | Accepted | 2025-07-07 | 2025-07-28 | 2026-07-28 | Solar Panels | HANWHA | q.peak duo blk-g10+410 |  | 0.41 | 5 | 308 | 36 |  | Fixed | Roof
NJADRE1560044831 | Administratively Determined Incentive Program | LAUREL SPRINGS | 8021 | 9.57 | Residential | Behind the Meter | Yes | Brilliant Installations, Inc. | AC Electric |  | Accepted | 2025-07-08 | 2025-07-29 | 2026-07-29 | Inverters | SOLAREDGE | USE7600H-USMNBL75 | 7600 |  | 1 |  |  | 0.97 |  | Outdoor
NJADRE1560044831 | Administratively Determined Incentive Program | LAUREL SPRINGS | 8021 | 9.57 | Residential | Behind the Meter | Yes | Brilliant Installations, Inc. | AC Electric |  | Accepted | 2025-07-08 | 2025-07-29 | 2026-07-29 | Solar Panels | HANWHA QCELLS | Q.TRON BLK M-G2.H+ 435 |  | 0.435 | 12 | 158 | 26 |  | Fixed | Roof
NJADRE1560044831 | Administratively Determined Incentive Program | LAUREL SPRINGS | 8021 | 9.57 | Residential | Behind the Meter | Yes | Brilliant Installations, Inc. | AC Electric |  | Accepted | 2025-07-08 | 2025-07-29 | 2026-07-29 | Solar Panels | HANWHA QCELLS | Q.TRON BLK M-G2.H+ 435 |  | 0.435 | 10 | 158 | 26 |  | Fixed | Roof
NJADRE1560044838 | Administratively Determined Incentive Program | FREEHOLD | 7728 | 8.61 | Residential | Behind the Meter | Yes | Sunrun Installation Services, Inc. | JCP&L |  | Accepted | 2025-07-07 | 2025-07-28 | 2026-07-28 | Electric Storage Battery | TESLA | Powerwall 3 1707000-xx-y |  |  | 1 |  |  |  | Lithium Ion |  | Outside
NJADRE1560044838 | Administratively Determined Incentive Program | FREEHOLD | 7728 | 8.61 | Residential | Behind the Meter | Yes | Sunrun Installation Services, Inc. | JCP&L |  | Accepted | 2025-07-07 | 2025-07-28 | 2026-07-28 | Inverters | TESLA | Powerwall 3 1707000-xx-y | 11500 |  | 1 |  |  | 0.97 |  | Outdoor | Next to meter
NJADRE1560044838 | Administratively Determined Incentive Program | FREEHOLD | 7728 | 8.61 | Residential | Behind the Meter | Yes | Sunrun Installation Services, Inc. | JCP&L |  | Accepted | 2025-07-07 | 2025-07-28 | 2026-07-28 | Solar Panels | Hanwha Q-Cells | Q.PEAK DUO BLK ML-G10.C+ 410 (MD06G100A-017) |  | 0.41 | 21 | 223 | 25 |  | Fixed | Roof
NJADRE1560044841 | Administratively Determined Incentive Program | Rockaway | 7866 | 7.79 | Residential | Behind the Meter | Yes | Trinity Solar, LLC | JCP&L |  | Accepted | 2025-07-07 | 2025-07-28 | 2026-07-28 | Solar Panels | Hanwha | Q.PEAK DUO BLK ML-G10+ 410 |  | 0.41 | 14 | 132 | 40 |  | Fixed | Roof
NJADRE1560044841 | Administratively Determined Incentive Program | Rockaway | 7866 | 7.79 | Residential | Behind the Meter | Yes | Trinity Solar, LLC | JCP&L |  | Accepted | 2025-07-07 | 2025-07-28 | 2026-07-28 | Solar Panels | Hanwha | Q.PEAK DUO BLK ML-G10+ 410 |  | 0.41 | 5 | 312 | 13 |  | Fixed | Roof
NJADRE1560044841 | Administratively Determined Incentive Program | Rockaway | 7866 | 7.79 | Residential | Behind the Meter | Yes | Trinity Solar, LLC | JCP&L |  | Accepted | 2025-07-07 | 2025-07-28 | 2026-07-28 | Inverters | Solar Edge | USE7600H-US | 7600 |  | 1 |  |  | 0.97 |  | Outside
NJADRE1560044842 | Administratively Determined Incentive Program | TRENTON | 8619 | 7.695 | Residential | Behind the Meter | Yes | Sunrun Installation Services, Inc. | PSE&G |  | Accepted | 2025-07-07 | 2025-07-28 | 2026-07-28 | Inverters | SOLAREDGE TECHNOLOGIES | SE5700H-USMN | 5760 |  | 1 |  |  | 0.99 |  | Outside
NJADRE1560044842 | Administratively Determined Incentive Program | TRENTON | 8619 | 7.695 | Residential | Behind the Meter | Yes | Sunrun Installation Services, Inc. | PSE&G |  | Accepted | 2025-07-07 | 2025-07-28 | 2026-07-28 | Solar Panels | JA SOLAR | JAM54S31-405/MR |  | 0.405 | 9 | 170 | 16 |  | Fixed | Roof
NJADRE1560044842 | Administratively Determined Incentive Program | TRENTON | 8619 | 7.695 | Residential | Behind the Meter | Yes | Sunrun Installation Services, Inc. | PSE&G |  | Accepted | 2025-07-07 | 2025-07-28 | 2026-07-28 | Solar Panels | JA SOLAR | JAM54S31-405/MR |  | 0.405 | 10 | 170 | 40 |  | Fixed | Roof
NJADRE1560044844 | Administratively Determined Incentive Program | Marlboro | 7746 | 6.97 | Residential | Behind the Meter | No | Whitman Construction, LLC | JCP&L |  | Accepted | 2025-07-07 | 2025-07-28 | 2026-07-28 | Solar Panels | Trina Solar | TSM-410DE09.08 |  | 0.41 | 9 | 243 | 30 |  | Fixed | Roof
NJADRE1560044844 | Administratively Determined Incentive Program | Marlboro | 7746 | 6.97 | Residential | Behind the Meter | No | Whitman Construction, LLC | JCP&L |  | Accepted | 2025-07-07 | 2025-07-28 | 2026-07-28 | Inverters | ENPHASE | IQ8PLUS-72-M-US | 290 |  | 17 |  |  | 0.975 |  | Outdoor
NJADRE1560044844 | Administratively Determined Incentive Program | Marlboro | 7746 | 6.97 | Residential | Behind the Meter | No | Whitman Construction, LLC | JCP&L |  | Accepted | 2025-07-07 | 2025-07-28 | 2026-07-28 | Solar Panels | Trina Solar | TSM-410DE09.08 |  | 0.41 | 8 | 243 | 30 |  | Fixed | Roof
NJADRE1560044852 | Administratively Determined Incentive Program | Bellmawr | 8031 | 4.675 | Residential | Behind the Meter | Yes | Power Energy Solutions, LLC | PSE&G |  | Accepted | 2025-07-07 | 2025-07-28 | 2026-07-28 | Solar Panels | Trina Solar | TSM-425NE09RC.05 |  | 0.425 | 10 | 71 | 23 |  | Fixed | Roof
NJADRE1560044852 | Administratively Determined Incentive Program | Bellmawr | 8031 | 4.675 | Residential | Behind the Meter | Yes | Power Energy Solutions, LLC | PSE&G |  | Accepted | 2025-07-07 | 2025-07-28 | 2026-07-28 | Solar Panels | Trina Solar | TSM-425NE09RC.05 |  | 0.425 | 1 | 161 | 23 |  | Fixed | Roof
NJADRE1560044852 | Administratively Determined Incentive Program | Bellmawr | 8031 | 4.675 | Residential | Behind the Meter | Yes | Power Energy Solutions, LLC | PSE&G |  | Accepted | 2025-07-07 | 2025-07-28 | 2026-07-28 | Inverters | SolarEdge | SE3800H-US | 4 |  | 1 |  |  | 0.97 |  | Outdoor
NJADRE1560044865 | Administratively Determined Incentive Program | Edison | 8817 | 16.81 | Residential | Behind the Meter | Yes | Pro Custom Solar dba Momentum Solar | PSE&G |  | Accepted | 2025-07-07 | 2025-07-28 | 2026-07-28 | Inverters | ENPHASE | IQ8HC-72-M-DOM-US | 380 |  | 41 |  |  | 0.97 |  | Outdoor
NJADRE1560044865 | Administratively Determined Incentive Program | Edison | 8817 | 16.81 | Residential | Behind the Meter | Yes | Pro Custom Solar dba Momentum Solar | PSE&G |  | Accepted | 2025-07-07 | 2025-07-28 | 2026-07-28 | Solar Panels | HANWHA | Q.PEAK DUO BLK ML-G10+410 |  | 0.41 | 19 | 54 | 30 |  | Fixed | Roof
NJADRE1560044865 | Administratively Determined Incentive Program | Edison | 8817 | 16.81 | Residential | Behind the Meter | Yes | Pro Custom Solar dba Momentum Solar | PSE&G |  | Accepted | 2025-07-07 | 2025-07-28 | 2026-07-28 | Solar Panels | HANWHA | Q.PEAK DUO BLK ML-G10+410 |  | 0.41 | 22 | 234 | 30 |  | Fixed | Roof
NJADRE1560044866 | Administratively Determined Incentive Program | MOUNT HOLLY | 8060 | 2.05 | Residential | Behind the Meter | Yes | Pro Custom Solar dba Momentum Solar | PSE&G |  | Accepted | 2025-07-07 | 2025-07-28 | 2026-07-28 | Solar Panels | HANWHA | Q.peak duo blk-g10+410 |  | 0.41 | 5 | 71 | 21 |  | Fixed | Roof
NJADRE1560044866 | Administratively Determined Incentive Program | MOUNT HOLLY | 8060 | 2.05 | Residential | Behind the Meter | Yes | Pro Custom Solar dba Momentum Solar | PSE&G |  | Accepted | 2025-07-07 | 2025-07-28 | 2026-07-28 | Inverters | ENPHASE | IQ8HC-72-M-DOM-US | 380 |  | 5 |  |  | 0.97 |  | Outdoor
NJADRE1560044867 | Administratively Determined Incentive Program | Whiting | 8759 | 14.94 | Residential | Behind the Meter | Yes | Big Wave Roofing and Solar, LLC | JCP&L |  | Accepted | 2025-07-07 | 2025-07-28 | 2026-07-28 | Solar Panels | Q cells | QCELLS Q.PEAK DUO BLK ML-G10.C+415w |  | 0.415 | 9 | 294 | 15 |  | Fixed | Roof
NJADRE1560044867 | Administratively Determined Incentive Program | Whiting | 8759 | 14.94 | Residential | Behind the Meter | Yes | Big Wave Roofing and Solar, LLC | JCP&L |  | Accepted | 2025-07-07 | 2025-07-28 | 2026-07-28 | Inverters | Enphase | ENPHASE IQ8HC-72-M-DOM-US | 380 |  | 36 |  |  | 0.97 |  | Outdoor
NJADRE1560044867 | Administratively Determined Incentive Program | Whiting | 8759 | 14.94 | Residential | Behind the Meter | Yes | Big Wave Roofing and Solar, LLC | JCP&L |  | Accepted | 2025-07-07 | 2025-07-28 | 2026-07-28 | Solar Panels | Q cells | QCELLS Q.PEAK DUO BLK ML-G10.C+415w |  | 0.415 | 10 | 294 | 15 |  | Fixed | Roof
NJADRE1560044867 | Administratively Determined Incentive Program | Whiting | 8759 | 14.94 | Residential | Behind the Meter | Yes | Big Wave Roofing and Solar, LLC | JCP&L |  | Accepted | 2025-07-07 | 2025-07-28 | 2026-07-28 | Solar Panels | Q cells | QCELLS Q.PEAK DUO BLK ML-G10.C+415w |  | 0.415 | 17 | 204 | 15 |  | Fixed | Roof
NJADRE1560044871 | Administratively Determined Incentive Program | ROOSEVELT | 8555 | 7.79 | Residential | Behind the Meter | Yes | Trinity Solar, LLC | JCP&L |  | Accepted | 2025-07-07 | 2025-07-28 | 2026-07-28 | Solar Panels | Hanwha | Q.PEAK DUO BLK ML-G10+ 410 |  | 0.41 | 6 | 107 | 16 |  | Fixed | Roof
NJADRE1560044871 | Administratively Determined Incentive Program | ROOSEVELT | 8555 | 7.79 | Residential | Behind the Meter | Yes | Trinity Solar, LLC | JCP&L |  | Accepted | 2025-07-07 | 2025-07-28 | 2026-07-28 | Solar Panels | Hanwha | Q.PEAK DUO BLK ML-G10+ 410 |  | 0.41 | 3 | 107 | 12 |  | Fixed | Roof
NJADRE1560044871 | Administratively Determined Incentive Program | ROOSEVELT | 8555 | 7.79 | Residential | Behind the Meter | Yes | Trinity Solar, LLC | JCP&L |  | Accepted | 2025-07-07 | 2025-07-28 | 2026-07-28 | Inverters | Solar Edge | USE7600H-US | 7600 |  | 1 |  |  | 0.97 |  | Outside
NJADRE1560044871 | Administratively Determined Incentive Program | ROOSEVELT | 8555 | 7.79 | Residential | Behind the Meter | Yes | Trinity Solar, LLC | JCP&L |  | Accepted | 2025-07-07 | 2025-07-28 | 2026-07-28 | Solar Panels | Hanwha | Q.PEAK DUO BLK ML-G10+ 410 |  | 0.41 | 10 | 287 | 16 |  | Fixed | Roof
NJADRE1560044885 | Administratively Determined Incentive Program | METUCHEN | 8840 | 7.79 | Residential | Behind the Meter | Yes | Trinity Solar, LLC | PSE&G |  | Accepted | 2025-07-07 | 2025-07-28 | 2026-07-28 | Inverters | SOLAREDGE | SE7600H-US | 7600 |  | 1 |  |  | 0.97 |  | Outside
NJADRE1560044885 | Administratively Determined Incentive Program | METUCHEN | 8840 | 7.79 | Residential | Behind the Meter | Yes | Trinity Solar, LLC | PSE&G |  | Accepted | 2025-07-07 | 2025-07-28 | 2026-07-28 | Solar Panels | HANWHA | Q.PEAK DUO BLK ML-G10+410 |  | 0.41 | 10 | 100 | 27 |  | Fixed | Roof
NJADRE1560044885 | Administratively Determined Incentive Program | METUCHEN | 8840 | 7.79 | Residential | Behind the Meter | Yes | Trinity Solar, LLC | PSE&G |  | Accepted | 2025-07-07 | 2025-07-28 | 2026-07-28 | Solar Panels | HANWHA | Q.PEAK DUO BLK ML-G10+410 |  | 0.41 | 9 | 280 | 27 |  | Fixed | Roof
NJADRE1560044889 | Administratively Determined Incentive Program | HIGHLAND LAKES | 7422 | 11.475 | Residential | Behind the Meter | Yes | Power Energy Solutions, LLC | Sussex Rural |  | Accepted | 2025-07-07 | 2025-07-28 | 2026-07-28 | Inverters | SolarEdge | SE5700H-US | 5760 |  | 1 |  |  | 0.97 |  | Outdoor
NJADRE1560044889 | Administratively Determined Incentive Program | HIGHLAND LAKES | 7422 | 11.475 | Residential | Behind the Meter | Yes | Power Energy Solutions, LLC | Sussex Rural |  | Accepted | 2025-07-07 | 2025-07-28 | 2026-07-28 | Solar Panels | Trina Solar | TSM-425NE09RC.05 |  | 0.425 | 27 | 170 | 41 |  | Fixed | Roof
NJADRE1560046633 | Administratively Determined Incentive Program | Newark | 7103 | 15.2 | Residential | Behind the Meter | Yes | Freedom Forever New Jersey, LLC | PSE&G |  | Accepted | 2025-07-07 | 2025-07-28 | 2026-07-28 | Solar Panels | Silfab | SIL-380 HC |  | 0.38 | 21 | 196 | 35 |  | Fixed | Roof
NJADRE1560046633 | Administratively Determined Incentive Program | Newark | 7103 | 15.2 | Residential | Behind the Meter | Yes | Freedom Forever New Jersey, LLC | PSE&G |  | Accepted | 2025-07-07 | 2025-07-28 | 2026-07-28 | Inverters | Solar Edge | SE6000H-USRGM [SI1] | 6000 |  | 2 |  |  | 0.99 |  | Outdoor
NJADRE1560046633 | Administratively Determined Incentive Program | Newark | 7103 | 15.2 | Residential | Behind the Meter | Yes | Freedom Forever New Jersey, LLC | PSE&G |  | Accepted | 2025-07-07 | 2025-07-28 | 2026-07-28 | Solar Panels | Silfab | SIL-380 HC |  | 0.38 | 19 | 16 | 35 |  | Fixed | Roof
NJADRE1560046937 | Administratively Determined Incentive Program | LUMBERTON | 8048 | 8.5 | Residential | Behind the Meter | Yes | Power Energy Solutions, LLC | PSE&G |  | Accepted | 2025-07-07 | 2025-07-28 | 2026-07-28 | Inverters | SolarEdge | SE5700H-US | 6 |  | 1 |  |  | 0.97 |  | Outdoor
NJADRE1560046937 | Administratively Determined Incentive Program | LUMBERTON | 8048 | 8.5 | Residential | Behind the Meter | Yes | Power Energy Solutions, LLC | PSE&G |  | Accepted | 2025-07-07 | 2025-07-28 | 2026-07-28 | Solar Panels | Trina Solar | TSM-425NE09RC.05 |  | 0.425 | 14 | 113 | 25 |  | Fixed | Roof
NJADRE1560046937 | Administratively Determined Incentive Program | LUMBERTON | 8048 | 8.5 | Residential | Behind the Meter | Yes | Power Energy Solutions, LLC | PSE&G |  | Accepted | 2025-07-07 | 2025-07-28 | 2026-07-28 | Solar Panels | Trina Solar | TSM-425NE09RC.05 |  | 0.425 | 6 | 293 | 25 |  | Fixed | Roof
NJADRE1560046977 | Administratively Determined Incentive Program | LINWOOD | 8221 | 9.89 | Residential | Behind the Meter | Yes | AllSeason Solar | AC Electric |  | Accepted | 2025-07-07 | 2025-07-28 | 2026-07-28 | Inverters | Enphase | IQ8 Plus | 290 |  | 23 |  |  | 0.97 |  | Outside
NJADRE1560046977 | Administratively Determined Incentive Program | LINWOOD | 8221 | 9.89 | Residential | Behind the Meter | Yes | AllSeason Solar | AC Electric |  | Accepted | 2025-07-07 | 2025-07-28 | 2026-07-28 | Solar Panels | SEG Solar | SEG430BTD-BG |  | 0.43 | 23 | 204 | 27 |  | Fixed | Roof
NJADRE1560046981 | Administratively Determined Incentive Program | Howell | 7731 | 6.56 | Residential | Behind the Meter | Yes | Trinity Solar, LLC | JCP&L |  | Accepted | 2025-07-07 | 2025-07-28 | 2026-07-28 | Solar Panels | Hanwha | Q.PEAK DUO BLK ML-G10+ 410 |  | 0.41 | 10 | 159 | 18 |  | Fixed | Roof
NJADRE1560046981 | Administratively Determined Incentive Program | Howell | 7731 | 6.56 | Residential | Behind the Meter | Yes | Trinity Solar, LLC | JCP&L |  | Accepted | 2025-07-07 | 2025-07-28 | 2026-07-28 | Inverters | Solar Edge | USE5700H-US | 5760 |  | 1 |  |  | 0.97 |  | Outside
NJADRE1560046981 | Administratively Determined Incentive Program | Howell | 7731 | 6.56 | Residential | Behind the Meter | Yes | Trinity Solar, LLC | JCP&L |  | Accepted | 2025-07-07 | 2025-07-28 | 2026-07-28 | Solar Panels | Hanwha | Q.PEAK DUO BLK ML-G10+ 410 |  | 0.41 | 6 | 249 | 21 |  | Fixed | Roof
NJADRE1560046982 | Administratively Determined Incentive Program | Washington Township | 8080 | 14.79 | Residential | Behind the Meter | Yes | Skyline Solar, LLC | AC Electric |  | Accepted | 2025-07-07 | 2025-07-28 | 2026-07-28 | Inverters | Enphase | IQ8HC-72-M-DOM-US | 380 |  | 34 |  |  | 0.977 |  | Outside
NJADRE1560046982 | Administratively Determined Incentive Program | Washington Township | 8080 | 14.79 | Residential | Behind the Meter | Yes | Skyline Solar, LLC | AC Electric |  | Accepted | 2025-07-07 | 2025-07-28 | 2026-07-28 | Solar Panels | Hanwha | Q. Tron BLK M-G2.H+ |  | 0.435 | 9 | 181 | 23 |  | Fixed | Roof
NJADRE1560046982 | Administratively Determined Incentive Program | Washington Township | 8080 | 14.79 | Residential | Behind the Meter | Yes | Skyline Solar, LLC | AC Electric |  | Accepted | 2025-07-07 | 2025-07-28 | 2026-07-28 | Solar Panels | Hanwha | Q. Tron BLK M-G2.H+ |  | 0.435 | 21 | 181 | 22 |  | Fixed | Roof
NJADRE1560046982 | Administratively Determined Incentive Program | Washington Township | 8080 | 14.79 | Residential | Behind the Meter | Yes | Skyline Solar, LLC | AC Electric |  | Accepted | 2025-07-07 | 2025-07-28 | 2026-07-28 | Solar Panels | Hanwha | Q. Tron BLK M-G2.H+ |  | 0.435 | 4 | 1 | 23 |  | Fixed | Roof
NJADRE1560046984 | Administratively Determined Incentive Program | EGG HARBOR TOWNSHIP | 8234 | 14.35 | Residential | Behind the Meter | Yes | Trinity Solar, LLC | AC Electric |  | Accepted | 2025-07-07 | 2025-07-28 | 2026-07-28 | Inverters | Solar Edge | USE11400H-USMNBL75 | 11400 |  | 1 |  |  | 0.97 |  | Outdoor
NJADRE1560046984 | Administratively Determined Incentive Program | EGG HARBOR TOWNSHIP | 8234 | 14.35 | Residential | Behind the Meter | Yes | Trinity Solar, LLC | AC Electric |  | Accepted | 2025-07-07 | 2025-07-28 | 2026-07-28 | Solar Panels | HANWHA | (Q.PEAK DUO BLK ML-G10.C+ 410) |  | 0.41 | 24 | 221 | 19 |  | Fixed | Roof
NJADRE1560046984 | Administratively Determined Incentive Program | EGG HARBOR TOWNSHIP | 8234 | 14.35 | Residential | Behind the Meter | Yes | Trinity Solar, LLC | AC Electric |  | Accepted | 2025-07-07 | 2025-07-28 | 2026-07-28 | Solar Panels | HANWHA | (Q.PEAK DUO BLK ML-G10.C+ 410) |  | 0.41 | 11 | 41 | 19 |  | Fixed | Roof
NJADRE1560046994 | Administratively Determined Incentive Program | Emerson | 7630 | 14.11 | Residential | Behind the Meter | Yes | Big Wave Roofing and Solar, LLC | PSE&G |  | Accepted | 2025-07-07 | 2025-07-28 | 2026-07-28 | Solar Panels | QCELLS | Q.PEAK DUO BLK ML-G10.C+ 415W |  | 0.415 | 3 | 109 | 25 |  | Fixed | Roof
NJADRE1560046994 | Administratively Determined Incentive Program | Emerson | 7630 | 14.11 | Residential | Behind the Meter | Yes | Big Wave Roofing and Solar, LLC | PSE&G |  | Accepted | 2025-07-07 | 2025-07-28 | 2026-07-28 | Solar Panels | QCELLS | Q.PEAK DUO BLK ML-G10.C+ 415W |  | 0.415 | 12 | 199 | 25 |  | Fixed | Roof
NJADRE1560046994 | Administratively Determined Incentive Program | Emerson | 7630 | 14.11 | Residential | Behind the Meter | Yes | Big Wave Roofing and Solar, LLC | PSE&G |  | Accepted | 2025-07-07 | 2025-07-28 | 2026-07-28 | Inverters | Enphase | IQ8HC-72-M-DOM-US | 380 |  | 34 |  |  | 0.97 |  | Outside
NJADRE1560046994 | Administratively Determined Incentive Program | Emerson | 7630 | 14.11 | Residential | Behind the Meter | Yes | Big Wave Roofing and Solar, LLC | PSE&G |  | Accepted | 2025-07-07 | 2025-07-28 | 2026-07-28 | Solar Panels | QCELLS | Q.PEAK DUO BLK ML-G10.C+ 415W |  | 0.415 | 2 | 19 | 25 |  | Fixed | Roof
NJADRE1560046994 | Administratively Determined Incentive Program | Emerson | 7630 | 14.11 | Residential | Behind the Meter | Yes | Big Wave Roofing and Solar, LLC | PSE&G |  | Accepted | 2025-07-07 | 2025-07-28 | 2026-07-28 | Solar Panels | QCELLS | Q.PEAK DUO BLK ML-G10.C+ 415W |  | 0.415 | 11 | 289 | 25 |  | Fixed | Roof
NJADRE1560046994 | Administratively Determined Incentive Program | Emerson | 7630 | 14.11 | Residential | Behind the Meter | Yes | Big Wave Roofing and Solar, LLC | PSE&G |  | Accepted | 2025-07-07 | 2025-07-28 | 2026-07-28 | Solar Panels | QCELLS | Q.PEAK DUO BLK ML-G10.C+ 415W |  | 0.415 | 4 | 199 | 25 |  | Fixed | Roof
NJADRE1560046994 | Administratively Determined Incentive Program | Emerson | 7630 | 14.11 | Residential | Behind the Meter | Yes | Big Wave Roofing and Solar, LLC | PSE&G |  | Accepted | 2025-07-07 | 2025-07-28 | 2026-07-28 | Solar Panels | QCELLS | Q.PEAK DUO BLK ML-G10.C+ 415W |  | 0.415 | 2 | 199 | 25 |  | Fixed | Roof
NJADRE1560047012 | Administratively Determined Incentive Program | Union | 7083 | 11.48 | Residential | Behind the Meter | Yes | Trinity Solar, LLC | PSE&G |  | Accepted | 2025-07-07 | 2025-07-28 | 2026-07-28 | Electric Storage Battery | TESLA | Powerwall 3 (1707000-XX-Y) |  |  | 2 |  |  |  | Lithium Ion |  | outside
NJADRE1560047012 | Administratively Determined Incentive Program | Union | 7083 | 11.48 | Residential | Behind the Meter | Yes | Trinity Solar, LLC | PSE&G |  | Accepted | 2025-07-07 | 2025-07-28 | 2026-07-28 | Solar Panels | HANWHA 410 (Q.PEAK DUO BLK ML-G10+410) | HANWHA 410 (Q.PEAK DUO BLK ML-G10+410) |  | 0.41 | 2 | 30 | 31 |  | Fixed | Roof
NJADRE1560047012 | Administratively Determined Incentive Program | Union | 7083 | 11.48 | Residential | Behind the Meter | Yes | Trinity Solar, LLC | PSE&G |  | Accepted | 2025-07-07 | 2025-07-28 | 2026-07-28 | Solar Panels | HANWHA 410 (Q.PEAK DUO BLK ML-G10+410) | HANWHA 410 (Q.PEAK DUO BLK ML-G10+410) |  | 0.41 | 13 | 210 | 30 |  | Fixed | Roof
NJADRE1560047012 | Administratively Determined Incentive Program | Union | 7083 | 11.48 | Residential | Behind the Meter | Yes | Trinity Solar, LLC | PSE&G |  | Accepted | 2025-07-07 | 2025-07-28 | 2026-07-28 | Solar Panels | HANWHA 410 (Q.PEAK DUO BLK ML-G10+410) | HANWHA 410 (Q.PEAK DUO BLK ML-G10+410) |  | 0.41 | 13 | 210 | 14 |  | Fixed | Roof
NJADRE1560047012 | Administratively Determined Incentive Program | Union | 7083 | 11.48 | Residential | Behind the Meter | Yes | Trinity Solar, LLC | PSE&G |  | Accepted | 2025-07-07 | 2025-07-28 | 2026-07-28 | Inverters | TESLA | Powerwall 3 (1707000-XX-Y) | 11500 |  | 2 |  |  | 0.97 |  | Outside
NJADRE1560047015 | Administratively Determined Incentive Program | Newark | 7103 | 4.92 | Residential | Behind the Meter | Yes | Freedom Forever New Jersey, LLC | PSE&G |  | Accepted | 2025-07-07 | 2025-07-28 | 2026-07-28 | Inverters | Solar Edge | SE3800H-USRGM [SI1] | 3800 |  | 1 |  |  | 0.99 |  | Outside
NJADRE1560047015 | Administratively Determined Incentive Program | Newark | 7103 | 4.92 | Residential | Behind the Meter | Yes | Freedom Forever New Jersey, LLC | PSE&G |  | Accepted | 2025-07-07 | 2025-07-28 | 2026-07-28 | Solar Panels | Silfab | SIL-410 HC+ |  | 0.41 | 1 | 202 | 22 |  | Fixed | Roof
NJADRE1560047015 | Administratively Determined Incentive Program | Newark | 7103 | 4.92 | Residential | Behind the Meter | Yes | Freedom Forever New Jersey, LLC | PSE&G |  | Accepted | 2025-07-07 | 2025-07-28 | 2026-07-28 | Solar Panels | Silfab | SIL-410 HC+ |  | 0.41 | 9 | 22 | 22 |  | Fixed | Roof
NJADRE1560047015 | Administratively Determined Incentive Program | Newark | 7103 | 4.92 | Residential | Behind the Meter | Yes | Freedom Forever New Jersey, LLC | PSE&G |  | Accepted | 2025-07-07 | 2025-07-28 | 2026-07-28 | Solar Panels | Silfab | SIL-410 HC+ |  | 0.41 | 1 | 202 | 22 |  | Fixed | Roof
NJADRE1560047015 | Administratively Determined Incentive Program | Newark | 7103 | 4.92 | Residential | Behind the Meter | Yes | Freedom Forever New Jersey, LLC | PSE&G |  | Accepted | 2025-07-07 | 2025-07-28 | 2026-07-28 | Solar Panels | Silfab | SIL-410 HC+ |  | 0.41 | 1 | 292 | 22 |  | Fixed | Roof
NJADRE1560047029 | Administratively Determined Incentive Program | Forked River | 8731 | 9.43 | Residential | Behind the Meter | Yes | Sunrun Installation Services, Inc. | JCP&L |  | Accepted | 2025-07-07 | 2025-07-28 | 2026-07-28 | Solar Panels | Hanwha Q-Cells | Q.PEAK DUO BLK ML-G10+ 410 |  | 0.41 | 12 | 204 | 23 |  | Fixed | Roof
NJADRE1560047029 | Administratively Determined Incentive Program | Forked River | 8731 | 9.43 | Residential | Behind the Meter | Yes | Sunrun Installation Services, Inc. | JCP&L |  | Accepted | 2025-07-07 | 2025-07-28 | 2026-07-28 | Solar Panels | Hanwha Q-Cells | Q.PEAK DUO BLK ML-G10+ 410 |  | 0.41 | 3 | 292 | 23 |  | Fixed | Roof
NJADRE1560047029 | Administratively Determined Incentive Program | Forked River | 8731 | 9.43 | Residential | Behind the Meter | Yes | Sunrun Installation Services, Inc. | JCP&L |  | Accepted | 2025-07-07 | 2025-07-28 | 2026-07-28 | Solar Panels | Hanwha Q-Cells | Q.PEAK DUO BLK ML-G10+ 410 |  | 0.41 | 8 | 24 | 23 |  | Fixed | Roof
NJADRE1560047029 | Administratively Determined Incentive Program | Forked River | 8731 | 9.43 | Residential | Behind the Meter | Yes | Sunrun Installation Services, Inc. | JCP&L |  | Accepted | 2025-07-07 | 2025-07-28 | 2026-07-28 | Inverters | TESLA | Powerwall 3 1707000-xx-y | 11500 |  | 1 |  |  | 0.97 |  | Outdoor | Next to meter
NJADRE1560047029 | Administratively Determined Incentive Program | Forked River | 8731 | 9.43 | Residential | Behind the Meter | Yes | Sunrun Installation Services, Inc. | JCP&L |  | Accepted | 2025-07-07 | 2025-07-28 | 2026-07-28 | Electric Storage Battery | TESLA | Powerwall 3 1707000-xx-y |  |  | 1 |  |  |  | Lithium Ion |  | OUTSIDE
NJADRE1560047032 | Administratively Determined Incentive Program | Monroe | 8094 | 13.485 | Residential | Behind the Meter | Yes | Velocity Energy & Home Solutions, Inc. | AC Electric |  | Accepted | 2025-07-07 | 2025-07-30 | 2026-07-30 | Solar Panels | qtron | 435w |  | 0.435 | 18 | 130 | 21 |  | Fixed | Roof
NJADRE1560047032 | Administratively Determined Incentive Program | Monroe | 8094 | 13.485 | Residential | Behind the Meter | Yes | Velocity Energy & Home Solutions, Inc. | AC Electric |  | Accepted | 2025-07-07 | 2025-07-30 | 2026-07-30 | Solar Panels | qtron | 435w |  | 0.435 | 4 | 130 | 21 |  | Fixed | Roof
NJADRE1560047032 | Administratively Determined Incentive Program | Monroe | 8094 | 13.485 | Residential | Behind the Meter | Yes | Velocity Energy & Home Solutions, Inc. | AC Electric |  | Accepted | 2025-07-07 | 2025-07-30 | 2026-07-30 | Solar Panels | qtron | 435w |  | 0.435 | 9 | 310 | 21 |  | Fixed | Roof
NJADRE1560047032 | Administratively Determined Incentive Program | Monroe | 8094 | 13.485 | Residential | Behind the Meter | Yes | Velocity Energy & Home Solutions, Inc. | AC Electric |  | Accepted | 2025-07-07 | 2025-07-30 | 2026-07-30 | Inverters | enphase | iq8hc | 380 |  | 31 |  |  | 0.99 |  | Outside | behind panels
NJADRE1560047035 | Administratively Determined Incentive Program | TEANECK | 7666 | 6.88 | Residential | Behind the Meter | Yes | AllSeason Solar | AC Electric |  | Accepted | 2025-07-07 | 2025-07-28 | 2026-07-28 | Solar Panels | SEG Solar | SEG430BTD-BG |  | 0.43 | 5 | 203 | 30 |  | Fixed | Roof
NJADRE1560047035 | Administratively Determined Incentive Program | TEANECK | 7666 | 6.88 | Residential | Behind the Meter | Yes | AllSeason Solar | AC Electric |  | Accepted | 2025-07-07 | 2025-07-28 | 2026-07-28 | Inverters | Enphase | IQ8 Plus | 290 |  | 16 |  |  | 0.97 |  | Outside
NJADRE1560047035 | Administratively Determined Incentive Program | TEANECK | 7666 | 6.88 | Residential | Behind the Meter | Yes | AllSeason Solar | AC Electric |  | Accepted | 2025-07-07 | 2025-07-28 | 2026-07-28 | Solar Panels | SEG Solar | SEG430BTD-BG |  | 0.43 | 11 | 293 | 38 |  | Fixed | Roof
NJADRE1560047036 | Administratively Determined Incentive Program | SICKLERVILLE | 8081 | 4.35 | Residential | Behind the Meter | No | SunnyMac, LLC | AC Electric |  | Accepted | 2025-07-07 | 2025-07-28 | 2026-07-28 | Inverters | SOLAREDGE HOME HUB | SE3800H-US | 3800 |  | 1 |  |  | 0.99 |  | Outdoor | next to meter
NJADRE1560047036 | Administratively Determined Incentive Program | SICKLERVILLE | 8081 | 4.35 | Residential | Behind the Meter | No | SunnyMac, LLC | AC Electric |  | Accepted | 2025-07-07 | 2025-07-28 | 2026-07-28 | Solar Panels | HANWHA | Q.TRON BLK M-G2.H+ |  | 0.435 | 10 | 254 | 27 |  | Fixed | Roof
NJADRE1560047054 | Administratively Determined Incentive Program | Princeton | 8540 | 18.86 | Residential | Behind the Meter | No | Sea Bright Solar, LLC | PSE&G |  | Accepted | 2025-07-07 | 2025-07-28 | 2026-07-28 | Solar Panels | Mission Solar Energy | MSE410HT0B |  | 0.41 | 21 | 122 | 20 |  | Fixed | Roof
NJADRE1560047054 | Administratively Determined Incentive Program | Princeton | 8540 | 18.86 | Residential | Behind the Meter | No | Sea Bright Solar, LLC | PSE&G |  | Accepted | 2025-07-07 | 2025-07-28 | 2026-07-28 | Inverters | Enphase | IQ8A-72-2-US | 349 |  | 46 |  |  | 0.97 |  | Outdoor
NJADRE1560047054 | Administratively Determined Incentive Program | Princeton | 8540 | 18.86 | Residential | Behind the Meter | No | Sea Bright Solar, LLC | PSE&G |  | Accepted | 2025-07-07 | 2025-07-28 | 2026-07-28 | Solar Panels | Mission Solar Energy | MSE410HT0B |  | 0.41 | 18 | 211 | 31 |  | Fixed | Roof
NJADRE1560047054 | Administratively Determined Incentive Program | Princeton | 8540 | 18.86 | Residential | Behind the Meter | No | Sea Bright Solar, LLC | PSE&G |  | Accepted | 2025-07-07 | 2025-07-28 | 2026-07-28 | Solar Panels | Mission Solar Energy | MSE410HT0B |  | 0.41 | 7 | 212 | 31 |  | Fixed | Roof
NJADRE1560047057 | Administratively Determined Incentive Program | MORGANVILLE | 7751 | 6.56 | Residential | Behind the Meter | Yes | Trinity Solar, LLC | JCP&L |  | Accepted | 2025-07-07 | 2025-07-28 | 2026-07-28 | Inverters | Solar Edge | USE5700H-US | 5760 |  | 1 |  |  | 0.97 |  | Outside
NJADRE1560047057 | Administratively Determined Incentive Program | MORGANVILLE | 7751 | 6.56 | Residential | Behind the Meter | Yes | Trinity Solar, LLC | JCP&L |  | Accepted | 2025-07-07 | 2025-07-28 | 2026-07-28 | Solar Panels | Hanwha | Q.PEAK DUO BLK ML-G10+ 410 |  | 0.41 | 16 | 231 | 30 |  | Fixed | Roof
NJADRE1560047062 | Administratively Determined Incentive Program | South Harrison | 8062 | 20.88 | Residential | Behind the Meter | Yes | Skyline Solar, LLC | AC Electric |  | Accepted | 2025-07-07 | 2025-07-28 | 2026-07-28 | Solar Panels | Hanwha | Q. Tron BLK M-G2.H+ |  | 0.435 | 14 | 257 | 14 |  | Fixed | Roof
NJADRE1560047062 | Administratively Determined Incentive Program | South Harrison | 8062 | 20.88 | Residential | Behind the Meter | Yes | Skyline Solar, LLC | AC Electric |  | Accepted | 2025-07-07 | 2025-07-28 | 2026-07-28 | Solar Panels | Hanwha | Q. Tron BLK M-G2.H+ |  | 0.435 | 18 | 79 | 19 |  | Fixed | Roof
NJADRE1560047062 | Administratively Determined Incentive Program | South Harrison | 8062 | 20.88 | Residential | Behind the Meter | Yes | Skyline Solar, LLC | AC Electric |  | Accepted | 2025-07-07 | 2025-07-28 | 2026-07-28 | Solar Panels | Hanwha | Q. Tron BLK M-G2.H+ |  | 0.435 | 7 | 257 | 14 |  | Fixed | Roof
NJADRE1560047062 | Administratively Determined Incentive Program | South Harrison | 8062 | 20.88 | Residential | Behind the Meter | Yes | Skyline Solar, LLC | AC Electric |  | Accepted | 2025-07-07 | 2025-07-28 | 2026-07-28 | Solar Panels | Hanwha | Q. Tron BLK M-G2.H+ |  | 0.435 | 9 | 139 | 37 |  | Fixed | Roof
NJADRE1560047062 | Administratively Determined Incentive Program | South Harrison | 8062 | 20.88 | Residential | Behind the Meter | Yes | Skyline Solar, LLC | AC Electric |  | Accepted | 2025-07-07 | 2025-07-28 | 2026-07-28 | Inverters | Enphase | IQ8HC-72-M-DOM-US | 380 |  | 48 |  |  | 0.977 |  | Outside
NJADRE1560047067 | Administratively Determined Incentive Program | BARNEGAT TOWNSHIP | 8005 | 9.89 | Residential | Behind the Meter | Yes | EMT Renewables, LLC | JCP&L |  | Accepted | 2025-07-07 | 2025-07-28 | 2026-07-28 | Solar Panels | SEG | SEG-430-BTD-BG |  | 0.43 | 23 | 190 | 18 |  | Fixed | Roof
NJADRE1560047067 | Administratively Determined Incentive Program | BARNEGAT TOWNSHIP | 8005 | 9.89 | Residential | Behind the Meter | Yes | EMT Renewables, LLC | JCP&L |  | Accepted | 2025-07-07 | 2025-07-28 | 2026-07-28 | Inverters | ENPHASE | IQ8+ | 290 |  | 23 |  |  | 0.98 |  | Other | UNDER EACH PANEL
NJADRE1560047069 | Administratively Determined Incentive Program | NEWARK | 7104 | 2.975 | Residential | Behind the Meter | Yes | Power Energy Solutions, LLC | PSE&G |  | Accepted | 2025-07-07 | 2025-07-28 | 2026-07-28 | Solar Panels | Trina Solar | TSM-425NE09RC.05 |  | 0.425 | 3 | 110 | 9 |  | Fixed | Roof
NJADRE1560047069 | Administratively Determined Incentive Program | NEWARK | 7104 | 2.975 | Residential | Behind the Meter | Yes | Power Energy Solutions, LLC | PSE&G |  | Accepted | 2025-07-07 | 2025-07-28 | 2026-07-28 | Inverters | Enphase | IQ8+-72-2-US | 290 |  | 7 |  |  | 0.97 |  | Outdoor
NJADRE1560047069 | Administratively Determined Incentive Program | NEWARK | 7104 | 2.975 | Residential | Behind the Meter | Yes | Power Energy Solutions, LLC | PSE&G |  | Accepted | 2025-07-07 | 2025-07-28 | 2026-07-28 | Solar Panels | Trina Solar | TSM-425NE09RC.05 |  | 0.425 | 2 | 22 | 29 |  | Fixed | Roof
NJADRE1560047069 | Administratively Determined Incentive Program | NEWARK | 7104 | 2.975 | Residential | Behind the Meter | Yes | Power Energy Solutions, LLC | PSE&G |  | Accepted | 2025-07-07 | 2025-07-28 | 2026-07-28 | Solar Panels | Trina Solar | TSM-425NE09RC.05 |  | 0.425 | 2 | 201 | 7 |  | Fixed | Roof
NJADRE1560047071 | Administratively Determined Incentive Program | HAINESPORT TWP | 8036 | 17.835 | Residential | Behind the Meter | No | SunnyMac, LLC | PSE&G |  | Accepted | 2025-07-07 | 2025-07-20 | 2026-07-20 | Solar Panels | HANWHA | Q.TRON BLK M-G2.H+ |  | 0.435 | 27 | 71 | 30 |  | Fixed | Roof
NJADRE1560047071 | Administratively Determined Incentive Program | HAINESPORT TWP | 8036 | 17.835 | Residential | Behind the Meter | No | SunnyMac, LLC | PSE&G |  | Accepted | 2025-07-07 | 2025-07-20 | 2026-07-20 | Solar Panels | HANWHA | Q.TRON BLK M-G2.H+ |  | 0.435 | 2 | 251 | 30 |  | Fixed | Roof
NJADRE1560047071 | Administratively Determined Incentive Program | HAINESPORT TWP | 8036 | 17.835 | Residential | Behind the Meter | No | SunnyMac, LLC | PSE&G |  | Accepted | 2025-07-07 | 2025-07-20 | 2026-07-20 | Solar Panels | HANWHA | Q.TRON BLK M-G2.H+ |  | 0.435 | 4 | 161 | 45 |  | Fixed | Roof
NJADRE1560047071 | Administratively Determined Incentive Program | HAINESPORT TWP | 8036 | 17.835 | Residential | Behind the Meter | No | SunnyMac, LLC | PSE&G |  | Accepted | 2025-07-07 | 2025-07-20 | 2026-07-20 | Solar Panels | HANWHA | Q.TRON BLK M-G2.H+ |  | 0.435 | 8 | 251 | 30 |  | Fixed | Roof
NJADRE1560047071 | Administratively Determined Incentive Program | HAINESPORT TWP | 8036 | 17.835 | Residential | Behind the Meter | No | SunnyMac, LLC | PSE&G |  | Accepted | 2025-07-07 | 2025-07-20 | 2026-07-20 | Inverters | SOLAREDGE HOME HUB | SE7600H-US | 7600 |  | 1 |  |  | 0.99 |  | Outdoor | next to meter
NJADRE1560047071 | Administratively Determined Incentive Program | HAINESPORT TWP | 8036 | 17.835 | Residential | Behind the Meter | No | SunnyMac, LLC | PSE&G |  | Accepted | 2025-07-07 | 2025-07-20 | 2026-07-20 | Inverters | SOLAREDGE HOME HUB | SE5700H-US | 5760 |  | 1 |  |  | 0.99 |  | Outdoor | next to meter
NJADRE1560047081 | Administratively Determined Incentive Program | Englewood | 7631 | 5.33 | Residential | Behind the Meter | Yes | Trinity Solar, LLC | PSE&G |  | Accepted | 2025-07-07 | 2025-07-28 | 2026-07-28 | Solar Panels | HANWHA 410 (Q.PEAK DUO BLK ML-G10+410) | HANWHA 410 (Q.PEAK DUO BLK ML-G10+410) |  | 0.41 | 4 | 137 | 23 |  | Fixed | Roof
NJADRE1560047081 | Administratively Determined Incentive Program | Englewood | 7631 | 5.33 | Residential | Behind the Meter | Yes | Trinity Solar, LLC | PSE&G |  | Accepted | 2025-07-07 | 2025-07-28 | 2026-07-28 | Inverters | SOLAREDGE | SE5700H-US | 5700 |  | 1 |  |  | 0.97 |  | Outside
NJADRE1560047081 | Administratively Determined Incentive Program | Englewood | 7631 | 5.33 | Residential | Behind the Meter | Yes | Trinity Solar, LLC | PSE&G |  | Accepted | 2025-07-07 | 2025-07-28 | 2026-07-28 | Solar Panels | HANWHA 410 (Q.PEAK DUO BLK ML-G10+410) | HANWHA 410 (Q.PEAK DUO BLK ML-G10+410) |  | 0.41 | 4 | 138 | 23 |  | Fixed | Roof
NJADRE1560047081 | Administratively Determined Incentive Program | Englewood | 7631 | 5.33 | Residential | Behind the Meter | Yes | Trinity Solar, LLC | PSE&G |  | Accepted | 2025-07-07 | 2025-07-28 | 2026-07-28 | Solar Panels | HANWHA 410 (Q.PEAK DUO BLK ML-G10+410) | HANWHA 410 (Q.PEAK DUO BLK ML-G10+410) |  | 0.41 | 5 | 228 | 23 |  | Fixed | Roof
NJADRE1560047100 | Administratively Determined Incentive Program | Newport | 8345 | 8.925 | Residential | Behind the Meter | Yes | Power Energy Solutions, LLC | AC Electric |  | Accepted | 2025-07-07 | 2025-07-28 | 2026-07-28 | Solar Panels | Trina Solar | TSM-425NE09RC.05 |  | 0.425 | 11 | 284 | 30 |  | Fixed | Roof
NJADRE1560047100 | Administratively Determined Incentive Program | Newport | 8345 | 8.925 | Residential | Behind the Meter | Yes | Power Energy Solutions, LLC | AC Electric |  | Accepted | 2025-07-07 | 2025-07-28 | 2026-07-28 | Inverters | SolarEdge | SE5700H-US | 6 |  | 1 |  |  | 0.97 |  | Outdoor
NJADRE1560047100 | Administratively Determined Incentive Program | Newport | 8345 | 8.925 | Residential | Behind the Meter | Yes | Power Energy Solutions, LLC | AC Electric |  | Accepted | 2025-07-07 | 2025-07-28 | 2026-07-28 | Solar Panels | Trina Solar | TSM-425NE09RC.05 |  | 0.425 | 10 | 104 | 30 |  | Fixed | Roof
NJADRE1560047105 | Administratively Determined Incentive Program | Plainfield | 7062 | 104.5 | School Public K-12 | Behind the Meter | Yes | HESP Construction, LLC | PSE&G |  | Accepted | 2025-07-07 | 2025-07-28 | 2026-07-28 | Solar Panels | HT-SAAE | HT72-18X-550 |  | 0.55 | 190 | 218 | 5 |  | Fixed | Roof
NJADRE1560047105 | Administratively Determined Incentive Program | Plainfield | 7062 | 104.5 | School Public K-12 | Behind the Meter | Yes | HESP Construction, LLC | PSE&G |  | Accepted | 2025-07-07 | 2025-07-28 | 2026-07-28 | Inverters | Chint | SCA25KTL-DO/US-208 | 75000 |  | 3 |  |  | 0.965 |  | Outside
NJADRE1560047113 | Administratively Determined Incentive Program | Parsippany | 7054 | 15.225 | Residential | Behind the Meter | No | Sea Bright Solar, LLC | JCP&L |  | Accepted | 2025-07-07 | 2025-07-28 | 2026-07-28 | Solar Panels | QCell | Q.TRON BLK M-G2+ 435 |  | 0.435 | 13 | 249 | 34 |  | Fixed | Roof
NJADRE1560047113 | Administratively Determined Incentive Program | Parsippany | 7054 | 15.225 | Residential | Behind the Meter | No | Sea Bright Solar, LLC | JCP&L |  | Accepted | 2025-07-07 | 2025-07-28 | 2026-07-28 | Solar Panels | Q Cell | Q.TRON BLK M-G2+ 435 |  | 0.435 | 1 | 159 | 34 |  | Fixed | Roof
NJADRE1560047113 | Administratively Determined Incentive Program | Parsippany | 7054 | 15.225 | Residential | Behind the Meter | No | Sea Bright Solar, LLC | JCP&L |  | Accepted | 2025-07-07 | 2025-07-28 | 2026-07-28 | Inverters | Enphase | IQ8A-72-2-US | 349 |  | 35 |  |  | 0.97 |  | Outdoor
NJADRE1560047113 | Administratively Determined Incentive Program | Parsippany | 7054 | 15.225 | Residential | Behind the Meter | No | Sea Bright Solar, LLC | JCP&L |  | Accepted | 2025-07-07 | 2025-07-28 | 2026-07-28 | Solar Panels | Q Cell | Q.TRON BLK M-G2+ 435 |  | 0.435 | 4 | 69 | 26 |  | Fixed | Roof
NJADRE1560047113 | Administratively Determined Incentive Program | Parsippany | 7054 | 15.225 | Residential | Behind the Meter | No | Sea Bright Solar, LLC | JCP&L |  | Accepted | 2025-07-07 | 2025-07-28 | 2026-07-28 | Solar Panels | Q Cell | Q.TRON BLK M-G2+ 435 |  | 0.435 | 7 | 70 | 34 |  | Fixed | Roof
NJADRE1560047113 | Administratively Determined Incentive Program | Parsippany | 7054 | 15.225 | Residential | Behind the Meter | No | Sea Bright Solar, LLC | JCP&L |  | Accepted | 2025-07-07 | 2025-07-28 | 2026-07-28 | Solar Panels | Q Cell | Q.TRON BLK M-G2+ 435 |  | 0.435 | 10 | 159 | 34 |  | Fixed | Roof
NJADRE1560047124 | Administratively Determined Incentive Program | MILLVILLE | 8332 | 13.12 | Residential | Behind the Meter | Yes | EMT Renewables, LLC | AC Electric |  | Accepted | 2025-07-07 | 2025-07-28 | 2026-07-28 | Solar Panels | TRINA | TSM-NE09RC.05 |  | 0.41 | 2 | 92 | 40 |  | Fixed | Roof
NJADRE1560047124 | Administratively Determined Incentive Program | MILLVILLE | 8332 | 13.12 | Residential | Behind the Meter | Yes | EMT Renewables, LLC | AC Electric |  | Accepted | 2025-07-07 | 2025-07-28 | 2026-07-28 | Solar Panels | TRINA | TSM-NE09RC.05 |  | 0.41 | 2 | 92 | 40 |  | Fixed | Roof
NJADRE1560047124 | Administratively Determined Incentive Program | MILLVILLE | 8332 | 13.12 | Residential | Behind the Meter | Yes | EMT Renewables, LLC | AC Electric |  | Accepted | 2025-07-07 | 2025-07-28 | 2026-07-28 | Solar Panels | TRINA | TSM-NE09RC.05 |  | 0.41 | 19 | 272 | 40 |  | Fixed | Roof
NJADRE1560047124 | Administratively Determined Incentive Program | MILLVILLE | 8332 | 13.12 | Residential | Behind the Meter | Yes | EMT Renewables, LLC | AC Electric |  | Accepted | 2025-07-07 | 2025-07-28 | 2026-07-28 | Inverters | IQ8HC | IQ8+ | 290 |  | 32 |  |  | 0.98 |  | Other | UNDER EACH PANEL
NJADRE1560047124 | Administratively Determined Incentive Program | MILLVILLE | 8332 | 13.12 | Residential | Behind the Meter | Yes | EMT Renewables, LLC | AC Electric |  | Accepted | 2025-07-07 | 2025-07-28 | 2026-07-28 | Solar Panels | TRINA | TSM-NE09RC.05 |  | 0.41 | 9 | 92 | 40 |  | Fixed | Roof
NJADRE1560047125 | Administratively Determined Incentive Program | Fort Lee | 7024 | 7.79 | Residential | Behind the Meter | Yes | Sunrun Installation Services, Inc. | PSE&G |  | Accepted | 2025-07-07 | 2025-07-28 | 2026-07-28 | Inverters | SOLAREDGE TECHNOLOGIES | SE5700H-USMN | 5760 |  | 1 |  |  | 0.99 |  | Outdoor
NJADRE1560047125 | Administratively Determined Incentive Program | Fort Lee | 7024 | 7.79 | Residential | Behind the Meter | Yes | Sunrun Installation Services, Inc. | PSE&G |  | Accepted | 2025-07-07 | 2025-07-28 | 2026-07-28 | Solar Panels | ELIN ENERGY | ELNSM54M-HC-410 |  | 0.41 | 14 | 309 | 22 |  | Fixed | Roof
NJADRE1560047125 | Administratively Determined Incentive Program | Fort Lee | 7024 | 7.79 | Residential | Behind the Meter | Yes | Sunrun Installation Services, Inc. | PSE&G |  | Accepted | 2025-07-07 | 2025-07-28 | 2026-07-28 | Solar Panels | ELIN ENERGY | ELNSM54M-HC-410 |  | 0.41 | 5 | 219 | 22 |  | Fixed | Roof
NJADRE1560047125 | Administratively Determined Incentive Program | Fort Lee | 7024 | 7.79 | Residential | Behind the Meter | Yes | Sunrun Installation Services, Inc. | PSE&G |  | Accepted | 2025-07-07 | 2025-07-28 | 2026-07-28 | Meters | SOLAREDGE TECHNOLOGIES | SE5700H-USMN |  |  | 1 |  |  |  | Yes | Outdoor
NJADRE1560047128 | Administratively Determined Incentive Program | Northfield | 8225 | 14.35 | Residential | Behind the Meter | Yes | Trinity Solar, LLC | AC Electric |  | Accepted | 2025-07-07 | 2025-07-28 | 2026-07-28 | Inverters | Solar Edge | USE11400H-US | 11400 |  | 1 |  |  | 0.97 |  | Outside
NJADRE1560047128 | Administratively Determined Incentive Program | Northfield | 8225 | 14.35 | Residential | Behind the Meter | Yes | Trinity Solar, LLC | AC Electric |  | Accepted | 2025-07-07 | 2025-07-28 | 2026-07-28 | Solar Panels | Hanwha | Q.PEAK DUO BLK ML-G10+ 410 |  | 0.41 | 4 | 224 | 14 |  | Fixed | Roof
NJADRE1560047128 | Administratively Determined Incentive Program | Northfield | 8225 | 14.35 | Residential | Behind the Meter | Yes | Trinity Solar, LLC | AC Electric |  | Accepted | 2025-07-07 | 2025-07-28 | 2026-07-28 | Solar Panels | Hanwha | Q.PEAK DUO BLK ML-G10+ 410 |  | 0.41 | 15 | 313 | 10 |  | Fixed | Roof
NJADRE1560047128 | Administratively Determined Incentive Program | Northfield | 8225 | 14.35 | Residential | Behind the Meter | Yes | Trinity Solar, LLC | AC Electric |  | Accepted | 2025-07-07 | 2025-07-28 | 2026-07-28 | Solar Panels | Hanwha | Q.PEAK DUO BLK ML-G10+ 410 |  | 0.41 | 7 | 134 | 14 |  | Fixed | Roof
NJADRE1560047128 | Administratively Determined Incentive Program | Northfield | 8225 | 14.35 | Residential | Behind the Meter | Yes | Trinity Solar, LLC | AC Electric |  | Accepted | 2025-07-07 | 2025-07-28 | 2026-07-28 | Solar Panels | Hanwha | Q.PEAK DUO BLK ML-G10+ 410 |  | 0.41 | 6 | 133 | 27 |  | Fixed | Roof
NJADRE1560047128 | Administratively Determined Incentive Program | Northfield | 8225 | 14.35 | Residential | Behind the Meter | Yes | Trinity Solar, LLC | AC Electric |  | Accepted | 2025-07-07 | 2025-07-28 | 2026-07-28 | Solar Panels | Hanwha | Q.PEAK DUO BLK ML-G10+ 410 |  | 0.41 | 3 | 134 | 30 |  | Fixed | Roof
NJADRE1560047132 | Administratively Determined Incentive Program | NEWARK | 7104 | 4.25 | Residential | Behind the Meter | Yes | Power Energy Solutions, LLC | PSE&G |  | Accepted | 2025-07-07 | 2025-07-28 | 2026-07-28 | Solar Panels | Trina Solar | TSM-425NE09RC.05 |  | 0.425 | 2 | 202 | 60 |  | Fixed | Roof
NJADRE1560047132 | Administratively Determined Incentive Program | NEWARK | 7104 | 4.25 | Residential | Behind the Meter | Yes | Power Energy Solutions, LLC | PSE&G |  | Accepted | 2025-07-07 | 2025-07-28 | 2026-07-28 | Solar Panels | Trina Solar | TSM-425NE09RC.05 |  | 0.425 | 8 | 202 | 29 |  | Fixed | Roof
NJADRE1560047132 | Administratively Determined Incentive Program | NEWARK | 7104 | 4.25 | Residential | Behind the Meter | Yes | Power Energy Solutions, LLC | PSE&G |  | Accepted | 2025-07-07 | 2025-07-28 | 2026-07-28 | Inverters | Enphase | IQ8+-72-2-US | 290 |  | 10 |  |  | 0.97 |  | Outdoor
NJADRE1560047152 | Administratively Determined Incentive Program | Elmer | 8318 | 13.33 | Residential | Behind the Meter | Yes | AllSeason Solar | AC Electric |  | Accepted | 2025-07-07 | 2025-07-28 | 2026-07-28 | Inverters | Enphase | IQ8 Plus | 290 |  | 31 |  |  | 0.97 |  | Outdoor
NJADRE1560047152 | Administratively Determined Incentive Program | Elmer | 8318 | 13.33 | Residential | Behind the Meter | Yes | AllSeason Solar | AC Electric |  | Accepted | 2025-07-07 | 2025-07-28 | 2026-07-28 | Solar Panels | SEG Solar | SEG430BTD-BG |  | 0.43 | 15 | 144 | 22 |  | Fixed | Roof
NJADRE1560047152 | Administratively Determined Incentive Program | Elmer | 8318 | 13.33 | Residential | Behind the Meter | Yes | AllSeason Solar | AC Electric |  | Accepted | 2025-07-07 | 2025-07-28 | 2026-07-28 | Solar Panels | SEG Solar | SEG430BTD-BG |  | 0.43 | 16 | 144 | 22 |  | Fixed | Roof
NJADRE1560047154 | Administratively Determined Incentive Program | BRIDGETON | 8302 | 10.2 | Residential | Behind the Meter | Yes | Solar Mite Solutions, LLC | AC Electric |  | Accepted | 2025-07-07 | 2025-07-28 | 2026-07-28 | Solar Panels | Jinko | JKM425N |  | 0.425 | 24 | 176 | 24 |  | Fixed | Roof
NJADRE1560047154 | Administratively Determined Incentive Program | BRIDGETON | 8302 | 10.2 | Residential | Behind the Meter | Yes | Solar Mite Solutions, LLC | AC Electric |  | Accepted | 2025-07-07 | 2025-07-28 | 2026-07-28 | Inverters | Enphase | IQ8PLUS-72-2 | 290 |  | 24 |  |  | 0.98 |  | Outside
NJADRE1560047172 | Administratively Determined Incentive Program | Elizabeth | 7208 | 6.45 | Residential | Behind the Meter | Yes | EMT Renewables, LLC | PSE&G |  | Accepted | 2025-07-07 | 2025-07-29 | 2026-07-29 | Solar Panels | SEG SOLAR | SEG 430 |  | 0.43 | 6 | 185 | 28 |  | Fixed | Roof
NJADRE1560047172 | Administratively Determined Incentive Program | Elizabeth | 7208 | 6.45 | Residential | Behind the Meter | Yes | EMT Renewables, LLC | PSE&G |  | Accepted | 2025-07-07 | 2025-07-29 | 2026-07-29 | Solar Panels | SEG SOLAR | SEG 430 |  | 0.43 | 5 | 5 | 28 |  | Fixed | Roof
NJADRE1560047172 | Administratively Determined Incentive Program | Elizabeth | 7208 | 6.45 | Residential | Behind the Meter | Yes | EMT Renewables, LLC | PSE&G |  | Accepted | 2025-07-07 | 2025-07-29 | 2026-07-29 | Solar Panels | SEG SOLAR | SEG 430 |  | 0.43 | 2 | 275 | 34 |  | Fixed | Roof
NJADRE1560047172 | Administratively Determined Incentive Program | Elizabeth | 7208 | 6.45 | Residential | Behind the Meter | Yes | EMT Renewables, LLC | PSE&G |  | Accepted | 2025-07-07 | 2025-07-29 | 2026-07-29 | Solar Panels | SEG SOLAR | SEG 430 |  | 0.43 | 2 | 95 | 34 |  | Fixed | Roof
NJADRE1560047172 | Administratively Determined Incentive Program | Elizabeth | 7208 | 6.45 | Residential | Behind the Meter | Yes | EMT Renewables, LLC | PSE&G |  | Accepted | 2025-07-07 | 2025-07-29 | 2026-07-29 | Inverters | ENPHASE | IQ8+ | 290 |  | 15 |  |  | 0.98 |  | Other | UNDER EACH PANEL
NJADRE1560047178 | Administratively Determined Incentive Program | BLOOMFIELD TWP | 7003 | 5.67 | Residential | Behind the Meter | Yes | Sunrun Installation Services, Inc. | PSE&G |  | Accepted | 2025-07-07 | 2025-07-28 | 2026-07-28 | Solar Panels | JA SOLAR | JAM54S31-405/MR |  | 0.405 | 14 | 174 | 45 |  | Fixed | Roof
NJADRE1560047178 | Administratively Determined Incentive Program | BLOOMFIELD TWP | 7003 | 5.67 | Residential | Behind the Meter | Yes | Sunrun Installation Services, Inc. | PSE&G |  | Accepted | 2025-07-07 | 2025-07-28 | 2026-07-28 | Inverters | SOLAREDGE TECHNOLOGIES | SE3800H-USMN | 3800 |  | 1 |  |  | 0.99 |  | Outdoor
NJADRE1560047180 | Administratively Determined Incentive Program | PENNS GROVE | 8069 | 6.45 | Residential | Behind the Meter | Yes | EMT Renewables, LLC | AC Electric |  | Accepted | 2025-07-07 | 2025-07-28 | 2026-07-28 | Solar Panels | SEG SOLAR | SEG 430 |  | 0.43 | 7 | 125 | 34 |  | Fixed | Roof
NJADRE1560047180 | Administratively Determined Incentive Program | PENNS GROVE | 8069 | 6.45 | Residential | Behind the Meter | Yes | EMT Renewables, LLC | AC Electric |  | Accepted | 2025-07-07 | 2025-07-28 | 2026-07-28 | Inverters | IQ8HC | IQ8+ | 290 |  | 15 |  |  | 0.98 |  | Other | UNDER EACH PANEL
NJADRE1560047180 | Administratively Determined Incentive Program | PENNS GROVE | 8069 | 6.45 | Residential | Behind the Meter | Yes | EMT Renewables, LLC | AC Electric |  | Accepted | 2025-07-07 | 2025-07-28 | 2026-07-28 | Solar Panels | SEG SOLAR | SEG 430 |  | 0.43 | 8 | 35 | 1 |  | Fixed | Roof
NJADRE1560047182 | Administratively Determined Incentive Program | Jackson | 8527 | 13.65 | Residential | Behind the Meter | Yes | Kamtech Solar Solutions | JCP&L |  | Accepted | 2025-07-07 | 2025-07-29 | 2026-07-29 | Solar Panels | CANADIAN SOLAR | CS6. 1-54TM-455H |  | 0.455 | 14 | 207 | 40 |  | Fixed | Roof
NJADRE1560047182 | Administratively Determined Incentive Program | Jackson | 8527 | 13.65 | Residential | Behind the Meter | Yes | Kamtech Solar Solutions | JCP&L |  | Accepted | 2025-07-07 | 2025-07-29 | 2026-07-29 | Solar Panels | CANADIAN SOLAR | CS6. 1-54TM-455H |  | 0.455 | 9 | 117 | 40 |  | Fixed | Roof
NJADRE1560047182 | Administratively Determined Incentive Program | Jackson | 8527 | 13.65 | Residential | Behind the Meter | Yes | Kamtech Solar Solutions | JCP&L |  | Accepted | 2025-07-07 | 2025-07-29 | 2026-07-29 | Inverters | ENPHASE | IQ8-AC-72-M-US | 349 |  | 30 |  |  | 0.973 |  | Outdoor | ROOFTOP
NJADRE1560047182 | Administratively Determined Incentive Program | Jackson | 8527 | 13.65 | Residential | Behind the Meter | Yes | Kamtech Solar Solutions | JCP&L |  | Accepted | 2025-07-07 | 2025-07-29 | 2026-07-29 | Solar Panels | CANADIAN SOLAR | CS6. 1-54TM-455H |  | 0.455 | 7 | 297 | 40 |  | Fixed | Roof
NJADRE1560047183 | Administratively Determined Incentive Program | ELIZABETH | 7208 | 6.6 | Residential | Behind the Meter | Yes | Fusion Solar Energy, LLC | PSE&G |  | Accepted | 2025-07-07 | 2025-07-29 | 2026-07-29 | Solar Panels | SILFAB SOLAR | SIL-440-QD |  | 0.44 | 15 | 126.05 | 38 |  | Fixed | Roof
NJADRE1560047183 | Administratively Determined Incentive Program | ELIZABETH | 7208 | 6.6 | Residential | Behind the Meter | Yes | Fusion Solar Energy, LLC | PSE&G |  | Accepted | 2025-07-07 | 2025-07-29 | 2026-07-29 | Inverters | ENPHASE | IQ8HC-72-M-DOM-US | 380 |  | 15 |  |  | 0.97 |  | Outside | Roof
NJADRE1560047189 | Administratively Determined Incentive Program | PEMBERTON | 8068 | 20.64 | Residential | Behind the Meter | Yes | EMT Renewables, LLC | JCP&L |  | Accepted | 2025-07-07 | 2025-07-28 | 2026-07-28 | Solar Panels | SEG SOLAR | SEG 430 |  | 0.43 | 6 | 43 | 33 |  | Fixed | Roof
NJADRE1560047189 | Administratively Determined Incentive Program | PEMBERTON | 8068 | 20.64 | Residential | Behind the Meter | Yes | EMT Renewables, LLC | JCP&L |  | Accepted | 2025-07-07 | 2025-07-28 | 2026-07-28 | Inverters | ENPHASE | IQ8+ | 290 |  | 48 |  |  | 0.98 |  | Other | UNDER EACH PANEL
NJADRE1560047189 | Administratively Determined Incentive Program | PEMBERTON | 8068 | 20.64 | Residential | Behind the Meter | Yes | EMT Renewables, LLC | JCP&L |  | Accepted | 2025-07-07 | 2025-07-28 | 2026-07-28 | Solar Panels | SEG SOLAR | SEG 430 |  | 0.43 | 17 | 133 | 27 |  | Fixed | Roof
NJADRE1560047189 | Administratively Determined Incentive Program | PEMBERTON | 8068 | 20.64 | Residential | Behind the Meter | Yes | EMT Renewables, LLC | JCP&L |  | Accepted | 2025-07-07 | 2025-07-28 | 2026-07-28 | Solar Panels | SEG SOLAR | SEG 430 |  | 0.43 | 15 | 313 | 25 |  | Fixed | Roof
NJADRE1560047189 | Administratively Determined Incentive Program | PEMBERTON | 8068 | 20.64 | Residential | Behind the Meter | Yes | EMT Renewables, LLC | JCP&L |  | Accepted | 2025-07-07 | 2025-07-28 | 2026-07-28 | Solar Panels | SEG SOLAR | SEG 430 |  | 0.43 | 10 | 223 | 33 |  | Fixed | Roof
NJADRE1560047201 | Administratively Determined Incentive Program | Newark | 7104 | 2.125 | Residential | Behind the Meter | Yes | Power Energy Solutions, LLC | PSE&G |  | Accepted | 2025-07-07 | 2025-07-28 | 2026-07-28 | Inverters | Enphase | IQ8+-72-2-US | 290 |  | 5 |  |  | 0.97 |  | Outdoor
NJADRE1560047201 | Administratively Determined Incentive Program | Newark | 7104 | 2.125 | Residential | Behind the Meter | Yes | Power Energy Solutions, LLC | PSE&G |  | Accepted | 2025-07-07 | 2025-07-28 | 2026-07-28 | Solar Panels | Trina Solar | TSM-425NE09RC.05 |  | 0.425 | 5 | 22 | 29 |  | Fixed | Roof
NJADRE1560047204 | Administratively Determined Incentive Program | Oxford | 7863 | 6.45 | Residential | Behind the Meter | Yes | EMT Renewables, LLC | JCP&L |  | Accepted | 2025-07-07 | 2025-07-28 | 2026-07-28 | Inverters | ENPHASE | IQ8+ | 290 |  | 15 |  |  | 0.98 |  | Other | UNDER EACH PANEL
NJADRE1560047204 | Administratively Determined Incentive Program | Oxford | 7863 | 6.45 | Residential | Behind the Meter | Yes | EMT Renewables, LLC | JCP&L |  | Accepted | 2025-07-07 | 2025-07-28 | 2026-07-28 | Solar Panels | SEG SOLAR | SEG 430 |  | 0.43 | 15 | 100 | 39 |  | Fixed | Roof
NJADRE1560047210 | Administratively Determined Incentive Program | Morganville | 7751 | 16.77 | Residential | Behind the Meter | Yes | EMT Renewables, LLC | JCP&L |  | Accepted | 2025-07-07 | 2025-07-28 | 2026-07-28 | Solar Panels | SEG SOLAR | SEG 430 |  | 0.43 | 8 | 197 | 22 |  | Fixed | Roof
NJADRE1560047210 | Administratively Determined Incentive Program | Morganville | 7751 | 16.77 | Residential | Behind the Meter | Yes | EMT Renewables, LLC | JCP&L |  | Accepted | 2025-07-07 | 2025-07-28 | 2026-07-28 | Solar Panels | SEG SOLAR | SEG 430 |  | 0.43 | 23 | 199 | 27 |  | Fixed | Roof
NJADRE1560047210 | Administratively Determined Incentive Program | Morganville | 7751 | 16.77 | Residential | Behind the Meter | Yes | EMT Renewables, LLC | JCP&L |  | Accepted | 2025-07-07 | 2025-07-28 | 2026-07-28 | Solar Panels | SEG SOLAR | SEG 430 |  | 0.43 | 8 | 19 | 27 |  | Fixed | Roof
NJADRE1560047210 | Administratively Determined Incentive Program | Morganville | 7751 | 16.77 | Residential | Behind the Meter | Yes | EMT Renewables, LLC | JCP&L |  | Accepted | 2025-07-07 | 2025-07-28 | 2026-07-28 | Inverters | IQ8HC | IQ8+ | 290 |  | 39 |  |  | 0.98 |  | Other | UNDER EACH PANEL
NJADRE1560047476 | Administratively Determined Incentive Program | West Berlin | 8091 | 5.265 | Residential | Behind the Meter | Yes | Sunrun Installation Services, Inc. | AC Electric |  | Accepted | 2025-07-07 | 2025-07-28 | 2026-07-28 | Solar Panels | JA SOLAR | JAM54S31-405/MR |  | 0.405 | 13 | 194 | 16 |  | Fixed | Roof
NJADRE1560047476 | Administratively Determined Incentive Program | West Berlin | 8091 | 5.265 | Residential | Behind the Meter | Yes | Sunrun Installation Services, Inc. | AC Electric |  | Accepted | 2025-07-07 | 2025-07-28 | 2026-07-28 | Inverters | SOLAREDGE TECHNOLOGIES | SE3800H-USMN | 3800 |  | 1 |  |  | 0.99 |  | Outdoor
NJADRE1560047479 | Administratively Determined Incentive Program | South Dennis | 8245 | 19.14 | Residential | Behind the Meter | Yes | SunnyMac, LLC | AC Electric |  | Accepted | 2025-07-07 | 2025-07-28 | 2026-07-28 | Solar Panels | HANWHA | Q.TRON BLK M-G2.H+ |  | 0.435 | 15 | 45 | 31 |  | Fixed | Roof
NJADRE1560047479 | Administratively Determined Incentive Program | South Dennis | 8245 | 19.14 | Residential | Behind the Meter | Yes | SunnyMac, LLC | AC Electric |  | Accepted | 2025-07-07 | 2025-07-28 | 2026-07-28 | Solar Panels | HANWHA | Q.TRON BLK M-G2.H+ |  | 0.435 | 4 | 135 | 33 |  | Fixed | Roof
NJADRE1560047479 | Administratively Determined Incentive Program | South Dennis | 8245 | 19.14 | Residential | Behind the Meter | Yes | SunnyMac, LLC | AC Electric |  | Accepted | 2025-07-07 | 2025-07-28 | 2026-07-28 | Inverters | SOLAREDGE HOME HUB | SE7600H-US | 7600 |  | 1 |  |  | 0.99 |  | Outdoor | next to meter
NJADRE1560047479 | Administratively Determined Incentive Program | South Dennis | 8245 | 19.14 | Residential | Behind the Meter | Yes | SunnyMac, LLC | AC Electric |  | Accepted | 2025-07-07 | 2025-07-28 | 2026-07-28 | Solar Panels | HANWHA | Q.TRON BLK M-G2.H+ |  | 0.435 | 4 | 225 | 30 |  | Fixed | Roof
NJADRE1560047479 | Administratively Determined Incentive Program | South Dennis | 8245 | 19.14 | Residential | Behind the Meter | Yes | SunnyMac, LLC | AC Electric |  | Accepted | 2025-07-07 | 2025-07-28 | 2026-07-28 | Solar Panels | HANWHA | Q.TRON BLK M-G2.H+ |  | 0.435 | 21 | 225 | 31 |  | Fixed | Roof
NJADRE1560047479 | Administratively Determined Incentive Program | South Dennis | 8245 | 19.14 | Residential | Behind the Meter | Yes | SunnyMac, LLC | AC Electric |  | Accepted | 2025-07-07 | 2025-07-28 | 2026-07-28 | Inverters | SOLAREDGE HOME HUB | SE5700H-US | 5760 |  | 1 |  |  | 0.99 |  | Outdoor | next to meter
NJADRE1560047481 | Administratively Determined Incentive Program | Toms River | 8753 | 18.63 | Residential | Behind the Meter | Yes | Sunrun Installation Services, Inc. | JCP&L |  | Accepted | 2025-07-07 | 2025-07-28 | 2026-07-28 | Solar Panels | JA Solar | JAM54S31-405/MR |  | 0.405 | 10 | 187 | 34 |  | Fixed | Roof
NJADRE1560047481 | Administratively Determined Incentive Program | Toms River | 8753 | 18.63 | Residential | Behind the Meter | Yes | Sunrun Installation Services, Inc. | JCP&L |  | Accepted | 2025-07-07 | 2025-07-28 | 2026-07-28 | Solar Panels | JA Solar | JAM54S31-405/MR |  | 0.405 | 14 | 277 | 34 |  | Fixed | Roof
NJADRE1560047481 | Administratively Determined Incentive Program | Toms River | 8753 | 18.63 | Residential | Behind the Meter | Yes | Sunrun Installation Services, Inc. | JCP&L |  | Accepted | 2025-07-07 | 2025-07-28 | 2026-07-28 | Solar Panels | JA Solar | JAM54S31-405/MR |  | 0.405 | 8 | 96 | 37 |  | Fixed | Roof
NJADRE1560047481 | Administratively Determined Incentive Program | Toms River | 8753 | 18.63 | Residential | Behind the Meter | Yes | Sunrun Installation Services, Inc. | JCP&L |  | Accepted | 2025-07-07 | 2025-07-28 | 2026-07-28 | Solar Panels | JA Solar | JAM54S31-405/MR |  | 0.405 | 3 | 186 | 34 |  | Fixed | Roof
NJADRE1560047481 | Administratively Determined Incentive Program | Toms River | 8753 | 18.63 | Residential | Behind the Meter | Yes | Sunrun Installation Services, Inc. | JCP&L |  | Accepted | 2025-07-07 | 2025-07-28 | 2026-07-28 | Inverters | SolarEdge Technologies | SE7600H-USMN | 7600 |  | 1 |  |  | 0.99 |  | Outdoor | Next to meter
NJADRE1560047481 | Administratively Determined Incentive Program | Toms River | 8753 | 18.63 | Residential | Behind the Meter | Yes | Sunrun Installation Services, Inc. | JCP&L |  | Accepted | 2025-07-07 | 2025-07-28 | 2026-07-28 | Solar Panels | JA Solar | JAM54S31-405/MR |  | 0.405 | 6 | 187 | 30 |  | Fixed | Roof
NJADRE1560047481 | Administratively Determined Incentive Program | Toms River | 8753 | 18.63 | Residential | Behind the Meter | Yes | Sunrun Installation Services, Inc. | JCP&L |  | Accepted | 2025-07-07 | 2025-07-28 | 2026-07-28 | Solar Panels | JA Solar | JAM54S31-405/MR |  | 0.405 | 5 | 7 | 30 |  | Fixed | Roof
NJADRE1560047481 | Administratively Determined Incentive Program | Toms River | 8753 | 18.63 | Residential | Behind the Meter | Yes | Sunrun Installation Services, Inc. | JCP&L |  | Accepted | 2025-07-07 | 2025-07-28 | 2026-07-28 | Inverters | SolarEdge Technologies | SE5700H-USMN | 5760 |  | 1 |  |  | 0.99 |  | Outdoor | Next to meter
NJADRE1560047500 | Administratively Determined Incentive Program | Blackwood | 8012 | 10.005 | Residential | Behind the Meter | Yes | RCL Enterprises, Inc. | AC Electric |  | Accepted | 2025-07-07 | 2025-07-28 | 2026-07-28 | Solar Panels | Q.TRON | BLK M-G2 |  | 0.435 | 18 | 99 | 25 |  | Fixed | Roof
NJADRE1560047500 | Administratively Determined Incentive Program | Blackwood | 8012 | 10.005 | Residential | Behind the Meter | Yes | RCL Enterprises, Inc. | AC Electric |  | Accepted | 2025-07-07 | 2025-07-28 | 2026-07-28 | Inverters | Enphase | IQ8HC-72-M-DOM-US | 380 |  | 23 |  |  | 0.97 |  | Outside
NJADRE1560047500 | Administratively Determined Incentive Program | Blackwood | 8012 | 10.005 | Residential | Behind the Meter | Yes | RCL Enterprises, Inc. | AC Electric |  | Accepted | 2025-07-07 | 2025-07-28 | 2026-07-28 | Solar Panels | Q.TRON | BLK M-G2 |  | 0.435 | 5 | 279 | 25 |  | Fixed | Roof
NJADRE1560047501 | Administratively Determined Incentive Program | Forked River | 8731 | 7.74 | Residential | Behind the Meter | Yes | EMT Renewables, LLC | JCP&L |  | Accepted | 2025-07-07 | 2025-08-04 | 2026-08-04 | Solar Panels | SEG SOLAR | SEG 430 |  | 0.43 | 10 | 195 | 26 |  | Fixed | Roof
NJADRE1560047501 | Administratively Determined Incentive Program | Forked River | 8731 | 7.74 | Residential | Behind the Meter | Yes | EMT Renewables, LLC | JCP&L |  | Accepted | 2025-07-07 | 2025-08-04 | 2026-08-04 | Inverters | ENPHASE | IQ8+ | 290 |  | 18 |  |  | 0.98 |  | Other | UNDER EACH PANEL
NJADRE1560047501 | Administratively Determined Incentive Program | Forked River | 8731 | 7.74 | Residential | Behind the Meter | Yes | EMT Renewables, LLC | JCP&L |  | Accepted | 2025-07-07 | 2025-08-04 | 2026-08-04 | Solar Panels | SEG SOLAR | SEG 430 |  | 0.43 | 8 | 195 | 23 |  | Fixed | Roof
NJADRE1560047586 | Administratively Determined Incentive Program | Pine Hill | 8021 | 7.225 | Residential | Behind the Meter | Yes | Power Energy Solutions, LLC | AC Electric |  | Accepted | 2025-07-07 | 2025-07-28 | 2026-07-28 | Solar Panels | Trina Solar | TSM-425NE09RC.05 |  | 0.425 | 7 | 120 | 22 |  | Fixed | Roof
NJADRE1560047586 | Administratively Determined Incentive Program | Pine Hill | 8021 | 7.225 | Residential | Behind the Meter | Yes | Power Energy Solutions, LLC | AC Electric |  | Accepted | 2025-07-07 | 2025-07-28 | 2026-07-28 | Inverters | SolarEdge | SE3800H-US | 4 |  | 1 |  |  | 0.97 |  | Outdoor
NJADRE1560047586 | Administratively Determined Incentive Program | Pine Hill | 8021 | 7.225 | Residential | Behind the Meter | Yes | Power Energy Solutions, LLC | AC Electric |  | Accepted | 2025-07-07 | 2025-07-28 | 2026-07-28 | Solar Panels | Trina Solar | TSM-425NE09RC.05 |  | 0.425 | 10 | 119 | 22 |  | Fixed | Roof
NJADRE1560047750 | Administratively Determined Incentive Program | Tuckerton | 8087 | 10.32 | Residential | Behind the Meter | Yes | EMT Renewables, LLC | AC Electric |  | Accepted | 2025-07-07 | 2025-07-28 | 2026-07-28 | Solar Panels | IQ8HC | SEG 430 |  | 0.43 | 19 | 253 | 30 |  | Fixed | Roof
NJADRE1560047750 | Administratively Determined Incentive Program | Tuckerton | 8087 | 10.32 | Residential | Behind the Meter | Yes | EMT Renewables, LLC | AC Electric |  | Accepted | 2025-07-07 | 2025-07-28 | 2026-07-28 | Inverters | ENPHASE | IQ8HC | 380 |  | 24 |  |  | 0.98 |  | Other | UNDER EACH PANEL
NJADRE1560047750 | Administratively Determined Incentive Program | Tuckerton | 8087 | 10.32 | Residential | Behind the Meter | Yes | EMT Renewables, LLC | AC Electric |  | Accepted | 2025-07-07 | 2025-07-28 | 2026-07-28 | Solar Panels | ENPHASE | IQ8HC |  | 0.43 | 5 | 73 | 30 |  | Fixed | Roof
NJADRE1560047785 | Administratively Determined Incentive Program | MANCHESTER | 8759 | 12.555 | Residential | Behind the Meter | Yes | Sunrun Installation Services, Inc. | JCP&L |  | Accepted | 2025-07-07 | 2025-07-28 | 2026-07-28 | Inverters | SOLAREDGE TECHNOLOGIES | SE10000H-USMN | 10000 |  | 1 |  |  | 0.99 |  | Outdoor
NJADRE1560047785 | Administratively Determined Incentive Program | MANCHESTER | 8759 | 12.555 | Residential | Behind the Meter | Yes | Sunrun Installation Services, Inc. | JCP&L |  | Accepted | 2025-07-07 | 2025-07-28 | 2026-07-28 | Solar Panels | JA SOLAR | JAM54S31-405/MR |  | 0.405 | 9 | 347 | 20 |  | Fixed | Roof
NJADRE1560047785 | Administratively Determined Incentive Program | MANCHESTER | 8759 | 12.555 | Residential | Behind the Meter | Yes | Sunrun Installation Services, Inc. | JCP&L |  | Accepted | 2025-07-07 | 2025-07-28 | 2026-07-28 | Solar Panels | JA SOLAR | JAM54S31-405/MR |  | 0.405 | 10 | 347 | 20 |  | Fixed | Roof
NJADRE1560047785 | Administratively Determined Incentive Program | MANCHESTER | 8759 | 12.555 | Residential | Behind the Meter | Yes | Sunrun Installation Services, Inc. | JCP&L |  | Accepted | 2025-07-07 | 2025-07-28 | 2026-07-28 | Solar Panels | JA SOLAR | JAM54S31-405/MR |  | 0.405 | 9 | 167 | 20 |  | Fixed | Roof
NJADRE1560047785 | Administratively Determined Incentive Program | MANCHESTER | 8759 | 12.555 | Residential | Behind the Meter | Yes | Sunrun Installation Services, Inc. | JCP&L |  | Accepted | 2025-07-07 | 2025-07-28 | 2026-07-28 | Solar Panels | JA SOLAR | JAM54S31-405/MR |  | 0.405 | 3 | 347 | 20 |  | Fixed | Roof
NJADRE1560047793 | Administratively Determined Incentive Program | COLONIA | 7067 | 5.59 | Residential | Behind the Meter | Yes | EMT Renewables, LLC | PSE&G |  | Accepted | 2025-07-07 | 2025-07-28 | 2026-07-28 | Inverters | ENPHASE | IQ8+ | 290 |  | 13 |  |  | 0.98 |  | Other | UNDER EACH PANEL
NJADRE1560047793 | Administratively Determined Incentive Program | COLONIA | 7067 | 5.59 | Residential | Behind the Meter | Yes | EMT Renewables, LLC | PSE&G |  | Accepted | 2025-07-07 | 2025-07-28 | 2026-07-28 | Solar Panels | SEG SOLAR | SEG 430 |  | 0.43 | 5 | 313 | 17 |  | Fixed | Roof
NJADRE1560047793 | Administratively Determined Incentive Program | COLONIA | 7067 | 5.59 | Residential | Behind the Meter | Yes | EMT Renewables, LLC | PSE&G |  | Accepted | 2025-07-07 | 2025-07-28 | 2026-07-28 | Solar Panels | SEG SOLAR | SEG 430 |  | 0.43 | 3 | 133 | 12 |  | Fixed | Roof
NJADRE1560047793 | Administratively Determined Incentive Program | COLONIA | 7067 | 5.59 | Residential | Behind the Meter | Yes | EMT Renewables, LLC | PSE&G |  | Accepted | 2025-07-07 | 2025-07-28 | 2026-07-28 | Solar Panels | SEG SOLAR | SEG 430 |  | 0.43 | 5 | 133 | 11 |  | Fixed | Roof
NJADRE1560047814 | Administratively Determined Incentive Program | KEANSBURG | 7734 | 6.45 | Residential | Behind the Meter | Yes | EMT Renewables, LLC | JCP&L |  | Accepted | 2025-07-07 | 2025-08-04 | 2026-08-04 | Inverters | ENPHASE | IQ8+ | 290 |  | 15 |  |  | 0.98 |  | Other | UNDER EACH PANEL
NJADRE1560047814 | Administratively Determined Incentive Program | KEANSBURG | 7734 | 6.45 | Residential | Behind the Meter | Yes | EMT Renewables, LLC | JCP&L |  | Accepted | 2025-07-07 | 2025-08-04 | 2026-08-04 | Solar Panels | SEG SOLAR | SEG 430 |  | 0.43 | 7 | 257 | 23 |  | Fixed | Roof
NJADRE1560047814 | Administratively Determined Incentive Program | KEANSBURG | 7734 | 6.45 | Residential | Behind the Meter | Yes | EMT Renewables, LLC | JCP&L |  | Accepted | 2025-07-07 | 2025-08-04 | 2026-08-04 | Solar Panels | SEG SOLAR | SEG 430 |  | 0.43 | 8 | 77 | 23 |  | Fixed | Roof
NJADRE1560047829 | Administratively Determined Incentive Program | LITTLE EGG HARBOR | 8087 | 5.1 | Residential | Behind the Meter | Yes | Solar Mite Solutions, LLC | AC Electric |  | Accepted | 2025-07-07 | 2025-07-31 | 2026-07-31 | Inverters | Enphase | IQ8PLUS-72-M-US | 290 |  | 12 |  |  | 0.98 |  | Outside
NJADRE1560047829 | Administratively Determined Incentive Program | LITTLE EGG HARBOR | 8087 | 5.1 | Residential | Behind the Meter | Yes | Solar Mite Solutions, LLC | AC Electric |  | Accepted | 2025-07-07 | 2025-07-31 | 2026-07-31 | Solar Panels | Jinko | JKM425N |  | 0.425 | 4 | 198 | 35 |  | Fixed | Roof
NJADRE1560047829 | Administratively Determined Incentive Program | LITTLE EGG HARBOR | 8087 | 5.1 | Residential | Behind the Meter | Yes | Solar Mite Solutions, LLC | AC Electric |  | Accepted | 2025-07-07 | 2025-07-31 | 2026-07-31 | Solar Panels | Jinko | JKM425N |  | 0.425 | 4 | 108 | 25 |  | Fixed | Roof
NJADRE1560047829 | Administratively Determined Incentive Program | LITTLE EGG HARBOR | 8087 | 5.1 | Residential | Behind the Meter | Yes | Solar Mite Solutions, LLC | AC Electric |  | Accepted | 2025-07-07 | 2025-07-31 | 2026-07-31 | Solar Panels | Jinko | JKM425N |  | 0.425 | 4 | 198 | 35 |  | Fixed | Roof
NJADRE1560047830 | Administratively Determined Incentive Program | Phillipsburg | 8865 | 6.45 | Residential | Behind the Meter | Yes | EMT Renewables, LLC | JCP&L |  | Accepted | 2025-07-09 | 2025-07-29 | 2026-07-29 | Inverters | ENPHASE | IQ8+ | 290 |  | 15 |  |  | 0.98 |  | Other | UNDER EACH PANEL
NJADRE1560047830 | Administratively Determined Incentive Program | Phillipsburg | 8865 | 6.45 | Residential | Behind the Meter | Yes | EMT Renewables, LLC | JCP&L |  | Accepted | 2025-07-09 | 2025-07-29 | 2026-07-29 | Solar Panels | SEG SOLAR | SEG 430 |  | 0.43 | 3 | 234 | 43 |  | Fixed | Roof
NJADRE1560047830 | Administratively Determined Incentive Program | Phillipsburg | 8865 | 6.45 | Residential | Behind the Meter | Yes | EMT Renewables, LLC | JCP&L |  | Accepted | 2025-07-09 | 2025-07-29 | 2026-07-29 | Solar Panels | SEG SOLAR | SEG 430 |  | 0.43 | 12 | 144 | 43 |  | Fixed | Roof
NJADRE1560047847 | Administratively Determined Incentive Program | OAKLYN | 8107 | 6.8 | Residential | Behind the Meter | Yes | Power Energy Solutions, LLC | PSE&G |  | Accepted | 2025-07-07 | 2025-07-28 | 2026-07-28 | Solar Panels | Trina Solar | TSM-425NE09RC.05 |  | 0.425 | 8 | 88 | 26 |  | Fixed | Roof
NJADRE1560047847 | Administratively Determined Incentive Program | OAKLYN | 8107 | 6.8 | Residential | Behind the Meter | Yes | Power Energy Solutions, LLC | PSE&G |  | Accepted | 2025-07-07 | 2025-07-28 | 2026-07-28 | Inverters | SolarEdge | SE3800H-US | 4 |  | 1 |  |  | 0.97 |  | Outdoor
NJADRE1560047847 | Administratively Determined Incentive Program | OAKLYN | 8107 | 6.8 | Residential | Behind the Meter | Yes | Power Energy Solutions, LLC | PSE&G |  | Accepted | 2025-07-07 | 2025-07-28 | 2026-07-28 | Solar Panels | Trina Solar | TSM-425NE09RC.05 |  | 0.425 | 8 | 268 | 26 |  | Fixed | Roof
NJADRE1560047852 | Administratively Determined Incentive Program | Elizabeth | 7202 | 8.1 | Residential | Behind the Meter | Yes | Sunrun Installation Services, Inc. | PSE&G |  | Accepted | 2025-07-07 | 2025-07-26 | 2026-07-26 | Inverters | SOLAREDGE TECHNOLOGIES | SE5700H-USMN | 5760 |  | 1 |  |  | 0.99 |  | Outdoor
NJADRE1560047852 | Administratively Determined Incentive Program | Elizabeth | 7202 | 8.1 | Residential | Behind the Meter | Yes | Sunrun Installation Services, Inc. | PSE&G |  | Accepted | 2025-07-07 | 2025-07-26 | 2026-07-26 | Solar Panels | JA SOLAR | JAM54S31-405/MR |  | 0.405 | 10 | 312 | 36 |  | Fixed | Roof
NJADRE1560047852 | Administratively Determined Incentive Program | Elizabeth | 7202 | 8.1 | Residential | Behind the Meter | Yes | Sunrun Installation Services, Inc. | PSE&G |  | Accepted | 2025-07-07 | 2025-07-26 | 2026-07-26 | Solar Panels | JA SOLAR | JAM54S31-405/MR |  | 0.405 | 10 | 132 | 36 |  | Fixed | Roof
NJADRE1560047879 | Administratively Determined Incentive Program | Fort Lee | 7024 | 6.97 | Residential | Behind the Meter | Yes | Sunrun Installation Services, Inc. | PSE&G |  | Accepted | 2025-07-07 | 2025-07-28 | 2026-07-28 | Inverters | SOLAREDGE TECHNOLOGIES | SE5700H-USMN | 5760 |  | 1 |  |  | 0.99 |  | Outside
NJADRE1560047879 | Administratively Determined Incentive Program | Fort Lee | 7024 | 6.97 | Residential | Behind the Meter | Yes | Sunrun Installation Services, Inc. | PSE&G |  | Accepted | 2025-07-07 | 2025-07-28 | 2026-07-28 | Solar Panels | ELIN ENERGY | ELNSM54M-HC-410 |  | 0.41 | 11 | 127 | 22 |  | Fixed | Roof
NJADRE1560047879 | Administratively Determined Incentive Program | Fort Lee | 7024 | 6.97 | Residential | Behind the Meter | Yes | Sunrun Installation Services, Inc. | PSE&G |  | Accepted | 2025-07-07 | 2025-07-28 | 2026-07-28 | Solar Panels | ELIN ENERGY | ELNSM54M-HC-410 |  | 0.41 | 6 | 37 | 22 |  | Fixed | Roof
NJADRE1560047879 | Administratively Determined Incentive Program | Fort Lee | 7024 | 6.97 | Residential | Behind the Meter | Yes | Sunrun Installation Services, Inc. | PSE&G |  | Accepted | 2025-07-07 | 2025-07-28 | 2026-07-28 | Meters | SOLAREDGE TECHNOLOGIES | SE5700H-USMN |  |  | 1 |  |  |  | Yes | Outdoor
NJADRE1560047931 | Administratively Determined Incentive Program | Villas | 8251 | 4.92 | Residential | Behind the Meter | Yes | Trinity Solar, LLC | AC Electric |  | Accepted | 2025-07-07 | 2025-07-28 | 2026-07-28 | Solar Panels | HANWHA | (Q.PEAK DUO BLK ML-G10.C+ 410) |  | 0.41 | 6 | 307 | 20 |  | Fixed | Roof
NJADRE1560047931 | Administratively Determined Incentive Program | Villas | 8251 | 4.92 | Residential | Behind the Meter | Yes | Trinity Solar, LLC | AC Electric |  | Accepted | 2025-07-07 | 2025-07-28 | 2026-07-28 | Solar Panels | HANWHA | (Q.PEAK DUO BLK ML-G10.C+ 410) |  | 0.41 | 6 | 127 | 20 |  | Fixed | Roof
NJADRE1560047931 | Administratively Determined Incentive Program | Villas | 8251 | 4.92 | Residential | Behind the Meter | Yes | Trinity Solar, LLC | AC Electric |  | Accepted | 2025-07-07 | 2025-07-28 | 2026-07-28 | Inverters | Solar Edge | USE3800H-USMNBL75 | 3800 |  | 1 |  |  | 0.97 |  | Outdoor
NJADRE1560047946 | Administratively Determined Incentive Program | RUTHERFORD BORO | 7070 | 7.695 | Residential | Behind the Meter | Yes | Sunrun Installation Services, Inc. | PSE&G |  | Accepted | 2025-07-07 | 2025-07-28 | 2026-07-28 | Inverters | SolarEdge Technologies | SE5700H-USMN | 5760 |  | 1 |  |  | 0.99 |  | Outdoor
NJADRE1560047946 | Administratively Determined Incentive Program | RUTHERFORD BORO | 7070 | 7.695 | Residential | Behind the Meter | Yes | Sunrun Installation Services, Inc. | PSE&G |  | Accepted | 2025-07-07 | 2025-07-28 | 2026-07-28 | Solar Panels | JA Solar | JAM54S31-405/MR |  | 0.405 | 19 | 218 | 27 |  | Fixed | Roof
NJADRE1560047947 | Administratively Determined Incentive Program | River Edge | 7661 | 9.66 | Residential | Behind the Meter | No | Sea Bright Solar, LLC | PSE&G |  | Accepted | 2025-07-07 | 2025-07-28 | 2026-07-28 | Solar Panels | REC | REC420AA Pure-R |  | 0.42 | 2 | 285 | 18 |  | Fixed | Roof
NJADRE1560047947 | Administratively Determined Incentive Program | River Edge | 7661 | 9.66 | Residential | Behind the Meter | No | Sea Bright Solar, LLC | PSE&G |  | Accepted | 2025-07-07 | 2025-07-28 | 2026-07-28 | Solar Panels | REC | REC420AA Pure-R |  | 0.42 | 8 | 285 | 14 |  | Fixed | Roof
NJADRE1560047947 | Administratively Determined Incentive Program | River Edge | 7661 | 9.66 | Residential | Behind the Meter | No | Sea Bright Solar, LLC | PSE&G |  | Accepted | 2025-07-07 | 2025-07-28 | 2026-07-28 | Solar Panels | REC | REC420AA Pure-R |  | 0.42 | 4 | 195 | 14 |  | Fixed | Roof
NJADRE1560047947 | Administratively Determined Incentive Program | River Edge | 7661 | 9.66 | Residential | Behind the Meter | No | Sea Bright Solar, LLC | PSE&G |  | Accepted | 2025-07-07 | 2025-07-28 | 2026-07-28 | Solar Panels | REC | REC420AA Pure-R |  | 0.42 | 3 | 105 | 18 |  | Fixed | Roof
NJADRE1560047947 | Administratively Determined Incentive Program | River Edge | 7661 | 9.66 | Residential | Behind the Meter | No | Sea Bright Solar, LLC | PSE&G |  | Accepted | 2025-07-07 | 2025-07-28 | 2026-07-28 | Solar Panels | REC | REC420AA Pure-R |  | 0.42 | 6 | 105 | 14 |  | Fixed | Roof
NJADRE1560047947 | Administratively Determined Incentive Program | River Edge | 7661 | 9.66 | Residential | Behind the Meter | No | Sea Bright Solar, LLC | PSE&G |  | Accepted | 2025-07-07 | 2025-07-28 | 2026-07-28 | Inverters | Enphase | IQ7HS | 384 |  | 23 |  |  | 0.97 |  | Outdoor
NJADRE1560047959 | Administratively Determined Incentive Program | PLEASANTVILLE | 8232 | 5.525 | Residential | Behind the Meter | Yes | Fusion Solar Energy, LLC | AC Electric |  | Accepted | 2025-07-07 | 2025-07-08 | 2026-07-08 | Inverters | ENPHASE | IQ8HC-72-M-DOM-US | 380 |  | 13 |  |  | 0.97 |  | Outside | Roof
NJADRE1560047959 | Administratively Determined Incentive Program | PLEASANTVILLE | 8232 | 5.525 | Residential | Behind the Meter | Yes | Fusion Solar Energy, LLC | AC Electric |  | Accepted | 2025-07-07 | 2025-07-08 | 2026-07-08 | Solar Panels | TRINA SOLAR | TSM-425NE09RC.05 |  | 0.425 | 13 | 120 | 10 |  | Fixed | Roof
NJADRE1560049319 | Administratively Determined Incentive Program | Lakewood | 8701 | 6.56 | Residential | Behind the Meter | Yes | Trinity Solar, LLC | JCP&L |  | Accepted | 2025-07-07 | 2025-07-28 | 2026-07-28 | Solar Panels | HANWHA | (Q.PEAK DUO BLK ML-G10.C+ 410) |  | 0.41 | 12 | 131 | 44 |  | Fixed | Roof
NJADRE1560049319 | Administratively Determined Incentive Program | Lakewood | 8701 | 6.56 | Residential | Behind the Meter | Yes | Trinity Solar, LLC | JCP&L |  | Accepted | 2025-07-07 | 2025-07-28 | 2026-07-28 | Inverters | Solar Edge | USE5700H-USMNBL75 | 5760 |  | 1 |  |  | 0.97 |  | Outdoor
NJADRE1560049319 | Administratively Determined Incentive Program | Lakewood | 8701 | 6.56 | Residential | Behind the Meter | Yes | Trinity Solar, LLC | JCP&L |  | Accepted | 2025-07-07 | 2025-07-28 | 2026-07-28 | Solar Panels | HANWHA | (Q.PEAK DUO BLK ML-G10.C+ 410) |  | 0.41 | 4 | 221 | 34 |  | Fixed | Roof
NJADRE1560049360 | Administratively Determined Incentive Program | Woodbridge Twp | 7001 | 6.6 | Residential | Behind the Meter | Yes | Fusion Solar Energy, LLC | PSE&G |  | Accepted | 2025-07-07 | 2025-07-28 | 2026-07-28 | Solar Panels | SILFAB SOLAR | SIL-440 QD |  | 0.44 | 15 | 97.5 | 22 |  | Fixed | Roof
NJADRE1560049360 | Administratively Determined Incentive Program | Woodbridge Twp | 7001 | 6.6 | Residential | Behind the Meter | Yes | Fusion Solar Energy, LLC | PSE&G |  | Accepted | 2025-07-07 | 2025-07-28 | 2026-07-28 | Inverters | ENPHASE | IQ8HC-72-M-DOM-US | 380 |  | 15 |  |  | 0.97 |  | Outside | Roof
NJADRE1560049385 | Administratively Determined Incentive Program | Elizabethport | 7206 | 13.94 | Residential | Behind the Meter | Yes | Trinity Solar, LLC | PSE&G |  | Accepted | 2025-07-08 | 2025-07-28 | 2026-07-28 | Solar Panels | HANWHA 410 (Q.PEAK DUO BLK ML-G10+ 410) | HANWHA 410 (Q.PEAK DUO BLK ML-G10+ 410) |  | 0.41 | 18 | 144 | 27 |  | Fixed | Roof
NJADRE1560049385 | Administratively Determined Incentive Program | Elizabethport | 7206 | 13.94 | Residential | Behind the Meter | Yes | Trinity Solar, LLC | PSE&G |  | Accepted | 2025-07-08 | 2025-07-28 | 2026-07-28 | Solar Panels | HANWHA 410 (Q.PEAK DUO BLK ML-G10+ 410) | HANWHA 410 (Q.PEAK DUO BLK ML-G10+ 410) |  | 0.41 | 16 | 324 | 27 |  | Fixed | Roof
NJADRE1560049385 | Administratively Determined Incentive Program | Elizabethport | 7206 | 13.94 | Residential | Behind the Meter | Yes | Trinity Solar, LLC | PSE&G |  | Accepted | 2025-07-08 | 2025-07-28 | 2026-07-28 | Inverters | SOLAREDGE | SE11400H-US | 11400 |  | 1 |  |  | 0.97 |  | Outside
NJADRE1560051766 | Administratively Determined Incentive Program | Clayton | 8312 | 12.47 | Residential | Behind the Meter | No | Sun Up Zero Down, LLC | AC Electric |  | Accepted | 2025-07-08 | 2025-07-29 | 2026-07-29 | Inverters | Enphase | IQ8PLUS-72-2-US | 290 |  | 29 |  |  | 0.976 |  | Outdoor
NJADRE1560051766 | Administratively Determined Incentive Program | Clayton | 8312 | 12.47 | Residential | Behind the Meter | No | Sun Up Zero Down, LLC | AC Electric |  | Accepted | 2025-07-08 | 2025-07-29 | 2026-07-29 | Solar Panels | SEG | SEG-430-BTD-BG |  | 0.43 | 29 | 167 | 18 |  | Fixed | Roof
NJADRE1560051766 | Administratively Determined Incentive Program | Clayton | 8312 | 12.47 | Residential | Behind the Meter | No | Sun Up Zero Down, LLC | AC Electric |  | Accepted | 2025-07-08 | 2025-07-29 | 2026-07-29 | Meters | Enphase | TBD |  |  | 1 |  |  |  | Yes | Outdoor
NJADRE1560051768 | Administratively Determined Incentive Program | Brick | 8724 | 5.33 | Residential | Behind the Meter | Yes | Trinity Solar, LLC | JCP&L |  | Accepted | 2025-07-08 | 2025-07-28 | 2026-07-28 | Solar Panels | HANWHA 410 (Q.PEAK DUO BLK ML-G10+ 410) | HANWHA 410 (Q.PEAK DUO BLK ML-G10+ 410) |  | 0.41 | 9 | 196 | 20 |  | Fixed | Roof
NJADRE1560051768 | Administratively Determined Incentive Program | Brick | 8724 | 5.33 | Residential | Behind the Meter | Yes | Trinity Solar, LLC | JCP&L |  | Accepted | 2025-07-08 | 2025-07-28 | 2026-07-28 | Solar Panels | HANWHA 410 (Q.PEAK DUO BLK ML-G10+ 410) | HANWHA 410 (Q.PEAK DUO BLK ML-G10+ 410) |  | 0.41 | 4 | 196 | 35 |  | Fixed | Roof
NJADRE1560051768 | Administratively Determined Incentive Program | Brick | 8724 | 5.33 | Residential | Behind the Meter | Yes | Trinity Solar, LLC | JCP&L |  | Accepted | 2025-07-08 | 2025-07-28 | 2026-07-28 | Inverters | SOLAREDGE | SE5700H-US | 5700 |  | 1 |  |  | 0.97 |  | Outside
NJADRE1560051794 | Administratively Determined Incentive Program | WAYNE | 7470 | 5.67 | Residential | Behind the Meter | No | Val Green Energy, LLC | PSE&G |  | Accepted | 2025-08-06 | 2025-09-09 | 2026-09-09 | Solar Panels | JA SOLAR | JAM53S31-405/MR |  | 0.405 | 14 | 124 | 9 |  | Fixed | Roof
NJADRE1560051794 | Administratively Determined Incentive Program | WAYNE | 7470 | 5.67 | Residential | Behind the Meter | No | Val Green Energy, LLC | PSE&G |  | Accepted | 2025-08-06 | 2025-09-09 | 2026-09-09 | Inverters | ENPHASE | IQ8HC | 380 |  | 14 |  |  | 1 |  | Outside
NJADRE1560053590 | Administratively Determined Incentive Program | Sicklerville | 8081 | 7.29 | Residential | Behind the Meter | Yes | Sunrun Installation Services, Inc. | AC Electric |  | Accepted | 2025-07-08 | 2025-08-17 | 2026-08-17 | Solar Panels | JA Solar | JAM54S31-405/MR |  | 0.405 | 18 | 147 | 26 |  | Fixed | Roof
NJADRE1560053590 | Administratively Determined Incentive Program | Sicklerville | 8081 | 7.29 | Residential | Behind the Meter | Yes | Sunrun Installation Services, Inc. | AC Electric |  | Accepted | 2025-07-08 | 2025-08-17 | 2026-08-17 | Inverters | SolarEdge Technologies | SE5700H-USMN | 5760 |  | 1 |  |  | 0.99 |  | Outdoor | Next to meter
NJADRE1560053608 | Administratively Determined Incentive Program | Mount Holly | 8060 | 7.225 | Residential | Behind the Meter | Yes | Power Energy Solutions, LLC | PSE&G |  | Accepted | 2025-07-08 | 2025-07-28 | 2026-07-28 | Inverters | SolarEdge | SE3800H-US | 4 |  | 1 |  |  | 0.97 |  | Outdoor
NJADRE1560053608 | Administratively Determined Incentive Program | Mount Holly | 8060 | 7.225 | Residential | Behind the Meter | Yes | Power Energy Solutions, LLC | PSE&G |  | Accepted | 2025-07-08 | 2025-07-28 | 2026-07-28 | Solar Panels | Trina Solar | TSM-425NE09RC.05 |  | 0.425 | 8 | 176 | 27 |  | Fixed | Roof
NJADRE1560053608 | Administratively Determined Incentive Program | Mount Holly | 8060 | 7.225 | Residential | Behind the Meter | Yes | Power Energy Solutions, LLC | PSE&G |  | Accepted | 2025-07-08 | 2025-07-28 | 2026-07-28 | Solar Panels | Trina Solar | TSM-425NE09RC.05 |  | 0.425 | 3 | 177 | 19 |  | Fixed | Roof
NJADRE1560053608 | Administratively Determined Incentive Program | Mount Holly | 8060 | 7.225 | Residential | Behind the Meter | Yes | Power Energy Solutions, LLC | PSE&G |  | Accepted | 2025-07-08 | 2025-07-28 | 2026-07-28 | Solar Panels | Trina Solar | TSM-425NE09RC.05 |  | 0.425 | 6 | 356 | 32 |  | Fixed | Roof
NJADRE1560053612 | Administratively Determined Incentive Program | East Orange | 7017 | 4.785 | Residential | Behind the Meter | Yes | SunnyMac, LLC | PSE&G |  | Accepted | 2025-07-08 | 2025-07-28 | 2026-07-28 | Solar Panels | HANWHA | Q.TRON BLK M-G2+ |  | 0.435 | 11 | 21 | 3 |  | Fixed | Roof
NJADRE1560053612 | Administratively Determined Incentive Program | East Orange | 7017 | 4.785 | Residential | Behind the Meter | Yes | SunnyMac, LLC | PSE&G |  | Accepted | 2025-07-08 | 2025-07-28 | 2026-07-28 | Inverters | SOLAREDGE HOME HUB | SE3800H-US | 3800 |  | 1 |  |  | 0.99 |  | Outdoor | next to meter
NJADRE1560053618 | Administratively Determined Incentive Program | Montclair | 7042 | 13.175 | Residential | Behind the Meter | No | PlugPV, LLC | PSE&G |  | Accepted | 2025-07-08 | 2025-07-31 | 2026-07-31 | Solar Panels | JINKO SOLAR | JKM425N-54HL4-B |  | 0.425 | 31 | 273 | 40 |  | Fixed | Roof
NJADRE1560053618 | Administratively Determined Incentive Program | Montclair | 7042 | 13.175 | Residential | Behind the Meter | No | PlugPV, LLC | PSE&G |  | Accepted | 2025-07-08 | 2025-07-31 | 2026-07-31 | Inverters | Enphase | IQ8PLUS-72-2-US | 290 |  | 31 |  |  | 0.98 |  | Outdoor
NJADRE1560053629 | Administratively Determined Incentive Program | East Orange City | 7017 | 5.22 | Residential | Behind the Meter | Yes | SunnyMac, LLC | PSE&G |  | Accepted | 2025-07-08 | 2025-07-28 | 2026-07-28 | Solar Panels | HANWHA | Q.TRON BLK M-G2.H+ |  | 0.435 | 12 | 21 | 3 |  | Fixed | Roof
NJADRE1560053629 | Administratively Determined Incentive Program | East Orange City | 7017 | 5.22 | Residential | Behind the Meter | Yes | SunnyMac, LLC | PSE&G |  | Accepted | 2025-07-08 | 2025-07-28 | 2026-07-28 | Inverters | SOLAREDGE HOME HUB | SE3800H-US | 3800 |  | 1 |  |  | 0.99 |  | Outdoor | next to meter
NJADRE1560053631 | Administratively Determined Incentive Program | PLAINSBORO | 8536 | 4.92 | Residential | Behind the Meter | Yes | Trinity Solar, LLC | PSE&G |  | Accepted | 2025-07-10 | 2025-07-31 | 2026-07-31 | Inverters | Solar Edge | SE3800H-US | 3800 |  | 1 |  |  | 0.97 |  | Outside
NJADRE1560053631 | Administratively Determined Incentive Program | PLAINSBORO | 8536 | 4.92 | Residential | Behind the Meter | Yes | Trinity Solar, LLC | PSE&G |  | Accepted | 2025-07-10 | 2025-07-31 | 2026-07-31 | Solar Panels | Hanwha | Q.PEAK DUO BLK ML-G10+ 410 |  | 0.41 | 12 | 143 | 34 |  | Fixed | Roof
NJADRE1560053632 | Administratively Determined Incentive Program | Middlesex | 8846 | 6.225 | Residential | Behind the Meter | Yes | Big Wave Roofing and Solar, LLC | PSE&G |  | Accepted | 2025-07-08 | 2025-07-28 | 2026-07-28 | Inverters | Enphase | IQ8HC-72-M-DOM-US | 380 |  | 15 |  |  | 0.97 |  | Outdoor
NJADRE1560053632 | Administratively Determined Incentive Program | Middlesex | 8846 | 6.225 | Residential | Behind the Meter | Yes | Big Wave Roofing and Solar, LLC | PSE&G |  | Accepted | 2025-07-08 | 2025-07-28 | 2026-07-28 | Solar Panels | Q cells | QCELLS Q.PEAK DUO BLK ML-G10.C+415w |  | 0.415 | 15 | 140 | 35 |  | Fixed | Roof
NJADRE1560053637 | Administratively Determined Incentive Program | Camden | 8105 | 7.79 | Residential | Behind the Meter | Yes | Sunrun Installation Services, Inc. | PSE&G |  | Accepted | 2025-07-08 | 2025-08-17 | 2026-08-17 | Solar Panels | HANWHA Q-CELLS | Q.PEAK DUO BLK ML-G10.C+ 410 |  | 0.41 | 5 | 122 | 18 |  | Fixed | Roof
NJADRE1560053637 | Administratively Determined Incentive Program | Camden | 8105 | 7.79 | Residential | Behind the Meter | Yes | Sunrun Installation Services, Inc. | PSE&G |  | Accepted | 2025-07-08 | 2025-08-17 | 2026-08-17 | Solar Panels | HANWHA Q-CELLS | Q.PEAK DUO BLK ML-G10.C+ 410 |  | 0.41 | 3 | 122 | 37 |  | Fixed | Roof
NJADRE1560053637 | Administratively Determined Incentive Program | Camden | 8105 | 7.79 | Residential | Behind the Meter | Yes | Sunrun Installation Services, Inc. | PSE&G |  | Accepted | 2025-07-08 | 2025-08-17 | 2026-08-17 | Electric Storage Battery | Tesla | POWERWALL 3 1707000-XX-Y |  |  | 1 |  |  |  | Lithium Ion |  | OUTSIDE
NJADRE1560053637 | Administratively Determined Incentive Program | Camden | 8105 | 7.79 | Residential | Behind the Meter | Yes | Sunrun Installation Services, Inc. | PSE&G |  | Accepted | 2025-07-08 | 2025-08-17 | 2026-08-17 | Inverters | Tesla | POWERWALL 3 1707000-XX-Y | 11500 |  | 1 |  |  | 0.97 |  | Outdoor
NJADRE1560053637 | Administratively Determined Incentive Program | Camden | 8105 | 7.79 | Residential | Behind the Meter | Yes | Sunrun Installation Services, Inc. | PSE&G |  | Accepted | 2025-07-08 | 2025-08-17 | 2026-08-17 | Solar Panels | HANWHA Q-CELLS | Q.PEAK DUO BLK ML-G10.C+ 410 |  | 0.41 | 11 | 302 | 18 |  | Fixed | Roof
NJADRE1560053645 | Administratively Determined Incentive Program | Millville | 8332 | 6.525 | Residential | Behind the Meter | Yes | SunnyMac, LLC | AC Electric |  | Accepted | 2025-07-08 | 2025-07-28 | 2026-07-28 | Solar Panels | HANWHA | Q.TRON BLK M-G2+ |  | 0.435 | 5 | 179 | 46 |  | Fixed | Roof
NJADRE1560053645 | Administratively Determined Incentive Program | Millville | 8332 | 6.525 | Residential | Behind the Meter | Yes | SunnyMac, LLC | AC Electric |  | Accepted | 2025-07-08 | 2025-07-28 | 2026-07-28 | Solar Panels | HANWHA | Q.TRON BLK M-G2+ |  | 0.435 | 6 | 37 | 46 |  | Fixed | Roof
NJADRE1560053645 | Administratively Determined Incentive Program | Millville | 8332 | 6.525 | Residential | Behind the Meter | Yes | SunnyMac, LLC | AC Electric |  | Accepted | 2025-07-08 | 2025-07-28 | 2026-07-28 | Solar Panels | HANWHA | Q.TRON BLK M-G2+ |  | 0.435 | 4 | 179 | 9 |  | Fixed | Roof
NJADRE1560053645 | Administratively Determined Incentive Program | Millville | 8332 | 6.525 | Residential | Behind the Meter | Yes | SunnyMac, LLC | AC Electric |  | Accepted | 2025-07-08 | 2025-07-28 | 2026-07-28 | Inverters | SOLAREDGE HOME HUB | SE5700H-US | 5760 |  | 1 |  |  | 0.99 |  | Outdoor | next to meter
NJADRE1560053647 | Administratively Determined Incentive Program | Haddonfield | 8033 | 18.27 | Residential | Behind the Meter | Yes | Brilliant Installations, Inc. | PSE&G |  | Accepted | 2025-07-08 | 2025-07-29 | 2026-07-29 | Inverters | SOLAREDGE | USE7600H-USMNBL75 | 7600 |  | 1 |  |  | 0.97 |  | Outdoor
NJADRE1560053647 | Administratively Determined Incentive Program | Haddonfield | 8033 | 18.27 | Residential | Behind the Meter | Yes | Brilliant Installations, Inc. | PSE&G |  | Accepted | 2025-07-08 | 2025-07-29 | 2026-07-29 | Solar Panels | HANWHA QCELLS | Q.TRON BLK M-G2.H+ 435 |  | 0.435 | 6 | 275 | 35 |  | Fixed | Roof
NJADRE1560053647 | Administratively Determined Incentive Program | Haddonfield | 8033 | 18.27 | Residential | Behind the Meter | Yes | Brilliant Installations, Inc. | PSE&G |  | Accepted | 2025-07-08 | 2025-07-29 | 2026-07-29 | Solar Panels | HANWHA QCELLS | Q.TRON BLK M-G2.H+ 435 |  | 0.435 | 20 | 185 | 35 |  | Fixed | Roof
NJADRE1560053647 | Administratively Determined Incentive Program | Haddonfield | 8033 | 18.27 | Residential | Behind the Meter | Yes | Brilliant Installations, Inc. | PSE&G |  | Accepted | 2025-07-08 | 2025-07-29 | 2026-07-29 | Solar Panels | HANWHA QCELLS | Q.TRON BLK M-G2.H+ 435 |  | 0.435 | 8 | 275 | 26 |  | Fixed | Roof
NJADRE1560053647 | Administratively Determined Incentive Program | Haddonfield | 8033 | 18.27 | Residential | Behind the Meter | Yes | Brilliant Installations, Inc. | PSE&G |  | Accepted | 2025-07-08 | 2025-07-29 | 2026-07-29 | Inverters | SOLAREDGE | USE5700H-USMNBL75 | 5760 |  | 1 |  |  | 0.97 |  | Outdoor
NJADRE1560053647 | Administratively Determined Incentive Program | Haddonfield | 8033 | 18.27 | Residential | Behind the Meter | Yes | Brilliant Installations, Inc. | PSE&G |  | Accepted | 2025-07-08 | 2025-07-29 | 2026-07-29 | Solar Panels | HANWHA QCELLS | Q.TRON BLK M-G2.H+ 435 |  | 0.435 | 8 | 95 | 26 |  | Fixed | Roof
NJADRE1560053648 | Administratively Determined Incentive Program | Randolph | 7869 | 20.91 | Residential | Behind the Meter | Yes | Trinity Solar, LLC | JCP&L |  | Accepted | 2025-07-08 | 2025-07-28 | 2026-07-28 | Inverters | Solar Edge | USE10000H-USMNBL75 | 10000 |  | 1 |  |  | 0.97 |  | Outdoor
NJADRE1560053648 | Administratively Determined Incentive Program | Randolph | 7869 | 20.91 | Residential | Behind the Meter | Yes | Trinity Solar, LLC | JCP&L |  | Accepted | 2025-07-08 | 2025-07-28 | 2026-07-28 | Solar Panels | HANWHA | (Q.PHANWHA 410 (Q.EAK DUO BLK ML-G10.C+ 410) |  | 0.41 | 6 | 70 | 10 |  | Fixed | Roof
NJADRE1560053648 | Administratively Determined Incentive Program | Randolph | 7869 | 20.91 | Residential | Behind the Meter | Yes | Trinity Solar, LLC | JCP&L |  | Accepted | 2025-07-08 | 2025-07-28 | 2026-07-28 | Solar Panels | HANWHA | (Q.PEAK DUO BLK ML-G10.C+ 410) |  | 0.41 | 10 | 340 | 23 |  | Fixed | Roof
NJADRE1560053648 | Administratively Determined Incentive Program | Randolph | 7869 | 20.91 | Residential | Behind the Meter | Yes | Trinity Solar, LLC | JCP&L |  | Accepted | 2025-07-08 | 2025-07-28 | 2026-07-28 | Solar Panels | HANWHA | (Q.PEAK DUO BLK ML-G10.C+ 410) |  | 0.41 | 24 | 160 | 23 |  | Fixed | Roof
NJADRE1560053648 | Administratively Determined Incentive Program | Randolph | 7869 | 20.91 | Residential | Behind the Meter | Yes | Trinity Solar, LLC | JCP&L |  | Accepted | 2025-07-08 | 2025-07-28 | 2026-07-28 | Solar Panels | HANWHA | (Q.PEAK DUO BLK ML-G10.C+ 410) |  | 0.41 | 2 | 250 | 18 |  | Fixed | Roof
NJADRE1560053648 | Administratively Determined Incentive Program | Randolph | 7869 | 20.91 | Residential | Behind the Meter | Yes | Trinity Solar, LLC | JCP&L |  | Accepted | 2025-07-08 | 2025-07-28 | 2026-07-28 | Solar Panels | HANWHA | (Q.PEAK DUO BLK ML-G10.C+ 410) |  | 0.41 | 3 | 70 | 18 |  | Fixed | Roof
NJADRE1560053648 | Administratively Determined Incentive Program | Randolph | 7869 | 20.91 | Residential | Behind the Meter | Yes | Trinity Solar, LLC | JCP&L |  | Accepted | 2025-07-08 | 2025-07-28 | 2026-07-28 | Inverters | Solar Edge | USE7600H-USMNBL75 | 7600 |  | 1 |  |  | 0.97 |  | Outdoor
NJADRE1560053648 | Administratively Determined Incentive Program | Randolph | 7869 | 20.91 | Residential | Behind the Meter | Yes | Trinity Solar, LLC | JCP&L |  | Accepted | 2025-07-08 | 2025-07-28 | 2026-07-28 | Solar Panels | HANWHA | (Q.PEAK DUO BLK ML-G10.C+ 410) |  | 0.41 | 6 | 250 | 10 |  | Fixed | Roof
NJADRE1560053650 | Administratively Determined Incentive Program | Mays Landing | 8330 | 14.025 | Residential | Behind the Meter | No | RCL Enterprises, Inc. | AC Electric |  | Accepted | 2025-07-08 | 2025-07-28 | 2026-07-28 | Inverters | Enphase | IQ8+ | 290 |  | 33 |  |  | 0.97 |  | Outside
NJADRE1560053650 | Administratively Determined Incentive Program | Mays Landing | 8330 | 14.025 | Residential | Behind the Meter | No | RCL Enterprises, Inc. | AC Electric |  | Accepted | 2025-07-08 | 2025-07-28 | 2026-07-28 | Solar Panels | Jinko | JKM425N |  | 0.425 | 10 | 79 | 30 |  | Fixed | Roof
NJADRE1560053650 | Administratively Determined Incentive Program | Mays Landing | 8330 | 14.025 | Residential | Behind the Meter | No | RCL Enterprises, Inc. | AC Electric |  | Accepted | 2025-07-08 | 2025-07-28 | 2026-07-28 | Solar Panels | Jinko | JKM425N |  | 0.425 | 23 | 259 | 30 |  | Fixed | Roof
NJADRE1560053652 | Administratively Determined Incentive Program | South Amboy | 8879 | 16.34 | Residential | Behind the Meter | Yes | Pro Custom Solar dba Momentum Solar | JCP&L |  | Accepted | 2025-07-08 | 2025-07-29 | 2026-07-29 | Solar Panels | HANWHA | Q.TRON BLK M-G2+430 |  | 0.43 | 18 | 281 | 26 |  | Fixed | Roof
NJADRE1560053652 | Administratively Determined Incentive Program | South Amboy | 8879 | 16.34 | Residential | Behind the Meter | Yes | Pro Custom Solar dba Momentum Solar | JCP&L |  | Accepted | 2025-07-08 | 2025-07-29 | 2026-07-29 | Inverters | ENPHASE | IQ8HC-72-M-DOM-US | 380 |  | 38 |  |  | 0.97 |  | Outdoor
NJADRE1560053652 | Administratively Determined Incentive Program | South Amboy | 8879 | 16.34 | Residential | Behind the Meter | Yes | Pro Custom Solar dba Momentum Solar | JCP&L |  | Accepted | 2025-07-08 | 2025-07-29 | 2026-07-29 | Solar Panels | HANWHA | Q.TRON BLK M-G2+430 |  | 0.43 | 4 | 281 | 29 |  | Fixed | Roof
NJADRE1560053652 | Administratively Determined Incentive Program | South Amboy | 8879 | 16.34 | Residential | Behind the Meter | Yes | Pro Custom Solar dba Momentum Solar | JCP&L |  | Accepted | 2025-07-08 | 2025-07-29 | 2026-07-29 | Solar Panels | HANWHA | Q.TRON BLK M-G2+430 |  | 0.43 | 16 | 101 | 26 |  | Fixed | Roof
NJADRE1560053654 | Administratively Determined Incentive Program | Lawrence | 8648 | 12.32 | Residential | Behind the Meter | No | Exact Solar | PSE&G |  | Accepted | 2025-07-09 | 2025-07-29 | 2026-07-29 | Inverters | Enphase | IQ8MC | 320 |  | 28 |  |  | 0.97 |  | Outside | Under panels
NJADRE1560053654 | Administratively Determined Incentive Program | Lawrence | 8648 | 12.32 | Residential | Behind the Meter | No | Exact Solar | PSE&G |  | Accepted | 2025-07-09 | 2025-07-29 | 2026-07-29 | Solar Panels | Vsun | VSUN440N-108BMH |  | 0.44 | 2 | 194.1 | 39 |  | Fixed | Roof
NJADRE1560053654 | Administratively Determined Incentive Program | Lawrence | 8648 | 12.32 | Residential | Behind the Meter | No | Exact Solar | PSE&G |  | Accepted | 2025-07-09 | 2025-07-29 | 2026-07-29 | Solar Panels | Vsun | VSUN440N-108BMH |  | 0.44 | 5 | 283.4 | 35 |  | Fixed | Roof
NJADRE1560053654 | Administratively Determined Incentive Program | Lawrence | 8648 | 12.32 | Residential | Behind the Meter | No | Exact Solar | PSE&G |  | Accepted | 2025-07-09 | 2025-07-29 | 2026-07-29 | Solar Panels | Vsun | VSUN440N-108BMH |  | 0.44 | 11 | 14 | 40 |  | Fixed | Roof
NJADRE1560053654 | Administratively Determined Incentive Program | Lawrence | 8648 | 12.32 | Residential | Behind the Meter | No | Exact Solar | PSE&G |  | Accepted | 2025-07-09 | 2025-07-29 | 2026-07-29 | Solar Panels | Vsun | VSUN440N-108BMH |  | 0.44 | 10 | 193.5 | 12 |  | Fixed | Roof
NJADRE1560053661 | Administratively Determined Incentive Program | Little Egg Harbor Township | 8087 | 7.74 | Residential | Behind the Meter | No | EMT Renewables, LLC | AC Electric |  | Accepted | 2025-07-08 | 2025-07-28 | 2026-07-28 | Solar Panels | Q CELLS | Q TRON |  | 0.43 | 3 | 300 | 20 |  | Fixed | Roof
NJADRE1560053661 | Administratively Determined Incentive Program | Little Egg Harbor Township | 8087 | 7.74 | Residential | Behind the Meter | No | EMT Renewables, LLC | AC Electric |  | Accepted | 2025-07-08 | 2025-07-28 | 2026-07-28 | Inverters | ENPHASE | IQ8+ | 290 |  | 18 |  |  | 0.98 |  | Other | UNDER EACH PANEL
NJADRE1560053661 | Administratively Determined Incentive Program | Little Egg Harbor Township | 8087 | 7.74 | Residential | Behind the Meter | No | EMT Renewables, LLC | AC Electric |  | Accepted | 2025-07-08 | 2025-07-28 | 2026-07-28 | Solar Panels | Q CELLS | Q TRON |  | 0.43 | 8 | 210 | 10 |  | Fixed | Roof
NJADRE1560053661 | Administratively Determined Incentive Program | Little Egg Harbor Township | 8087 | 7.74 | Residential | Behind the Meter | No | EMT Renewables, LLC | AC Electric |  | Accepted | 2025-07-08 | 2025-07-28 | 2026-07-28 | Solar Panels | Q CELLS | Q TRON |  | 0.43 | 4 | 120 | 20 |  | Fixed | Roof
NJADRE1560053661 | Administratively Determined Incentive Program | Little Egg Harbor Township | 8087 | 7.74 | Residential | Behind the Meter | No | EMT Renewables, LLC | AC Electric |  | Accepted | 2025-07-08 | 2025-07-28 | 2026-07-28 | Solar Panels | Q CELLS | Q TRON |  | 0.43 | 1 | 210 | 20 |  | Fixed | Roof
NJADRE1560053661 | Administratively Determined Incentive Program | Little Egg Harbor Township | 8087 | 7.74 | Residential | Behind the Meter | No | EMT Renewables, LLC | AC Electric |  | Accepted | 2025-07-08 | 2025-07-28 | 2026-07-28 | Solar Panels | Q CELLS | Q TRON |  | 0.43 | 2 | 210 | 20 |  | Fixed | Roof
NJADRE1560053665 | Administratively Determined Incentive Program | Gloucester Twp | 8012 | 10.75 | Residential | Behind the Meter | No | Infinity Solar Systems, LLC | PSE&G |  | Accepted | 2025-07-08 | 2025-07-30 | 2026-07-30 | Solar Panels | SEG Solar | SEG-430-BTD-BG |  | 0.43 | 16 | 132 | 22 |  | Fixed | Roof
NJADRE1560053665 | Administratively Determined Incentive Program | Gloucester Twp | 8012 | 10.75 | Residential | Behind the Meter | No | Infinity Solar Systems, LLC | PSE&G |  | Accepted | 2025-07-08 | 2025-07-30 | 2026-07-30 | Inverters | Enphase | IQ8MC-72-M-US | 320 |  | 25 |  |  | 0.97 |  | Outdoor
NJADRE1560053665 | Administratively Determined Incentive Program | Gloucester Twp | 8012 | 10.75 | Residential | Behind the Meter | No | Infinity Solar Systems, LLC | PSE&G |  | Accepted | 2025-07-08 | 2025-07-30 | 2026-07-30 | Solar Panels | SEG Solar | SEG-430-BTD-BG |  | 0.43 | 9 | 311 | 25 |  | Fixed | Roof
NJADRE1560053666 | Administratively Determined Incentive Program | Lawrence | 8648 | 5.28 | Residential | Behind the Meter | No | Exact Solar | PSE&G |  | Accepted | 2025-07-08 | 2025-07-29 | 2026-07-29 | Inverters | Enphase | IQ8MC | 320 |  | 12 |  |  | 0.97 |  | Outside | under panels
NJADRE1560053666 | Administratively Determined Incentive Program | Lawrence | 8648 | 5.28 | Residential | Behind the Meter | No | Exact Solar | PSE&G |  | Accepted | 2025-07-08 | 2025-07-29 | 2026-07-29 | Solar Panels | Vsun | VSUN440N-108BMH |  | 0.44 | 12 | 103.4 | 33 |  | Fixed | Roof
NJADRE1560053672 | Administratively Determined Incentive Program | Denville | 7834 | 16.4 | Residential | Behind the Meter | Yes | Trinity Solar, LLC | JCP&L |  | Accepted | 2025-07-08 | 2025-07-29 | 2026-07-29 | Inverters | Solar Edge | USE5700H-USMNBL75 | 5760 |  | 1 |  |  | 0.97 |  | Outdoor
NJADRE1560053672 | Administratively Determined Incentive Program | Denville | 7834 | 16.4 | Residential | Behind the Meter | Yes | Trinity Solar, LLC | JCP&L |  | Accepted | 2025-07-08 | 2025-07-29 | 2026-07-29 | Solar Panels | HANWHA | (Q.PEAK DUO BLK ML-G10.C+ 410) |  | 0.41 | 22 | 120 | 26 |  | Fixed | Roof
NJADRE1560053672 | Administratively Determined Incentive Program | Denville | 7834 | 16.4 | Residential | Behind the Meter | Yes | Trinity Solar, LLC | JCP&L |  | Accepted | 2025-07-08 | 2025-07-29 | 2026-07-29 | Solar Panels | HANWHA | (Q.PEAK DUO BLK ML-G10.C+ 410) |  | 0.41 | 3 | 300 | 16 |  | Fixed | Roof
NJADRE1560053672 | Administratively Determined Incentive Program | Denville | 7834 | 16.4 | Residential | Behind the Meter | Yes | Trinity Solar, LLC | JCP&L |  | Accepted | 2025-07-08 | 2025-07-29 | 2026-07-29 | Inverters | Solar Edge | USE7600H-USMNBL75 | 7600 |  | 1 |  |  | 0.97 |  | Outdoor
NJADRE1560053672 | Administratively Determined Incentive Program | Denville | 7834 | 16.4 | Residential | Behind the Meter | Yes | Trinity Solar, LLC | JCP&L |  | Accepted | 2025-07-08 | 2025-07-29 | 2026-07-29 | Solar Panels | HANWHA | (Q.PEAK DUO BLK ML-G10.C+ 410) |  | 0.41 | 9 | 300 | 18 |  | Fixed | Roof
NJADRE1560053672 | Administratively Determined Incentive Program | Denville | 7834 | 16.4 | Residential | Behind the Meter | Yes | Trinity Solar, LLC | JCP&L |  | Accepted | 2025-07-08 | 2025-07-29 | 2026-07-29 | Solar Panels | HANWHA | (Q.PEAK DUO BLK ML-G10.C+ 410) |  | 0.41 | 6 | 300 | 18 |  | Fixed | Roof
NJADRE1560053684 | Administratively Determined Incentive Program | Toms River | 8757 | 15.225 | Residential | Behind the Meter | Yes | Brilliant Installations, Inc. | JCP&L |  | Accepted | 2025-07-09 | 2025-07-29 | 2026-07-29 | Inverters | SOLAREDGE | USE11400H-USMNBL75 | 11400 |  | 1 |  |  | 0.97 |  | Outdoor
NJADRE1560053684 | Administratively Determined Incentive Program | Toms River | 8757 | 15.225 | Residential | Behind the Meter | Yes | Brilliant Installations, Inc. | JCP&L |  | Accepted | 2025-07-09 | 2025-07-29 | 2026-07-29 | Solar Panels | HANWHA QCELLS | Q.TRON BLK M-G2.H+ 435 |  | 0.435 | 17 | 156 | 17 |  | Fixed | Roof
NJADRE1560053684 | Administratively Determined Incentive Program | Toms River | 8757 | 15.225 | Residential | Behind the Meter | Yes | Brilliant Installations, Inc. | JCP&L |  | Accepted | 2025-07-09 | 2025-07-29 | 2026-07-29 | Solar Panels | HANWHA QCELLS | Q.TRON BLK M-G2.H+ 435 |  | 0.435 | 18 | 336 | 17 |  | Fixed | Roof
NJADRE1560053693 | Administratively Determined Incentive Program | Egg Harbor Township | 8234 | 14.875 | Residential | Behind the Meter | Yes | Power Energy Solutions, LLC | AC Electric |  | Accepted | 2025-07-08 | 2025-07-29 | 2026-07-29 | Inverters | SolarEdge | SE7600H-US | 8 |  | 1 |  |  | 0.97 |  | Outdoor
NJADRE1560053693 | Administratively Determined Incentive Program | Egg Harbor Township | 8234 | 14.875 | Residential | Behind the Meter | Yes | Power Energy Solutions, LLC | AC Electric |  | Accepted | 2025-07-08 | 2025-07-29 | 2026-07-29 | Solar Panels | Trina Solar | TSM-425NE09RC.05 |  | 0.425 | 10 | 128 | 20 |  | Fixed | Roof
NJADRE1560053693 | Administratively Determined Incentive Program | Egg Harbor Township | 8234 | 14.875 | Residential | Behind the Meter | Yes | Power Energy Solutions, LLC | AC Electric |  | Accepted | 2025-07-08 | 2025-07-29 | 2026-07-29 | Solar Panels | Trina Solar | TSM-425NE09RC.05 |  | 0.425 | 13 | 38 | 27 |  | Fixed | Roof
NJADRE1560053693 | Administratively Determined Incentive Program | Egg Harbor Township | 8234 | 14.875 | Residential | Behind the Meter | Yes | Power Energy Solutions, LLC | AC Electric |  | Accepted | 2025-07-08 | 2025-07-29 | 2026-07-29 | Solar Panels | Trina Solar | TSM-425NE09RC.05 |  | 0.425 | 12 | 218 | 27 |  | Fixed | Roof
NJADRE1560053694 | Administratively Determined Incentive Program | CLIFTON CITY | 7013 | 7.395 | Residential | Behind the Meter | Yes | Integrity Solar & Home Solutions, LLC | PSE&G |  | Accepted | 2025-07-08 | 2025-07-29 | 2026-07-29 | Inverters | ENPHASE | IQ8HC | 380 |  | 17 |  |  | 0.98 |  | Other | UNDER EACH PANEL
NJADRE1560053694 | Administratively Determined Incentive Program | CLIFTON CITY | 7013 | 7.395 | Residential | Behind the Meter | Yes | Integrity Solar & Home Solutions, LLC | PSE&G |  | Accepted | 2025-07-08 | 2025-07-29 | 2026-07-29 | Solar Panels | Q CELLS | Q.TRON BLK M-G2H+ 435 |  | 0.435 | 5 | 42 | 33 |  | Fixed | Roof
NJADRE1560053694 | Administratively Determined Incentive Program | CLIFTON CITY | 7013 | 7.395 | Residential | Behind the Meter | Yes | Integrity Solar & Home Solutions, LLC | PSE&G |  | Accepted | 2025-07-08 | 2025-07-29 | 2026-07-29 | Solar Panels | Q CELLS | Q.TRON BLK M-G2H+ 435 |  | 0.435 | 2 | 222 | 24 |  | Fixed | Roof
NJADRE1560053694 | Administratively Determined Incentive Program | CLIFTON CITY | 7013 | 7.395 | Residential | Behind the Meter | Yes | Integrity Solar & Home Solutions, LLC | PSE&G |  | Accepted | 2025-07-08 | 2025-07-29 | 2026-07-29 | Solar Panels | Q CELLS | Q.TRON BLK M-G2H+ 435 |  | 0.435 | 2 | 42 | 24 |  | Fixed | Roof
NJADRE1560053694 | Administratively Determined Incentive Program | CLIFTON CITY | 7013 | 7.395 | Residential | Behind the Meter | Yes | Integrity Solar & Home Solutions, LLC | PSE&G |  | Accepted | 2025-07-08 | 2025-07-29 | 2026-07-29 | Solar Panels | Q CELLS | Q.TRON BLK M-G2H+ 435 |  | 0.435 | 6 | 222 | 13 |  | Fixed | Roof
NJADRE1560053694 | Administratively Determined Incentive Program | CLIFTON CITY | 7013 | 7.395 | Residential | Behind the Meter | Yes | Integrity Solar & Home Solutions, LLC | PSE&G |  | Accepted | 2025-07-08 | 2025-07-29 | 2026-07-29 | Solar Panels | Q CELLS | Q.TRON BLK M-G2H+ 435 |  | 0.435 | 2 | 42 | 12 |  | Fixed | Roof
NJADRE1560053708 | Administratively Determined Incentive Program | Freehold | 7728 | 18.45 | Residential | Behind the Meter | Yes | Trinity Solar, LLC | JCP&L |  | Accepted | 2025-07-08 | 2025-07-29 | 2026-07-29 | Solar Panels | HANWHA | (Q.PEAK DUO BLK ML-G10.C+ 410) |  | 0.41 | 14 | 5 | 23 |  | Fixed | Roof
NJADRE1560053708 | Administratively Determined Incentive Program | Freehold | 7728 | 18.45 | Residential | Behind the Meter | Yes | Trinity Solar, LLC | JCP&L |  | Accepted | 2025-07-08 | 2025-07-29 | 2026-07-29 | Solar Panels | HANWHA | (Q.PEAK DUO BLK ML-G10.C+ 410) |  | 0.41 | 10 | 185 | 23 |  | Fixed | Roof
NJADRE1560053708 | Administratively Determined Incentive Program | Freehold | 7728 | 18.45 | Residential | Behind the Meter | Yes | Trinity Solar, LLC | JCP&L |  | Accepted | 2025-07-08 | 2025-07-29 | 2026-07-29 | Inverters | Solar Edge | USE7600H-USMNBL75 | 7600 |  | 2 |  |  | 0.97 |  | Outdoor
NJADRE1560053708 | Administratively Determined Incentive Program | Freehold | 7728 | 18.45 | Residential | Behind the Meter | Yes | Trinity Solar, LLC | JCP&L |  | Accepted | 2025-07-08 | 2025-07-29 | 2026-07-29 | Solar Panels | HANWHA | (Q.PEAK DUO BLK ML-G10.C+ 410) |  | 0.41 | 21 | 185 | 23 |  | Fixed | Roof
NJADRE1560053709 | Administratively Determined Incentive Program | Franklin | 7416 | 14.11 | Residential | Behind the Meter | Yes | Big Wave Roofing and Solar, LLC | JCP&L |  | Accepted | 2025-07-08 | 2025-07-29 | 2026-07-29 | Solar Panels | Q cells | Q.PEAK DUO BLK ML-G10.C+415w |  | 0.415 | 8 | 152 | 33 |  | Fixed | Roof
NJADRE1560053709 | Administratively Determined Incentive Program | Franklin | 7416 | 14.11 | Residential | Behind the Meter | Yes | Big Wave Roofing and Solar, LLC | JCP&L |  | Accepted | 2025-07-08 | 2025-07-29 | 2026-07-29 | Inverters | Enphase | ENPHASE IQ8HC-72-M-DOM-US | 380 |  | 34 |  |  | 0.98 |  | Outdoor
NJADRE1560053709 | Administratively Determined Incentive Program | Franklin | 7416 | 14.11 | Residential | Behind the Meter | Yes | Big Wave Roofing and Solar, LLC | JCP&L |  | Accepted | 2025-07-08 | 2025-07-29 | 2026-07-29 | Solar Panels | Q cells | Q.PEAK DUO BLK ML-G10.C+415w |  | 0.415 | 4 | 242 | 33 |  | Fixed | Roof
NJADRE1560053709 | Administratively Determined Incentive Program | Franklin | 7416 | 14.11 | Residential | Behind the Meter | Yes | Big Wave Roofing and Solar, LLC | JCP&L |  | Accepted | 2025-07-08 | 2025-07-29 | 2026-07-29 | Solar Panels | Q cells | Q.PEAK DUO BLK ML-G10.C+415w |  | 0.415 | 12 | 152 | 33 |  | Fixed | Roof
NJADRE1560053709 | Administratively Determined Incentive Program | Franklin | 7416 | 14.11 | Residential | Behind the Meter | Yes | Big Wave Roofing and Solar, LLC | JCP&L |  | Accepted | 2025-07-08 | 2025-07-29 | 2026-07-29 | Solar Panels | Q cells | Q.PEAK DUO BLK ML-G10.C+415w |  | 0.415 | 3 | 332 | 33 |  | Fixed | Roof
NJADRE1560053709 | Administratively Determined Incentive Program | Franklin | 7416 | 14.11 | Residential | Behind the Meter | Yes | Big Wave Roofing and Solar, LLC | JCP&L |  | Accepted | 2025-07-08 | 2025-07-29 | 2026-07-29 | Solar Panels | Q cells | Q.PEAK DUO BLK ML-G10.C+415w |  | 0.415 | 7 | 62 | 33 |  | Fixed | Roof
NJADRE1560053714 | Administratively Determined Incentive Program | Highland Park | 8904 | 15.91 | Residential | Behind the Meter | Yes | Sunwise Energy, LLC | PSE&G |  | Accepted | 2025-07-08 | 2025-07-29 | 2026-07-29 | Solar Panels | SEG SOLAR | YUKON N SERIES SEG-430-BTD-BG(430W) |  | 0.43 | 5 | 344 | 36 |  | Fixed | Roof
NJADRE1560053714 | Administratively Determined Incentive Program | Highland Park | 8904 | 15.91 | Residential | Behind the Meter | Yes | Sunwise Energy, LLC | PSE&G |  | Accepted | 2025-07-08 | 2025-07-29 | 2026-07-29 | Solar Panels | SEG SOLAR | YUKON N SERIES SEG-430-BTD-BG(430W) |  | 0.43 | 10 | 163 | 31 |  | Fixed | Roof
NJADRE1560053714 | Administratively Determined Incentive Program | Highland Park | 8904 | 15.91 | Residential | Behind the Meter | Yes | Sunwise Energy, LLC | PSE&G |  | Accepted | 2025-07-08 | 2025-07-29 | 2026-07-29 | Solar Panels | SEG SOLAR | YUKON N SERIES SEG-430-BTD-BG(430W) |  | 0.43 | 6 | 254 | 11 |  | Fixed | Roof
NJADRE1560053714 | Administratively Determined Incentive Program | Highland Park | 8904 | 15.91 | Residential | Behind the Meter | Yes | Sunwise Energy, LLC | PSE&G |  | Accepted | 2025-07-08 | 2025-07-29 | 2026-07-29 | Solar Panels | SEG SOLAR | YUKON N SERIES SEG-430-BTD-BG(430W) |  | 0.43 | 10 | 343 | 31 |  | Fixed | Roof
NJADRE1560053714 | Administratively Determined Incentive Program | Highland Park | 8904 | 15.91 | Residential | Behind the Meter | Yes | Sunwise Energy, LLC | PSE&G |  | Accepted | 2025-07-08 | 2025-07-29 | 2026-07-29 | Inverters | ENPHASE ENERGY | IQ8MC-72-M-US (240V) | 320 |  | 37 |  |  | 0.974 |  | Outdoor
NJADRE1560053714 | Administratively Determined Incentive Program | Highland Park | 8904 | 15.91 | Residential | Behind the Meter | Yes | Sunwise Energy, LLC | PSE&G |  | Accepted | 2025-07-08 | 2025-07-29 | 2026-07-29 | Solar Panels | SEG SOLAR | YUKON N SERIES SEG-430-BTD-BG(430W) |  | 0.43 | 3 | 254 | 35 |  | Fixed | Roof
NJADRE1560053714 | Administratively Determined Incentive Program | Highland Park | 8904 | 15.91 | Residential | Behind the Meter | Yes | Sunwise Energy, LLC | PSE&G |  | Accepted | 2025-07-08 | 2025-07-29 | 2026-07-29 | Solar Panels | SEG SOLAR | YUKON N SERIES SEG-430-BTD-BG(430W) |  | 0.43 | 3 | 74 | 10 |  | Fixed | Roof
NJADRE1560053716 | Administratively Determined Incentive Program | Burlington | 8016 | 7.47 | Residential | Behind the Meter | No | EMT Renewables, LLC | PSE&G |  | Accepted | 2025-07-08 | 2025-07-30 | 2026-07-30 | Solar Panels | Q CELLS | Q PEAK DUO BLK |  | 0.415 | 14 | 351 | 1 |  | Fixed | Roof
NJADRE1560053716 | Administratively Determined Incentive Program | Burlington | 8016 | 7.47 | Residential | Behind the Meter | No | EMT Renewables, LLC | PSE&G |  | Accepted | 2025-07-08 | 2025-07-30 | 2026-07-30 | Inverters | ENPHASE | IQ8+ | 290 |  | 18 |  |  | 0.98 |  | Other | UNDER EACH PANEL
NJADRE1560053716 | Administratively Determined Incentive Program | Burlington | 8016 | 7.47 | Residential | Behind the Meter | No | EMT Renewables, LLC | PSE&G |  | Accepted | 2025-07-08 | 2025-07-30 | 2026-07-30 | Solar Panels | Q CELLS | Q PEAK DUO BLK |  | 0.415 | 4 | 349 | 10 |  | Fixed | Roof
NJADRE1560053731 | Administratively Determined Incentive Program | Westfield | 7090 | 9.43 | Residential | Behind the Meter | Yes | Pro Custom Solar dba Momentum Solar | PSE&G |  | Accepted | 2025-07-08 | 2025-07-29 | 2026-07-29 | Solar Panels | HANWHA | Q.PEAK DUO BLK ML-G10+410 |  | 0.41 | 23 | 109 | 23 |  | Fixed | Roof
NJADRE1560053731 | Administratively Determined Incentive Program | Westfield | 7090 | 9.43 | Residential | Behind the Meter | Yes | Pro Custom Solar dba Momentum Solar | PSE&G |  | Accepted | 2025-07-08 | 2025-07-29 | 2026-07-29 | Inverters | ENPHASE | IQ8HC-72-M-DOM-US | 380 |  | 23 |  |  | 0.97 |  | Outdoor
NJADRE1560053744 | Administratively Determined Incentive Program | Kearny | 7032 | 4.51 | Residential | Behind the Meter | No | Pro Custom Solar dba Momentum Solar | PSE&G |  | Accepted | 2025-07-10 | 2025-07-31 | 2026-07-31 | Inverters | ENPHASE | IQ8PLUS-72-2-US | 380 |  | 11 |  |  | 0.97 |  | Outdoor
NJADRE1560053744 | Administratively Determined Incentive Program | Kearny | 7032 | 4.51 | Residential | Behind the Meter | No | Pro Custom Solar dba Momentum Solar | PSE&G |  | Accepted | 2025-07-10 | 2025-07-31 | 2026-07-31 | Solar Panels | HANWHA | q.peak duo blk-g10+410 |  | 0.41 | 11 | 124 | 42 |  | Fixed | Roof
NJADRE1560053751 | Administratively Determined Incentive Program | GLASSBORO | 8028 | 17.01 | Residential | Behind the Meter | Yes | Sunrun Installation Services, Inc. | AC Electric |  | Accepted | 2025-07-08 | 2025-07-28 | 2026-07-28 | Inverters | SOLAREDGE TECHNOLOGIES | SE5700H-USMN | 5760 |  | 2 |  |  | 0.99 |  | Outside
NJADRE1560053751 | Administratively Determined Incentive Program | GLASSBORO | 8028 | 17.01 | Residential | Behind the Meter | Yes | Sunrun Installation Services, Inc. | AC Electric |  | Accepted | 2025-07-08 | 2025-07-28 | 2026-07-28 | Solar Panels | JA SOLAR | JAM54S31-405/MR |  | 0.405 | 9 | 352 | 30 |  | Fixed | Roof
NJADRE1560053751 | Administratively Determined Incentive Program | GLASSBORO | 8028 | 17.01 | Residential | Behind the Meter | Yes | Sunrun Installation Services, Inc. | AC Electric |  | Accepted | 2025-07-08 | 2025-07-28 | 2026-07-28 | Solar Panels | JA SOLAR | JAM54S31-405/MR |  | 0.405 | 16 | 82 | 30 |  | Fixed | Roof
NJADRE1560053751 | Administratively Determined Incentive Program | GLASSBORO | 8028 | 17.01 | Residential | Behind the Meter | Yes | Sunrun Installation Services, Inc. | AC Electric |  | Accepted | 2025-07-08 | 2025-07-28 | 2026-07-28 | Solar Panels | JA SOLAR | JAM54S31-405/MR |  | 0.405 | 4 | 262 | 30 |  | Fixed | Roof
NJADRE1560053751 | Administratively Determined Incentive Program | GLASSBORO | 8028 | 17.01 | Residential | Behind the Meter | Yes | Sunrun Installation Services, Inc. | AC Electric |  | Accepted | 2025-07-08 | 2025-07-28 | 2026-07-28 | Solar Panels | JA SOLAR | JAM54S31-405/MR |  | 0.405 | 13 | 262 | 30 |  | Fixed | Roof
NJADRE1560053762 | Administratively Determined Incentive Program | Sewell | 8080 | 7.695 | Residential | Behind the Meter | Yes | Sunrun Installation Services, Inc. | AC Electric |  | Accepted | 2025-07-08 | 2025-07-28 | 2026-07-28 | Inverters | SolarEdge Technologies | SE5700H-USMN | 5760 |  | 1 |  |  | 0.99 |  | Outdoor | Next to meter
NJADRE1560053762 | Administratively Determined Incentive Program | Sewell | 8080 | 7.695 | Residential | Behind the Meter | Yes | Sunrun Installation Services, Inc. | AC Electric |  | Accepted | 2025-07-08 | 2025-07-28 | 2026-07-28 | Solar Panels | JA Solar | JAM54S31-405/MR |  | 0.405 | 19 | 151 | 18 |  | Fixed | Roof
NJADRE1560053770 | Administratively Determined Incentive Program | Succasunna | 7876 | 14.35 | Residential | Behind the Meter | Yes | Trinity Solar, LLC | JCP&L |  | Accepted | 2025-07-08 | 2025-07-29 | 2026-07-29 | Solar Panels | HANWHA | (Q.PEAK DUO BLK ML-G10.C+ 410) |  | 0.41 | 8 | 47 | 35 |  | Fixed | Roof
NJADRE1560053770 | Administratively Determined Incentive Program | Succasunna | 7876 | 14.35 | Residential | Behind the Meter | Yes | Trinity Solar, LLC | JCP&L |  | Accepted | 2025-07-08 | 2025-07-29 | 2026-07-29 | Inverters | Solar Edge | USE11400H-USMNBL75 | 11400 |  | 1 |  |  | 0.97 |  | Outdoor
NJADRE1560053770 | Administratively Determined Incentive Program | Succasunna | 7876 | 14.35 | Residential | Behind the Meter | Yes | Trinity Solar, LLC | JCP&L |  | Accepted | 2025-07-08 | 2025-07-29 | 2026-07-29 | Solar Panels | HANWHA | (Q.PEAK DUO BLK ML-G10.C+ 410) |  | 0.41 | 20 | 137 | 35 |  | Fixed | Roof
NJADRE1560053770 | Administratively Determined Incentive Program | Succasunna | 7876 | 14.35 | Residential | Behind the Meter | Yes | Trinity Solar, LLC | JCP&L |  | Accepted | 2025-07-08 | 2025-07-29 | 2026-07-29 | Solar Panels | HANWHA | (Q.PEAK DUO BLK ML-G10.C+ 410) |  | 0.41 | 7 | 137 | 30 |  | Fixed | Roof
NJADRE1560053777 | Administratively Determined Incentive Program | Paterson City | 7514 | 6.56 | Residential | Behind the Meter | Yes | Sunrun Installation Services, Inc. | PSE&G |  | Accepted | 2025-07-08 | 2025-07-28 | 2026-07-28 | Inverters | SOLAREDGE TECHNOLOGIES | SE5700H-USMN | 5760 |  | 1 |  |  | 0.99 |  | Outdoor
NJADRE1560053777 | Administratively Determined Incentive Program | Paterson City | 7514 | 6.56 | Residential | Behind the Meter | Yes | Sunrun Installation Services, Inc. | PSE&G |  | Accepted | 2025-07-08 | 2025-07-28 | 2026-07-28 | Solar Panels | HANWHA Q-CELLS | Q.PEAK DUO BLK ML-G10+ 410 |  | 0.41 | 16 | 283 | 27 |  | Fixed | Roof
NJADRE1560053781 | Administratively Determined Incentive Program | Ewing | 8618 | 7.38 | Residential | Behind the Meter | Yes | Pro Custom Solar dba Momentum Solar | PSE&G |  | Accepted | 2025-07-08 | 2025-07-29 | 2026-07-29 | Inverters | ENPHASE | IQ8HC-72-M-DOM-US | 380 |  | 18 |  |  | 0.97 |  | Outdoor
NJADRE1560053781 | Administratively Determined Incentive Program | Ewing | 8618 | 7.38 | Residential | Behind the Meter | Yes | Pro Custom Solar dba Momentum Solar | PSE&G |  | Accepted | 2025-07-08 | 2025-07-29 | 2026-07-29 | Solar Panels | HANWHA | Q.PEAK DUO BLK ML-G10+410 |  | 0.41 | 2 | 338 | 40 |  | Fixed | Roof
NJADRE1560053781 | Administratively Determined Incentive Program | Ewing | 8618 | 7.38 | Residential | Behind the Meter | Yes | Pro Custom Solar dba Momentum Solar | PSE&G |  | Accepted | 2025-07-08 | 2025-07-29 | 2026-07-29 | Solar Panels | HANWHA | Q.PEAK DUO BLK ML-G10+410 |  | 0.41 | 6 | 158 | 35 |  | Fixed | Roof
NJADRE1560053781 | Administratively Determined Incentive Program | Ewing | 8618 | 7.38 | Residential | Behind the Meter | Yes | Pro Custom Solar dba Momentum Solar | PSE&G |  | Accepted | 2025-07-08 | 2025-07-29 | 2026-07-29 | Solar Panels | HANWHA | Q.PEAK DUO BLK ML-G10+410 |  | 0.41 | 6 | 158 | 39 |  | Fixed | Roof
NJADRE1560053781 | Administratively Determined Incentive Program | Ewing | 8618 | 7.38 | Residential | Behind the Meter | Yes | Pro Custom Solar dba Momentum Solar | PSE&G |  | Accepted | 2025-07-08 | 2025-07-29 | 2026-07-29 | Solar Panels | HANWHA | Q.PEAK DUO BLK ML-G10+410 |  | 0.41 | 4 | 158 | 4 |  | Fixed | Roof
NJADRE1560053789 | Administratively Determined Incentive Program | Williamstown | 8094 | 9.35 | Residential | Behind the Meter | Yes | Power Energy Solutions, LLC | AC Electric |  | Accepted | 2025-07-08 | 2025-07-29 | 2026-07-29 | Inverters | SolarEdge | SE5700H-US | 5760 |  | 1 |  |  | 0.97 |  | Outdoor
NJADRE1560053789 | Administratively Determined Incentive Program | Williamstown | 8094 | 9.35 | Residential | Behind the Meter | Yes | Power Energy Solutions, LLC | AC Electric |  | Accepted | 2025-07-08 | 2025-07-29 | 2026-07-29 | Solar Panels | Trina Solar | TSM-425NE09RC.05 |  | 0.425 | 17 | 247 | 20 |  | Fixed | Roof
NJADRE1560053789 | Administratively Determined Incentive Program | Williamstown | 8094 | 9.35 | Residential | Behind the Meter | Yes | Power Energy Solutions, LLC | AC Electric |  | Accepted | 2025-07-08 | 2025-07-29 | 2026-07-29 | Solar Panels | Trina Solar | TSM-425NE09RC.05 |  | 0.425 | 5 | 67 | 20 |  | Fixed | Roof
NJADRE1560053798 | Administratively Determined Incentive Program | Orange City | 7050 | 5.265 | Residential | Behind the Meter | Yes | Sunrun Installation Services, Inc. | PSE&G |  | Accepted | 2025-07-08 | 2025-07-28 | 2026-07-28 | Inverters | SolarEdge Technologies | SE3800H-USMN | 3800 |  | 1 |  |  | 0.99 |  | Outdoor | Next to meter
NJADRE1560053798 | Administratively Determined Incentive Program | Orange City | 7050 | 5.265 | Residential | Behind the Meter | Yes | Sunrun Installation Services, Inc. | PSE&G |  | Accepted | 2025-07-08 | 2025-07-28 | 2026-07-28 | Solar Panels | JA Solar | JAM54S31-405/MR |  | 0.405 | 13 | 201 | 31 |  | Fixed | Roof
NJADRE1560053810 | Administratively Determined Incentive Program | BELLMAWR BORO | 8031 | 14.79 | Residential | Behind the Meter | Yes | Integrity Solar & Home Solutions, LLC | PSE&G |  | Accepted | 2025-07-08 | 2025-07-29 | 2026-07-29 | Solar Panels | Q CELLS | Q.TRON BLK M-G2H+ 435 |  | 0.435 | 4 | 69 | 18 |  | Fixed | Roof
NJADRE1560053810 | Administratively Determined Incentive Program | BELLMAWR BORO | 8031 | 14.79 | Residential | Behind the Meter | Yes | Integrity Solar & Home Solutions, LLC | PSE&G |  | Accepted | 2025-07-08 | 2025-07-29 | 2026-07-29 | Solar Panels | Q CELLS | Q.TRON BLK M-G2H+ 435 |  | 0.435 | 3 | 339 | 29 |  | Fixed | Roof
NJADRE1560053810 | Administratively Determined Incentive Program | BELLMAWR BORO | 8031 | 14.79 | Residential | Behind the Meter | Yes | Integrity Solar & Home Solutions, LLC | PSE&G |  | Accepted | 2025-07-08 | 2025-07-29 | 2026-07-29 | Inverters | ENPHASE | IQ8HC | 380 |  | 34 |  |  | 0.98 |  | Other | UNDER EACH PANEL
NJADRE1560053810 | Administratively Determined Incentive Program | BELLMAWR BORO | 8031 | 14.79 | Residential | Behind the Meter | Yes | Integrity Solar & Home Solutions, LLC | PSE&G |  | Accepted | 2025-07-08 | 2025-07-29 | 2026-07-29 | Solar Panels | Q CELLS | Q.TRON BLK M-G2H+ 435 |  | 0.435 | 15 | 159 | 29 |  | Fixed | Roof
NJADRE1560053810 | Administratively Determined Incentive Program | BELLMAWR BORO | 8031 | 14.79 | Residential | Behind the Meter | Yes | Integrity Solar & Home Solutions, LLC | PSE&G |  | Accepted | 2025-07-08 | 2025-07-29 | 2026-07-29 | Solar Panels | Q CELLS | Q.TRON BLK M-G2H+ 435 |  | 0.435 | 6 | 69 | 24 |  | Fixed | Roof
NJADRE1560053810 | Administratively Determined Incentive Program | BELLMAWR BORO | 8031 | 14.79 | Residential | Behind the Meter | Yes | Integrity Solar & Home Solutions, LLC | PSE&G |  | Accepted | 2025-07-08 | 2025-07-29 | 2026-07-29 | Solar Panels | Q CELLS | Q.TRON BLK M-G2H+ 435 |  | 0.435 | 6 | 249 | 24 |  | Fixed | Roof
NJADRE1560053829 | Administratively Determined Incentive Program | Maywood | 7607 | 3.28 | Residential | Behind the Meter | Yes | Trinity Solar, LLC | PSE&G |  | Accepted | 2025-07-08 | 2025-07-29 | 2026-07-29 | Inverters | Solar Edge | USE3800H-US | 3800 |  | 1 |  |  | 0.97 |  | Outside
NJADRE1560053829 | Administratively Determined Incentive Program | Maywood | 7607 | 3.28 | Residential | Behind the Meter | Yes | Trinity Solar, LLC | PSE&G |  | Accepted | 2025-07-08 | 2025-07-29 | 2026-07-29 | Solar Panels | Hanwha | Q.PEAK DUO BLK ML-G10+ 410 |  | 0.41 | 8 | 310 | 10 |  | Fixed | Roof
NJADRE1560053835 | Administratively Determined Incentive Program | Galloway | 8205 | 16.81 | Residential | Behind the Meter | Yes | Pro Custom Solar dba Momentum Solar | AC Electric |  | Accepted | 2025-07-08 | 2025-07-29 | 2026-07-29 | Inverters | ENPHASE | IQ8HC-72-M-DOM-US | 380 |  | 41 |  |  | 0.97 |  | Outdoor
NJADRE1560053835 | Administratively Determined Incentive Program | Galloway | 8205 | 16.81 | Residential | Behind the Meter | Yes | Pro Custom Solar dba Momentum Solar | AC Electric |  | Accepted | 2025-07-08 | 2025-07-29 | 2026-07-29 | Solar Panels | Hanwha | q.peak duo blk-g10+410 |  | 0.41 | 14 | 101 | 18 |  | Fixed | Roof
NJADRE1560053835 | Administratively Determined Incentive Program | Galloway | 8205 | 16.81 | Residential | Behind the Meter | Yes | Pro Custom Solar dba Momentum Solar | AC Electric |  | Accepted | 2025-07-08 | 2025-07-29 | 2026-07-29 | Solar Panels | Hanwha | q.peak duo blk-g10+410 |  | 0.41 | 3 | 191 | 9 |  | Fixed | Roof
NJADRE1560053835 | Administratively Determined Incentive Program | Galloway | 8205 | 16.81 | Residential | Behind the Meter | Yes | Pro Custom Solar dba Momentum Solar | AC Electric |  | Accepted | 2025-07-08 | 2025-07-29 | 2026-07-29 | Solar Panels | Hanwha | q.peak duo blk-g10+410 |  | 0.41 | 21 | 281 | 18 |  | Fixed | Roof
NJADRE1560053835 | Administratively Determined Incentive Program | Galloway | 8205 | 16.81 | Residential | Behind the Meter | Yes | Pro Custom Solar dba Momentum Solar | AC Electric |  | Accepted | 2025-07-08 | 2025-07-29 | 2026-07-29 | Solar Panels | Hanwha | q.peak duo blk-g10+410 |  | 0.41 | 3 | 11 | 10 |  | Fixed | Roof
NJADRE1560053848 | Administratively Determined Incentive Program | North Cape May | 8204 | 10.75 | Residential | Behind the Meter | No | RCL Enterprises, Inc. | AC Electric |  | Accepted | 2025-07-08 | 2025-07-29 | 2026-07-29 | Solar Panels | SEG Solar | SEG-430-BTD-BG |  | 0.43 | 4 | 192 | 20 |  | Fixed | Roof
NJADRE1560053848 | Administratively Determined Incentive Program | North Cape May | 8204 | 10.75 | Residential | Behind the Meter | No | RCL Enterprises, Inc. | AC Electric |  | Accepted | 2025-07-08 | 2025-07-29 | 2026-07-29 | Solar Panels | SEG Solar | SEG-430-BTD-BG |  | 0.43 | 9 | 12 | 20 |  | Fixed | Roof
NJADRE1560053848 | Administratively Determined Incentive Program | North Cape May | 8204 | 10.75 | Residential | Behind the Meter | No | RCL Enterprises, Inc. | AC Electric |  | Accepted | 2025-07-08 | 2025-07-29 | 2026-07-29 | Inverters | Enphase | IQ8+ | 290 |  | 25 |  |  | 0.97 |  | Outside
NJADRE1560053848 | Administratively Determined Incentive Program | North Cape May | 8204 | 10.75 | Residential | Behind the Meter | No | RCL Enterprises, Inc. | AC Electric |  | Accepted | 2025-07-08 | 2025-07-29 | 2026-07-29 | Solar Panels | SEG Solar | SEG-430-BTD-BG |  | 0.43 | 9 | 192 | 20 |  | Fixed | Roof
NJADRE1560053848 | Administratively Determined Incentive Program | North Cape May | 8204 | 10.75 | Residential | Behind the Meter | No | RCL Enterprises, Inc. | AC Electric |  | Accepted | 2025-07-08 | 2025-07-29 | 2026-07-29 | Solar Panels | SEG Solar | SEG-430-BTD-BG |  | 0.43 | 3 | 12 | 20 |  | Fixed | Roof
NJADRE1560053852 | Administratively Determined Incentive Program | Edison | 8820 | 12.3 | Residential | Behind the Meter | No | Arma Renovations LLC DBA Arma Group | PSE&G |  | Accepted | 2025-07-08 | 2025-07-29 | 2026-07-29 | Inverters | ENPHASE | IQ8PLUS | 290 |  | 30 |  |  | 0.98 |  | Outside
NJADRE1560053852 | Administratively Determined Incentive Program | Edison | 8820 | 12.3 | Residential | Behind the Meter | No | Arma Renovations LLC DBA Arma Group | PSE&G |  | Accepted | 2025-07-08 | 2025-07-29 | 2026-07-29 | Solar Panels | Hanwha | qcells 410 |  | 0.41 | 16 | 221 | 21 |  | Fixed | Roof
NJADRE1560053852 | Administratively Determined Incentive Program | Edison | 8820 | 12.3 | Residential | Behind the Meter | No | Arma Renovations LLC DBA Arma Group | PSE&G |  | Accepted | 2025-07-08 | 2025-07-29 | 2026-07-29 | Solar Panels | Hanwha | qcells 410 |  | 0.41 | 11 | 131 | 25 |  | Fixed | Roof
NJADRE1560053852 | Administratively Determined Incentive Program | Edison | 8820 | 12.3 | Residential | Behind the Meter | No | Arma Renovations LLC DBA Arma Group | PSE&G |  | Accepted | 2025-07-08 | 2025-07-29 | 2026-07-29 | Solar Panels | Hanwha | qcells 410 |  | 0.41 | 3 | 131 | 25 |  | Fixed | Roof
NJADRE1560053894 | Administratively Determined Incentive Program | Sicklerville | 8081 | 7.65 | Residential | Behind the Meter | Yes | Power Energy Solutions, LLC | AC Electric |  | Accepted | 2025-07-08 | 2025-07-29 | 2026-07-29 | Inverters | SolarEdge | SE5700H-US | 6 |  | 1 |  |  | 0.97 |  | Outdoor
NJADRE1560053894 | Administratively Determined Incentive Program | Sicklerville | 8081 | 7.65 | Residential | Behind the Meter | Yes | Power Energy Solutions, LLC | AC Electric |  | Accepted | 2025-07-08 | 2025-07-29 | 2026-07-29 | Solar Panels | Trina Solar | TSM-425NE09RC.05 |  | 0.425 | 18 | 145 | 31 |  | Fixed | Roof
NJADRE1560053901 | Administratively Determined Incentive Program | Woodbury | 8096 | 4.3 | Residential | Behind the Meter | Yes | EMT Renewables, LLC | PSE&G |  | Accepted | 2025-07-08 | 2025-08-04 | 2026-08-04 | Solar Panels | SEG SOLAR | SEG 430 |  | 0.43 | 10 | 128 | 34 |  | Fixed | Roof
NJADRE1560053901 | Administratively Determined Incentive Program | Woodbury | 8096 | 4.3 | Residential | Behind the Meter | Yes | EMT Renewables, LLC | PSE&G |  | Accepted | 2025-07-08 | 2025-08-04 | 2026-08-04 | Inverters | IQ8HC | IQ8+ | 290 |  | 10 |  |  | 0.98 |  | Other | UNDER EACH PANEL
NJADRE1560053907 | Administratively Determined Incentive Program | North Brunswick Township | 8902 | 6.525 | Residential | Behind the Meter | No | Skyline Solar, LLC | PSE&G |  | Accepted | 2025-07-08 | 2025-07-29 | 2026-07-29 | Inverters | Enphase | IQ8HC-72-M-DOM-US | 380 |  | 15 |  |  | 0.977 |  | Outside
NJADRE1560053907 | Administratively Determined Incentive Program | North Brunswick Township | 8902 | 6.525 | Residential | Behind the Meter | No | Skyline Solar, LLC | PSE&G |  | Accepted | 2025-07-08 | 2025-07-29 | 2026-07-29 | Solar Panels | Hanwha | Q. Tron BLK M-G2.H+ |  | 0.435 | 12 | 129 | 23 |  | Fixed | Roof
NJADRE1560053907 | Administratively Determined Incentive Program | North Brunswick Township | 8902 | 6.525 | Residential | Behind the Meter | No | Skyline Solar, LLC | PSE&G |  | Accepted | 2025-07-08 | 2025-07-29 | 2026-07-29 | Solar Panels | Hanwha | Q. Tron BLK M-G2.H+ |  | 0.435 | 3 | 129 | 23 |  | Fixed | Roof
NJADRE1560054131 | Administratively Determined Incentive Program | Kenilworth | 7033 | 3.69 | Residential | Behind the Meter | Yes | Pro Custom Solar dba Momentum Solar | PSE&G |  | Accepted | 2025-07-08 | 2025-07-29 | 2026-07-29 | Inverters | ENPHASE | 0.41 | 380 |  | 9 |  |  | 0.97 |  | Outdoor
NJADRE1560054131 | Administratively Determined Incentive Program | Kenilworth | 7033 | 3.69 | Residential | Behind the Meter | Yes | Pro Custom Solar dba Momentum Solar | PSE&G |  | Accepted | 2025-07-08 | 2025-07-29 | 2026-07-29 | Solar Panels | Hanwha | q.peak duo blk-g10+410 |  | 0.41 | 7 | 245 | 15 |  | Fixed | Roof
NJADRE1560054131 | Administratively Determined Incentive Program | Kenilworth | 7033 | 3.69 | Residential | Behind the Meter | Yes | Pro Custom Solar dba Momentum Solar | PSE&G |  | Accepted | 2025-07-08 | 2025-07-29 | 2026-07-29 | Solar Panels | HANWHA | q.peak duo blk-g10+410 |  | 0.41 | 2 | 65 | 38 |  | Fixed | Roof
NJADRE1560054204 | Administratively Determined Incentive Program | Paterson | 7504 | 7.83 | Residential | Behind the Meter | Yes | SunnyMac, LLC | PSE&G |  | Accepted | 2025-07-08 | 2025-07-29 | 2026-07-29 | Inverters | SOLAREDGE HOME HUB | SE5700H-US | 5760 |  | 1 |  |  | 0.99 |  | Outdoor | next to meter
NJADRE1560054204 | Administratively Determined Incentive Program | Paterson | 7504 | 7.83 | Residential | Behind the Meter | Yes | SunnyMac, LLC | PSE&G |  | Accepted | 2025-07-08 | 2025-07-29 | 2026-07-29 | Solar Panels | HANWHA | Q.TRON BLK M-G2.H+ |  | 0.435 | 4 | 98 | 28 |  | Fixed | Roof
NJADRE1560054204 | Administratively Determined Incentive Program | Paterson | 7504 | 7.83 | Residential | Behind the Meter | Yes | SunnyMac, LLC | PSE&G |  | Accepted | 2025-07-08 | 2025-07-29 | 2026-07-29 | Solar Panels | HANWHA | Q.TRON BLK M-G2.H+ |  | 0.435 | 14 | 98 | 45 |  | Fixed | Roof
NJADRE1560054207 | Administratively Determined Incentive Program | Woodbine | 8270 | 8.17 | Residential | Behind the Meter | Yes | EMT Renewables, LLC | AC Electric |  | Accepted | 2025-07-08 | 2025-08-18 | 2026-08-18 | Solar Panels | SEG SOLAR | SEG 430 |  | 0.43 | 1 | 216 | 26 |  | Fixed | Roof
NJADRE1560054207 | Administratively Determined Incentive Program | Woodbine | 8270 | 8.17 | Residential | Behind the Meter | Yes | EMT Renewables, LLC | AC Electric |  | Accepted | 2025-07-08 | 2025-08-18 | 2026-08-18 | Inverters | IQ8HC | IQ8+ | 290 |  | 19 |  |  | 0.98 |  | Other | UNDER EACH PANEL
NJADRE1560054207 | Administratively Determined Incentive Program | Woodbine | 8270 | 8.17 | Residential | Behind the Meter | Yes | EMT Renewables, LLC | AC Electric |  | Accepted | 2025-07-08 | 2025-08-18 | 2026-08-18 | Solar Panels | SEG SOLAR | SEG 430 |  | 0.43 | 9 | 126 | 26 |  | Fixed | Roof
NJADRE1560054207 | Administratively Determined Incentive Program | Woodbine | 8270 | 8.17 | Residential | Behind the Meter | Yes | EMT Renewables, LLC | AC Electric |  | Accepted | 2025-07-08 | 2025-08-18 | 2026-08-18 | Solar Panels | SEG SOLAR | SEG 430 |  | 0.43 | 2 | 216 | 30 |  | Fixed | Roof
NJADRE1560054207 | Administratively Determined Incentive Program | Woodbine | 8270 | 8.17 | Residential | Behind the Meter | Yes | EMT Renewables, LLC | AC Electric |  | Accepted | 2025-07-08 | 2025-08-18 | 2026-08-18 | Solar Panels | SEG SOLAR | SEG 430 |  | 0.43 | 2 | 36 | 26 |  | Fixed | Roof
NJADRE1560054207 | Administratively Determined Incentive Program | Woodbine | 8270 | 8.17 | Residential | Behind the Meter | Yes | EMT Renewables, LLC | AC Electric |  | Accepted | 2025-07-08 | 2025-08-18 | 2026-08-18 | Solar Panels | SEG SOLAR | SEG 430 |  | 0.43 | 5 | 306 | 26 |  | Fixed | Roof
NJADRE1560054626 | Administratively Determined Incentive Program | Toms River | 8753 | 11.745 | Residential | Behind the Meter | Yes | SunnyMac, LLC | JCP&L |  | Accepted | 2025-07-08 | 2025-07-29 | 2026-07-29 | Solar Panels | HANWHA | Q.TRON BLK M-G2.H+ |  | 0.435 | 11 | 77 | 23 |  | Fixed | Roof
NJADRE1560054626 | Administratively Determined Incentive Program | Toms River | 8753 | 11.745 | Residential | Behind the Meter | Yes | SunnyMac, LLC | JCP&L |  | Accepted | 2025-07-08 | 2025-07-29 | 2026-07-29 | Solar Panels | HANWHA | Q.TRON BLK M-G2.H+ |  | 0.435 | 10 | 77 | 25 |  | Fixed | Roof
NJADRE1560054626 | Administratively Determined Incentive Program | Toms River | 8753 | 11.745 | Residential | Behind the Meter | Yes | SunnyMac, LLC | JCP&L |  | Accepted | 2025-07-08 | 2025-07-29 | 2026-07-29 | Solar Panels | HANWHA | Q.TRON BLK M-G2.H+ |  | 0.435 | 6 | 167 | 23 |  | Fixed | Roof
NJADRE1560054626 | Administratively Determined Incentive Program | Toms River | 8753 | 11.745 | Residential | Behind the Meter | Yes | SunnyMac, LLC | JCP&L |  | Accepted | 2025-07-08 | 2025-07-29 | 2026-07-29 | Inverters | SOLAREDGE HOME HUB | SE7600H-US | 7600 |  | 1 |  |  | 0.99 |  | Outdoor | next to meter
NJADRE1560054626 | Administratively Determined Incentive Program | Toms River | 8753 | 11.745 | Residential | Behind the Meter | Yes | SunnyMac, LLC | JCP&L |  | Accepted | 2025-07-08 | 2025-07-29 | 2026-07-29 | Meters | SOLAREDGE HOME HUB | SE-RGMTR-1D-240C-B |  |  | 1 |  |  |  | Yes | Outdoor
NJADRE1560054627 | Administratively Determined Incentive Program | Hasbrouck Heights | 7604 | 11.48 | Residential | Behind the Meter | Yes | Trinity Solar, LLC | PSE&G |  | Accepted | 2025-07-08 | 2025-07-29 | 2026-07-29 | Solar Panels | Hanwha | Q.PEAK DUO BLK ML-G10+ 410 |  | 0.41 | 8 | 307 | 25 |  | Fixed | Roof
NJADRE1560054627 | Administratively Determined Incentive Program | Hasbrouck Heights | 7604 | 11.48 | Residential | Behind the Meter | Yes | Trinity Solar, LLC | PSE&G |  | Accepted | 2025-07-08 | 2025-07-29 | 2026-07-29 | Solar Panels | Hanwha | Q.PEAK DUO BLK ML-G10+ 410 |  | 0.41 | 12 | 127 | 25 |  | Fixed | Roof
NJADRE1560054627 | Administratively Determined Incentive Program | Hasbrouck Heights | 7604 | 11.48 | Residential | Behind the Meter | Yes | Trinity Solar, LLC | PSE&G |  | Accepted | 2025-07-08 | 2025-07-29 | 2026-07-29 | Solar Panels | Hanwha | Q.PEAK DUO BLK ML-G10+ 410 |  | 0.41 | 5 | 217 | 25 |  | Fixed | Roof
NJADRE1560054627 | Administratively Determined Incentive Program | Hasbrouck Heights | 7604 | 11.48 | Residential | Behind the Meter | Yes | Trinity Solar, LLC | PSE&G |  | Accepted | 2025-07-08 | 2025-07-29 | 2026-07-29 | Solar Panels | Hanwha | Q.PEAK DUO BLK ML-G10+ 410 |  | 0.41 | 3 | 37 | 16 |  | Fixed | Roof
NJADRE1560054627 | Administratively Determined Incentive Program | Hasbrouck Heights | 7604 | 11.48 | Residential | Behind the Meter | Yes | Trinity Solar, LLC | PSE&G |  | Accepted | 2025-07-08 | 2025-07-29 | 2026-07-29 | Inverters | Solar Edge | USE10000H-US | 10000 |  | 1 |  |  | 0.97 |  | Outside
NJADRE1560054631 | Administratively Determined Incentive Program | North Brunswick | 8902 | 5.67 | Residential | Behind the Meter | No | Power Home Remodeling Group | PSE&G |  | Accepted | 2025-07-08 | 2025-07-29 | 2026-07-29 | Solar Panels | JA Solar | JAM54S31 405/MR |  | 0.405 | 8 | 139 | 35 |  | Fixed | Roof
NJADRE1560054631 | Administratively Determined Incentive Program | North Brunswick | 8902 | 5.67 | Residential | Behind the Meter | No | Power Home Remodeling Group | PSE&G |  | Accepted | 2025-07-08 | 2025-07-29 | 2026-07-29 | Inverters | SolarEdge | SE3800H-US | 3800 |  | 1 |  |  | 0.99 |  | Outside
NJADRE1560054631 | Administratively Determined Incentive Program | North Brunswick | 8902 | 5.67 | Residential | Behind the Meter | No | Power Home Remodeling Group | PSE&G |  | Accepted | 2025-07-08 | 2025-07-29 | 2026-07-29 | Solar Panels | JA Solar | JAM54S31 405/MR |  | 0.405 | 6 | 139 | 35 |  | Fixed | Roof
NJADRE1560054631 | Administratively Determined Incentive Program | North Brunswick | 8902 | 5.67 | Residential | Behind the Meter | No | Power Home Remodeling Group | PSE&G |  | Accepted | 2025-07-08 | 2025-07-29 | 2026-07-29 | Meters | Revenus Grade Data Ansi C12.20 | SolarEdge |  |  | 1 |  |  |  | Yes | Outdoor
NJADRE1560054652 | Administratively Determined Incentive Program | Township of Washington | 7676 | 11.07 | Residential | Behind the Meter | No | Tesla Energy Operations, Inc. | PSE&G |  | Accepted | 2025-07-08 | 2025-07-29 | 2026-07-29 | Inverters | Tesla | 1538000-XX-Y | 5700 |  | 2 |  |  | 0.98 |  | Outdoor
NJADRE1560054652 | Administratively Determined Incentive Program | Township of Washington | 7676 | 11.07 | Residential | Behind the Meter | No | Tesla Energy Operations, Inc. | PSE&G |  | Accepted | 2025-07-08 | 2025-07-29 | 2026-07-29 | Solar Panels | Hanwha | Q.PEAK DUO BLK ML-G10+/TS 410 |  | 0.41 | 6 | 285 | 23 |  | Fixed | Roof
NJADRE1560054652 | Administratively Determined Incentive Program | Township of Washington | 7676 | 11.07 | Residential | Behind the Meter | No | Tesla Energy Operations, Inc. | PSE&G |  | Accepted | 2025-07-08 | 2025-07-29 | 2026-07-29 | Solar Panels | Hanwha | Q.PEAK DUO BLK ML-G10+/TS 410 |  | 0.41 | 6 | 15 | 23 |  | Fixed | Roof
NJADRE1560054652 | Administratively Determined Incentive Program | Township of Washington | 7676 | 11.07 | Residential | Behind the Meter | No | Tesla Energy Operations, Inc. | PSE&G |  | Accepted | 2025-07-08 | 2025-07-29 | 2026-07-29 | Solar Panels | Hanwha | Q.PEAK DUO BLK ML-G10+/TS 410 |  | 0.41 | 3 | 195 | 23 |  | Fixed | Roof
NJADRE1560054652 | Administratively Determined Incentive Program | Township of Washington | 7676 | 11.07 | Residential | Behind the Meter | No | Tesla Energy Operations, Inc. | PSE&G |  | Accepted | 2025-07-08 | 2025-07-29 | 2026-07-29 | Solar Panels | Hanwha | Q.PEAK DUO BLK ML-G10+/TS 410 |  | 0.41 | 9 | 195 | 23 |  | Fixed | Roof
NJADRE1560054652 | Administratively Determined Incentive Program | Township of Washington | 7676 | 11.07 | Residential | Behind the Meter | No | Tesla Energy Operations, Inc. | PSE&G |  | Accepted | 2025-07-08 | 2025-07-29 | 2026-07-29 | Solar Panels | Hanwha | Q.PEAK DUO BLK ML-G10+/TS 410 |  | 0.41 | 3 | 195 | 23 |  | Fixed | Roof
NJADRE1560054669 | Administratively Determined Incentive Program | Wharton | 7885 | 14.355 | Residential | Behind the Meter | No | Skyline Solar, LLC | JCP&L |  | Accepted | 2025-07-08 | 2025-07-29 | 2026-07-29 | Inverters | enphase | IQ8HC-72-M-DOM-US | 380 |  | 33 |  |  | 0.977 |  | Outside
NJADRE1560054669 | Administratively Determined Incentive Program | Wharton | 7885 | 14.355 | Residential | Behind the Meter | No | Skyline Solar, LLC | JCP&L |  | Accepted | 2025-07-08 | 2025-07-29 | 2026-07-29 | Solar Panels | Hanwha | Q.TRON BLK M-G2+ 435 |  | 0.435 | 33 | 150 | 14 |  | Fixed | Roof
NJADRE1560054676 | Administratively Determined Incentive Program | Burlington | 8016 | 12.6 | Residential | Behind the Meter | No | Public Service Solar, LLC | PSE&G |  | Accepted | 2025-07-08 | 2025-08-21 | 2026-08-21 | Inverters | Enphase | iQ8MC-72-M-US | 320 |  | 30 |  |  | 0.96 |  | Outdoor | Under Panels
NJADRE1560054676 | Administratively Determined Incentive Program | Burlington | 8016 | 12.6 | Residential | Behind the Meter | No | Public Service Solar, LLC | PSE&G |  | Accepted | 2025-07-08 | 2025-08-21 | 2026-08-21 | Solar Panels | Panasonic | EVPV420HK2 |  | 0.42 | 30 | 296 | 27 |  | Fixed | Roof
NJADRE1560054707 | Administratively Determined Incentive Program | BERLIN | 8009 | 11.9 | Residential | Behind the Meter | Yes | Power Energy Solutions, LLC | AC Electric |  | Accepted | 2025-07-08 | 2025-07-29 | 2026-07-29 | Solar Panels | Trina Solar | TSM-425NE09RC.05 |  | 0.425 | 8 | 42 | 20 |  | Fixed | Roof
NJADRE1560054707 | Administratively Determined Incentive Program | BERLIN | 8009 | 11.9 | Residential | Behind the Meter | Yes | Power Energy Solutions, LLC | AC Electric |  | Accepted | 2025-07-08 | 2025-07-29 | 2026-07-29 | Solar Panels | Trina Solar | TSM-425NE09RC.05 |  | 0.425 | 8 | 222 | 20 |  | Fixed | Roof
NJADRE1560054707 | Administratively Determined Incentive Program | BERLIN | 8009 | 11.9 | Residential | Behind the Meter | Yes | Power Energy Solutions, LLC | AC Electric |  | Accepted | 2025-07-08 | 2025-07-29 | 2026-07-29 | Solar Panels | Trina Solar | TSM-425NE09RC.05 |  | 0.425 | 12 | 222 | 20 |  | Fixed | Roof
NJADRE1560054707 | Administratively Determined Incentive Program | BERLIN | 8009 | 11.9 | Residential | Behind the Meter | Yes | Power Energy Solutions, LLC | AC Electric |  | Accepted | 2025-07-08 | 2025-07-29 | 2026-07-29 | Inverters | SolarEdge | SE7600H-US | 8 |  | 1 |  |  | 0.97 |  | Outdoor
NJADRE1560054723 | Administratively Determined Incentive Program | Marlboro | 7746 | 20.7 | Residential | Behind the Meter | No | Sea Bright Solar, LLC | JCP&L |  | Accepted | 2025-07-08 | 2025-07-28 | 2026-07-28 | Inverters | Enphase | IQ8X-80-M-US | 380 |  | 45 |  |  | 0.97 |  | Outside
NJADRE1560054723 | Administratively Determined Incentive Program | Marlboro | 7746 | 20.7 | Residential | Behind the Meter | No | Sea Bright Solar, LLC | JCP&L |  | Accepted | 2025-07-08 | 2025-07-28 | 2026-07-28 | Solar Panels | REC | REC460AA Pure-RX |  | 0.46 | 45 | 204 | 34 |  | Fixed | Roof
NJADRE1560054726 | Administratively Determined Incentive Program | Old Bridge | 8857 | 10.79 | Residential | Behind the Meter | No | Solar Energy World | JCP&L |  | Accepted | 2025-07-08 | 2025-07-29 | 2026-07-29 | Inverters | Enphase | IQ8HC-72-M-DOM-US | 290 |  | 26 |  |  | 0.97 |  | Outside
NJADRE1560054726 | Administratively Determined Incentive Program | Old Bridge | 8857 | 10.79 | Residential | Behind the Meter | No | Solar Energy World | JCP&L |  | Accepted | 2025-07-08 | 2025-07-29 | 2026-07-29 | Solar Panels | HANWHA | Q.PEAK DUOBLK ML-G10+-415W |  | 0.415 | 26 | 241 | 27 |  | Fixed | Roof
NJADRE1560054750 | Administratively Determined Incentive Program | PATERSON | 7514 | 10.66 | Residential | Behind the Meter | Yes | Freedom Forever New Jersey, LLC | PSE&G |  | Accepted | 2025-07-08 | 2025-07-29 | 2026-07-29 | Solar Panels | Hanwha | Q.PEAK DUO BLK ML-G10+ 410 |  | 0.41 | 17 | 99 | 40 |  | Fixed | Roof
NJADRE1560054750 | Administratively Determined Incentive Program | PATERSON | 7514 | 10.66 | Residential | Behind the Meter | Yes | Freedom Forever New Jersey, LLC | PSE&G |  | Accepted | 2025-07-08 | 2025-07-29 | 2026-07-29 | Solar Panels | Hanwha | Q.PEAK DUO BLK ML-G10+ 410 |  | 0.41 | 9 | 279 | 19 |  | Fixed | Roof
NJADRE1560054750 | Administratively Determined Incentive Program | PATERSON | 7514 | 10.66 | Residential | Behind the Meter | Yes | Freedom Forever New Jersey, LLC | PSE&G |  | Accepted | 2025-07-08 | 2025-07-29 | 2026-07-29 | Inverters | Solar Edge | SE5000H-USRGM [SI1] | 5000 |  | 1 |  |  | 0.99 |  | Outside
NJADRE1560054752 | Administratively Determined Incentive Program | CHERRY HILL | 8003 | 8.17 | Residential | Behind the Meter | No | EMT Renewables, LLC | PSE&G |  | Accepted | 2025-07-08 | 2025-07-28 | 2026-07-28 | Inverters | Q.MI.349B | IQ8+ | 290 |  | 19 |  |  | 0.98 |  | Other | UNDER EACH PANEL
NJADRE1560054752 | Administratively Determined Incentive Program | CHERRY HILL | 8003 | 8.17 | Residential | Behind the Meter | No | EMT Renewables, LLC | PSE&G |  | Accepted | 2025-07-08 | 2025-07-28 | 2026-07-28 | Solar Panels | Q CELLS | Q TRON |  | 0.43 | 7 | 257 | 24 |  | Fixed | Roof
NJADRE1560054752 | Administratively Determined Incentive Program | CHERRY HILL | 8003 | 8.17 | Residential | Behind the Meter | No | EMT Renewables, LLC | PSE&G |  | Accepted | 2025-07-08 | 2025-07-28 | 2026-07-28 | Solar Panels | Q CELLS | Q TRON |  | 0.43 | 12 | 167 | 29 |  | Fixed | Roof
NJADRE1560054784 | Administratively Determined Incentive Program | CEDAR BROOK | 8018 | 14.355 | Residential | Behind the Meter | Yes | Integrity Solar & Home Solutions, LLC | AC Electric |  | Accepted | 2025-07-08 | 2025-07-29 | 2026-07-29 | Solar Panels | Q CELLS | Q.TRON BLK M-G2H+ 435 |  | 0.435 | 13 | 351 | 22 |  | Fixed | Roof
NJADRE1560054784 | Administratively Determined Incentive Program | CEDAR BROOK | 8018 | 14.355 | Residential | Behind the Meter | Yes | Integrity Solar & Home Solutions, LLC | AC Electric |  | Accepted | 2025-07-08 | 2025-07-29 | 2026-07-29 | Inverters | ENPHASE | IQ8HC | 380 |  | 33 |  |  | 0.98 |  | Other | UNDER EACH PANEL
NJADRE1560054784 | Administratively Determined Incentive Program | CEDAR BROOK | 8018 | 14.355 | Residential | Behind the Meter | Yes | Integrity Solar & Home Solutions, LLC | AC Electric |  | Accepted | 2025-07-08 | 2025-07-29 | 2026-07-29 | Solar Panels | Q CELLS | Q.TRON BLK M-G2H+ 435 |  | 0.435 | 14 | 171 | 22 |  | Fixed | Roof
NJADRE1560054784 | Administratively Determined Incentive Program | CEDAR BROOK | 8018 | 14.355 | Residential | Behind the Meter | Yes | Integrity Solar & Home Solutions, LLC | AC Electric |  | Accepted | 2025-07-08 | 2025-07-29 | 2026-07-29 | Solar Panels | Q CELLS | Q.TRON BLK M-G2H+ 435 |  | 0.435 | 3 | 172 | 22 |  | Fixed | Roof
NJADRE1560054784 | Administratively Determined Incentive Program | CEDAR BROOK | 8018 | 14.355 | Residential | Behind the Meter | Yes | Integrity Solar & Home Solutions, LLC | AC Electric |  | Accepted | 2025-07-08 | 2025-07-29 | 2026-07-29 | Solar Panels | Q CELLS | Q.TRON BLK M-G2H+ 435 |  | 0.435 | 3 | 172 | 22 |  | Fixed | Roof
NJADRE1560054823 | Administratively Determined Incentive Program | Williamstown | 8094 | 13.94 | Residential | Behind the Meter | Yes | Trinity Solar, LLC | AC Electric |  | Accepted | 2025-07-08 | 2025-07-29 | 2026-07-29 | Inverters | Solar Edge | USE11400H-US | 11400 |  | 1 |  |  | 0.97 |  | Outside
NJADRE1560054823 | Administratively Determined Incentive Program | Williamstown | 8094 | 13.94 | Residential | Behind the Meter | Yes | Trinity Solar, LLC | AC Electric |  | Accepted | 2025-07-08 | 2025-07-29 | 2026-07-29 | Solar Panels | Hanwha | Q.PEAK DUO BLK ML-G10+ 410 |  | 0.41 | 4 | 183 | 14 |  | Fixed | Roof
NJADRE1560054823 | Administratively Determined Incentive Program | Williamstown | 8094 | 13.94 | Residential | Behind the Meter | Yes | Trinity Solar, LLC | AC Electric |  | Accepted | 2025-07-08 | 2025-07-29 | 2026-07-29 | Solar Panels | Hanwha | Q.PEAK DUO BLK ML-G10+ 410 |  | 0.41 | 30 | 183 | 30 |  | Fixed | Roof
NJADRE1560054832 | Administratively Determined Incentive Program | Garfield | 7026 | 6.375 | Residential | Behind the Meter | Yes | Power Energy Solutions, LLC | PSE&G |  | Accepted | 2025-07-08 | 2025-07-29 | 2026-07-29 | Solar Panels | Trina Solar | TSM-425NE09RC.05 |  | 0.425 | 3 | 341 | 20 |  | Fixed | Roof
NJADRE1560054832 | Administratively Determined Incentive Program | Garfield | 7026 | 6.375 | Residential | Behind the Meter | Yes | Power Energy Solutions, LLC | PSE&G |  | Accepted | 2025-07-08 | 2025-07-29 | 2026-07-29 | Inverters | SolarEdge | SE3800H-US | 4 |  | 1 |  |  | 0.97 |  | Outdoor
NJADRE1560054832 | Administratively Determined Incentive Program | Garfield | 7026 | 6.375 | Residential | Behind the Meter | Yes | Power Energy Solutions, LLC | PSE&G |  | Accepted | 2025-07-08 | 2025-07-29 | 2026-07-29 | Solar Panels | Trina Solar | TSM-425NE09RC.05 |  | 0.425 | 12 | 161 | 20 |  | Fixed | Roof
NJADRE1560054857 | Administratively Determined Incentive Program | Ridgefield Park Village | 7660 | 3.915 | Residential | Behind the Meter | Yes | Integrity Solar & Home Solutions, LLC | PSE&G |  | Accepted | 2025-07-08 | 2025-07-29 | 2026-07-29 | Solar Panels | Q CELLS | Q.TRON BLK M-G2H+ 435 |  | 0.435 | 3 | 191 | 43 |  | Fixed | Roof
NJADRE1560054857 | Administratively Determined Incentive Program | Ridgefield Park Village | 7660 | 3.915 | Residential | Behind the Meter | Yes | Integrity Solar & Home Solutions, LLC | PSE&G |  | Accepted | 2025-07-08 | 2025-07-29 | 2026-07-29 | Inverters | ENPHASE | IQ8HC | 380 |  | 9 |  |  | 0.98 |  | Other | UNDER EACH PANEL
NJADRE1560054857 | Administratively Determined Incentive Program | Ridgefield Park Village | 7660 | 3.915 | Residential | Behind the Meter | Yes | Integrity Solar & Home Solutions, LLC | PSE&G |  | Accepted | 2025-07-08 | 2025-07-29 | 2026-07-29 | Solar Panels | Q CELLS | Q.TRON BLK M-G2H+ 435 |  | 0.435 | 3 | 191 | 43 |  | Fixed | Roof
NJADRE1560054857 | Administratively Determined Incentive Program | Ridgefield Park Village | 7660 | 3.915 | Residential | Behind the Meter | Yes | Integrity Solar & Home Solutions, LLC | PSE&G |  | Accepted | 2025-07-08 | 2025-07-29 | 2026-07-29 | Solar Panels | Q CELLS | Q.TRON BLK M-G2H+ 435 |  | 0.435 | 3 | 281 | 1 |  | Fixed | Roof
NJADRE1560054863 | Administratively Determined Incentive Program | Howell | 7731 | 93.96 | Commercial | Behind the Meter | No | Arosa Solar Energy Systems, Inc. | JCP&L |  | Accepted | 2025-07-10 | 2025-08-06 | 2026-08-06 | Inverters | SolarEdge | SE50K US | 50 |  | 1 |  |  | 0.985 |  | Outdoor
NJADRE1560054863 | Administratively Determined Incentive Program | Howell | 7731 | 93.96 | Commercial | Behind the Meter | No | Arosa Solar Energy Systems, Inc. | JCP&L |  | Accepted | 2025-07-10 | 2025-08-06 | 2026-08-06 | Solar Panels | NE Solar | NESE 580-72THB-M10 |  | 0.58 | 162 | 166 | 10 |  | Fixed | Roof
NJADRE1560054863 | Administratively Determined Incentive Program | Howell | 7731 | 93.96 | Commercial | Behind the Meter | No | Arosa Solar Energy Systems, Inc. | JCP&L |  | Accepted | 2025-07-10 | 2025-08-06 | 2026-08-06 | Inverters | SolarEdge | SE17.3K US | 17 |  | 1 |  |  | 0.985 |  | Outdoor
NJADRE1560054864 | Administratively Determined Incentive Program | OLD BRIDGE | 8857 | 10.375 | Residential | Behind the Meter | Yes | Solar Energy World | JCP&L |  | Accepted | 2025-07-08 | 2025-07-29 | 2026-07-29 | Inverters | Enphase | IQ8HC-72-M-DOM-US | 384 |  | 25 |  |  | 0.97 |  | Outside
NJADRE1560054864 | Administratively Determined Incentive Program | OLD BRIDGE | 8857 | 10.375 | Residential | Behind the Meter | Yes | Solar Energy World | JCP&L |  | Accepted | 2025-07-08 | 2025-07-29 | 2026-07-29 | Solar Panels | HANWHA | Q.PEAK DUOBLK ML-G10+-415W |  | 0.415 | 8 | 330 | 26 |  | Fixed | Roof
NJADRE1560054864 | Administratively Determined Incentive Program | OLD BRIDGE | 8857 | 10.375 | Residential | Behind the Meter | Yes | Solar Energy World | JCP&L |  | Accepted | 2025-07-08 | 2025-07-29 | 2026-07-29 | Solar Panels | HANWHA | Q.PEAK DUOBLK ML-G10+-415W |  | 0.415 | 17 | 150 | 27 |  | Fixed | Roof
NJADRE1560054874 | Administratively Determined Incentive Program | Sicklerville | 8081 | 11.07 | Residential | Behind the Meter | Yes | Trinity Solar, LLC | AC Electric |  | Accepted | 2025-07-08 | 2025-07-29 | 2026-07-29 | Solar Panels | HANWHA | (Q.PEAK DUO BLK ML-G10+ 410) |  | 0.41 | 27 | 196 | 38 |  | Fixed | Roof
NJADRE1560054874 | Administratively Determined Incentive Program | Sicklerville | 8081 | 11.07 | Residential | Behind the Meter | Yes | Trinity Solar, LLC | AC Electric |  | Accepted | 2025-07-08 | 2025-07-29 | 2026-07-29 | Inverters | Solar Edge | SE10000H-USMNUBL15 | 10000 |  | 1 |  |  | 0.97 |  | Outdoor
NJADRE1560054878 | Administratively Determined Incentive Program | CAMDEN | 8103 | 6.375 | Residential | Behind the Meter | Yes | Power Energy Solutions, LLC | PSE&G |  | Accepted | 2025-07-08 | 2025-07-29 | 2026-07-29 | Solar Panels | Trina Solar | TSM-425NE09RC.05 |  | 0.425 | 15 | 220 | 1 |  | Fixed | Roof
NJADRE1560054878 | Administratively Determined Incentive Program | CAMDEN | 8103 | 6.375 | Residential | Behind the Meter | Yes | Power Energy Solutions, LLC | PSE&G |  | Accepted | 2025-07-08 | 2025-07-29 | 2026-07-29 | Inverters | SolarEdge | SE3800H-US | 4 |  | 1 |  |  | 0.97 |  | Outdoor
NJADRE1560054949 | Administratively Determined Incentive Program | POINT PLEASANT | 8742 | 3.28 | Residential | Behind the Meter | Yes | Sunrun Installation Services, Inc. | JCP&L |  | Accepted | 2025-07-08 | 2025-07-29 | 2026-07-29 | Electric Storage Battery | Tesla | POWERWALL 3 1707000-XX-Y |  |  | 1 |  |  |  | Lithium Ion |  | OUTSIDE
NJADRE1560054949 | Administratively Determined Incentive Program | POINT PLEASANT | 8742 | 3.28 | Residential | Behind the Meter | Yes | Sunrun Installation Services, Inc. | JCP&L |  | Accepted | 2025-07-08 | 2025-07-29 | 2026-07-29 | Inverters | Tesla | POWERWALL 3 1707000-XX-Y | 11500 |  | 1 |  |  | 0.97 |  | Outdoor
NJADRE1560054949 | Administratively Determined Incentive Program | POINT PLEASANT | 8742 | 3.28 | Residential | Behind the Meter | Yes | Sunrun Installation Services, Inc. | JCP&L |  | Accepted | 2025-07-08 | 2025-07-29 | 2026-07-29 | Solar Panels | HANWHA Q-CELLS | Q.PEAK DUO BLK ML-G10+ 410 DCA |  | 0.41 | 8 | 17 | 29 |  | Fixed | Roof
NJADRE1560057540 | Administratively Determined Incentive Program | Chesterfield Township | 8515 | 13.12 | Residential | Behind the Meter | No | Trinity Solar, LLC | PSE&G |  | Accepted | 2025-07-08 | 2025-07-29 | 2026-07-29 | Solar Panels | HANWHA | (Q.PEAK DUO BLK ML-G10.C+ 410) |  | 0.41 | 12 | 114 | 34 |  | Fixed | Roof
NJADRE1560057540 | Administratively Determined Incentive Program | Chesterfield Township | 8515 | 13.12 | Residential | Behind the Meter | No | Trinity Solar, LLC | PSE&G |  | Accepted | 2025-07-08 | 2025-07-29 | 2026-07-29 | Solar Panels | HANWHA | (Q.PEAK DUO BLK ML-G10.C+ 410) |  | 0.41 | 4 | 204 | 34 |  | Fixed | Roof
NJADRE1560057540 | Administratively Determined Incentive Program | Chesterfield Township | 8515 | 13.12 | Residential | Behind the Meter | No | Trinity Solar, LLC | PSE&G |  | Accepted | 2025-07-08 | 2025-07-29 | 2026-07-29 | Solar Panels | HANWHA | (Q.PEAK DUO BLK ML-G10.C+ 410) |  | 0.41 | 4 | 294 | 34 |  | Fixed | Roof
NJADRE1560057540 | Administratively Determined Incentive Program | Chesterfield Township | 8515 | 13.12 | Residential | Behind the Meter | No | Trinity Solar, LLC | PSE&G |  | Accepted | 2025-07-08 | 2025-07-29 | 2026-07-29 | Solar Panels | HANWHA | (Q.PEAK DUO BLK ML-G10.C+ 410) |  | 0.41 | 12 | 202 | 30 |  | Fixed | Roof
NJADRE1560057540 | Administratively Determined Incentive Program | Chesterfield Township | 8515 | 13.12 | Residential | Behind the Meter | No | Trinity Solar, LLC | PSE&G |  | Accepted | 2025-07-08 | 2025-07-29 | 2026-07-29 | Inverters | Solar Edge | USE10000H-USMNBL75 | 10000 |  | 1 |  |  | 0.97 |  | Outdoor
NJADRE1560057542 | Administratively Determined Incentive Program | HAMILTON TWP MER | 8610 | 4.86 | Residential | Behind the Meter | Yes | Sunrun Installation Services, Inc. | PSE&G |  | Accepted | 2025-07-08 | 2025-07-29 | 2026-07-29 | Solar Panels | JA SOLAR | JAM54S31-405/MR |  | 0.405 | 12 | 296 | 34 |  | Fixed | Roof
NJADRE1560057542 | Administratively Determined Incentive Program | HAMILTON TWP MER | 8610 | 4.86 | Residential | Behind the Meter | Yes | Sunrun Installation Services, Inc. | PSE&G |  | Accepted | 2025-07-08 | 2025-07-29 | 2026-07-29 | Inverters | SOLAREDGE TECHNOLOGIES | SE3800H-USMN | 3800 |  | 1 |  |  | 0.99 |  | Outdoor
NJADRE1560057544 | Administratively Determined Incentive Program | ENGLEWOOD | 7631 | 8.5 | Residential | Behind the Meter | Yes | Power Energy Solutions, LLC | PSE&G |  | Accepted | 2025-07-08 | 2025-07-29 | 2026-07-29 | Inverters | SolarEdge | SE5700H-US | 6 |  | 1 |  |  | 0.97 |  | Outdoor
NJADRE1560057544 | Administratively Determined Incentive Program | ENGLEWOOD | 7631 | 8.5 | Residential | Behind the Meter | Yes | Power Energy Solutions, LLC | PSE&G |  | Accepted | 2025-07-08 | 2025-07-29 | 2026-07-29 | Solar Panels | Trina Solar | TSM-425NE09RC.05 |  | 0.425 | 18 | 206 | 20 |  | Fixed | Roof
NJADRE1560057544 | Administratively Determined Incentive Program | ENGLEWOOD | 7631 | 8.5 | Residential | Behind the Meter | Yes | Power Energy Solutions, LLC | PSE&G |  | Accepted | 2025-07-08 | 2025-07-29 | 2026-07-29 | Solar Panels | Trina Solar | TSM-425NE09RC.05 |  | 0.425 | 2 | 26 | 20 |  | Fixed | Roof
NJADRE1560057545 | Administratively Determined Incentive Program | OCEAN CITY | 8226 | 11.745 | Residential | Behind the Meter | Yes | Solar Energy World | AC Electric |  | Accepted | 2025-07-08 | 2025-07-29 | 2026-07-29 | Solar Panels | LONGi | LR5-54HPB-405M |  | 0.405 | 5 | 220 | 28 |  | Fixed | Roof
NJADRE1560057545 | Administratively Determined Incentive Program | OCEAN CITY | 8226 | 11.745 | Residential | Behind the Meter | Yes | Solar Energy World | AC Electric |  | Accepted | 2025-07-08 | 2025-07-29 | 2026-07-29 | Solar Panels | LONGi | LR5-54HPB-405M |  | 0.405 | 17 | 130 | 30 |  | Fixed | Roof
NJADRE1560057545 | Administratively Determined Incentive Program | OCEAN CITY | 8226 | 11.745 | Residential | Behind the Meter | Yes | Solar Energy World | AC Electric |  | Accepted | 2025-07-08 | 2025-07-29 | 2026-07-29 | Inverters | Enphase | IQ8HC-72-M-DOM-US | 384 |  | 29 |  |  | 0.97 |  | Outside
NJADRE1560057545 | Administratively Determined Incentive Program | OCEAN CITY | 8226 | 11.745 | Residential | Behind the Meter | Yes | Solar Energy World | AC Electric |  | Accepted | 2025-07-08 | 2025-07-29 | 2026-07-29 | Solar Panels | LONGi | LR5-54HPB-405M |  | 0.405 | 7 | 310 | 29 |  | Fixed | Roof
NJADRE1560057552 | Administratively Determined Incentive Program | ROCKAWAY | 7866 | 2.61 | Residential | Behind the Meter | Yes | Integrity Solar & Home Solutions, LLC | JCP&L |  | Accepted | 2025-07-08 | 2025-07-29 | 2026-07-29 | Solar Panels | Q CELLS | Q.TRON BLK M-G2H+ 435 |  | 0.435 | 6 | 135 | 31 |  | Fixed | Roof
NJADRE1560057552 | Administratively Determined Incentive Program | ROCKAWAY | 7866 | 2.61 | Residential | Behind the Meter | Yes | Integrity Solar & Home Solutions, LLC | JCP&L |  | Accepted | 2025-07-08 | 2025-07-29 | 2026-07-29 | Inverters | ENPHASE | IQ8HC | 380 |  | 6 |  |  | 0.98 |  | Other | UNDER EACH PANEL
NJADRE1560057586 | Administratively Determined Incentive Program | Clarksboro | 8020 | 6.97 | Residential | Behind the Meter | Yes | Sunrun Installation Services, Inc. | AC Electric |  | Accepted | 2025-07-08 | 2025-07-29 | 2026-07-29 | Solar Panels | Hanwha Q-Cells | Q.PEAK DUO BLK ML-G10+ 410 DCA (MD06G100A-017) |  | 0.41 | 3 | 296 | 23 |  | Fixed | Roof
NJADRE1560057586 | Administratively Determined Incentive Program | Clarksboro | 8020 | 6.97 | Residential | Behind the Meter | Yes | Sunrun Installation Services, Inc. | AC Electric |  | Accepted | 2025-07-08 | 2025-07-29 | 2026-07-29 | Solar Panels | Hanwha Q-Cells | Q.PEAK DUO BLK ML-G10+ 410 DCA (MD06G100A-017) |  | 0.41 | 14 | 296 | 22 |  | Fixed | Roof
NJADRE1560057586 | Administratively Determined Incentive Program | Clarksboro | 8020 | 6.97 | Residential | Behind the Meter | Yes | Sunrun Installation Services, Inc. | AC Electric |  | Accepted | 2025-07-08 | 2025-07-29 | 2026-07-29 | Electric Storage Battery | TESLA | Powerwall 3 1707000-xx-y |  |  | 1 |  |  |  | Lithium Ion |  | OUTSIDE
NJADRE1560057586 | Administratively Determined Incentive Program | Clarksboro | 8020 | 6.97 | Residential | Behind the Meter | Yes | Sunrun Installation Services, Inc. | AC Electric |  | Accepted | 2025-07-08 | 2025-07-29 | 2026-07-29 | Inverters | SolarEdge Technologies | SE5700H-USMN | 5760 |  | 1 |  |  | 0.99 |  | Outdoor | Next to meter
NJADRE1560057606 | Administratively Determined Incentive Program | Freehold | 7728 | 16.095 | Residential | Behind the Meter | No | Solar Energy World | JCP&L |  | Accepted | 2025-07-08 | 2025-07-29 | 2026-07-29 | Solar Panels | HANWHA | Q.TRON BLKM-G2+ 435W |  | 0.435 | 11 | 160 | 40 |  | Fixed | Roof
NJADRE1560057606 | Administratively Determined Incentive Program | Freehold | 7728 | 16.095 | Residential | Behind the Meter | No | Solar Energy World | JCP&L |  | Accepted | 2025-07-08 | 2025-07-29 | 2026-07-29 | Solar Panels | HANWHA | Q.TRON BLKM-G2+ 435W |  | 0.435 | 7 | 161 | 40 |  | Fixed | Roof
NJADRE1560057606 | Administratively Determined Incentive Program | Freehold | 7728 | 16.095 | Residential | Behind the Meter | No | Solar Energy World | JCP&L |  | Accepted | 2025-07-08 | 2025-07-29 | 2026-07-29 | Inverters | Enphase | IQ8MC-72-M-US | 320 |  | 37 |  |  | 0.97 |  | Outside
NJADRE1560057606 | Administratively Determined Incentive Program | Freehold | 7728 | 16.095 | Residential | Behind the Meter | No | Solar Energy World | JCP&L |  | Accepted | 2025-07-08 | 2025-07-29 | 2026-07-29 | Solar Panels | HANWHA | Q.TRON BLKM-G2+ 435W |  | 0.435 | 14 | 251 | 34 |  | Fixed | Roof
NJADRE1560057606 | Administratively Determined Incentive Program | Freehold | 7728 | 16.095 | Residential | Behind the Meter | No | Solar Energy World | JCP&L |  | Accepted | 2025-07-08 | 2025-07-29 | 2026-07-29 | Solar Panels | HANWHA | Q.TRON BLKM-G2+ 435W |  | 0.435 | 5 | 251 | 34 |  | Fixed | Roof
NJADRE1560057613 | Administratively Determined Incentive Program | Pleasantville | 8232 | 4.86 | Residential | Behind the Meter | Yes | Bright Ops, Inc. | AC Electric |  | Accepted | 2025-07-08 | 2025-07-29 | 2026-07-29 | Solar Panels | Hanwha Q-Cells | Q.PEAK DUO BLK ML-G10+ 405 |  | 0.405 | 1 | 258 | 34 |  | Fixed | Roof
NJADRE1560057613 | Administratively Determined Incentive Program | Pleasantville | 8232 | 4.86 | Residential | Behind the Meter | Yes | Bright Ops, Inc. | AC Electric |  | Accepted | 2025-07-08 | 2025-07-29 | 2026-07-29 | Solar Panels | Hanwha Q-Cells | Q.PEAK DUO BLK ML-G10+ 405 |  | 0.405 | 6 | 348 | 34 |  | Fixed | Roof
NJADRE1560057613 | Administratively Determined Incentive Program | Pleasantville | 8232 | 4.86 | Residential | Behind the Meter | Yes | Bright Ops, Inc. | AC Electric |  | Accepted | 2025-07-08 | 2025-07-29 | 2026-07-29 | Inverters | SolarEdge Technologies | SE3800H - USMN | 3800 |  | 1 |  |  | 0.98 |  | Outdoor | Outside
NJADRE1560057613 | Administratively Determined Incentive Program | Pleasantville | 8232 | 4.86 | Residential | Behind the Meter | Yes | Bright Ops, Inc. | AC Electric |  | Accepted | 2025-07-08 | 2025-07-29 | 2026-07-29 | Solar Panels | Hanwha Q-Cells | Q.PEAK DUO BLK ML-G10+ 405 |  | 0.405 | 3 | 168 | 34 |  | Fixed | Roof
NJADRE1560057613 | Administratively Determined Incentive Program | Pleasantville | 8232 | 4.86 | Residential | Behind the Meter | Yes | Bright Ops, Inc. | AC Electric |  | Accepted | 2025-07-08 | 2025-07-29 | 2026-07-29 | Solar Panels | Hanwha Q-Cells | Q.PEAK DUO BLK ML-G10+ 405 |  | 0.405 | 2 | 168 | 30 |  | Fixed | Roof
NJADRE1560057631 | Administratively Determined Incentive Program | EAST ORANGE | 7017 | 12.3 | Residential | Behind the Meter | Yes | Pro Custom Solar dba Momentum Solar | PSE&G |  | Accepted | 2025-07-08 | 2025-07-29 | 2026-07-29 | Solar Panels | HANWHA | Q.peak duo blk-g10+410 |  | 0.41 | 6 | 109 | 38 |  | Fixed | Roof
NJADRE1560057631 | Administratively Determined Incentive Program | EAST ORANGE | 7017 | 12.3 | Residential | Behind the Meter | Yes | Pro Custom Solar dba Momentum Solar | PSE&G |  | Accepted | 2025-07-08 | 2025-07-29 | 2026-07-29 | Solar Panels | HANWHA | Q.peak duo blk-g10+410 |  | 0.41 | 8 | 19 | 22 |  | Fixed | Roof
NJADRE1560057631 | Administratively Determined Incentive Program | EAST ORANGE | 7017 | 12.3 | Residential | Behind the Meter | Yes | Pro Custom Solar dba Momentum Solar | PSE&G |  | Accepted | 2025-07-08 | 2025-07-29 | 2026-07-29 | Solar Panels | HANWHA | Q.peak duo blk-g10+410 |  | 0.41 | 3 | 288 | 39 |  | Fixed | Roof
NJADRE1560057631 | Administratively Determined Incentive Program | EAST ORANGE | 7017 | 12.3 | Residential | Behind the Meter | Yes | Pro Custom Solar dba Momentum Solar | PSE&G |  | Accepted | 2025-07-08 | 2025-07-29 | 2026-07-29 | Inverters | ENPHASE | IQ8HC-72-M-DOM-US | 380 |  | 30 |  |  | 0.97 |  | Outdoor
NJADRE1560057631 | Administratively Determined Incentive Program | EAST ORANGE | 7017 | 12.3 | Residential | Behind the Meter | Yes | Pro Custom Solar dba Momentum Solar | PSE&G |  | Accepted | 2025-07-08 | 2025-07-29 | 2026-07-29 | Solar Panels | HANWHA | Q.peak duo blk-g10+410 |  | 0.41 | 7 | 199 | 22 |  | Fixed | Roof
NJADRE1560057631 | Administratively Determined Incentive Program | EAST ORANGE | 7017 | 12.3 | Residential | Behind the Meter | Yes | Pro Custom Solar dba Momentum Solar | PSE&G |  | Accepted | 2025-07-08 | 2025-07-29 | 2026-07-29 | Solar Panels | HANWHA | Q.peak duo blk-g10+410 |  | 0.41 | 6 | 109 | 42 |  | Fixed | Roof
NJADRE1560057653 | Administratively Determined Incentive Program | Woodbury | 8096 | 10.25 | Residential | Behind the Meter | Yes | Pro Custom Solar dba Momentum Solar | PSE&G |  | Accepted | 2025-07-08 | 2025-07-29 | 2026-07-29 | Inverters | ENPHASE | IQ8HC-72-M-DOM-US | 380 |  | 25 |  |  | 0.97 |  | Outdoor
NJADRE1560057653 | Administratively Determined Incentive Program | Woodbury | 8096 | 10.25 | Residential | Behind the Meter | Yes | Pro Custom Solar dba Momentum Solar | PSE&G |  | Accepted | 2025-07-08 | 2025-07-29 | 2026-07-29 | Solar Panels | HANWHA | Q.PEAK DUO BLK ML-G10+410 |  | 0.41 | 12 | 269 | 22 |  | Fixed | Roof
NJADRE1560057653 | Administratively Determined Incentive Program | Woodbury | 8096 | 10.25 | Residential | Behind the Meter | Yes | Pro Custom Solar dba Momentum Solar | PSE&G |  | Accepted | 2025-07-08 | 2025-07-29 | 2026-07-29 | Solar Panels | HANWHA | Q.PEAK DUO BLK ML-G10+410 |  | 0.41 | 13 | 89 | 22 |  | Fixed | Roof
NJADRE1560057660 | Administratively Determined Incentive Program | PENNINGTON | 8534 | 17.43 | Residential | Behind the Meter | Yes | Venture Home Solar, LLC | PSE&G |  | Accepted | 2025-07-08 | 2025-07-31 | 2026-07-31 | Solar Panels | Hanwha | Q.PEAK DUO BLK ML-G10+ 415W |  | 0.415 | 17 | 310 | 8 |  | Fixed | Roof
NJADRE1560057660 | Administratively Determined Incentive Program | PENNINGTON | 8534 | 17.43 | Residential | Behind the Meter | Yes | Venture Home Solar, LLC | PSE&G |  | Accepted | 2025-07-08 | 2025-07-31 | 2026-07-31 | Inverters | Enphase Energy Inc. | IQ8HC-72-M-DOM-US (240V) | 384 |  | 42 |  |  | 0.98958 |  | Outside
NJADRE1560057660 | Administratively Determined Incentive Program | PENNINGTON | 8534 | 17.43 | Residential | Behind the Meter | Yes | Venture Home Solar, LLC | PSE&G |  | Accepted | 2025-07-08 | 2025-07-31 | 2026-07-31 | Solar Panels | Hanwha | Q.PEAK DUO BLK ML-G10+ 415W |  | 0.415 | 12 | 310 | 7 |  | Fixed | Roof
NJADRE1560057660 | Administratively Determined Incentive Program | PENNINGTON | 8534 | 17.43 | Residential | Behind the Meter | Yes | Venture Home Solar, LLC | PSE&G |  | Accepted | 2025-07-08 | 2025-07-31 | 2026-07-31 | Solar Panels | Hanwha | Q.PEAK DUO BLK ML-G10+ 415W |  | 0.415 | 13 | 130 | 8 |  | Fixed | Roof
NJADRE1560057665 | Administratively Determined Incentive Program | Maplewood | 7040 | 5.265 | Residential | Behind the Meter | Yes | Sunrun Installation Services, Inc. | PSE&G |  | Accepted | 2025-07-08 | 2025-07-29 | 2026-07-29 | Inverters | SolarEdge Technologies | SE3800H-USMN | 3800 |  | 1 |  |  | 0.99 |  | Outdoor | Next to meter
NJADRE1560057665 | Administratively Determined Incentive Program | Maplewood | 7040 | 5.265 | Residential | Behind the Meter | Yes | Sunrun Installation Services, Inc. | PSE&G |  | Accepted | 2025-07-08 | 2025-07-29 | 2026-07-29 | Solar Panels | JA Solar | JAM54S31-405/MR |  | 0.405 | 13 | 44 | 18 |  | Fixed | Roof
NJADRE1560057671 | Administratively Determined Incentive Program | Hawthorne | 7506 | 4.92 | Residential | Behind the Meter | Yes | Trinity Solar, LLC | PSE&G |  | Accepted | 2025-07-08 | 2025-07-29 | 2026-07-29 | Solar Panels | HANWHA | (Q.PEAK DUO BLK ML-G10.C+ 410) |  | 0.41 | 4 | 194 | 36 |  | Fixed | Roof
NJADRE1560057671 | Administratively Determined Incentive Program | Hawthorne | 7506 | 4.92 | Residential | Behind the Meter | Yes | Trinity Solar, LLC | PSE&G |  | Accepted | 2025-07-08 | 2025-07-29 | 2026-07-29 | Solar Panels | HANWHA | (Q.PEAK DUO BLK ML-G10.C+ 410) |  | 0.41 | 8 | 14 | 36 |  | Fixed | Roof
NJADRE1560057671 | Administratively Determined Incentive Program | Hawthorne | 7506 | 4.92 | Residential | Behind the Meter | Yes | Trinity Solar, LLC | PSE&G |  | Accepted | 2025-07-08 | 2025-07-29 | 2026-07-29 | Inverters | Solar Edge | USE3800H-USMNBL75 | 3800 |  | 1 |  |  | 0.97 |  | Outdoor
NJADRE1560057677 | Administratively Determined Incentive Program | Evesham Twp | 8053 | 12.75 | Residential | Behind the Meter | Yes | Integrity Solar & Home Solutions, LLC | PSE&G |  | Accepted | 2025-07-08 | 2025-07-29 | 2026-07-29 | Solar Panels | JINKO | JKM425N-54HL4-B |  | 0.425 | 16 | 226 | 38 |  | Fixed | Roof
NJADRE1560057677 | Administratively Determined Incentive Program | Evesham Twp | 8053 | 12.75 | Residential | Behind the Meter | Yes | Integrity Solar & Home Solutions, LLC | PSE&G |  | Accepted | 2025-07-08 | 2025-07-29 | 2026-07-29 | Solar Panels | JINKO | JKM425N-54HL4-B |  | 0.425 | 14 | 136 | 29 |  | Fixed | Roof
NJADRE1560057677 | Administratively Determined Incentive Program | Evesham Twp | 8053 | 12.75 | Residential | Behind the Meter | Yes | Integrity Solar & Home Solutions, LLC | PSE&G |  | Accepted | 2025-07-08 | 2025-07-29 | 2026-07-29 | Inverters | ENPHASE | IQ8HC | 380 |  | 30 |  |  | 0.98 |  | Other | UNDER EACH PANEL
NJADRE1560057697 | Administratively Determined Incentive Program | Franklin Twp Som | 8873 | 5.67 | Residential | Behind the Meter | Yes | Sunrun Installation Services, Inc. | PSE&G |  | Accepted | 2025-07-08 | 2025-07-29 | 2026-07-29 | Inverters | SolarEdge Technologies | SE3800H-USMN | 3800 |  | 1 |  |  | 0.99 |  | Outdoor | Next to meter
NJADRE1560057697 | Administratively Determined Incentive Program | Franklin Twp Som | 8873 | 5.67 | Residential | Behind the Meter | Yes | Sunrun Installation Services, Inc. | PSE&G |  | Accepted | 2025-07-08 | 2025-07-29 | 2026-07-29 | Solar Panels | JA Solar | JAM54S31-405/MR |  | 0.405 | 14 | 196 | 34 |  | Fixed | Roof
NJADRE1560057699 | Administratively Determined Incentive Program | Hackettstown | 7840 | 12.3 | Residential | Behind the Meter | Yes | Trinity Solar, LLC | JCP&L |  | Accepted | 2025-07-08 | 2025-07-29 | 2026-07-29 | Solar Panels | HANWHA | (Q.PEAK DUO BLK ML-G10.C+ 410)HANWHA 410 (Q. |  | 0.41 | 24 | 149 | 22 |  | Fixed | Roof
NJADRE1560057699 | Administratively Determined Incentive Program | Hackettstown | 7840 | 12.3 | Residential | Behind the Meter | Yes | Trinity Solar, LLC | JCP&L |  | Accepted | 2025-07-08 | 2025-07-29 | 2026-07-29 | Solar Panels | HANWHA | (Q.PEAK DUO BLK ML-G10.C+ 410) |  | 0.41 | 6 | 149 | 24 |  | Fixed | Roof
NJADRE1560057699 | Administratively Determined Incentive Program | Hackettstown | 7840 | 12.3 | Residential | Behind the Meter | Yes | Trinity Solar, LLC | JCP&L |  | Accepted | 2025-07-08 | 2025-07-29 | 2026-07-29 | Inverters | Solar Edge | USE10000H-USMNBL75 | 10000 |  | 1 |  |  | 0.97 |  | Outdoor
NJADRE1560057702 | Administratively Determined Incentive Program | FRANKLIN PARK | 8823 | 7.38 | Residential | Behind the Meter | Yes | Pro Custom Solar dba Momentum Solar | PSE&G |  | Accepted | 2025-07-08 | 2025-07-29 | 2026-07-29 | Inverters | ENPHASE | IQ8HC-72-M-DOM-US | 380 |  | 18 |  |  | 0.97 |  | Outdoor
NJADRE1560057702 | Administratively Determined Incentive Program | FRANKLIN PARK | 8823 | 7.38 | Residential | Behind the Meter | Yes | Pro Custom Solar dba Momentum Solar | PSE&G |  | Accepted | 2025-07-08 | 2025-07-29 | 2026-07-29 | Solar Panels | HANWHA | Q.PEAK DUO BLK ML-G10+410 |  | 0.41 | 18 | 119 | 18 |  | Fixed | Roof
NJADRE1560057718 | Administratively Determined Incentive Program | HILLSDALE | 7642 | 10.66 | Residential | Behind the Meter | Yes | Pro Custom Solar dba Momentum Solar | PSE&G |  | Accepted | 2025-07-08 | 2025-07-29 | 2026-07-29 | Solar Panels | HANWHA | Q.PEAK DUO BLK ML-G10+410 |  | 0.41 | 20 | 261 | 21 |  | Fixed | Roof
NJADRE1560057718 | Administratively Determined Incentive Program | HILLSDALE | 7642 | 10.66 | Residential | Behind the Meter | Yes | Pro Custom Solar dba Momentum Solar | PSE&G |  | Accepted | 2025-07-08 | 2025-07-29 | 2026-07-29 | Inverters | ENPHASE | IQ8HC-72-M-DOM-US | 380 |  | 26 |  |  | 0.97 |  | Outdoor
NJADRE1560057718 | Administratively Determined Incentive Program | HILLSDALE | 7642 | 10.66 | Residential | Behind the Meter | Yes | Pro Custom Solar dba Momentum Solar | PSE&G |  | Accepted | 2025-07-08 | 2025-07-29 | 2026-07-29 | Solar Panels | HANWHA | Q.PEAK DUO BLK ML-G10+410 |  | 0.41 | 6 | 81 | 21 |  | Fixed | Roof
NJADRE1560057719 | Administratively Determined Incentive Program | East Orange | 7018 | 7.38 | Residential | Behind the Meter | Yes | Trinity Solar, LLC | PSE&G |  | Accepted | 2025-07-08 | 2025-07-29 | 2026-07-29 | Solar Panels | HANWHA | (Q.PEAK DUO BLK ML-G10.C+ 410) |  | 0.41 | 8 | 108 | 15 |  | Fixed | Roof
NJADRE1560057719 | Administratively Determined Incentive Program | East Orange | 7018 | 7.38 | Residential | Behind the Meter | Yes | Trinity Solar, LLC | PSE&G |  | Accepted | 2025-07-08 | 2025-07-29 | 2026-07-29 | Inverters | Solar Edge | USE5700H-USMNBL75 | 5760 |  | 1 |  |  | 0.97 |  | Outdoor
NJADRE1560057719 | Administratively Determined Incentive Program | East Orange | 7018 | 7.38 | Residential | Behind the Meter | Yes | Trinity Solar, LLC | PSE&G |  | Accepted | 2025-07-08 | 2025-07-29 | 2026-07-29 | Solar Panels | HANWHA | (Q.PEAK DUO BLK ML-G10.C+ 410) |  | 0.41 | 10 | 288 | 14 |  | Fixed | Roof
NJADRE1560058503 | Administratively Determined Incentive Program | Neptune | 7753 | 6.56 | Residential | Behind the Meter | Yes | Sunrun Installation Services, Inc. | JCP&L |  | Accepted | 2025-07-08 | 2025-07-29 | 2026-07-29 | Inverters | TESLA | Powerwall 3 1707000-xx-y | 11500 |  | 1 |  |  | 0.97 |  | Outdoor | Next to meter
NJADRE1560058503 | Administratively Determined Incentive Program | Neptune | 7753 | 6.56 | Residential | Behind the Meter | Yes | Sunrun Installation Services, Inc. | JCP&L |  | Accepted | 2025-07-08 | 2025-07-29 | 2026-07-29 | Electric Storage Battery | TESLA | Powerwall 3 1707000-xx-y |  |  | 1 |  |  |  | Lithium Ion |  | OUTSIDE
NJADRE1560058503 | Administratively Determined Incentive Program | Neptune | 7753 | 6.56 | Residential | Behind the Meter | Yes | Sunrun Installation Services, Inc. | JCP&L |  | Accepted | 2025-07-08 | 2025-07-29 | 2026-07-29 | Solar Panels | Hanwha Q-Cells | Q.PEAK DUO BLK ML-G10+ 410 DCA (MD06G100A-017) |  | 0.41 | 16 | 219 | 15 |  | Fixed | Roof
NJADRE1560059249 | Administratively Determined Incentive Program | Kearny | 7032 | 8.3 | Residential | Behind the Meter | Yes | Fusion Solar Energy, LLC | PSE&G |  | Accepted | 2025-07-08 | 2025-07-29 | 2026-07-29 | Solar Panels | QCELLS | Q.PEAK DUO BLK ML-G10+ |  | 0.415 | 20 | 19.76 | 5 |  | Fixed | Roof
NJADRE1560059249 | Administratively Determined Incentive Program | Kearny | 7032 | 8.3 | Residential | Behind the Meter | Yes | Fusion Solar Energy, LLC | PSE&G |  | Accepted | 2025-07-08 | 2025-07-29 | 2026-07-29 | Inverters | ENPHASE | IQ8HC-72-M-DOM-US | 380 |  | 20 |  |  | 0.97 |  | Outside | Roof
NJADRE1560059284 | Administratively Determined Incentive Program | Kearney | 7032 | 5.395 | Residential | Behind the Meter | Yes | Fusion Solar Energy, LLC | PSE&G |  | Accepted | 2025-07-08 | 2025-07-29 | 2026-07-29 | Solar Panels | Q.CELLS | Q.PEAK DUO BLK ML-G10+ |  | 0.415 | 13 | 19.76 | 5 |  | Fixed | Roof
NJADRE1560059284 | Administratively Determined Incentive Program | Kearney | 7032 | 5.395 | Residential | Behind the Meter | Yes | Fusion Solar Energy, LLC | PSE&G |  | Accepted | 2025-07-08 | 2025-07-29 | 2026-07-29 | Inverters | ENPHASE | IQ8HC-72-M-DOM-US | 380 |  | 13 |  |  | 0.97 |  | Outside | Roof
NJADRE1560059308 | Administratively Determined Incentive Program | Metuchen | 8840 | 3.28 | Residential | Behind the Meter | Yes | Trinity Solar, LLC | PSE&G |  | Accepted | 2025-07-08 | 2025-07-29 | 2026-07-29 | Solar Panels | HANWHA 410 (Q.PEAK DUO BLK ML-G10+ 410) | HANWHA 410 (Q.PEAK DUO BLK ML-G10+ 410) |  | 0.41 | 4 | 254 | 23 |  | Fixed | Roof
NJADRE1560059308 | Administratively Determined Incentive Program | Metuchen | 8840 | 3.28 | Residential | Behind the Meter | Yes | Trinity Solar, LLC | PSE&G |  | Accepted | 2025-07-08 | 2025-07-29 | 2026-07-29 | Solar Panels | HANWHA 410 (Q.PEAK DUO BLK ML-G10+ 410) | HANWHA 410 (Q.PEAK DUO BLK ML-G10+ 410) |  | 0.41 | 4 | 74 | 23 |  | Fixed | Roof
NJADRE1560059308 | Administratively Determined Incentive Program | Metuchen | 8840 | 3.28 | Residential | Behind the Meter | Yes | Trinity Solar, LLC | PSE&G |  | Accepted | 2025-07-08 | 2025-07-29 | 2026-07-29 | Inverters | SOLAREDGE | SE3800H-US | 3800 |  | 1 |  |  | 0.97 |  | Outside
NJADRE1560059310 | Administratively Determined Incentive Program | MONROE TOWNSHIP | 8831 | 13.2 | Residential | Behind the Meter | No | PV4U, LLC | JCP&L |  | Accepted | 2025-07-08 | 2025-07-29 | 2026-07-29 | Inverters | ENPHASE | IQ8Plus | 290 |  | 40 |  |  | 0.98 |  | Outside
NJADRE1560059310 | Administratively Determined Incentive Program | MONROE TOWNSHIP | 8831 | 13.2 | Residential | Behind the Meter | No | PV4U, LLC | JCP&L |  | Accepted | 2025-07-08 | 2025-07-29 | 2026-07-29 | Solar Panels | HYUNDAI SOLAR | HiS-S330Tl |  | 0.33 | 40 | 172 | 40 |  | Fixed | Roof
NJADRE1560059365 | Administratively Determined Incentive Program | Belle Mead | 8502 | 8.2 | Residential | Behind the Meter | Yes | Trinity Solar, LLC | PSE&G |  | Accepted | 2025-07-08 | 2025-07-29 | 2026-07-29 | Inverters | SOLAREDGE | SE7600H-U | 7600 |  | 1 |  |  | 0.97 |  | Outside
NJADRE1560059365 | Administratively Determined Incentive Program | Belle Mead | 8502 | 8.2 | Residential | Behind the Meter | Yes | Trinity Solar, LLC | PSE&G |  | Accepted | 2025-07-08 | 2025-07-29 | 2026-07-29 | Solar Panels | HANWHA 410 (Q.PEAK DUO BLK ML-G10+ 410) | HANWHA 410 (Q.PEAK DUO BLK ML-G10+ 410) |  | 0.41 | 20 | 212 | 23 |  | Fixed | Roof
NJADRE1560059378 | Administratively Determined Incentive Program | West Orange | 7052 | 6.97 | Residential | Behind the Meter | Yes | Trinity Solar, LLC | PSE&G |  | Accepted | 2025-07-08 | 2025-07-29 | 2026-07-29 | Solar Panels | HANWHA 410 (Q.PEAK DUO BLK ML-G10+ 410) | HANWHA 410 (Q.PEAK DUO BLK ML-G10+ 410) |  | 0.41 | 5 | 203 | 34 |  | Fixed | Roof
NJADRE1560059378 | Administratively Determined Incentive Program | West Orange | 7052 | 6.97 | Residential | Behind the Meter | Yes | Trinity Solar, LLC | PSE&G |  | Accepted | 2025-07-08 | 2025-07-29 | 2026-07-29 | Solar Panels | HANWHA 410 (Q.PEAK DUO BLK ML-G10+ 410) | HANWHA 410 (Q.PEAK DUO BLK ML-G10+ 410) |  | 0.41 | 8 | 113 | 34 |  | Fixed | Roof
NJADRE1560059378 | Administratively Determined Incentive Program | West Orange | 7052 | 6.97 | Residential | Behind the Meter | Yes | Trinity Solar, LLC | PSE&G |  | Accepted | 2025-07-08 | 2025-07-29 | 2026-07-29 | Solar Panels | HANWHA 410 (Q.PEAK DUO BLK ML-G10+ 410) | HANWHA 410 (Q.PEAK DUO BLK ML-G10+ 410) |  | 0.41 | 4 | 23 | 34 |  | Fixed | Roof
NJADRE1560059378 | Administratively Determined Incentive Program | West Orange | 7052 | 6.97 | Residential | Behind the Meter | Yes | Trinity Solar, LLC | PSE&G |  | Accepted | 2025-07-08 | 2025-07-29 | 2026-07-29 | Inverters | SOLAREDGE | SE5700H-US | 5700 |  | 1 |  |  | 0.97 |  | Outside
NJADRE1560059381 | Administratively Determined Incentive Program | WOODBRIDGE TWP | 8830 | 8.2 | Residential | Behind the Meter | No | PV4U, LLC | PSE&G |  | Accepted | 2025-07-08 | 2025-07-29 | 2026-07-29 | Solar Panels | Hanwha | qcells 410 |  | 0.41 | 20 | 176 | 34 |  | Fixed | Roof
NJADRE1560059381 | Administratively Determined Incentive Program | WOODBRIDGE TWP | 8830 | 8.2 | Residential | Behind the Meter | No | PV4U, LLC | PSE&G |  | Accepted | 2025-07-08 | 2025-07-29 | 2026-07-29 | Inverters | ENPHASE | IQ8PLUS | 290 |  | 20 |  |  | 0.98 |  | Outside
NJADRE1560059401 | Administratively Determined Incentive Program | STANHOPE | 7874 | 11.9 | Residential | Behind the Meter | Yes | Maier Solar Engineering dba Solar Me | JCP&L |  | Accepted | 2025-07-22 | 2025-08-14 | 2026-08-14 | Inverters | ENPHASE | IQ8X | 380 |  | 28 |  |  | 0.975 |  | Outdoor | ON RACKING
NJADRE1560059401 | Administratively Determined Incentive Program | STANHOPE | 7874 | 11.9 | Residential | Behind the Meter | Yes | Maier Solar Engineering dba Solar Me | JCP&L |  | Accepted | 2025-07-22 | 2025-08-14 | 2026-08-14 | Solar Panels | JINKO | JKM425N-54HL |  | 0.425 | 18 | 303 | 18 |  | Fixed | Roof
NJADRE1560059401 | Administratively Determined Incentive Program | STANHOPE | 7874 | 11.9 | Residential | Behind the Meter | Yes | Maier Solar Engineering dba Solar Me | JCP&L |  | Accepted | 2025-07-22 | 2025-08-14 | 2026-08-14 | Solar Panels | JINKO | JKM425N-54HL |  | 0.425 | 10 | 123 | 32 |  | Fixed | Roof
NJADRE1560061530 | Administratively Determined Incentive Program | CAPE MAY | 8204 | 11.745 | Residential | Behind the Meter | Yes | Venture Home Solar, LLC | AC Electric |  | Accepted | 2025-07-09 | 2025-07-31 | 2026-07-31 | Inverters | Tesla Solar | 1538000-XX-Y | 330 |  | 1 |  |  | 0.9697 |  | Outside
NJADRE1560061530 | Administratively Determined Incentive Program | CAPE MAY | 8204 | 11.745 | Residential | Behind the Meter | Yes | Venture Home Solar, LLC | AC Electric |  | Accepted | 2025-07-09 | 2025-07-31 | 2026-07-31 | Solar Panels | Hanwha | Q.TRON BLK M-G2+ 435 |  | 0.435 | 7 | 292 | 40 |  | Fixed | Roof
NJADRE1560061530 | Administratively Determined Incentive Program | CAPE MAY | 8204 | 11.745 | Residential | Behind the Meter | Yes | Venture Home Solar, LLC | AC Electric |  | Accepted | 2025-07-09 | 2025-07-31 | 2026-07-31 | Solar Panels | Hanwha | Q.TRON BLK M-G2+ 435 |  | 0.435 | 20 | 112 | 40 |  | Fixed | Roof
NJADRE1560061749 | Administratively Determined Incentive Program | Parsippany | 7054 | 7.83 | Residential | Behind the Meter | No | Venture Home Solar, LLC | JCP&L |  | Accepted | 2025-07-09 | 2025-08-05 | 2026-08-05 | Solar Panels | Hanwha | Q.TRON BLK M-G2+ 435 |  | 0.435 | 18 | 193 | 33 |  | Fixed | Roof
NJADRE1560061749 | Administratively Determined Incentive Program | Parsippany | 7054 | 7.83 | Residential | Behind the Meter | No | Venture Home Solar, LLC | JCP&L |  | Accepted | 2025-07-09 | 2025-08-05 | 2026-08-05 | Inverters | Enphase Energy Inc. | IQ8MC-72-M-US | 330 |  | 18 |  |  | 0.9697 |  | Outside
NJADRE1560061750 | Administratively Determined Incentive Program | HACKETTSTOWN | 7840 | 9.57 | Residential | Behind the Meter | Yes | Venture Home Solar, LLC | JCP&L |  | Accepted | 2025-07-09 | 2025-07-31 | 2026-07-31 | Inverters | Enphase Energy Inc. | IQ8HC-72-M-DOM-US (240V) | 384 |  | 22 |  |  | 0.98958 |  | Outside
NJADRE1560061750 | Administratively Determined Incentive Program | HACKETTSTOWN | 7840 | 9.57 | Residential | Behind the Meter | Yes | Venture Home Solar, LLC | JCP&L |  | Accepted | 2025-07-09 | 2025-07-31 | 2026-07-31 | Solar Panels | Hanwha | Q.TRON BLK M-G2+ 435 |  | 0.435 | 12 | 228 | 30 |  | Fixed | Roof
NJADRE1560061750 | Administratively Determined Incentive Program | HACKETTSTOWN | 7840 | 9.57 | Residential | Behind the Meter | Yes | Venture Home Solar, LLC | JCP&L |  | Accepted | 2025-07-09 | 2025-07-31 | 2026-07-31 | Solar Panels | Hanwha | Q.TRON BLK M-G2+ 435 |  | 0.435 | 10 | 228 | 28 |  | Fixed | Roof
NJADRE1560061781 | Administratively Determined Incentive Program | Manahawkin | 8050 | 11.18 | Residential | Behind the Meter | No | Sun Up Zero Down, LLC | AC Electric |  | Accepted | 2025-07-09 | 2025-07-31 | 2026-07-31 | Solar Panels | SEG | SEG-430-BTD-BG |  | 0.43 | 26 | 191 | 18 |  | Fixed | Roof
NJADRE1560061781 | Administratively Determined Incentive Program | Manahawkin | 8050 | 11.18 | Residential | Behind the Meter | No | Sun Up Zero Down, LLC | AC Electric |  | Accepted | 2025-07-09 | 2025-07-31 | 2026-07-31 | Inverters | Enphase | IQ8PLUS-72-2-US | 290 |  | 26 |  |  | 0.976 |  | Outdoor
NJADRE1560061781 | Administratively Determined Incentive Program | Manahawkin | 8050 | 11.18 | Residential | Behind the Meter | No | Sun Up Zero Down, LLC | AC Electric |  | Accepted | 2025-07-09 | 2025-07-31 | 2026-07-31 | Meters | Enphase | TBD |  |  | 1 |  |  |  | Yes | Outdoor
NJADRE1560061783 | Administratively Determined Incentive Program | ELMWOOD PARK BORO | 7407 | 5.265 | Residential | Behind the Meter | Yes | Sunrun Installation Services, Inc. | PSE&G |  | Accepted | 2025-07-09 | 2025-07-29 | 2026-07-29 | Inverters | SolarEdge Technologies | SE3800H-USMN | 3800 |  | 1 |  |  | 0.99 |  | Outdoor | Next to meter
NJADRE1560061783 | Administratively Determined Incentive Program | ELMWOOD PARK BORO | 7407 | 5.265 | Residential | Behind the Meter | Yes | Sunrun Installation Services, Inc. | PSE&G |  | Accepted | 2025-07-09 | 2025-07-29 | 2026-07-29 | Solar Panels | JA Solar | JAM54S31-405/MR |  | 0.405 | 9 | 161 | 37 |  | Fixed | Roof
NJADRE1560061783 | Administratively Determined Incentive Program | ELMWOOD PARK BORO | 7407 | 5.265 | Residential | Behind the Meter | Yes | Sunrun Installation Services, Inc. | PSE&G |  | Accepted | 2025-07-09 | 2025-07-29 | 2026-07-29 | Solar Panels | JA Solar | JAM54S31-405/MR |  | 0.405 | 4 | 161 | 18 |  | Fixed | Roof
NJADRE1560061786 | Administratively Determined Incentive Program | EDISON | 8820 | 7.29 | Residential | Behind the Meter | Yes | Sunrun Installation Services, Inc. | PSE&G |  | Accepted | 2025-07-09 | 2025-07-29 | 2026-07-29 | Solar Panels | JA Solar | JAM54S31-405/MR |  | 0.405 | 5 | 302 | 23 |  | Fixed | Roof
NJADRE1560061786 | Administratively Determined Incentive Program | EDISON | 8820 | 7.29 | Residential | Behind the Meter | Yes | Sunrun Installation Services, Inc. | PSE&G |  | Accepted | 2025-07-09 | 2025-07-29 | 2026-07-29 | Solar Panels | JA Solar | JAM54S31-405/MR |  | 0.405 | 3 | 122 | 23 |  | Fixed | Roof
NJADRE1560061786 | Administratively Determined Incentive Program | EDISON | 8820 | 7.29 | Residential | Behind the Meter | Yes | Sunrun Installation Services, Inc. | PSE&G |  | Accepted | 2025-07-09 | 2025-07-29 | 2026-07-29 | Inverters | SolarEdge Technologies | SE5700H-USMN | 5760 |  | 1 |  |  | 0.99 |  | Outdoor | Next to meter
NJADRE1560061786 | Administratively Determined Incentive Program | EDISON | 8820 | 7.29 | Residential | Behind the Meter | Yes | Sunrun Installation Services, Inc. | PSE&G |  | Accepted | 2025-07-09 | 2025-07-29 | 2026-07-29 | Solar Panels | JA Solar | JAM54S31-405/MR |  | 0.405 | 8 | 122 | 23 |  | Fixed | Roof
NJADRE1560061786 | Administratively Determined Incentive Program | EDISON | 8820 | 7.29 | Residential | Behind the Meter | Yes | Sunrun Installation Services, Inc. | PSE&G |  | Accepted | 2025-07-09 | 2025-07-29 | 2026-07-29 | Solar Panels | JA Solar | JAM54S31-405/MR |  | 0.405 | 2 | 122 | 23 |  | Fixed | Roof
NJADRE1560061799 | Administratively Determined Incentive Program | TRENTON | 8610 | 9.72 | Residential | Behind the Meter | Yes | Sunrun Installation Services,Inc. | PSE&G |  | Accepted | 2025-07-09 | 2025-07-29 | 2026-07-29 | Inverters | SolarEdge Technologies | SE7600H-USMN | 7600 |  | 1 |  |  | 0.99 |  | Outdoor | Next to meter
NJADRE1560061799 | Administratively Determined Incentive Program | TRENTON | 8610 | 9.72 | Residential | Behind the Meter | Yes | Sunrun Installation Services,Inc. | PSE&G |  | Accepted | 2025-07-09 | 2025-07-29 | 2026-07-29 | Solar Panels | JA Solar | JAM54S31-405/MR |  | 0.405 | 11 | 289 | 38 |  | Fixed | Roof
NJADRE1560061799 | Administratively Determined Incentive Program | TRENTON | 8610 | 9.72 | Residential | Behind the Meter | Yes | Sunrun Installation Services,Inc. | PSE&G |  | Accepted | 2025-07-09 | 2025-07-29 | 2026-07-29 | Solar Panels | JA Solar | JAM54S31-405/MR |  | 0.405 | 2 | 109 | 12 |  | Fixed | Roof
NJADRE1560061799 | Administratively Determined Incentive Program | TRENTON | 8610 | 9.72 | Residential | Behind the Meter | Yes | Sunrun Installation Services,Inc. | PSE&G |  | Accepted | 2025-07-09 | 2025-07-29 | 2026-07-29 | Solar Panels | JA Solar | JAM54S31-405/MR |  | 0.405 | 11 | 109 | 38 |  | Fixed | Roof
NJADRE1560061817 | Administratively Determined Incentive Program | WILLINGBORO | 8046 | 10.44 | Residential | Behind the Meter | Yes | SunnyMac, LLC | PSE&G |  | Accepted | 2025-07-09 | 2025-07-29 | 2026-07-29 | Solar Panels | HANWHA | QTRON BLK M-G2+ |  | 0.435 | 5 | 250 | 43 |  | Fixed | Roof
NJADRE1560061817 | Administratively Determined Incentive Program | WILLINGBORO | 8046 | 10.44 | Residential | Behind the Meter | Yes | SunnyMac, LLC | PSE&G |  | Accepted | 2025-07-09 | 2025-07-29 | 2026-07-29 | Inverters | SOLAREDGE HOME HUB | SE7600H-US | 7600 |  | 1 |  |  | 0.99 |  | Outdoor | next to meter
NJADRE1560061817 | Administratively Determined Incentive Program | WILLINGBORO | 8046 | 10.44 | Residential | Behind the Meter | Yes | SunnyMac, LLC | PSE&G |  | Accepted | 2025-07-09 | 2025-07-29 | 2026-07-29 | Solar Panels | HANWHA | QTRON BLK M-G2+ |  | 0.435 | 11 | 250 | 43 |  | Fixed | Roof
NJADRE1560061817 | Administratively Determined Incentive Program | WILLINGBORO | 8046 | 10.44 | Residential | Behind the Meter | Yes | SunnyMac, LLC | PSE&G |  | Accepted | 2025-07-09 | 2025-07-29 | 2026-07-29 | Solar Panels | HANWHA | QTRON BLK M-G2+ |  | 0.435 | 4 | 250 | 16 |  | Fixed | Roof
NJADRE1560061817 | Administratively Determined Incentive Program | WILLINGBORO | 8046 | 10.44 | Residential | Behind the Meter | Yes | SunnyMac, LLC | PSE&G |  | Accepted | 2025-07-09 | 2025-07-29 | 2026-07-29 | Solar Panels | HANWHA | QTRON BLK M-G2+ |  | 0.435 | 4 | 70 | 16 |  | Fixed | Roof
NJADRE1560061822 | Administratively Determined Incentive Program | MORGANVILLE | 7751 | 8.505 | Residential | Behind the Meter | Yes | Sunrun Installation Services, Inc. | JCP&L |  | Accepted | 2025-07-09 | 2025-07-29 | 2026-07-29 | Solar Panels | JA Solar | JAM54S31-405/MR |  | 0.405 | 3 | 180 | 34 |  | Fixed | Roof
NJADRE1560061822 | Administratively Determined Incentive Program | MORGANVILLE | 7751 | 8.505 | Residential | Behind the Meter | Yes | Sunrun Installation Services, Inc. | JCP&L |  | Accepted | 2025-07-09 | 2025-07-29 | 2026-07-29 | Solar Panels | JA Solar | JAM54S31-405/MR |  | 0.405 | 6 | 180 | 34 |  | Fixed | Roof
NJADRE1560061822 | Administratively Determined Incentive Program | MORGANVILLE | 7751 | 8.505 | Residential | Behind the Meter | Yes | Sunrun Installation Services, Inc. | JCP&L |  | Accepted | 2025-07-09 | 2025-07-29 | 2026-07-29 | Inverters | SolarEdge Technologies | SE5700H-USMN | 5760 |  | 1 |  |  | 0.99 |  | Outdoor | Next to meter
NJADRE1560061822 | Administratively Determined Incentive Program | MORGANVILLE | 7751 | 8.505 | Residential | Behind the Meter | Yes | Sunrun Installation Services, Inc. | JCP&L |  | Accepted | 2025-07-09 | 2025-07-29 | 2026-07-29 | Solar Panels | JA Solar | JAM54S31-405/MR |  | 0.405 | 6 | 180 | 34 |  | Fixed | Roof
NJADRE1560061822 | Administratively Determined Incentive Program | MORGANVILLE | 7751 | 8.505 | Residential | Behind the Meter | Yes | Sunrun Installation Services, Inc. | JCP&L |  | Accepted | 2025-07-09 | 2025-07-29 | 2026-07-29 | Solar Panels | JA Solar | JAM54S31-405/MR |  | 0.405 | 6 | 270 | 40 |  | Fixed | Roof
NJADRE1560061824 | Administratively Determined Incentive Program | Jackson | 8527 | 10.005 | Residential | Behind the Meter | Yes | Brilliant Installations, Inc. | JCP&L |  | Accepted | 2025-07-09 | 2025-07-29 | 2026-07-29 | Inverters | SOLAREDGE | USE7600H-USMNBL75 | 7600 |  | 1 |  |  | 0.97 |  | Outdoor
NJADRE1560061824 | Administratively Determined Incentive Program | Jackson | 8527 | 10.005 | Residential | Behind the Meter | Yes | Brilliant Installations, Inc. | JCP&L |  | Accepted | 2025-07-09 | 2025-07-29 | 2026-07-29 | Solar Panels | HANWHA QCELLS | Q.TRON BLK M-G2.H+ 435 |  | 0.435 | 19 | 266 | 19 |  | Fixed | Roof
NJADRE1560061824 | Administratively Determined Incentive Program | Jackson | 8527 | 10.005 | Residential | Behind the Meter | Yes | Brilliant Installations, Inc. | JCP&L |  | Accepted | 2025-07-09 | 2025-07-29 | 2026-07-29 | Solar Panels | HANWHA QCELLS | Q.TRON BLK M-G2.H+ 435 |  | 0.435 | 4 | 86 | 19 |  | Fixed | Roof
NJADRE1560061829 | Administratively Determined Incentive Program | Roselle | 7203 | 6.225 | Residential | Behind the Meter | Yes | Big Wave Roofing and Solar, LLC | PSE&G |  | Accepted | 2025-07-09 | 2025-07-29 | 2026-07-29 | Solar Panels | Q cells | QCELLS Q.PEAK DUO BLK ML-G10.C+415w |  | 0.415 | 8 | 207 | 22 |  | Fixed | Roof
NJADRE1560061829 | Administratively Determined Incentive Program | Roselle | 7203 | 6.225 | Residential | Behind the Meter | Yes | Big Wave Roofing and Solar, LLC | PSE&G |  | Accepted | 2025-07-09 | 2025-07-29 | 2026-07-29 | Inverters | Enphase | IQ8HC-72-M-DOM-US | 380 |  | 15 |  |  | 0.97 |  | Outdoor
NJADRE1560061829 | Administratively Determined Incentive Program | Roselle | 7203 | 6.225 | Residential | Behind the Meter | Yes | Big Wave Roofing and Solar, LLC | PSE&G |  | Accepted | 2025-07-09 | 2025-07-29 | 2026-07-29 | Solar Panels | Q cells | QCELLS Q.PEAK DUO BLK ML-G10.C+415w |  | 0.415 | 7 | 207 | 22 |  | Fixed | Roof
NJADRE1560061831 | Administratively Determined Incentive Program | Ridgefield Park | 7660 | 8.7 | Residential | Behind the Meter | Yes | SunnyMac, LLC | PSE&G |  | Accepted | 2025-07-09 | 2025-07-29 | 2026-07-29 | Solar Panels | HANWHA | Q.TRON BLK M-G2.H+ |  | 0.435 | 5 | 108 | 40 |  | Fixed | Roof
NJADRE1560061831 | Administratively Determined Incentive Program | Ridgefield Park | 7660 | 8.7 | Residential | Behind the Meter | Yes | SunnyMac, LLC | PSE&G |  | Accepted | 2025-07-09 | 2025-07-29 | 2026-07-29 | Solar Panels | HANWHA | Q.TRON BLK M-G2.H+ |  | 0.435 | 15 | 288 | 40 |  | Fixed | Roof
NJADRE1560061831 | Administratively Determined Incentive Program | Ridgefield Park | 7660 | 8.7 | Residential | Behind the Meter | Yes | SunnyMac, LLC | PSE&G |  | Accepted | 2025-07-09 | 2025-07-29 | 2026-07-29 | Inverters | SOLAREDGE HOME HUB | SE5700H-US | 5760 |  | 1 |  |  | 0.99 |  | Outdoor | next to meter
NJADRE1560061839 | Administratively Determined Incentive Program | Sicklerville | 8081 | 11.05 | Residential | Behind the Meter | Yes | Power Energy Solutions, LLC | AC Electric |  | Accepted | 2025-07-09 | 2025-07-29 | 2026-07-29 | Solar Panels | Trina Solar | TSM-425NE09RC.05 |  | 0.425 | 3 | 9 | 20 |  | Fixed | Roof
NJADRE1560061839 | Administratively Determined Incentive Program | Sicklerville | 8081 | 11.05 | Residential | Behind the Meter | Yes | Power Energy Solutions, LLC | AC Electric |  | Accepted | 2025-07-09 | 2025-07-29 | 2026-07-29 | Inverters | SolarEdge | SE5700H-US | 6 |  | 1 |  |  | 0.97 |  | Outdoor
NJADRE1560061839 | Administratively Determined Incentive Program | Sicklerville | 8081 | 11.05 | Residential | Behind the Meter | Yes | Power Energy Solutions, LLC | AC Electric |  | Accepted | 2025-07-09 | 2025-07-29 | 2026-07-29 | Solar Panels | Trina Solar | TSM-425NE09RC.05 |  | 0.425 | 5 | 189 | 20 |  | Fixed | Roof
NJADRE1560061839 | Administratively Determined Incentive Program | Sicklerville | 8081 | 11.05 | Residential | Behind the Meter | Yes | Power Energy Solutions, LLC | AC Electric |  | Accepted | 2025-07-09 | 2025-07-29 | 2026-07-29 | Solar Panels | Trina Solar | TSM-425NE09RC.05 |  | 0.425 | 9 | 188 | 24 |  | Fixed | Roof
NJADRE1560061839 | Administratively Determined Incentive Program | Sicklerville | 8081 | 11.05 | Residential | Behind the Meter | Yes | Power Energy Solutions, LLC | AC Electric |  | Accepted | 2025-07-09 | 2025-07-29 | 2026-07-29 | Solar Panels | Trina Solar | TSM-425NE09RC.05 |  | 0.425 | 6 | 8 | 24 |  | Fixed | Roof
NJADRE1560061839 | Administratively Determined Incentive Program | Sicklerville | 8081 | 11.05 | Residential | Behind the Meter | Yes | Power Energy Solutions, LLC | AC Electric |  | Accepted | 2025-07-09 | 2025-07-29 | 2026-07-29 | Solar Panels | Trina Solar | TSM-425NE09RC.05 |  | 0.425 | 3 | 9 | 20 |  | Fixed | Roof
NJADRE1560061842 | Administratively Determined Incentive Program | Linden | 7036 | 15.17 | Residential | Behind the Meter | Yes | Sunrun Installation Services, Inc. | PSE&G |  | Accepted | 2025-07-09 | 2025-07-29 | 2026-07-29 | Solar Panels | Hanwha Q-Cells | Q.PEAK DUO BLK ML-G10.C+ 410 (MD06G100A-017) |  | 0.41 | 26 | 39 | 26 |  | Fixed | Roof
NJADRE1560061842 | Administratively Determined Incentive Program | Linden | 7036 | 15.17 | Residential | Behind the Meter | Yes | Sunrun Installation Services, Inc. | PSE&G |  | Accepted | 2025-07-09 | 2025-07-29 | 2026-07-29 | Inverters | TESLA | Powerwall 3 1707000-xx-y | 11500 |  | 1 |  |  | 0.97 |  | Outdoor | Next to meter
NJADRE1560061842 | Administratively Determined Incentive Program | Linden | 7036 | 15.17 | Residential | Behind the Meter | Yes | Sunrun Installation Services, Inc. | PSE&G |  | Accepted | 2025-07-09 | 2025-07-29 | 2026-07-29 | Solar Panels | Hanwha Q-Cells | Q.PEAK DUO BLK ML-G10.C+ 410 (MD06G100A-017) |  | 0.41 | 11 | 219 | 26 |  | Fixed | Roof
NJADRE1560061842 | Administratively Determined Incentive Program | Linden | 7036 | 15.17 | Residential | Behind the Meter | Yes | Sunrun Installation Services, Inc. | PSE&G |  | Accepted | 2025-07-09 | 2025-07-29 | 2026-07-29 | Electric Storage Battery | TESLA | Powerwall 3 1707000-xx-y |  |  | 1 |  |  |  | Lithium Ion |  | OUTSIDE
NJADRE1560061851 | Administratively Determined Incentive Program | Egg Harbor Township | 8234 | 6.56 | Residential | Behind the Meter | Yes | Trinity Solar, LLC | AC Electric |  | Accepted | 2025-07-09 | 2025-07-29 | 2026-07-29 | Solar Panels | HANWHA 410 (Q.PEAK DUO BLK ML-G10+410) | HANWHA 410 (Q.PEAK DUO BLK ML-G10+410) |  | 0.41 | 6 | 202 | 30 |  | Fixed | Roof
NJADRE1560061851 | Administratively Determined Incentive Program | Egg Harbor Township | 8234 | 6.56 | Residential | Behind the Meter | Yes | Trinity Solar, LLC | AC Electric |  | Accepted | 2025-07-09 | 2025-07-29 | 2026-07-29 | Inverters | TESLA 5.7kW (PV ONLY) | TESLA 5.7kW (PV ONLY) | 5700 |  | 1 |  |  | 0.97 |  | Outside
NJADRE1560061851 | Administratively Determined Incentive Program | Egg Harbor Township | 8234 | 6.56 | Residential | Behind the Meter | Yes | Trinity Solar, LLC | AC Electric |  | Accepted | 2025-07-09 | 2025-07-29 | 2026-07-29 | Solar Panels | HANWHA 410 (Q.PEAK DUO BLK ML-G10+410) | HANWHA 410 (Q.PEAK DUO BLK ML-G10+410) |  | 0.41 | 4 | 112 | 37 |  | Fixed | Roof
NJADRE1560061851 | Administratively Determined Incentive Program | Egg Harbor Township | 8234 | 6.56 | Residential | Behind the Meter | Yes | Trinity Solar, LLC | AC Electric |  | Accepted | 2025-07-09 | 2025-07-29 | 2026-07-29 | Solar Panels | HANWHA 410 (Q.PEAK DUO BLK ML-G10+410) | HANWHA 410 (Q.PEAK DUO BLK ML-G10+410) |  | 0.41 | 6 | 112 | 37 |  | Fixed | Roof
NJADRE1560061860 | Administratively Determined Incentive Program | SCOTCH PLAINS | 7076 | 15.99 | Residential | Behind the Meter | Yes | Trinity Solar, LLC | PSE&G |  | Accepted | 2025-07-09 | 2025-07-29 | 2026-07-29 | Inverters | Solar Edge | USE7600H-US | 7600 |  | 1 |  |  | 0.97 |  | Outside
NJADRE1560061860 | Administratively Determined Incentive Program | SCOTCH PLAINS | 7076 | 15.99 | Residential | Behind the Meter | Yes | Trinity Solar, LLC | PSE&G |  | Accepted | 2025-07-09 | 2025-07-29 | 2026-07-29 | Inverters | Solar Edge | USE5700H-US | 5760 |  | 1 |  |  | 0.97 |  | Outside
NJADRE1560061860 | Administratively Determined Incentive Program | SCOTCH PLAINS | 7076 | 15.99 | Residential | Behind the Meter | Yes | Trinity Solar, LLC | PSE&G |  | Accepted | 2025-07-09 | 2025-07-29 | 2026-07-29 | Solar Panels | Hanwha | Q.PEAK DUO BLK ML-G10+ 410 |  | 0.41 | 22 | 299 | 20 |  | Fixed | Roof
NJADRE1560061860 | Administratively Determined Incentive Program | SCOTCH PLAINS | 7076 | 15.99 | Residential | Behind the Meter | Yes | Trinity Solar, LLC | PSE&G |  | Accepted | 2025-07-09 | 2025-07-29 | 2026-07-29 | Solar Panels | Hanwha | Q.PEAK DUO BLK ML-G10+ 410 |  | 0.41 | 17 | 119 | 20 |  | Fixed | Roof
NJADRE1560061878 | Administratively Determined Incentive Program | Clayton | 8312 | 6.48 | Residential | Behind the Meter | Yes | Sunrun Installation Services, Inc. | AC Electric |  | Accepted | 2025-07-09 | 2025-07-29 | 2026-07-29 | Inverters | SolarEdge Technologies | SE5700H-USMN | 5760 |  | 1 |  |  | 0.99 |  | Outdoor | Next to meter
NJADRE1560061878 | Administratively Determined Incentive Program | Clayton | 8312 | 6.48 | Residential | Behind the Meter | Yes | Sunrun Installation Services, Inc. | AC Electric |  | Accepted | 2025-07-09 | 2025-07-29 | 2026-07-29 | Solar Panels | JA Solar | JAM54S31-405/MR |  | 0.405 | 16 | 64 | 22 |  | Fixed | Roof
NJADRE1560061879 | Administratively Determined Incentive Program | MANCHESTER TOWNSHIP | 8759 | 13.05 | Residential | Behind the Meter | Yes | SunnyMac, LLC | JCP&L |  | Accepted | 2025-07-09 | 2025-07-29 | 2026-07-29 | Solar Panels | HANWHA | Q.TRON BLK M-G2.H+ |  | 0.435 | 7 | 269 | 16 |  | Fixed | Roof
NJADRE1560061879 | Administratively Determined Incentive Program | MANCHESTER TOWNSHIP | 8759 | 13.05 | Residential | Behind the Meter | Yes | SunnyMac, LLC | JCP&L |  | Accepted | 2025-07-09 | 2025-07-29 | 2026-07-29 | Inverters | SOLAREDGE HOME HUB | SE10000H-US | 10000 |  | 1 |  |  | 0.99 |  | Outdoor | next to meter
NJADRE1560061879 | Administratively Determined Incentive Program | MANCHESTER TOWNSHIP | 8759 | 13.05 | Residential | Behind the Meter | Yes | SunnyMac, LLC | JCP&L |  | Accepted | 2025-07-09 | 2025-07-29 | 2026-07-29 | Solar Panels | HANWHA | Q.TRON BLK M-G2.H+ |  | 0.435 | 23 | 89 | 16 |  | Fixed | Roof
NJADRE1560061886 | Administratively Determined Incentive Program | GREEN BROOK TWP | 8812 | 19.035 | Residential | Behind the Meter | Yes | Sunrun Installation Services, Inc. | PSE&G |  | Accepted | 2025-07-09 | 2025-07-29 | 2026-07-29 | Inverters | SOLAREDGE TECHNOLOGIES | SE7600H-USMN | 7600 |  | 1 |  |  | 0.99 |  | Outside
NJADRE1560061886 | Administratively Determined Incentive Program | GREEN BROOK TWP | 8812 | 19.035 | Residential | Behind the Meter | Yes | Sunrun Installation Services, Inc. | PSE&G |  | Accepted | 2025-07-09 | 2025-07-29 | 2026-07-29 | Inverters | SOLAREDGE TECHNOLOGIES | SE5700H-USMN | 5760 |  | 1 |  |  | 0.99 |  | Outside
NJADRE1560061886 | Administratively Determined Incentive Program | GREEN BROOK TWP | 8812 | 19.035 | Residential | Behind the Meter | Yes | Sunrun Installation Services, Inc. | PSE&G |  | Accepted | 2025-07-09 | 2025-07-29 | 2026-07-29 | Solar Panels | JA SOLAR | JAM54S31-405/MR |  | 0.405 | 15 | 324 | 19 |  | Fixed | Roof
NJADRE1560061886 | Administratively Determined Incentive Program | GREEN BROOK TWP | 8812 | 19.035 | Residential | Behind the Meter | Yes | Sunrun Installation Services, Inc. | PSE&G |  | Accepted | 2025-07-09 | 2025-07-29 | 2026-07-29 | Solar Panels | JA SOLAR | JAM54S31-405/MR |  | 0.405 | 11 | 324 | 19 |  | Fixed | Roof
NJADRE1560061886 | Administratively Determined Incentive Program | GREEN BROOK TWP | 8812 | 19.035 | Residential | Behind the Meter | Yes | Sunrun Installation Services, Inc. | PSE&G |  | Accepted | 2025-07-09 | 2025-07-29 | 2026-07-29 | Solar Panels | JA SOLAR | JAM54S31-405/MR |  | 0.405 | 8 | 144 | 19 |  | Fixed | Roof
NJADRE1560061886 | Administratively Determined Incentive Program | GREEN BROOK TWP | 8812 | 19.035 | Residential | Behind the Meter | Yes | Sunrun Installation Services, Inc. | PSE&G |  | Accepted | 2025-07-09 | 2025-07-29 | 2026-07-29 | Solar Panels | JA SOLAR | JAM54S31-405/MR |  | 0.405 | 6 | 144 | 8 |  | Fixed | Roof
NJADRE1560061886 | Administratively Determined Incentive Program | GREEN BROOK TWP | 8812 | 19.035 | Residential | Behind the Meter | Yes | Sunrun Installation Services, Inc. | PSE&G |  | Accepted | 2025-07-09 | 2025-07-29 | 2026-07-29 | Solar Panels | JA SOLAR | JAM54S31-405/MR |  | 0.405 | 7 | 144 | 19 |  | Fixed | Roof
NJADRE1560061892 | Administratively Determined Incentive Program | NEWARK | 7108 | 5.1 | Residential | Behind the Meter | Yes | Power Energy Solutions, LLC | PSE&G |  | Accepted | 2025-07-09 | 2025-07-29 | 2026-07-29 | Inverters | SolarEdge | SE3800H-US | 4 |  | 1 |  |  | 0.97 |  | Outdoor
NJADRE1560061892 | Administratively Determined Incentive Program | NEWARK | 7108 | 5.1 | Residential | Behind the Meter | Yes | Power Energy Solutions, LLC | PSE&G |  | Accepted | 2025-07-09 | 2025-07-29 | 2026-07-29 | Solar Panels | Trina Solar | TSM-425NE09RC.05 |  | 0.425 | 12 | 196 | 15 |  | Fixed | Roof
NJADRE1560061901 | Administratively Determined Incentive Program | EGG HARBOR TOWNSHIP | 8234 | 11.89 | Residential | Behind the Meter | Yes | Pro Custom Solar dba Momentum Solar | AC Electric |  | Accepted | 2025-07-09 | 2025-07-29 | 2026-07-29 | Inverters | ENPHASE | IQ8HC-72-M-DOM-US | 380 |  | 29 |  |  | 0.97 |  | Outdoor
NJADRE1560061901 | Administratively Determined Incentive Program | EGG HARBOR TOWNSHIP | 8234 | 11.89 | Residential | Behind the Meter | Yes | Pro Custom Solar dba Momentum Solar | AC Electric |  | Accepted | 2025-07-09 | 2025-07-29 | 2026-07-29 | Solar Panels | HANWHA | Q.PEAK DUO BLK ML-G10+410 |  | 0.41 | 11 | 340 | 20 |  | Fixed | Roof
NJADRE1560061901 | Administratively Determined Incentive Program | EGG HARBOR TOWNSHIP | 8234 | 11.89 | Residential | Behind the Meter | Yes | Pro Custom Solar dba Momentum Solar | AC Electric |  | Accepted | 2025-07-09 | 2025-07-29 | 2026-07-29 | Solar Panels | HANWHA | Q.PEAK DUO BLK ML-G10+410 |  | 0.41 | 15 | 160 | 19 |  | Fixed | Roof
NJADRE1560061901 | Administratively Determined Incentive Program | EGG HARBOR TOWNSHIP | 8234 | 11.89 | Residential | Behind the Meter | Yes | Pro Custom Solar dba Momentum Solar | AC Electric |  | Accepted | 2025-07-09 | 2025-07-29 | 2026-07-29 | Solar Panels | HANWHA | Q.PEAK DUO BLK ML-G10+410 |  | 0.41 | 3 | 341 | 26 |  | Fixed | Roof
NJADRE1560061904 | Administratively Determined Incentive Program | WHIPPANY | 7981 | 948.94 | Commercial | Behind the Meter | No | Solar Energy Systems, LLC. | JCP&L |  | Accepted | 2025-08-28 | 2025-09-24 | 2026-09-24 | Inverters | Solectria | PVI-60TL-480 | 60000 |  | 11 |  |  | 0.988 |  | Outside | Under canopy
NJADRE1560061904 | Administratively Determined Incentive Program | WHIPPANY | 7981 | 948.94 | Commercial | Behind the Meter | No | Solar Energy Systems, LLC. | JCP&L |  | Accepted | 2025-08-28 | 2025-09-24 | 2026-09-24 | Solar Panels | Silfab | SIL-500 HM |  | 0.5 | 840 | 139 | 2 |  | Fixed | Parking Lot | Canopy structure
NJADRE1560061904 | Administratively Determined Incentive Program | WHIPPANY | 7981 | 948.94 | Commercial | Behind the Meter | No | Solar Energy Systems, LLC. | JCP&L |  | Accepted | 2025-08-28 | 2025-09-24 | 2026-09-24 | Solar Panels | Silfab | SIL-530 XM BIFACIAL |  | 0.53 | 768 | 139 | 2 |  | Fixed | Parking Lot | Canopy structure
NJADRE1560061904 | Administratively Determined Incentive Program | WHIPPANY | 7981 | 948.94 | Commercial | Behind the Meter | No | Solar Energy Systems, LLC. | JCP&L |  | Accepted | 2025-08-28 | 2025-09-24 | 2026-09-24 | Solar Panels | Silfab | SIL-530 XM BIFACIAL |  | 0.53 | 230 | 319 | 2 |  | Fixed | Parking Lot | Canopy structure
NJADRE1560061914 | Administratively Determined Incentive Program | ELIZABETH CITY | 7202 | 8.1 | Residential | Behind the Meter | Yes | Sunrun Installation Services, Inc. | PSE&G |  | Accepted | 2025-07-09 | 2025-07-29 | 2026-07-29 | Inverters | SOLAREDGE TECHNOLOGIES | SE5700H-USMN | 5760 |  | 1 |  |  | 0.99 |  | Outdoor
NJADRE1560061914 | Administratively Determined Incentive Program | ELIZABETH CITY | 7202 | 8.1 | Residential | Behind the Meter | Yes | Sunrun Installation Services, Inc. | PSE&G |  | Accepted | 2025-07-09 | 2025-07-29 | 2026-07-29 | Solar Panels | JA SOLAR | JAM54S31-405/MR |  | 0.405 | 20 | 184 | 43 |  | Fixed | Roof
NJADRE1560061942 | Administratively Determined Incentive Program | Lindenwold | 8021 | 7.31 | Residential | Behind the Meter | Yes | EMT Renewables, LLC | AC Electric |  | Accepted | 2025-07-09 | 2025-07-29 | 2026-07-29 | Solar Panels | SEG SOLAR | SEG 430 |  | 0.43 | 6 | 271 | 24 |  | Fixed | Roof
NJADRE1560061942 | Administratively Determined Incentive Program | Lindenwold | 8021 | 7.31 | Residential | Behind the Meter | Yes | EMT Renewables, LLC | AC Electric |  | Accepted | 2025-07-09 | 2025-07-29 | 2026-07-29 | Solar Panels | SEG SOLAR | SEG 430 |  | 0.43 | 5 | 92 | 20 |  | Fixed | Roof
NJADRE1560061942 | Administratively Determined Incentive Program | Lindenwold | 8021 | 7.31 | Residential | Behind the Meter | Yes | EMT Renewables, LLC | AC Electric |  | Accepted | 2025-07-09 | 2025-07-29 | 2026-07-29 | Inverters | IQ8HC | IQ8+ | 290 |  | 17 |  |  | 0.98 |  | Other | UNDER EACH PANEL
NJADRE1560061942 | Administratively Determined Incentive Program | Lindenwold | 8021 | 7.31 | Residential | Behind the Meter | Yes | EMT Renewables, LLC | AC Electric |  | Accepted | 2025-07-09 | 2025-07-29 | 2026-07-29 | Solar Panels | SEG SOLAR | SEG 430 |  | 0.43 | 6 | 91 | 24 |  | Fixed | Roof
NJADRE1560061943 | Administratively Determined Incentive Program | Williamstown | 8094 | 11.07 | Residential | Behind the Meter | Yes | Pro Custom Solar dba Momentum Solar | AC Electric |  | Accepted | 2025-07-09 | 2025-07-29 | 2026-07-29 | Solar Panels | HANWHA | Q.PEAK DUO BLK ML-G10+410 |  | 0.41 | 12 | 181 | 22 |  | Fixed | Roof
NJADRE1560061943 | Administratively Determined Incentive Program | Williamstown | 8094 | 11.07 | Residential | Behind the Meter | Yes | Pro Custom Solar dba Momentum Solar | AC Electric |  | Accepted | 2025-07-09 | 2025-07-29 | 2026-07-29 | Solar Panels | HANWHA | Q.PEAK DUO BLK ML-G10+410 |  | 0.41 | 3 | 181 | 22 |  | Fixed | Roof
NJADRE1560061943 | Administratively Determined Incentive Program | Williamstown | 8094 | 11.07 | Residential | Behind the Meter | Yes | Pro Custom Solar dba Momentum Solar | AC Electric |  | Accepted | 2025-07-09 | 2025-07-29 | 2026-07-29 | Inverters | ENPHASE | IQ8HC-72-M-DOM-US | 380 |  | 27 |  |  | 0.97 |  | Outdoor
NJADRE1560061943 | Administratively Determined Incentive Program | Williamstown | 8094 | 11.07 | Residential | Behind the Meter | Yes | Pro Custom Solar dba Momentum Solar | AC Electric |  | Accepted | 2025-07-09 | 2025-07-29 | 2026-07-29 | Solar Panels | HANWHA | Q.PEAK DUO BLK ML-G10+410 |  | 0.41 | 12 | 1 | 9 |  | Fixed | Roof
NJADRE1560061957 | Administratively Determined Incentive Program | Lakewood | 8701 | 13.195 | Residential | Behind the Meter | Yes | Powerlutions, LLC | JCP&L |  | Accepted | 2025-07-09 | 2025-07-31 | 2026-07-31 | Solar Panels | CANADIAN | CS6.1-54TM-455H |  | 0.455 | 6 | 184 | 31 |  | Fixed | Roof
NJADRE1560061957 | Administratively Determined Incentive Program | Lakewood | 8701 | 13.195 | Residential | Behind the Meter | Yes | Powerlutions, LLC | JCP&L |  | Accepted | 2025-07-09 | 2025-07-31 | 2026-07-31 | Solar Panels | CANADIAN | CS6.1-54TM-455H |  | 0.455 | 3 | 274 | 38 |  | Fixed | Roof
NJADRE1560061957 | Administratively Determined Incentive Program | Lakewood | 8701 | 13.195 | Residential | Behind the Meter | Yes | Powerlutions, LLC | JCP&L |  | Accepted | 2025-07-09 | 2025-07-31 | 2026-07-31 | Inverters | Enphase | IQ8HC-72-M-DOM-US | 380 |  | 29 |  |  | 0.98 |  | Outdoor
NJADRE1560061957 | Administratively Determined Incentive Program | Lakewood | 8701 | 13.195 | Residential | Behind the Meter | Yes | Powerlutions, LLC | JCP&L |  | Accepted | 2025-07-09 | 2025-07-31 | 2026-07-31 | Solar Panels | CANADIAN | CS6.1-54TM-455H |  | 0.455 | 3 | 94 | 38 |  | Fixed | Roof
NJADRE1560061957 | Administratively Determined Incentive Program | Lakewood | 8701 | 13.195 | Residential | Behind the Meter | Yes | Powerlutions, LLC | JCP&L |  | Accepted | 2025-07-09 | 2025-07-31 | 2026-07-31 | Solar Panels | CANADIAN | CS6.1-54TM-455H |  | 0.455 | 17 | 4 | 31 |  | Fixed | Roof
NJADRE1560061966 | Administratively Determined Incentive Program | LAKE HIAWATHA | 7034 | 8.28 | Residential | Behind the Meter | No | Infinity Solar Systems, LLC | JCP&L |  | Accepted | 2025-07-09 | 2025-07-29 | 2026-07-29 | Solar Panels | REC Solar | REC 460AA PURE-RX |  | 0.46 | 4 | 95 | 27 |  | Fixed | Roof
NJADRE1560061966 | Administratively Determined Incentive Program | LAKE HIAWATHA | 7034 | 8.28 | Residential | Behind the Meter | No | Infinity Solar Systems, LLC | JCP&L |  | Accepted | 2025-07-09 | 2025-07-29 | 2026-07-29 | Solar Panels | REC Solar | REC 460AA PURE-RX |  | 0.46 | 14 | 275 | 27 |  | Fixed | Roof
NJADRE1560061966 | Administratively Determined Incentive Program | LAKE HIAWATHA | 7034 | 8.28 | Residential | Behind the Meter | No | Infinity Solar Systems, LLC | JCP&L |  | Accepted | 2025-07-09 | 2025-07-29 | 2026-07-29 | Inverters | TESLA | TESLA POWERWALL 3 1707000-xx-y | 320 |  | 1 |  |  | 0.97 |  | Outdoor
NJADRE1560061971 | Administratively Determined Incentive Program | Millstone Township | 8535 | 14.35 | Residential | Behind the Meter | Yes | Trinity Solar, LLC | JCP&L |  | Accepted | 2025-07-09 | 2025-07-29 | 2026-07-29 | Inverters | Solar Edge | USE11400H-US | 11400 |  | 1 |  |  | 0.97 |  | Outside
NJADRE1560061971 | Administratively Determined Incentive Program | Millstone Township | 8535 | 14.35 | Residential | Behind the Meter | Yes | Trinity Solar, LLC | JCP&L |  | Accepted | 2025-07-09 | 2025-07-29 | 2026-07-29 | Solar Panels | Hanwha | Q.PEAK DUO BLK ML-G10+ 410 |  | 0.41 | 15 | 169 | 34 |  | Fixed | Roof
NJADRE1560061971 | Administratively Determined Incentive Program | Millstone Township | 8535 | 14.35 | Residential | Behind the Meter | Yes | Trinity Solar, LLC | JCP&L |  | Accepted | 2025-07-09 | 2025-07-29 | 2026-07-29 | Solar Panels | Hanwha | Q.PEAK DUO BLK ML-G10+ 410 |  | 0.41 | 20 | 169 | 35 |  | Fixed | Roof
NJADRE1560061980 | Administratively Determined Incentive Program | Vineland | 8360 | 8.6 | Residential | Behind the Meter | Yes | EMT Renewables, LLC | AC Electric |  | Accepted | 2025-07-09 | 2025-07-29 | 2026-07-29 | Solar Panels | SEG SOLAR | SEG 430 |  | 0.43 | 20 | 177 | 19 |  | Fixed | Roof
NJADRE1560061980 | Administratively Determined Incentive Program | Vineland | 8360 | 8.6 | Residential | Behind the Meter | Yes | EMT Renewables, LLC | AC Electric |  | Accepted | 2025-07-09 | 2025-07-29 | 2026-07-29 | Inverters | ENPHASE | IQ8+ | 290 |  | 20 |  |  | 0.98 |  | Other | UNDER EACH PANEL
NJADRE1560061988 | Administratively Determined Incentive Program | Rahway | 7065 | 7.31 | Residential | Behind the Meter | Yes | EMT Renewables, LLC | PSE&G |  | Accepted | 2025-07-09 | 2025-07-30 | 2026-07-30 | Solar Panels | SEG SOLAR | SEG 430 |  | 0.43 | 4 | 12 | 11 |  | Fixed | Roof
NJADRE1560061988 | Administratively Determined Incentive Program | Rahway | 7065 | 7.31 | Residential | Behind the Meter | Yes | EMT Renewables, LLC | PSE&G |  | Accepted | 2025-07-09 | 2025-07-30 | 2026-07-30 | Inverters | ENPHASE | IQ8+ | 290 |  | 17 |  |  | 0.98 |  | Other | UNDER EACH PANEL
NJADRE1560061988 | Administratively Determined Incentive Program | Rahway | 7065 | 7.31 | Residential | Behind the Meter | Yes | EMT Renewables, LLC | PSE&G |  | Accepted | 2025-07-09 | 2025-07-30 | 2026-07-30 | Solar Panels | SEG SOLAR | SEG 430 |  | 0.43 | 3 | 12 | 38 |  | Fixed | Roof
NJADRE1560061988 | Administratively Determined Incentive Program | Rahway | 7065 | 7.31 | Residential | Behind the Meter | Yes | EMT Renewables, LLC | PSE&G |  | Accepted | 2025-07-09 | 2025-07-30 | 2026-07-30 | Solar Panels | SEG SOLAR | SEG 430 |  | 0.43 | 10 | 192 | 18 |  | Fixed | Roof
NJADRE1560061990 | Administratively Determined Incentive Program | TOMS RIVER | 8753 | 13.28 | Residential | Behind the Meter | Yes | SunPurity, LLC | JCP&L |  | Accepted | 2025-07-17 | 2025-08-19 | 2026-08-19 | Inverters | SolarEdge | SE10000H-US | 10000 |  | 1 |  |  | 0.99 |  | Outdoor
NJADRE1560061990 | Administratively Determined Incentive Program | TOMS RIVER | 8753 | 13.28 | Residential | Behind the Meter | Yes | SunPurity, LLC | JCP&L |  | Accepted | 2025-07-17 | 2025-08-19 | 2026-08-19 | Solar Panels | Hanwha Q cells | Q.PEAK DUO BLK-ML-G10+ 415W |  | 0.415 | 10 | 333 | 20 |  | Fixed | Roof
NJADRE1560061990 | Administratively Determined Incentive Program | TOMS RIVER | 8753 | 13.28 | Residential | Behind the Meter | Yes | SunPurity, LLC | JCP&L |  | Accepted | 2025-07-17 | 2025-08-19 | 2026-08-19 | Solar Panels | Hanwha Q cells | Q.PEAK DUO BLK-ML-G10+ 415W |  | 0.415 | 4 | 153 | 15 |  | Fixed | Roof
NJADRE1560061990 | Administratively Determined Incentive Program | TOMS RIVER | 8753 | 13.28 | Residential | Behind the Meter | Yes | SunPurity, LLC | JCP&L |  | Accepted | 2025-07-17 | 2025-08-19 | 2026-08-19 | Solar Panels | Hanwha Q cells | Q.PEAK DUO BLK-ML-G10+ 415W |  | 0.415 | 6 | 333 | 17 |  | Fixed | Roof
NJADRE1560061990 | Administratively Determined Incentive Program | TOMS RIVER | 8753 | 13.28 | Residential | Behind the Meter | Yes | SunPurity, LLC | JCP&L |  | Accepted | 2025-07-17 | 2025-08-19 | 2026-08-19 | Solar Panels | Hanwha Q cells | Q.PEAK DUO BLK-ML-G10+ 415W |  | 0.415 | 12 | 153 | 20 |  | Fixed | Roof
NJADRE1560061997 | Administratively Determined Incentive Program | Kendall Park | 8824 | 8.265 | Residential | Behind the Meter | No | Solar Energy World | PSE&G |  | Accepted | 2025-07-09 | 2025-07-29 | 2026-07-29 | Inverters | Enphase | IQ8MC-72-M-US | 320 |  | 19 |  |  | 0.97 |  | Outside
NJADRE1560061997 | Administratively Determined Incentive Program | Kendall Park | 8824 | 8.265 | Residential | Behind the Meter | No | Solar Energy World | PSE&G |  | Accepted | 2025-07-09 | 2025-07-29 | 2026-07-29 | Solar Panels | HANWHA | Q.TRON BLKM-G2+ 435W |  | 0.435 | 8 | 263 | 29 |  | Fixed | Roof
NJADRE1560061997 | Administratively Determined Incentive Program | Kendall Park | 8824 | 8.265 | Residential | Behind the Meter | No | Solar Energy World | PSE&G |  | Accepted | 2025-07-09 | 2025-07-29 | 2026-07-29 | Solar Panels | HANWHA | Q.TRON BLKM-G2+ 435W |  | 0.435 | 11 | 263 | 29 |  | Fixed | Roof
NJADRE1560061998 | Administratively Determined Incentive Program | NEW BRUNSWICK | 8901 | 1.23 | Residential | Behind the Meter | Yes | Pro Custom Solar dba Momentum Solar | PSE&G |  | Accepted | 2025-07-09 | 2025-07-29 | 2026-07-29 | Solar Panels | HANWHA | Q.PEAK DUO BLK ML-G10+410 |  | 0.41 | 3 | 342 | 40 |  | Fixed | Roof
NJADRE1560061998 | Administratively Determined Incentive Program | NEW BRUNSWICK | 8901 | 1.23 | Residential | Behind the Meter | Yes | Pro Custom Solar dba Momentum Solar | PSE&G |  | Accepted | 2025-07-09 | 2025-07-29 | 2026-07-29 | Inverters | ENPHASE | IQ8HC-72-M-DOM-US | 380 |  | 3 |  |  | 0.97 |  | Outdoor
NJADRE1560062002 | Administratively Determined Incentive Program | Stanhope | 7874 | 6.45 | Residential | Behind the Meter | Yes | EMT Renewables, LLC | JCP&L |  | Accepted | 2025-07-09 | 2025-07-30 | 2026-07-30 | Inverters | IQ8HC | IQ8+ | 290 |  | 15 |  |  | 0.98 |  | Other | UNDER EACH PANEL
NJADRE1560062002 | Administratively Determined Incentive Program | Stanhope | 7874 | 6.45 | Residential | Behind the Meter | Yes | EMT Renewables, LLC | JCP&L |  | Accepted | 2025-07-09 | 2025-07-30 | 2026-07-30 | Solar Panels | SEG SOLAR | SEG 430 |  | 0.43 | 10 | 172 | 36 |  | Fixed | Roof
NJADRE1560062002 | Administratively Determined Incentive Program | Stanhope | 7874 | 6.45 | Residential | Behind the Meter | Yes | EMT Renewables, LLC | JCP&L |  | Accepted | 2025-07-09 | 2025-07-30 | 2026-07-30 | Solar Panels | SEG SOLAR | SEG 430 |  | 0.43 | 5 | 171 | 37 |  | Fixed | Roof
NJADRE1560062013 | Administratively Determined Incentive Program | Sicklerville | 8081 | 4.35 | Residential | Behind the Meter | Yes | Integrity Solar & Home Solutions, LLC | AC Electric |  | Accepted | 2025-07-09 | 2025-07-29 | 2026-07-29 | Solar Panels | Q CELLS | Q.TRON BLK M-G2H+ 435 |  | 0.435 | 10 | 234 | 19 |  | Fixed | Roof
NJADRE1560062013 | Administratively Determined Incentive Program | Sicklerville | 8081 | 4.35 | Residential | Behind the Meter | Yes | Integrity Solar & Home Solutions, LLC | AC Electric |  | Accepted | 2025-07-09 | 2025-07-29 | 2026-07-29 | Inverters | ENPHASE | IQ8HC | 380 |  | 10 |  |  | 0.98 |  | Other | UNDER EACH PANEL
NJADRE1560062042 | Administratively Determined Incentive Program | PISCATAWAY TWP | 8854 | 25.665 | Residential | Behind the Meter | Yes | Integrity Solar & Home Solutions, LLC | PSE&G |  | Accepted | 2025-07-09 | 2025-07-29 | 2026-07-29 | Inverters | ENPHASE | IQ8HC | 380 |  | 59 |  |  | 0.98 |  | Other | UNDER EACH PANEL
NJADRE1560062042 | Administratively Determined Incentive Program | PISCATAWAY TWP | 8854 | 25.665 | Residential | Behind the Meter | Yes | Integrity Solar & Home Solutions, LLC | PSE&G |  | Accepted | 2025-07-09 | 2025-07-29 | 2026-07-29 | Solar Panels | Q CELLS | Q.TRON BLK M-G2H+ 435 |  | 0.435 | 14 | 158 | 30 |  | Fixed | Roof
NJADRE1560062042 | Administratively Determined Incentive Program | PISCATAWAY TWP | 8854 | 25.665 | Residential | Behind the Meter | Yes | Integrity Solar & Home Solutions, LLC | PSE&G |  | Accepted | 2025-07-09 | 2025-07-29 | 2026-07-29 | Solar Panels | Q CELLS | Q.TRON BLK M-G2H+ 435 |  | 0.435 | 10 | 158 | 22 |  | Fixed | Roof
NJADRE1560062042 | Administratively Determined Incentive Program | PISCATAWAY TWP | 8854 | 25.665 | Residential | Behind the Meter | Yes | Integrity Solar & Home Solutions, LLC | PSE&G |  | Accepted | 2025-07-09 | 2025-07-29 | 2026-07-29 | Solar Panels | Q CELLS | Q.TRON BLK M-G2H+ 435 |  | 0.435 | 12 | 338 | 20 |  | Fixed | Roof
NJADRE1560062042 | Administratively Determined Incentive Program | PISCATAWAY TWP | 8854 | 25.665 | Residential | Behind the Meter | Yes | Integrity Solar & Home Solutions, LLC | PSE&G |  | Accepted | 2025-07-09 | 2025-07-29 | 2026-07-29 | Solar Panels | Q CELLS | Q.TRON BLK M-G2H+ 435 |  | 0.435 | 13 | 158 | 8 |  | Fixed | Roof
NJADRE1560062042 | Administratively Determined Incentive Program | PISCATAWAY TWP | 8854 | 25.665 | Residential | Behind the Meter | Yes | Integrity Solar & Home Solutions, LLC | PSE&G |  | Accepted | 2025-07-09 | 2025-07-29 | 2026-07-29 | Solar Panels | Q CELLS | Q.TRON BLK M-G2H+ 435 |  | 0.435 | 10 | 338 | 30 |  | Fixed | Roof
NJADRE1560062063 | Administratively Determined Incentive Program | BARNEGAT | 8005 | 1.64 | Residential | Behind the Meter | No | Pro Custom Solar dba Momentum Solar | JCP&L |  | Accepted | 2025-07-09 | 2025-07-29 | 2026-07-29 | Inverters | ENPHASE | IQ8PLUS-72-2-US | 380 |  | 4 |  |  | 0.97 |  | Outdoor
NJADRE1560062063 | Administratively Determined Incentive Program | BARNEGAT | 8005 | 1.64 | Residential | Behind the Meter | No | Pro Custom Solar dba Momentum Solar | JCP&L |  | Accepted | 2025-07-09 | 2025-07-29 | 2026-07-29 | Solar Panels | HANWHA | q.peak duo blk-g10+410 |  | 0.41 | 4 | 274 | 27 |  | Fixed | Roof
NJADRE1560062066 | Administratively Determined Incentive Program | HAMILTON TOWNSHIP | 8619 | 4.51 | Residential | Behind the Meter | Yes | Freedom Forever New Jersey, LLC | PSE&G |  | Accepted | 2025-07-09 | 2025-07-29 | 2026-07-29 | Solar Panels | Hanwha | Q.PEAK DUO BLK ML-G10.C+ 410 |  | 0.41 | 6 | 187 | 20 |  | Fixed | Roof
NJADRE1560062066 | Administratively Determined Incentive Program | HAMILTON TOWNSHIP | 8619 | 4.51 | Residential | Behind the Meter | Yes | Freedom Forever New Jersey, LLC | PSE&G |  | Accepted | 2025-07-09 | 2025-07-29 | 2026-07-29 | Inverters | Solar Edge | SE3800H-US | 3800 |  | 1 |  |  | 0.99 |  | Outside
NJADRE1560062066 | Administratively Determined Incentive Program | HAMILTON TOWNSHIP | 8619 | 4.51 | Residential | Behind the Meter | Yes | Freedom Forever New Jersey, LLC | PSE&G |  | Accepted | 2025-07-09 | 2025-07-29 | 2026-07-29 | Solar Panels | Hanwha | Q.PEAK DUO BLK ML-G10.C+ 410 |  | 0.41 | 5 | 7 | 20 |  | Fixed | Roof
NJADRE1560062071 | Administratively Determined Incentive Program | Belvidere | 7823 | 7.65 | Residential | Behind the Meter | Yes | Power Energy Solutions, LLC | JCP&L |  | Accepted | 2025-07-09 | 2025-07-29 | 2026-07-29 | Solar Panels | Trina Solar | TSM-425NE09RC.05 |  | 0.425 | 6 | 126 | 14 |  | Fixed | Roof
NJADRE1560062071 | Administratively Determined Incentive Program | Belvidere | 7823 | 7.65 | Residential | Behind the Meter | Yes | Power Energy Solutions, LLC | JCP&L |  | Accepted | 2025-07-09 | 2025-07-29 | 2026-07-29 | Solar Panels | Trina Solar | TSM-425NE09RC.05 |  | 0.425 | 2 | 126 | 35 |  | Fixed | Roof
NJADRE1560062071 | Administratively Determined Incentive Program | Belvidere | 7823 | 7.65 | Residential | Behind the Meter | Yes | Power Energy Solutions, LLC | JCP&L |  | Accepted | 2025-07-09 | 2025-07-29 | 2026-07-29 | Inverters | SolarEdge | SE5700H-US | 6 |  | 1 |  |  | 0.97 |  | Outdoor
NJADRE1560062071 | Administratively Determined Incentive Program | Belvidere | 7823 | 7.65 | Residential | Behind the Meter | Yes | Power Energy Solutions, LLC | JCP&L |  | Accepted | 2025-07-09 | 2025-07-29 | 2026-07-29 | Solar Panels | Trina Solar | TSM-425NE09RC.05 |  | 0.425 | 5 | 36 | 18 |  | Fixed | Roof
NJADRE1560062071 | Administratively Determined Incentive Program | Belvidere | 7823 | 7.65 | Residential | Behind the Meter | Yes | Power Energy Solutions, LLC | JCP&L |  | Accepted | 2025-07-09 | 2025-07-29 | 2026-07-29 | Solar Panels | Trina Solar | TSM-425NE09RC.05 |  | 0.425 | 5 | 216 | 18 |  | Fixed | Roof
NJADRE1560062077 | Administratively Determined Incentive Program | RUNNEMEDE BORO | 8078 | 9.135 | Residential | Behind the Meter | Yes | Integrity Solar & Home Solutions, LLC | PSE&G |  | Accepted | 2025-07-09 | 2025-07-29 | 2026-07-29 | Solar Panels | Q CELLS | Q.TRON BLK M-G2H+ 435 |  | 0.435 | 4 | 169 | 9 |  | Fixed | Roof
NJADRE1560062077 | Administratively Determined Incentive Program | RUNNEMEDE BORO | 8078 | 9.135 | Residential | Behind the Meter | Yes | Integrity Solar & Home Solutions, LLC | PSE&G |  | Accepted | 2025-07-09 | 2025-07-29 | 2026-07-29 | Solar Panels | Q CELLS | Q.TRON BLK M-G2H+ 435 |  | 0.435 | 6 | 169 | 18 |  | Fixed | Roof
NJADRE1560062077 | Administratively Determined Incentive Program | RUNNEMEDE BORO | 8078 | 9.135 | Residential | Behind the Meter | Yes | Integrity Solar & Home Solutions, LLC | PSE&G |  | Accepted | 2025-07-09 | 2025-07-29 | 2026-07-29 | Inverters | ENPHASE | IQ8HC | 380 |  | 21 |  |  | 0.98 |  | Other | UNDER EACH PANEL
NJADRE1560062077 | Administratively Determined Incentive Program | RUNNEMEDE BORO | 8078 | 9.135 | Residential | Behind the Meter | Yes | Integrity Solar & Home Solutions, LLC | PSE&G |  | Accepted | 2025-07-09 | 2025-07-29 | 2026-07-29 | Solar Panels | Q CELLS | Q.TRON BLK M-G2H+ 435 |  | 0.435 | 11 | 169 | 19 |  | Fixed | Roof
NJADRE1560062078 | Administratively Determined Incentive Program | Parsippany | 7054 | 11.48 | Residential | Behind the Meter | No | Define Solar, LLC | JCP&L |  | Accepted | 2025-07-09 | 2025-07-29 | 2026-07-29 | Solar Panels | Znshine | ZXM7-SH108 410W |  | 0.41 | 5 | 73 | 19 |  | Fixed | Roof
NJADRE1560062078 | Administratively Determined Incentive Program | Parsippany | 7054 | 11.48 | Residential | Behind the Meter | No | Define Solar, LLC | JCP&L |  | Accepted | 2025-07-09 | 2025-07-29 | 2026-07-29 | Solar Panels | Znshine | ZXM7-SH108 410W |  | 0.41 | 2 | 73 | 19 |  | Fixed | Roof
NJADRE1560062078 | Administratively Determined Incentive Program | Parsippany | 7054 | 11.48 | Residential | Behind the Meter | No | Define Solar, LLC | JCP&L |  | Accepted | 2025-07-09 | 2025-07-29 | 2026-07-29 | Inverters | Enphase | IQ8PLUS-72-2-US | 290 |  | 5 |  |  | 0.976 |  | Outside | Under each pv panel
NJADRE1560062078 | Administratively Determined Incentive Program | Parsippany | 7054 | 11.48 | Residential | Behind the Meter | No | Define Solar, LLC | JCP&L |  | Accepted | 2025-07-09 | 2025-07-29 | 2026-07-29 | Solar Panels | Znshine | ZXM7-SH108 410W |  | 0.41 | 21 | 253 | 19 |  | Fixed | Roof
NJADRE1560062078 | Administratively Determined Incentive Program | Parsippany | 7054 | 11.48 | Residential | Behind the Meter | No | Define Solar, LLC | JCP&L |  | Accepted | 2025-07-09 | 2025-07-29 | 2026-07-29 | Inverters | Enphase | IQ8PLUS-72-2-US | 290 |  | 21 |  |  | 0.976 |  | Outside | Under each pv panel
NJADRE1560062078 | Administratively Determined Incentive Program | Parsippany | 7054 | 11.48 | Residential | Behind the Meter | No | Define Solar, LLC | JCP&L |  | Accepted | 2025-07-09 | 2025-07-29 | 2026-07-29 | Inverters | Enphase | IQ8PLUS-72-2-US | 290 |  | 2 |  |  | 0.976 |  | Outside | Under each pv panel
NJADRE1560062108 | Administratively Determined Incentive Program | Wyckoff | 7481 | 3.28 | Residential | Behind the Meter | Yes | Trinity Solar, LLC | Orange Rockland Electric |  | Accepted | 2025-07-09 | 2025-07-29 | 2026-07-29 | Solar Panels | HANWHA | (Q.PEAK DUO BLK ML-G10.C+ 410) |  | 0.41 | 2 | 236 | 27 |  | Fixed | Roof
NJADRE1560062108 | Administratively Determined Incentive Program | Wyckoff | 7481 | 3.28 | Residential | Behind the Meter | Yes | Trinity Solar, LLC | Orange Rockland Electric |  | Accepted | 2025-07-09 | 2025-07-29 | 2026-07-29 | Solar Panels | HANWHA | (Q.PEAK DUO BLK ML-G10.C+ 410) |  | 0.41 | 2 | 326 | 26 |  | Fixed | Roof
NJADRE1560062108 | Administratively Determined Incentive Program | Wyckoff | 7481 | 3.28 | Residential | Behind the Meter | Yes | Trinity Solar, LLC | Orange Rockland Electric |  | Accepted | 2025-07-09 | 2025-07-29 | 2026-07-29 | Inverters | Solar Edge | USE3800H-USMNBL75 | 3800 |  | 1 |  |  | 0.97 |  | Outdoor
NJADRE1560062108 | Administratively Determined Incentive Program | Wyckoff | 7481 | 3.28 | Residential | Behind the Meter | Yes | Trinity Solar, LLC | Orange Rockland Electric |  | Accepted | 2025-07-09 | 2025-07-29 | 2026-07-29 | Solar Panels | HANWHA | (Q.PEAK DUO BLK ML-G10.C+ 410) |  | 0.41 | 4 | 236 | 27 |  | Fixed | Roof
NJADRE1560062113 | Administratively Determined Incentive Program | SOUTH PLAINFIELD BORO | 7080 | 12.8 | Residential | Behind the Meter | No | Morgan Associates and Consulting, LLC | PSE&G |  | Accepted | 2025-07-09 | 2025-07-29 | 2026-07-29 | Solar Panels | Hanwha | qcells 400 |  | 0.4 | 10 | 66 | 41 |  | Fixed | Roof
NJADRE1560062113 | Administratively Determined Incentive Program | SOUTH PLAINFIELD BORO | 7080 | 12.8 | Residential | Behind the Meter | No | Morgan Associates and Consulting, LLC | PSE&G |  | Accepted | 2025-07-09 | 2025-07-29 | 2026-07-29 | Inverters | ENPHASE | IQ7 | 240 |  | 32 |  |  | 0.98 |  | Outside
NJADRE1560062113 | Administratively Determined Incentive Program | SOUTH PLAINFIELD BORO | 7080 | 12.8 | Residential | Behind the Meter | No | Morgan Associates and Consulting, LLC | PSE&G |  | Accepted | 2025-07-09 | 2025-07-29 | 2026-07-29 | Solar Panels | Hanwha | qcells 400 |  | 0.4 | 22 | 186 | 41 |  | Fixed | Roof
NJADRE1560062116 | Administratively Determined Incentive Program | TOMS RIVER | 8757 | 4.51 | Residential | Behind the Meter | Yes | Pro Custom Solar dba Momentum Solar | JCP&L |  | Accepted | 2025-07-09 | 2025-07-30 | 2026-07-30 | Inverters | ENPHASE | IQ8HC-72-M-DOM-US | 380 |  | 11 |  |  | 0.97 |  | Outdoor
NJADRE1560062116 | Administratively Determined Incentive Program | TOMS RIVER | 8757 | 4.51 | Residential | Behind the Meter | Yes | Pro Custom Solar dba Momentum Solar | JCP&L |  | Accepted | 2025-07-09 | 2025-07-30 | 2026-07-30 | Solar Panels | HANWHA | q.peak duo blk-g10+410 |  | 0.41 | 11 | 107 | 16 |  | Fixed | Roof
NJADRE1560062117 | Administratively Determined Incentive Program | LITTLE EGG HARBOR TWP | 8087 | 11.48 | Residential | Behind the Meter | Yes | Define Solar, LLC | AC Electric |  | Accepted | 2025-07-09 | 2025-07-30 | 2026-07-30 | Solar Panels | Znshine | ZXM7-SH108 410W |  | 0.41 | 20 | 264 | 25 |  | Fixed | Roof
NJADRE1560062117 | Administratively Determined Incentive Program | LITTLE EGG HARBOR TWP | 8087 | 11.48 | Residential | Behind the Meter | Yes | Define Solar, LLC | AC Electric |  | Accepted | 2025-07-09 | 2025-07-30 | 2026-07-30 | Inverters | Enphase | IQ8PLUS-72-2-US | 290 |  | 20 |  |  | 0.976 |  | Outside | Under each pv panel
NJADRE1560062117 | Administratively Determined Incentive Program | LITTLE EGG HARBOR TWP | 8087 | 11.48 | Residential | Behind the Meter | Yes | Define Solar, LLC | AC Electric |  | Accepted | 2025-07-09 | 2025-07-30 | 2026-07-30 | Solar Panels | Znshine | ZXM7-SH108 410W |  | 0.41 | 8 | 84 | 25 |  | Fixed | Roof
NJADRE1560062117 | Administratively Determined Incentive Program | LITTLE EGG HARBOR TWP | 8087 | 11.48 | Residential | Behind the Meter | Yes | Define Solar, LLC | AC Electric |  | Accepted | 2025-07-09 | 2025-07-30 | 2026-07-30 | Inverters | Enphase | IQ8PLUS-72-2-US | 290 |  | 8 |  |  | 0.976 |  | Outside | Under each pv panel
NJADRE1560062151 | Administratively Determined Incentive Program | NORTH CAPE MAY | 8204 | 11.18 | Residential | Behind the Meter | Yes | EMT Renewables, LLC | AC Electric |  | Accepted | 2025-07-09 | 2025-07-29 | 2026-07-29 | Inverters | IQ8HC | IQ8+ | 290 |  | 26 |  |  | 0.98 |  | Other | UNDER EACH PANEL
NJADRE1560062151 | Administratively Determined Incentive Program | NORTH CAPE MAY | 8204 | 11.18 | Residential | Behind the Meter | Yes | EMT Renewables, LLC | AC Electric |  | Accepted | 2025-07-09 | 2025-07-29 | 2026-07-29 | Solar Panels | SEG SOLAR | SEG 430 |  | 0.43 | 14 | 219 | 21 |  | Fixed | Roof
NJADRE1560062151 | Administratively Determined Incentive Program | NORTH CAPE MAY | 8204 | 11.18 | Residential | Behind the Meter | Yes | EMT Renewables, LLC | AC Electric |  | Accepted | 2025-07-09 | 2025-07-29 | 2026-07-29 | Solar Panels | SEG SOLAR | SEG 430 |  | 0.43 | 1 | 219 | 21 |  | Fixed | Roof
NJADRE1560062151 | Administratively Determined Incentive Program | NORTH CAPE MAY | 8204 | 11.18 | Residential | Behind the Meter | Yes | EMT Renewables, LLC | AC Electric |  | Accepted | 2025-07-09 | 2025-07-29 | 2026-07-29 | Solar Panels | SEG SOLAR | SEG 430 |  | 0.43 | 1 | 39 | 21 |  | Fixed | Roof
NJADRE1560062151 | Administratively Determined Incentive Program | NORTH CAPE MAY | 8204 | 11.18 | Residential | Behind the Meter | Yes | EMT Renewables, LLC | AC Electric |  | Accepted | 2025-07-09 | 2025-07-29 | 2026-07-29 | Solar Panels | SEG SOLAR | SEG 430 |  | 0.43 | 7 | 39 | 22 |  | Fixed | Roof
NJADRE1560062151 | Administratively Determined Incentive Program | NORTH CAPE MAY | 8204 | 11.18 | Residential | Behind the Meter | Yes | EMT Renewables, LLC | AC Electric |  | Accepted | 2025-07-09 | 2025-07-29 | 2026-07-29 | Solar Panels | SEG SOLAR | SEG 430 |  | 0.43 | 3 | 39 | 15 |  | Fixed | Roof
NJADRE1560062158 | Administratively Determined Incentive Program | WATERFORD | 8089 | 16.53 | Residential | Behind the Meter | Yes | Integrity Solar & Home Solutions, LLC | AC Electric |  | Accepted | 2025-07-09 | 2025-07-29 | 2026-07-29 | Inverters | ENPHASE | IQ8HC | 380 |  | 38 |  |  | 0.98 |  | Other | UNDER EACH PANEL
NJADRE1560062158 | Administratively Determined Incentive Program | WATERFORD | 8089 | 16.53 | Residential | Behind the Meter | Yes | Integrity Solar & Home Solutions, LLC | AC Electric |  | Accepted | 2025-07-09 | 2025-07-29 | 2026-07-29 | Solar Panels | Q CELLS | Q.TRON BLK M-G2H+ 435 |  | 0.435 | 12 | 262 | 18 |  | Fixed | Roof
NJADRE1560062158 | Administratively Determined Incentive Program | WATERFORD | 8089 | 16.53 | Residential | Behind the Meter | Yes | Integrity Solar & Home Solutions, LLC | AC Electric |  | Accepted | 2025-07-09 | 2025-07-29 | 2026-07-29 | Solar Panels | Q CELLS | Q.TRON BLK M-G2H+ 435 |  | 0.435 | 12 | 82 | 18 |  | Fixed | Roof
NJADRE1560062158 | Administratively Determined Incentive Program | WATERFORD | 8089 | 16.53 | Residential | Behind the Meter | Yes | Integrity Solar & Home Solutions, LLC | AC Electric |  | Accepted | 2025-07-09 | 2025-07-29 | 2026-07-29 | Solar Panels | Q CELLS | Q.TRON BLK M-G2H+ 435 |  | 0.435 | 14 | 262 | 18 |  | Fixed | Roof
NJADRE1560062162 | Administratively Determined Incentive Program | MORRISTOWN | 7960 | 4.1 | Residential | Behind the Meter | Yes | Sunrun Installation Services, Inc. | JCP&L |  | Accepted | 2025-07-09 | 2025-07-29 | 2026-07-29 | Solar Panels | HANWHA Q-CELLS | Q.PEAK DUO BLK ML-G10+ 410 |  | 0.41 | 3 | 284 | 21 |  | Fixed | Roof
NJADRE1560062162 | Administratively Determined Incentive Program | MORRISTOWN | 7960 | 4.1 | Residential | Behind the Meter | Yes | Sunrun Installation Services, Inc. | JCP&L |  | Accepted | 2025-07-09 | 2025-07-29 | 2026-07-29 | Solar Panels | HANWHA Q-CELLS | Q.PEAK DUO BLK ML-G10+ 410 |  | 0.41 | 7 | 104 | 20 |  | Fixed | Roof
NJADRE1560062162 | Administratively Determined Incentive Program | MORRISTOWN | 7960 | 4.1 | Residential | Behind the Meter | Yes | Sunrun Installation Services, Inc. | JCP&L |  | Accepted | 2025-07-09 | 2025-07-29 | 2026-07-29 | Inverters | SOLAREDGE TECHNOLOGIES | SE3800H-USMN | 3800 |  | 1 |  |  | 0.99 |  | Outdoor
NJADRE1560062174 | Administratively Determined Incentive Program | CLEMENTON | 8021 | 10.625 | Residential | Behind the Meter | Yes | Whitman Construction, LLC | AC Electric |  | Accepted | 2025-07-09 | 2025-07-29 | 2026-07-29 | Solar Panels | JINKO SOLAR | JKM425N-54HL4-B |  | 0.425 | 22 | 259 | 26 |  | Fixed | Roof
NJADRE1560062174 | Administratively Determined Incentive Program | CLEMENTON | 8021 | 10.625 | Residential | Behind the Meter | Yes | Whitman Construction, LLC | AC Electric |  | Accepted | 2025-07-09 | 2025-07-29 | 2026-07-29 | Inverters | ENPHASE | IQ8PLUS-72-2-US | 290 |  | 25 |  |  | 0.975 |  | Outdoor
NJADRE1560062174 | Administratively Determined Incentive Program | CLEMENTON | 8021 | 10.625 | Residential | Behind the Meter | Yes | Whitman Construction, LLC | AC Electric |  | Accepted | 2025-07-09 | 2025-07-29 | 2026-07-29 | Solar Panels | JINKO SOLAR | JKM425N-54HL4-B |  | 0.425 | 3 | 259 | 26 |  | Fixed | Roof
NJADRE1560062194 | Administratively Determined Incentive Program | BLACKWOOD | 8012 | 13.695 | Residential | Behind the Meter | Yes | SunPurity, LLC | PSE&G |  | Accepted | 2025-07-16 | 2025-08-08 | 2026-08-08 | Solar Panels | Hanwha Q cells | Q.PEAK DUO BLK-ML-G10+ 415W |  | 0.415 | 6 | 163 | 23 |  | Fixed | Roof
NJADRE1560062194 | Administratively Determined Incentive Program | BLACKWOOD | 8012 | 13.695 | Residential | Behind the Meter | Yes | SunPurity, LLC | PSE&G |  | Accepted | 2025-07-16 | 2025-08-08 | 2026-08-08 | Inverters | SolarEdge | SE10000H-US | 10000 |  | 1 |  |  | 0.99 |  | Outdoor
NJADRE1560062194 | Administratively Determined Incentive Program | BLACKWOOD | 8012 | 13.695 | Residential | Behind the Meter | Yes | SunPurity, LLC | PSE&G |  | Accepted | 2025-07-16 | 2025-08-08 | 2026-08-08 | Solar Panels | Hanwha Q cells | Q.PEAK DUO BLK-ML-G10+ 415W |  | 0.415 | 5 | 343 | 23 |  | Fixed | Roof
NJADRE1560062194 | Administratively Determined Incentive Program | BLACKWOOD | 8012 | 13.695 | Residential | Behind the Meter | Yes | SunPurity, LLC | PSE&G |  | Accepted | 2025-07-16 | 2025-08-08 | 2026-08-08 | Solar Panels | Hanwha Q cells | Q.PEAK DUO BLK-ML-G10+ 415W |  | 0.415 | 4 | 163 | 20 |  | Fixed | Roof
NJADRE1560062194 | Administratively Determined Incentive Program | BLACKWOOD | 8012 | 13.695 | Residential | Behind the Meter | Yes | SunPurity, LLC | PSE&G |  | Accepted | 2025-07-16 | 2025-08-08 | 2026-08-08 | Solar Panels | Hanwha Q cells | Q.PEAK DUO BLK-ML-G10+ 415W |  | 0.415 | 11 | 163 | 33 |  | Fixed | Roof
NJADRE1560062194 | Administratively Determined Incentive Program | BLACKWOOD | 8012 | 13.695 | Residential | Behind the Meter | Yes | SunPurity, LLC | PSE&G |  | Accepted | 2025-07-16 | 2025-08-08 | 2026-08-08 | Solar Panels | Hanwha Q cells | Q.PEAK DUO BLK-ML-G10+ 415W |  | 0.415 | 7 | 343 | 33 |  | Fixed | Roof
NJADRE1560062195 | Administratively Determined Incentive Program | Newark | 7104 | 6.97 | Residential | Behind the Meter | Yes | Trinity Solar, LLC | PSE&G |  | Accepted | 2025-07-09 | 2025-07-29 | 2026-07-29 | Inverters | Solar Edge | USE5700H-US | 5760 |  | 1 |  |  | 0.97 |  | Outside
NJADRE1560062195 | Administratively Determined Incentive Program | Newark | 7104 | 6.97 | Residential | Behind the Meter | Yes | Trinity Solar, LLC | PSE&G |  | Accepted | 2025-07-09 | 2025-07-29 | 2026-07-29 | Solar Panels | Hanwha | Q.PEAK DUO BLK ML-G10+ 410 |  | 0.41 | 17 | 201 | 7 |  | Fixed | Roof
NJADRE1560062200 | Administratively Determined Incentive Program | ROCKY HILL BORO | 8553 | 10.53 | Residential | Behind the Meter | Yes | Sunrun Installation Services, Inc. | PSE&G |  | Accepted | 2025-07-09 | 2025-07-29 | 2026-07-29 | Solar Panels | JA SOLAR | JAM54S31-405/MR |  | 0.405 | 6 | 135 | 12 |  | Fixed | Roof
NJADRE1560062200 | Administratively Determined Incentive Program | ROCKY HILL BORO | 8553 | 10.53 | Residential | Behind the Meter | Yes | Sunrun Installation Services, Inc. | PSE&G |  | Accepted | 2025-07-09 | 2025-07-29 | 2026-07-29 | Solar Panels | JA SOLAR | JAM54S31-405/MR |  | 0.405 | 8 | 134 | 18 |  | Fixed | Roof
NJADRE1560062200 | Administratively Determined Incentive Program | ROCKY HILL BORO | 8553 | 10.53 | Residential | Behind the Meter | Yes | Sunrun Installation Services, Inc. | PSE&G |  | Accepted | 2025-07-09 | 2025-07-29 | 2026-07-29 | Solar Panels | JA SOLAR | JAM54S31-405/MR |  | 0.405 | 10 | 225 | 20 |  | Fixed | Roof
NJADRE1560062200 | Administratively Determined Incentive Program | ROCKY HILL BORO | 8553 | 10.53 | Residential | Behind the Meter | Yes | Sunrun Installation Services, Inc. | PSE&G |  | Accepted | 2025-07-09 | 2025-07-29 | 2026-07-29 | Inverters | SOLAREDGE TECHNOLOGIES | SE7600H-USMN | 7600 |  | 1 |  |  | 0.99 |  | Outdoor
NJADRE1560062200 | Administratively Determined Incentive Program | ROCKY HILL BORO | 8553 | 10.53 | Residential | Behind the Meter | Yes | Sunrun Installation Services, Inc. | PSE&G |  | Accepted | 2025-07-09 | 2025-07-29 | 2026-07-29 | Solar Panels | JA SOLAR | JAM54S31-405/MR |  | 0.405 | 2 | 314 | 30 |  | Fixed | Roof
NJADRE1560062214 | Administratively Determined Incentive Program | Gloucester Township | 8081 | 7.225 | Residential | Behind the Meter | Yes | Power Energy Solutions, LLC | AC Electric |  | Accepted | 2025-07-09 | 2025-07-30 | 2026-07-30 | Solar Panels | Trina Solar | TSM-425NE09RC.05 |  | 0.425 | 17 | 159 | 22 |  | Fixed | Roof
NJADRE1560062214 | Administratively Determined Incentive Program | Gloucester Township | 8081 | 7.225 | Residential | Behind the Meter | Yes | Power Energy Solutions, LLC | AC Electric |  | Accepted | 2025-07-09 | 2025-07-30 | 2026-07-30 | Inverters | SolarEdge | SE3800H-US | 4 |  | 1 |  |  | 0.97 |  | Outdoor
NJADRE1560062222 | Administratively Determined Incentive Program | Florence | 8518 | 4.92 | Residential | Behind the Meter | Yes | Pro Custom Solar dba Momentum Solar | PSE&G |  | Accepted | 2025-07-09 | 2025-07-29 | 2026-07-29 | Solar Panels | HANWHA | q.peak duo blk-g10+410 |  | 0.41 | 6 | 81 | 28 |  | Fixed | Roof
NJADRE1560062222 | Administratively Determined Incentive Program | Florence | 8518 | 4.92 | Residential | Behind the Meter | Yes | Pro Custom Solar dba Momentum Solar | PSE&G |  | Accepted | 2025-07-09 | 2025-07-29 | 2026-07-29 | Solar Panels | Hanwha | q.peak duo blk-g10+410 |  | 0.41 | 6 | 262 | 26 |  | Fixed | Roof
NJADRE1560062222 | Administratively Determined Incentive Program | Florence | 8518 | 4.92 | Residential | Behind the Meter | Yes | Pro Custom Solar dba Momentum Solar | PSE&G |  | Accepted | 2025-07-09 | 2025-07-29 | 2026-07-29 | Inverters | ENPHASE | IQ8HC-72-M-DOM-US | 380 |  | 12 |  |  | 0.97 |  | Outdoor
NJADRE1560062293 | Administratively Determined Incentive Program | Paterson | 7513 | 13.485 | Residential | Behind the Meter | Yes | Brilliant Installations, Inc. | PSE&G |  | Accepted | 2025-07-09 | 2025-07-29 | 2026-07-29 | Inverters | SOLAREDGE | USE10000H-USMNBL75 | 10000 |  | 1 |  |  | 0.97 |  | Outdoor
NJADRE1560062293 | Administratively Determined Incentive Program | Paterson | 7513 | 13.485 | Residential | Behind the Meter | Yes | Brilliant Installations, Inc. | PSE&G |  | Accepted | 2025-07-09 | 2025-07-29 | 2026-07-29 | Solar Panels | HANWHA QCELLS | Q.TRON BLK M-G2.H+ 435 |  | 0.435 | 5 | 9 | 15 |  | Fixed | Roof
NJADRE1560062293 | Administratively Determined Incentive Program | Paterson | 7513 | 13.485 | Residential | Behind the Meter | Yes | Brilliant Installations, Inc. | PSE&G |  | Accepted | 2025-07-09 | 2025-07-29 | 2026-07-29 | Solar Panels | HANWHA QCELLS | Q.TRON BLK M-G2.H+ 435 |  | 0.435 | 4 | 9 | 25 |  | Fixed | Roof
NJADRE1560062293 | Administratively Determined Incentive Program | Paterson | 7513 | 13.485 | Residential | Behind the Meter | Yes | Brilliant Installations, Inc. | PSE&G |  | Accepted | 2025-07-09 | 2025-07-29 | 2026-07-29 | Solar Panels | HANWHA QCELLS | Q.TRON BLK M-G2.H+ 435 |  | 0.435 | 7 | 9 | 38 |  | Fixed | Roof
NJADRE1560062293 | Administratively Determined Incentive Program | Paterson | 7513 | 13.485 | Residential | Behind the Meter | Yes | Brilliant Installations, Inc. | PSE&G |  | Accepted | 2025-07-09 | 2025-07-29 | 2026-07-29 | Solar Panels | HANWHA QCELLS | Q.TRON BLK M-G2.H+ 435 |  | 0.435 | 7 | 189 | 38 |  | Fixed | Roof
NJADRE1560062293 | Administratively Determined Incentive Program | Paterson | 7513 | 13.485 | Residential | Behind the Meter | Yes | Brilliant Installations, Inc. | PSE&G |  | Accepted | 2025-07-09 | 2025-07-29 | 2026-07-29 | Solar Panels | HANWHA QCELLS | Q.TRON BLK M-G2.H+ 435 |  | 0.435 | 4 | 189 | 25 |  | Fixed | Roof
NJADRE1560062293 | Administratively Determined Incentive Program | Paterson | 7513 | 13.485 | Residential | Behind the Meter | Yes | Brilliant Installations, Inc. | PSE&G |  | Accepted | 2025-07-09 | 2025-07-29 | 2026-07-29 | Solar Panels | HANWHA QCELLS | Q.TRON BLK M-G2.H+ 435 |  | 0.435 | 4 | 189 | 15 |  | Fixed | Roof
NJADRE1560062882 | Administratively Determined Incentive Program | South Brunswick Township | 8824 | 7.38 | Residential | Behind the Meter | Yes | Freedom Forever New Jersey, LLC | PSE&G |  | Accepted | 2025-07-09 | 2025-07-29 | 2026-07-29 | Solar Panels | Hanwha | Q.PEAK DUO BLK ML-G10.C+ 410 |  | 0.41 | 2 | 56 | 18 |  | Fixed | Roof
NJADRE1560062882 | Administratively Determined Incentive Program | South Brunswick Township | 8824 | 7.38 | Residential | Behind the Meter | Yes | Freedom Forever New Jersey, LLC | PSE&G |  | Accepted | 2025-07-09 | 2025-07-29 | 2026-07-29 | Solar Panels | Hanwha | Q.PEAK DUO BLK ML-G10.C+ 410 |  | 0.41 | 16 | 236 | 18 |  | Fixed | Roof
NJADRE1560062882 | Administratively Determined Incentive Program | South Brunswick Township | 8824 | 7.38 | Residential | Behind the Meter | Yes | Freedom Forever New Jersey, LLC | PSE&G |  | Accepted | 2025-07-09 | 2025-07-29 | 2026-07-29 | Inverters | Solar Edge | SE5700H-US | 5760 |  | 1 |  |  | 0.99 |  | Outdoor
NJADRE1560063074 | Administratively Determined Incentive Program | Basking Ridge | 7920 | 7.83 | Residential | Behind the Meter | No | Solar Energy World | JCP&L |  | Accepted | 2025-07-09 | 2025-07-29 | 2026-07-29 | Inverters | Enphase | IQ8MC-72-M-US | 320 |  | 18 |  |  | 0.97 |  | Outside
NJADRE1560063074 | Administratively Determined Incentive Program | Basking Ridge | 7920 | 7.83 | Residential | Behind the Meter | No | Solar Energy World | JCP&L |  | Accepted | 2025-07-09 | 2025-07-29 | 2026-07-29 | Solar Panels | HANWHA | Q.TRON BLKM-G2+ 435W |  | 0.435 | 9 | 178 | 36 |  | Fixed | Roof
NJADRE1560063074 | Administratively Determined Incentive Program | Basking Ridge | 7920 | 7.83 | Residential | Behind the Meter | No | Solar Energy World | JCP&L |  | Accepted | 2025-07-09 | 2025-07-29 | 2026-07-29 | Solar Panels | HANWHA | Q.TRON BLKM-G2+ 435W |  | 0.435 | 9 | 179 | 36 |  | Fixed | Roof
NJADRE1560063082 | Administratively Determined Incentive Program | BURLINGTON | 8016 | 6.09 | Residential | Behind the Meter | Yes | Brilliant Installations, Inc. | PSE&G |  | Accepted | 2025-07-09 | 2025-07-30 | 2026-07-30 | Inverters | SOLAREDGE | USE5700H-USMNBL75 | 5760 |  | 1 |  |  | 0.97 |  | Outdoor
NJADRE1560063082 | Administratively Determined Incentive Program | BURLINGTON | 8016 | 6.09 | Residential | Behind the Meter | Yes | Brilliant Installations, Inc. | PSE&G |  | Accepted | 2025-07-09 | 2025-07-30 | 2026-07-30 | Solar Panels | HANWHA QCELLS | Q.TRON BLK M-G2.H+ 435 |  | 0.435 | 8 | 223 | 24 |  | Fixed | Roof
NJADRE1560063082 | Administratively Determined Incentive Program | BURLINGTON | 8016 | 6.09 | Residential | Behind the Meter | Yes | Brilliant Installations, Inc. | PSE&G |  | Accepted | 2025-07-09 | 2025-07-30 | 2026-07-30 | Solar Panels | HANWHA QCELLS | Q.TRON BLK M-G2.H+ 435 |  | 0.435 | 6 | 223 | 24 |  | Fixed | Roof
NJADRE1560063626 | Administratively Determined Incentive Program | Northvale | 7647 | 9.03 | Residential | Behind the Meter | Yes | Pro Custom Solar dba Momentum Solar | Orange Rockland Electric |  | Accepted | 2025-07-09 | 2025-07-29 | 2026-07-29 | Inverters | ENPHASE | IQ8HC-72-M-DOM-US | 380 |  | 21 |  |  | 0.97 |  | Outdoor
NJADRE1560063626 | Administratively Determined Incentive Program | Northvale | 7647 | 9.03 | Residential | Behind the Meter | Yes | Pro Custom Solar dba Momentum Solar | Orange Rockland Electric |  | Accepted | 2025-07-09 | 2025-07-29 | 2026-07-29 | Solar Panels | HANWHA | Q.TRON BLK M-G2+430 |  | 0.43 | 21 | 119 | 28 |  | Fixed | Roof
NJADRE1560063630 | Administratively Determined Incentive Program | Clifton | 7011 | 7.055 | Residential | Behind the Meter | Yes | Big Wave Roofing and Solar, LLC | PSE&G |  | Accepted | 2025-07-09 | 2025-07-29 | 2026-07-29 | Solar Panels | QCELLS | Q.PEAK DUO BLK ML-G10.C+ 415W |  | 0.415 | 17 | 166 | 39 |  | Fixed | Roof
NJADRE1560063630 | Administratively Determined Incentive Program | Clifton | 7011 | 7.055 | Residential | Behind the Meter | Yes | Big Wave Roofing and Solar, LLC | PSE&G |  | Accepted | 2025-07-09 | 2025-07-29 | 2026-07-29 | Inverters | Enphase | IQ8HC-72-M-DOM-US | 380 |  | 17 |  |  | 0.97 |  | Outside
NJADRE1560063639 | Administratively Determined Incentive Program | Cape May | 8204 | 24.795 | Residential | Behind the Meter | Yes | SunnyMac, LLC | AC Electric |  | Accepted | 2025-07-09 | 2025-07-29 | 2026-07-29 | Solar Panels | HANWHA | Q.TRON BLK M-G2+ |  | 0.435 | 28 | 11 | 18 |  | Fixed | Roof
NJADRE1560063639 | Administratively Determined Incentive Program | Cape May | 8204 | 24.795 | Residential | Behind the Meter | Yes | SunnyMac, LLC | AC Electric |  | Accepted | 2025-07-09 | 2025-07-29 | 2026-07-29 | Inverters | SOLAREDGE HOME HUB | SE10000H-US | 10000 |  | 2 |  |  | 0.99 |  | Outdoor | next to meter
NJADRE1560063639 | Administratively Determined Incentive Program | Cape May | 8204 | 24.795 | Residential | Behind the Meter | Yes | SunnyMac, LLC | AC Electric |  | Accepted | 2025-07-09 | 2025-07-29 | 2026-07-29 | Solar Panels | HANWHA | Q.TRON BLK M-G2+ |  | 0.435 | 29 | 191 | 13 |  | Fixed | Roof
NJADRE1560063654 | Administratively Determined Incentive Program | Pennsauken Twp | 8109 | 10.2 | Residential | Behind the Meter | Yes | Whitman Construction, LLC | PSE&G |  | Accepted | 2025-07-09 | 2025-07-29 | 2026-07-29 | Solar Panels | JINKO SOLAR | JKM425N-54HL4-B |  | 0.425 | 12 | 352 | 16 |  | Fixed | Roof
NJADRE1560063654 | Administratively Determined Incentive Program | Pennsauken Twp | 8109 | 10.2 | Residential | Behind the Meter | Yes | Whitman Construction, LLC | PSE&G |  | Accepted | 2025-07-09 | 2025-07-29 | 2026-07-29 | Solar Panels | JINKO SOLAR | JKM425N-54HL4-B |  | 0.425 | 6 | 173 | 32 |  | Fixed | Roof
NJADRE1560063654 | Administratively Determined Incentive Program | Pennsauken Twp | 8109 | 10.2 | Residential | Behind the Meter | Yes | Whitman Construction, LLC | PSE&G |  | Accepted | 2025-07-09 | 2025-07-29 | 2026-07-29 | Inverters | ENPHASE | IQ8PLUS-72-M-US | 290 |  | 24 |  |  | 0.975 |  | Outdoor
NJADRE1560063654 | Administratively Determined Incentive Program | Pennsauken Twp | 8109 | 10.2 | Residential | Behind the Meter | Yes | Whitman Construction, LLC | PSE&G |  | Accepted | 2025-07-09 | 2025-07-29 | 2026-07-29 | Solar Panels | JINKO SOLAR | JKM425N-54HL4-B |  | 0.425 | 1 | 172 | 36 |  | Fixed | Roof
NJADRE1560063654 | Administratively Determined Incentive Program | Pennsauken Twp | 8109 | 10.2 | Residential | Behind the Meter | Yes | Whitman Construction, LLC | PSE&G |  | Accepted | 2025-07-09 | 2025-07-29 | 2026-07-29 | Solar Panels | JINKO SOLAR | JKM425N-54HL4-B |  | 0.425 | 5 | 352 | 7 |  | Fixed | Roof
NJADRE1560063657 | Administratively Determined Incentive Program | SADDLE BROOK | 7663 | 9.89 | Residential | Behind the Meter | No | Infinity Solar Systems, LLC | PSE&G |  | Accepted | 2025-07-09 | 2025-07-29 | 2026-07-29 | Solar Panels | SEG Solar | SEG-430-BTD-BG |  | 0.43 | 11 | 161 | 14 |  | Fixed | Roof
NJADRE1560063657 | Administratively Determined Incentive Program | SADDLE BROOK | 7663 | 9.89 | Residential | Behind the Meter | No | Infinity Solar Systems, LLC | PSE&G |  | Accepted | 2025-07-09 | 2025-07-29 | 2026-07-29 | Solar Panels | SEG Solar | SEG-430-BTD-BG |  | 0.43 | 6 | 161 | 8 |  | Fixed | Roof
NJADRE1560063657 | Administratively Determined Incentive Program | SADDLE BROOK | 7663 | 9.89 | Residential | Behind the Meter | No | Infinity Solar Systems, LLC | PSE&G |  | Accepted | 2025-07-09 | 2025-07-29 | 2026-07-29 | Inverters | Enphase | IQ8MC-72-M-US | 320 |  | 23 |  |  | 0.97 |  | Outdoor
NJADRE1560063657 | Administratively Determined Incentive Program | SADDLE BROOK | 7663 | 9.89 | Residential | Behind the Meter | No | Infinity Solar Systems, LLC | PSE&G |  | Accepted | 2025-07-09 | 2025-07-29 | 2026-07-29 | Solar Panels | SEG Solar | SEG-430-BTD-BG |  | 0.43 | 6 | 161 | 14 |  | Fixed | Roof
NJADRE1560063658 | Administratively Determined Incentive Program | Lodi Boro | 7644 | 4.1 | Residential | Behind the Meter | Yes | Sunrun Installation Services, Inc. | PSE&G |  | Accepted | 2025-07-09 | 2025-07-29 | 2026-07-29 | Electric Storage Battery | Tesla | POWERWALL 3 1707000-XX-Y |  |  | 1 |  |  |  | Lithium Ion |  | OUTSIDE
NJADRE1560063658 | Administratively Determined Incentive Program | Lodi Boro | 7644 | 4.1 | Residential | Behind the Meter | Yes | Sunrun Installation Services, Inc. | PSE&G |  | Accepted | 2025-07-09 | 2025-07-29 | 2026-07-29 | Solar Panels | HANWHA Q-CELLS | Q.PEAK DUO BLK ML-G10+ 410 DCA |  | 0.41 | 10 | 217 | 38 |  | Fixed | Roof
NJADRE1560063658 | Administratively Determined Incentive Program | Lodi Boro | 7644 | 4.1 | Residential | Behind the Meter | Yes | Sunrun Installation Services, Inc. | PSE&G |  | Accepted | 2025-07-09 | 2025-07-29 | 2026-07-29 | Inverters | Tesla | POWERWALL 3 1707000-XX-Y | 11500 |  | 1 |  |  | 0.97 |  | Outdoor
NJADRE1560063663 | Administratively Determined Incentive Program | MANALAPAN | 7726 | 12.04 | Residential | Behind the Meter | Yes | Pro Custom Solar dba Momentum Solar | JCP&L |  | Accepted | 2025-07-09 | 2025-07-29 | 2026-07-29 | Solar Panels | HANWHA | Q.TRON BLK M-G2+430 |  | 0.43 | 5 | 144 | 22 |  | Fixed | Roof
NJADRE1560063663 | Administratively Determined Incentive Program | MANALAPAN | 7726 | 12.04 | Residential | Behind the Meter | Yes | Pro Custom Solar dba Momentum Solar | JCP&L |  | Accepted | 2025-07-09 | 2025-07-29 | 2026-07-29 | Solar Panels | HANWHA | Q.TRON BLK M-G2+430 |  | 0.43 | 6 | 223 | 23 |  | Fixed | Roof
NJADRE1560063663 | Administratively Determined Incentive Program | MANALAPAN | 7726 | 12.04 | Residential | Behind the Meter | Yes | Pro Custom Solar dba Momentum Solar | JCP&L |  | Accepted | 2025-07-09 | 2025-07-29 | 2026-07-29 | Solar Panels | HANWHA | Q.TRON BLK M-G2+430 |  | 0.43 | 8 | 54 | 21 |  | Fixed | Roof
NJADRE1560063663 | Administratively Determined Incentive Program | MANALAPAN | 7726 | 12.04 | Residential | Behind the Meter | Yes | Pro Custom Solar dba Momentum Solar | JCP&L |  | Accepted | 2025-07-09 | 2025-07-29 | 2026-07-29 | Solar Panels | HANWHA | Q.TRON BLK M-G2+430 |  | 0.43 | 9 | 53 | 23 |  | Fixed | Roof
NJADRE1560063663 | Administratively Determined Incentive Program | MANALAPAN | 7726 | 12.04 | Residential | Behind the Meter | Yes | Pro Custom Solar dba Momentum Solar | JCP&L |  | Accepted | 2025-07-09 | 2025-07-29 | 2026-07-29 | Inverters | ENPHASE | IQ8HC-72-M-DOM-US | 380 |  | 28 |  |  | 0.97 |  | Outdoor
NJADRE1560063671 | Administratively Determined Incentive Program | DEPTFORD | 8096 | 21.315 | Residential | Behind the Meter | Yes | SunnyMac, LLC | PSE&G |  | Accepted | 2025-07-09 | 2025-07-29 | 2026-07-29 | Solar Panels | HANWHA | Q.TRON BLK M-G2.H+ |  | 0.435 | 13 | 270 | 37 |  | Fixed | Roof
NJADRE1560063671 | Administratively Determined Incentive Program | DEPTFORD | 8096 | 21.315 | Residential | Behind the Meter | Yes | SunnyMac, LLC | PSE&G |  | Accepted | 2025-07-09 | 2025-07-29 | 2026-07-29 | Solar Panels | HANWHA | Q.TRON BLK M-G2.H+ |  | 0.435 | 6 | 180 | 18 |  | Fixed | Roof
NJADRE1560063671 | Administratively Determined Incentive Program | DEPTFORD | 8096 | 21.315 | Residential | Behind the Meter | Yes | SunnyMac, LLC | PSE&G |  | Accepted | 2025-07-09 | 2025-07-29 | 2026-07-29 | Inverters | SOLAREDGE HOME HUB | SE7600H-US | 7600 |  | 2 |  |  | 0.99 |  | Outdoor | next to meter
NJADRE1560063671 | Administratively Determined Incentive Program | DEPTFORD | 8096 | 21.315 | Residential | Behind the Meter | Yes | SunnyMac, LLC | PSE&G |  | Accepted | 2025-07-09 | 2025-07-29 | 2026-07-29 | Solar Panels | HANWHA | Q.TRON BLK M-G2.H+ |  | 0.435 | 19 | 90 | 37 |  | Fixed | Roof
NJADRE1560063671 | Administratively Determined Incentive Program | DEPTFORD | 8096 | 21.315 | Residential | Behind the Meter | Yes | SunnyMac, LLC | PSE&G |  | Accepted | 2025-07-09 | 2025-07-29 | 2026-07-29 | Solar Panels | HANWHA | Q.TRON BLK M-G2.H+ |  | 0.435 | 2 | 270 | 18 |  | Fixed | Roof
NJADRE1560063671 | Administratively Determined Incentive Program | DEPTFORD | 8096 | 21.315 | Residential | Behind the Meter | Yes | SunnyMac, LLC | PSE&G |  | Accepted | 2025-07-09 | 2025-07-29 | 2026-07-29 | Solar Panels | HANWHA | Q.TRON BLK M-G2.H+ |  | 0.435 | 2 | 90 | 22 |  | Fixed | Roof
NJADRE1560063671 | Administratively Determined Incentive Program | DEPTFORD | 8096 | 21.315 | Residential | Behind the Meter | Yes | SunnyMac, LLC | PSE&G |  | Accepted | 2025-07-09 | 2025-07-29 | 2026-07-29 | Solar Panels | HANWHA | Q.TRON BLK M-G2.H+ |  | 0.435 | 5 | 0 | 18 |  | Fixed | Roof
NJADRE1560063671 | Administratively Determined Incentive Program | DEPTFORD | 8096 | 21.315 | Residential | Behind the Meter | Yes | SunnyMac, LLC | PSE&G |  | Accepted | 2025-07-09 | 2025-07-29 | 2026-07-29 | Solar Panels | HANWHA | Q.TRON BLK M-G2.H+ |  | 0.435 | 2 | 90 | 18 |  | Fixed | Roof
NJADRE1560063682 | Administratively Determined Incentive Program | Clifton | 7012 | 7.695 | Residential | Behind the Meter | Yes | Sunrun Installation Services, Inc. | PSE&G |  | Accepted | 2025-07-09 | 2025-07-29 | 2026-07-29 | Solar Panels | JA SOLAR | JAM54S31-405/MR |  | 0.405 | 9 | 313 | 26 |  | Fixed | Roof
NJADRE1560063682 | Administratively Determined Incentive Program | Clifton | 7012 | 7.695 | Residential | Behind the Meter | Yes | Sunrun Installation Services, Inc. | PSE&G |  | Accepted | 2025-07-09 | 2025-07-29 | 2026-07-29 | Solar Panels | JA SOLAR | JAM54S31-405/MR |  | 0.405 | 10 | 133 | 27 |  | Fixed | Roof
NJADRE1560063682 | Administratively Determined Incentive Program | Clifton | 7012 | 7.695 | Residential | Behind the Meter | Yes | Sunrun Installation Services, Inc. | PSE&G |  | Accepted | 2025-07-09 | 2025-07-29 | 2026-07-29 | Inverters | SOLAREDGE TECHNOLOGIES | SE5700H-USMN | 5760 |  | 1 |  |  | 0.99 |  | Outdoor
NJADRE1560063697 | Administratively Determined Incentive Program | Bridgeton | 8302 | 9.89 | Residential | Behind the Meter | No | RCL Enterprises, Inc. | AC Electric |  | Accepted | 2025-07-09 | 2025-07-29 | 2026-07-29 | Inverters | Enphase | IQ8+ | 290 |  | 23 |  |  | 0.97 |  | Outside
NJADRE1560063697 | Administratively Determined Incentive Program | Bridgeton | 8302 | 9.89 | Residential | Behind the Meter | No | RCL Enterprises, Inc. | AC Electric |  | Accepted | 2025-07-09 | 2025-07-29 | 2026-07-29 | Solar Panels | SEG Solar | SEG-430-BTD-BG |  | 0.43 | 23 | 250 | 22 |  | Fixed | Roof
NJADRE1560063698 | Administratively Determined Incentive Program | Hamilton Township | 8619 | 11.48 | Residential | Behind the Meter | Yes | Freedom Forever New Jersey, LLC | PSE&G |  | Accepted | 2025-07-09 | 2025-07-29 | 2026-07-29 | Solar Panels | Hanwha | Q.PEAK DUO BLK ML-G10.C+ 410 |  | 0.41 | 2 | 221 | 22 |  | Fixed | Roof
NJADRE1560063698 | Administratively Determined Incentive Program | Hamilton Township | 8619 | 11.48 | Residential | Behind the Meter | Yes | Freedom Forever New Jersey, LLC | PSE&G |  | Accepted | 2025-07-09 | 2025-07-29 | 2026-07-29 | Solar Panels | Hanwha | Q.PEAK DUO BLK ML-G10.C+ 410 |  | 0.41 | 5 | 41 | 22 |  | Fixed | Roof
NJADRE1560063698 | Administratively Determined Incentive Program | Hamilton Township | 8619 | 11.48 | Residential | Behind the Meter | Yes | Freedom Forever New Jersey, LLC | PSE&G |  | Accepted | 2025-07-09 | 2025-07-29 | 2026-07-29 | Inverters | Solar Edge | SE7600H-US | 7600 |  | 1 |  |  | 0.99 |  | Outdoor
NJADRE1560063698 | Administratively Determined Incentive Program | Hamilton Township | 8619 | 11.48 | Residential | Behind the Meter | Yes | Freedom Forever New Jersey, LLC | PSE&G |  | Accepted | 2025-07-09 | 2025-07-29 | 2026-07-29 | Solar Panels | Hanwha | Q.PEAK DUO BLK ML-G10.C+ 410 |  | 0.41 | 21 | 41 | 22 |  | Fixed | Roof
NJADRE1560063700 | Administratively Determined Incentive Program | Cedarville | 8311 | 10.66 | Residential | Behind the Meter | Yes | Trinity Solar, LLC | AC Electric |  | Accepted | 2025-07-09 | 2025-07-30 | 2026-07-30 | Solar Panels | Hanwha | Q.PEAK DUO BLK ML-G10+ 410 |  | 0.41 | 3 | 198 | 13 |  | Fixed | Roof
NJADRE1560063700 | Administratively Determined Incentive Program | Cedarville | 8311 | 10.66 | Residential | Behind the Meter | Yes | Trinity Solar, LLC | AC Electric |  | Accepted | 2025-07-09 | 2025-07-30 | 2026-07-30 | Inverters | Solar Edge | USE10000H-US | 10000 |  | 1 |  |  | 0.97 |  | Outside
NJADRE1560063700 | Administratively Determined Incentive Program | Cedarville | 8311 | 10.66 | Residential | Behind the Meter | Yes | Trinity Solar, LLC | AC Electric |  | Accepted | 2025-07-09 | 2025-07-30 | 2026-07-30 | Solar Panels | Hanwha | Q.PEAK DUO BLK ML-G10+ 410 |  | 0.41 | 5 | 108 | 45 |  | Fixed | Roof
NJADRE1560063700 | Administratively Determined Incentive Program | Cedarville | 8311 | 10.66 | Residential | Behind the Meter | Yes | Trinity Solar, LLC | AC Electric |  | Accepted | 2025-07-09 | 2025-07-30 | 2026-07-30 | Solar Panels | Hanwha | Q.PEAK DUO BLK ML-G10+ 410 |  | 0.41 | 4 | 198 | 43 |  | Fixed | Roof
NJADRE1560063700 | Administratively Determined Incentive Program | Cedarville | 8311 | 10.66 | Residential | Behind the Meter | Yes | Trinity Solar, LLC | AC Electric |  | Accepted | 2025-07-09 | 2025-07-30 | 2026-07-30 | Solar Panels | Hanwha | Q.PEAK DUO BLK ML-G10+ 410 |  | 0.41 | 3 | 108 | 13 |  | Fixed | Roof
NJADRE1560063700 | Administratively Determined Incentive Program | Cedarville | 8311 | 10.66 | Residential | Behind the Meter | Yes | Trinity Solar, LLC | AC Electric |  | Accepted | 2025-07-09 | 2025-07-30 | 2026-07-30 | Solar Panels | Hanwha | Q.PEAK DUO BLK ML-G10+ 410 |  | 0.41 | 11 | 288 | 45 |  | Fixed | Roof
NJADRE1560063701 | Administratively Determined Incentive Program | Chesilhurst | 8089 | 19.09 | Residential | Behind the Meter | Yes | Big Wave Roofing and Solar, LLC | AC Electric |  | Accepted | 2025-07-09 | 2025-07-29 | 2026-07-29 | Solar Panels | Q cells | QCELLS Q.PEAK DUO BLK ML-G10.C+415w |  | 0.415 | 3 | 241 | 18 |  | Fixed | Roof
NJADRE1560063701 | Administratively Determined Incentive Program | Chesilhurst | 8089 | 19.09 | Residential | Behind the Meter | Yes | Big Wave Roofing and Solar, LLC | AC Electric |  | Accepted | 2025-07-09 | 2025-07-29 | 2026-07-29 | Solar Panels | Q cells | QCELLS Q.PEAK DUO BLK ML-G10.C+415w |  | 0.415 | 2 | 61 | 18 |  | Fixed | Roof
NJADRE1560063701 | Administratively Determined Incentive Program | Chesilhurst | 8089 | 19.09 | Residential | Behind the Meter | Yes | Big Wave Roofing and Solar, LLC | AC Electric |  | Accepted | 2025-07-09 | 2025-07-29 | 2026-07-29 | Inverters | Enphase | IQ8HC-72-M-DOM-US | 380 |  | 46 |  |  | 0.98 |  | Outdoor
NJADRE1560063701 | Administratively Determined Incentive Program | Chesilhurst | 8089 | 19.09 | Residential | Behind the Meter | Yes | Big Wave Roofing and Solar, LLC | AC Electric |  | Accepted | 2025-07-09 | 2025-07-29 | 2026-07-29 | Solar Panels | Q cells | QCELLS Q.PEAK DUO BLK ML-G10.C+415w |  | 0.415 | 22 | 241 | 18 |  | Fixed | Roof
NJADRE1560063701 | Administratively Determined Incentive Program | Chesilhurst | 8089 | 19.09 | Residential | Behind the Meter | Yes | Big Wave Roofing and Solar, LLC | AC Electric |  | Accepted | 2025-07-09 | 2025-07-29 | 2026-07-29 | Solar Panels | Q cells | QCELLS Q.PEAK DUO BLK ML-G10.C+415w |  | 0.415 | 19 | 61 | 18 |  | Fixed | Roof
NJADRE1560063721 | Administratively Determined Incentive Program | Raritan | 8869 | 13.94 | Residential | Behind the Meter | Yes | EMT Renewables, LLC | PSE&G |  | Accepted | 2025-07-09 | 2025-07-30 | 2026-07-30 | Solar Panels | MSE PERC | MSE-410 |  | 0.41 | 15 | 85 | 23 |  | Fixed | Roof
NJADRE1560063721 | Administratively Determined Incentive Program | Raritan | 8869 | 13.94 | Residential | Behind the Meter | Yes | EMT Renewables, LLC | PSE&G |  | Accepted | 2025-07-09 | 2025-07-30 | 2026-07-30 | Inverters | ENPHASE | IQ8+ | 290 |  | 34 |  |  | 0.98 |  | Other | UNDER EACH PANEL
NJADRE1560063721 | Administratively Determined Incentive Program | Raritan | 8869 | 13.94 | Residential | Behind the Meter | Yes | EMT Renewables, LLC | PSE&G |  | Accepted | 2025-07-09 | 2025-07-30 | 2026-07-30 | Solar Panels | MSE PERC | MSE-410 |  | 0.41 | 19 | 265 | 23 |  | Fixed | Roof
NJADRE1560063722 | Administratively Determined Incentive Program | SWEDESBORO | 8085 | 7.225 | Residential | Behind the Meter | Yes | Power Energy Solutions, LLC | AC Electric |  | Accepted | 2025-07-09 | 2025-07-30 | 2026-07-30 | Solar Panels | Trina Solar | TSM-425NE09RC.05 |  | 0.425 | 14 | 177 | 33 |  | Fixed | Roof
NJADRE1560063722 | Administratively Determined Incentive Program | SWEDESBORO | 8085 | 7.225 | Residential | Behind the Meter | Yes | Power Energy Solutions, LLC | AC Electric |  | Accepted | 2025-07-09 | 2025-07-30 | 2026-07-30 | Inverters | SolarEdge | SE3800H-US | 4 |  | 1 |  |  | 0.97 |  | Outdoor
NJADRE1560063722 | Administratively Determined Incentive Program | SWEDESBORO | 8085 | 7.225 | Residential | Behind the Meter | Yes | Power Energy Solutions, LLC | AC Electric |  | Accepted | 2025-07-09 | 2025-07-30 | 2026-07-30 | Solar Panels | Trina Solar | TSM-425NE09RC.05 |  | 0.425 | 3 | 177 | 32 |  | Fixed | Roof
NJADRE1560063730 | Administratively Determined Incentive Program | BARNEGAT | 8005 | 6.56 | Residential | Behind the Meter | Yes | Whitman Construction, LLC | JCP&L |  | Accepted | 2025-07-09 | 2025-07-29 | 2026-07-29 | Inverters | ENPHASE | IQ8HC-72-M-DOM-US | 380 |  | 16 |  |  | 0.973 |  | Outdoor
NJADRE1560063730 | Administratively Determined Incentive Program | BARNEGAT | 8005 | 6.56 | Residential | Behind the Meter | Yes | Whitman Construction, LLC | JCP&L |  | Accepted | 2025-07-09 | 2025-07-29 | 2026-07-29 | Solar Panels | TRINA SOLAR | TSM-410NE09RC.05 |  | 0.41 | 16 | 170 | 17 |  | Fixed | Roof
NJADRE1560063732 | Administratively Determined Incentive Program | FREEHOLD | 7728 | 12.04 | Residential | Behind the Meter | Yes | EMT Renewables, LLC | JCP&L |  | Accepted | 2025-07-09 | 2025-07-30 | 2026-07-30 | Solar Panels | SEG SOLAR | SEG 430 |  | 0.43 | 3 | 169 | 41 |  | Fixed | Roof
NJADRE1560063732 | Administratively Determined Incentive Program | FREEHOLD | 7728 | 12.04 | Residential | Behind the Meter | Yes | EMT Renewables, LLC | JCP&L |  | Accepted | 2025-07-09 | 2025-07-30 | 2026-07-30 | Inverters | ENPHASE | IQ8+ | 290 |  | 28 |  |  | 0.98 |  | Other | UNDER EACH PANEL
NJADRE1560063732 | Administratively Determined Incentive Program | FREEHOLD | 7728 | 12.04 | Residential | Behind the Meter | Yes | EMT Renewables, LLC | JCP&L |  | Accepted | 2025-07-09 | 2025-07-30 | 2026-07-30 | Solar Panels | SEG SOLAR | SEG 430 |  | 0.43 | 8 | 169 | 40 |  | Fixed | Roof
NJADRE1560063732 | Administratively Determined Incentive Program | FREEHOLD | 7728 | 12.04 | Residential | Behind the Meter | Yes | EMT Renewables, LLC | JCP&L |  | Accepted | 2025-07-09 | 2025-07-30 | 2026-07-30 | Solar Panels | SEG SOLAR | SEG 430 |  | 0.43 | 4 | 79 | 27 |  | Fixed | Roof
NJADRE1560063732 | Administratively Determined Incentive Program | FREEHOLD | 7728 | 12.04 | Residential | Behind the Meter | Yes | EMT Renewables, LLC | JCP&L |  | Accepted | 2025-07-09 | 2025-07-30 | 2026-07-30 | Solar Panels | SEG SOLAR | SEG 430 |  | 0.43 | 13 | 169 | 40 |  | Fixed | Roof
NJADRE1560063735 | Administratively Determined Incentive Program | Galloway | 8205 | 6.96 | Residential | Behind the Meter | Yes | SunnyMac, LLC | AC Electric |  | Accepted | 2025-07-09 | 2025-07-30 | 2026-07-30 | Solar Panels | HANWHA | Q.TRON BLK M-G2.H+ |  | 0.435 | 16 | 222 | 24 |  | Fixed | Roof
NJADRE1560063735 | Administratively Determined Incentive Program | Galloway | 8205 | 6.96 | Residential | Behind the Meter | Yes | SunnyMac, LLC | AC Electric |  | Accepted | 2025-07-09 | 2025-07-30 | 2026-07-30 | Inverters | SOLAREDGE HOME HUB | SE5700H-US | 5760 |  | 1 |  |  | 0.99 |  | Outdoor | next to meter
NJADRE1560063735 | Administratively Determined Incentive Program | Galloway | 8205 | 6.96 | Residential | Behind the Meter | Yes | SunnyMac, LLC | AC Electric |  | Accepted | 2025-07-09 | 2025-07-30 | 2026-07-30 | Meters | SOLAREDGE HOME HUB | SE-RGMTR-1D-240C-B |  |  | 1 |  |  |  | Yes | Outdoor
NJADRE1560063738 | Administratively Determined Incentive Program | Tabernacle | 8088 | 5.265 | Residential | Behind the Meter | Yes | Sunrun Installation Services, Inc. | AC Electric |  | Accepted | 2025-07-09 | 2025-07-30 | 2026-07-30 | Solar Panels | JA Solar | JAM54S31-405/MR |  | 0.405 | 13 | 315 | 22 |  | Fixed | Roof
NJADRE1560063738 | Administratively Determined Incentive Program | Tabernacle | 8088 | 5.265 | Residential | Behind the Meter | Yes | Sunrun Installation Services, Inc. | AC Electric |  | Accepted | 2025-07-09 | 2025-07-30 | 2026-07-30 | Inverters | SolarEdge Technologies | SE3800H-USMN | 3800 |  | 1 |  |  | 0.99 |  | Outdoor | Next to meter
NJADRE1560063739 | Administratively Determined Incentive Program | Villas | 8251 | 5.16 | Residential | Behind the Meter | Yes | EMT Renewables, LLC | AC Electric |  | Accepted | 2025-07-09 | 2025-07-30 | 2026-07-30 | Solar Panels | SEG SOLAR | SEG 430 |  | 0.43 | 6 | 29 | 20 |  | Fixed | Roof
NJADRE1560063739 | Administratively Determined Incentive Program | Villas | 8251 | 5.16 | Residential | Behind the Meter | Yes | EMT Renewables, LLC | AC Electric |  | Accepted | 2025-07-09 | 2025-07-30 | 2026-07-30 | Solar Panels | SEG SOLAR | SEG 430 |  | 0.43 | 1 | 299 | 15 |  | Fixed | Roof
NJADRE1560063739 | Administratively Determined Incentive Program | Villas | 8251 | 5.16 | Residential | Behind the Meter | Yes | EMT Renewables, LLC | AC Electric |  | Accepted | 2025-07-09 | 2025-07-30 | 2026-07-30 | Solar Panels | SEG SOLAR | SEG 430 |  | 0.43 | 1 | 119 | 15 |  | Fixed | Roof
NJADRE1560063739 | Administratively Determined Incentive Program | Villas | 8251 | 5.16 | Residential | Behind the Meter | Yes | EMT Renewables, LLC | AC Electric |  | Accepted | 2025-07-09 | 2025-07-30 | 2026-07-30 | Inverters | ENPHASE | IQ8+ | 290 |  | 12 |  |  | 0.98 |  | Other | UNDER EACH PANEL
NJADRE1560063739 | Administratively Determined Incentive Program | Villas | 8251 | 5.16 | Residential | Behind the Meter | Yes | EMT Renewables, LLC | AC Electric |  | Accepted | 2025-07-09 | 2025-07-30 | 2026-07-30 | Solar Panels | SEG SOLAR | SEG 430 |  | 0.43 | 4 | 209 | 20 |  | Fixed | Roof
NJADRE1560063745 | Administratively Determined Incentive Program | Bridgewater | 8807 | 5.265 | Residential | Behind the Meter | Yes | Freedom Forever New Jersey, LLC | PSE&G |  | Accepted | 2025-07-09 | 2025-07-29 | 2026-07-29 | Solar Panels | JA Solar | JAM54S31-405/MR |  | 0.405 | 13 | 189 | 22 |  | Fixed | Roof
NJADRE1560063745 | Administratively Determined Incentive Program | Bridgewater | 8807 | 5.265 | Residential | Behind the Meter | Yes | Freedom Forever New Jersey, LLC | PSE&G |  | Accepted | 2025-07-09 | 2025-07-29 | 2026-07-29 | Inverters | Enphase | IQ8HC-72-M-DOM-US | 380 |  | 13 |  |  | 0.99 |  | Outside
NJADRE1560063748 | Administratively Determined Incentive Program | Villas | 8251 | 5.74 | Residential | Behind the Meter | Yes | EMT Renewables, LLC | AC Electric |  | Accepted | 2025-07-09 | 2025-07-30 | 2026-07-30 | Solar Panels | MSE PERC | MSE-410 |  | 0.41 | 14 | 194 | 25 |  | Fixed | Roof
NJADRE1560063748 | Administratively Determined Incentive Program | Villas | 8251 | 5.74 | Residential | Behind the Meter | Yes | EMT Renewables, LLC | AC Electric |  | Accepted | 2025-07-09 | 2025-07-30 | 2026-07-30 | Inverters | ENPHASE | IQ8+ | 290 |  | 14 |  |  | 0.98 |  | Other | UNDER EACH PANEL
NJADRE1560063749 | Administratively Determined Incentive Program | Edison | 8820 | 9.84 | Residential | Behind the Meter | Yes | Pro Custom Solar dba Momentum Solar | PSE&G |  | Accepted | 2025-07-09 | 2025-07-29 | 2026-07-29 | Solar Panels | Hanwha | q.peak duo blk-g10+410 |  | 0.41 | 8 | 212 | 21 |  | Fixed | Roof
NJADRE1560063749 | Administratively Determined Incentive Program | Edison | 8820 | 9.84 | Residential | Behind the Meter | Yes | Pro Custom Solar dba Momentum Solar | PSE&G |  | Accepted | 2025-07-09 | 2025-07-29 | 2026-07-29 | Solar Panels | HANWHA | q.peak duo blk-g10+410 |  | 0.41 | 11 | 32 | 22 |  | Fixed | Roof
NJADRE1560063749 | Administratively Determined Incentive Program | Edison | 8820 | 9.84 | Residential | Behind the Meter | Yes | Pro Custom Solar dba Momentum Solar | PSE&G |  | Accepted | 2025-07-09 | 2025-07-29 | 2026-07-29 | Inverters | ENPHASE | IQ8HC-72-M-DOM-US | 380 |  | 24 |  |  | 0.97 |  | Outdoor
NJADRE1560063749 | Administratively Determined Incentive Program | Edison | 8820 | 9.84 | Residential | Behind the Meter | Yes | Pro Custom Solar dba Momentum Solar | PSE&G |  | Accepted | 2025-07-09 | 2025-07-29 | 2026-07-29 | Solar Panels | Hanwha | q.peak duo blk-g10+410 |  | 0.41 | 5 | 122 | 22 |  | Fixed | Roof
NJADRE1560063755 | Administratively Determined Incentive Program | PARSIPPANY | 7054 | 14.45 | Residential | Behind the Meter | No | Green Sun Energy Services, LLC | JCP&L |  | Accepted | 2025-07-11 | 2025-08-01 | 2026-08-01 | Solar Panels | Jinko | JKM425N-54HL4R-B |  | 0.425 | 12 | 263 | 20 |  | Fixed | Roof
NJADRE1560063755 | Administratively Determined Incentive Program | PARSIPPANY | 7054 | 14.45 | Residential | Behind the Meter | No | Green Sun Energy Services, LLC | JCP&L |  | Accepted | 2025-07-11 | 2025-08-01 | 2026-08-01 | Meters | EnPhase | X-IQ-AM1-240-5C | 9860 |  | 1 |  |  |  | Yes | Outdoor
NJADRE1560063755 | Administratively Determined Incentive Program | PARSIPPANY | 7054 | 14.45 | Residential | Behind the Meter | No | Green Sun Energy Services, LLC | JCP&L |  | Accepted | 2025-07-11 | 2025-08-01 | 2026-08-01 | Solar Panels | Jinko | JKM425N-54HL4R-B |  | 0.425 | 11 | 263 | 20 |  | Fixed | Roof
NJADRE1560063755 | Administratively Determined Incentive Program | PARSIPPANY | 7054 | 14.45 | Residential | Behind the Meter | No | Green Sun Energy Services, LLC | JCP&L |  | Accepted | 2025-07-11 | 2025-08-01 | 2026-08-01 | Solar Panels | Jinko | JKM425N-54HL4R-B |  | 0.425 | 9 | 83 | 20 |  | Fixed | Roof
NJADRE1560063755 | Administratively Determined Incentive Program | PARSIPPANY | 7054 | 14.45 | Residential | Behind the Meter | No | Green Sun Energy Services, LLC | JCP&L |  | Accepted | 2025-07-11 | 2025-08-01 | 2026-08-01 | Inverters | EnPhase | IQ8PLUS-72-M-US | 9860 |  | 34 |  |  | 0.97 |  | Outside
NJADRE1560063755 | Administratively Determined Incentive Program | PARSIPPANY | 7054 | 14.45 | Residential | Behind the Meter | No | Green Sun Energy Services, LLC | JCP&L |  | Accepted | 2025-07-11 | 2025-08-01 | 2026-08-01 | Solar Panels | Jinko | JKM425N-54HL4R-B |  | 0.425 | 2 | 82 | 20 |  | Fixed | Roof
NJADRE1560063756 | Administratively Determined Incentive Program | Villas | 8251 | 6.97 | Residential | Behind the Meter | Yes | EMT Renewables, LLC | AC Electric |  | Accepted | 2025-07-09 | 2025-07-30 | 2026-07-30 | Solar Panels | MSE PERC | MSE-410 |  | 0.41 | 5 | 113 | 32 |  | Fixed | Roof
NJADRE1560063756 | Administratively Determined Incentive Program | Villas | 8251 | 6.97 | Residential | Behind the Meter | Yes | EMT Renewables, LLC | AC Electric |  | Accepted | 2025-07-09 | 2025-07-30 | 2026-07-30 | Inverters | ENPHASE | IQ8+ | 290 |  | 17 |  |  | 0.98 |  | Other | UNDER EACH PANEL
NJADRE1560063756 | Administratively Determined Incentive Program | Villas | 8251 | 6.97 | Residential | Behind the Meter | Yes | EMT Renewables, LLC | AC Electric |  | Accepted | 2025-07-09 | 2025-07-30 | 2026-07-30 | Solar Panels | MSE PERC | MSE-410 |  | 0.41 | 3 | 203 | 40 |  | Fixed | Roof
NJADRE1560063756 | Administratively Determined Incentive Program | Villas | 8251 | 6.97 | Residential | Behind the Meter | Yes | EMT Renewables, LLC | AC Electric |  | Accepted | 2025-07-09 | 2025-07-30 | 2026-07-30 | Solar Panels | MSE PERC | MSE-410 |  | 0.41 | 9 | 293 | 32 |  | Fixed | Roof
NJADRE1560063757 | Administratively Determined Incentive Program | Sewell | 8080 | 11.48 | Residential | Behind the Meter | Yes | Trinity Solar, LLC | AC Electric |  | Accepted | 2025-07-09 | 2025-07-29 | 2026-07-29 | Solar Panels | HANWHA | (Q.PEAK DUO BLK ML-G10.C+ 410) |  | 0.41 | 15 | 141 | 28 |  | Fixed | Roof
NJADRE1560063757 | Administratively Determined Incentive Program | Sewell | 8080 | 11.48 | Residential | Behind the Meter | Yes | Trinity Solar, LLC | AC Electric |  | Accepted | 2025-07-09 | 2025-07-29 | 2026-07-29 | Inverters | Solar Edge | USE10000H-USMNBL75 | 10000 |  | 1 |  |  | 0.97 |  | Outdoor
NJADRE1560063757 | Administratively Determined Incentive Program | Sewell | 8080 | 11.48 | Residential | Behind the Meter | Yes | Trinity Solar, LLC | AC Electric |  | Accepted | 2025-07-09 | 2025-07-29 | 2026-07-29 | Solar Panels | HANWHA | (Q.PEAK DUO BLK ML-G10.C+ 410) |  | 0.41 | 8 | 321 | 28 |  | Fixed | Roof
NJADRE1560063757 | Administratively Determined Incentive Program | Sewell | 8080 | 11.48 | Residential | Behind the Meter | Yes | Trinity Solar, LLC | AC Electric |  | Accepted | 2025-07-09 | 2025-07-29 | 2026-07-29 | Solar Panels | HANWHA | (Q.PEAK DUO BLK ML-G10.C+ 410) |  | 0.41 | 5 | 321 | 28 |  | Fixed | Roof
NJADRE1560063767 | Administratively Determined Incentive Program | Cape May | 8204 | 8.6 | Residential | Behind the Meter | Yes | EMT Renewables, LLC | AC Electric |  | Accepted | 2025-07-09 | 2025-07-30 | 2026-07-30 | Inverters | ENPHASE | IQ8+ | 290 |  | 20 |  |  | 0.98 |  | Other | UNDER EACH PANEL
NJADRE1560063767 | Administratively Determined Incentive Program | Cape May | 8204 | 8.6 | Residential | Behind the Meter | Yes | EMT Renewables, LLC | AC Electric |  | Accepted | 2025-07-09 | 2025-07-30 | 2026-07-30 | Solar Panels | SEG SOLAR | SEG 430 |  | 0.43 | 9 | 270 | 28 |  | Fixed | Roof
NJADRE1560063767 | Administratively Determined Incentive Program | Cape May | 8204 | 8.6 | Residential | Behind the Meter | Yes | EMT Renewables, LLC | AC Electric |  | Accepted | 2025-07-09 | 2025-07-30 | 2026-07-30 | Solar Panels | SEG SOLAR | SEG 430 |  | 0.43 | 11 | 90 | 28 |  | Fixed | Roof
NJADRE1560063779 | Administratively Determined Incentive Program | FLORHAM PARK | 7932 | 8.1 | Residential | Behind the Meter | Yes | Freedom Forever New Jersey, LLC | JCP&L |  | Accepted | 2025-07-09 | 2025-07-30 | 2026-07-30 | Solar Panels | JA Solar | JAM54S31-405/MR |  | 0.405 | 4 | 208 | 33 |  | Fixed | Roof
NJADRE1560063779 | Administratively Determined Incentive Program | FLORHAM PARK | 7932 | 8.1 | Residential | Behind the Meter | Yes | Freedom Forever New Jersey, LLC | JCP&L |  | Accepted | 2025-07-09 | 2025-07-30 | 2026-07-30 | Inverters | Enphase | IQ8HC-72-M-DOM-US | 380 |  | 20 |  |  | 0.99 |  | Outside
NJADRE1560063779 | Administratively Determined Incentive Program | FLORHAM PARK | 7932 | 8.1 | Residential | Behind the Meter | Yes | Freedom Forever New Jersey, LLC | JCP&L |  | Accepted | 2025-07-09 | 2025-07-30 | 2026-07-30 | Solar Panels | JA Solar | JAM54S31-405/MR |  | 0.405 | 2 | 298 | 33 |  | Fixed | Roof
NJADRE1560063779 | Administratively Determined Incentive Program | FLORHAM PARK | 7932 | 8.1 | Residential | Behind the Meter | Yes | Freedom Forever New Jersey, LLC | JCP&L |  | Accepted | 2025-07-09 | 2025-07-30 | 2026-07-30 | Solar Panels | JA Solar | JAM54S31-405/MR |  | 0.405 | 6 | 208 | 33 |  | Fixed | Roof
NJADRE1560063779 | Administratively Determined Incentive Program | FLORHAM PARK | 7932 | 8.1 | Residential | Behind the Meter | Yes | Freedom Forever New Jersey, LLC | JCP&L |  | Accepted | 2025-07-09 | 2025-07-30 | 2026-07-30 | Solar Panels | JA Solar | JAM54S31-405/MR |  | 0.405 | 6 | 118 | 33 |  | Fixed | Roof
NJADRE1560063779 | Administratively Determined Incentive Program | FLORHAM PARK | 7932 | 8.1 | Residential | Behind the Meter | Yes | Freedom Forever New Jersey, LLC | JCP&L |  | Accepted | 2025-07-09 | 2025-07-30 | 2026-07-30 | Solar Panels | JA Solar | JAM54S31-405/MR |  | 0.405 | 2 | 118 | 33 |  | Fixed | Roof
NJADRE1560063781 | Administratively Determined Incentive Program | Stewartsville | 8886 | 10.25 | Residential | Behind the Meter | Yes | Trinity Solar, LLC | JCP&L |  | Accepted | 2025-07-09 | 2025-07-30 | 2026-07-30 | Solar Panels | Hanwha | Q.PEAK DUO BLK ML-G10+ 410 |  | 0.41 | 25 | 107 | 45 |  | Fixed | Roof
NJADRE1560063781 | Administratively Determined Incentive Program | Stewartsville | 8886 | 10.25 | Residential | Behind the Meter | Yes | Trinity Solar, LLC | JCP&L |  | Accepted | 2025-07-09 | 2025-07-30 | 2026-07-30 | Inverters | Solar Edge | USE7600H-US | 7600 |  | 1 |  |  | 0.97 |  | Outside
NJADRE1560063783 | Administratively Determined Incentive Program | Cape May | 8204 | 7.695 | Residential | Behind the Meter | Yes | Solar Energy World | AC Electric |  | Accepted | 2025-07-09 | 2025-07-30 | 2026-07-30 | Solar Panels | LONGi | LR5-54HPB-405M |  | 0.405 | 19 | 106 | 22 |  | Fixed | Roof
NJADRE1560063783 | Administratively Determined Incentive Program | Cape May | 8204 | 7.695 | Residential | Behind the Meter | Yes | Solar Energy World | AC Electric |  | Accepted | 2025-07-09 | 2025-07-30 | 2026-07-30 | Inverters | Enphase | IQ8HC-72-M-US | 384 |  | 19 |  |  | 0.97 |  | Outside
NJADRE1560063795 | Administratively Determined Incentive Program | MIDDLESEX | 8846 | 5.74 | Residential | Behind the Meter | Yes | EMT Renewables, LLC | PSE&G |  | Accepted | 2025-07-09 | 2025-07-30 | 2026-07-30 | Solar Panels | MSE PERC | MSE-410 |  | 0.41 | 14 | 173 | 22 |  | Fixed | Roof
NJADRE1560063795 | Administratively Determined Incentive Program | MIDDLESEX | 8846 | 5.74 | Residential | Behind the Meter | Yes | EMT Renewables, LLC | PSE&G |  | Accepted | 2025-07-09 | 2025-07-30 | 2026-07-30 | Inverters | ENPHASE | IQ8+ | 290 |  | 14 |  |  | 0.98 |  | Other | UNDER EACH PANEL
NJADRE1560063802 | Administratively Determined Incentive Program | BRICK | 8724 | 5.525 | Residential | Behind the Meter | Yes | Whitman Construction, LLC | JCP&L |  | Accepted | 2025-07-09 | 2025-07-31 | 2026-07-31 | Inverters | ENPHASE | IQ8PLUS-72-M-US | 290 |  | 13 |  |  | 0.975 |  | Outdoor
NJADRE1560063802 | Administratively Determined Incentive Program | BRICK | 8724 | 5.525 | Residential | Behind the Meter | Yes | Whitman Construction, LLC | JCP&L |  | Accepted | 2025-07-09 | 2025-07-31 | 2026-07-31 | Solar Panels | JINKO SOLAR | JKM425N-54HL4-B |  | 0.425 | 13 | 244 | 18 |  | Fixed | Roof
NJADRE1560063809 | Administratively Determined Incentive Program | MIDDLE TOWNSHIP | 8242 | 3.69 | Residential | Behind the Meter | Yes | EMT Renewables, LLC | AC Electric |  | Accepted | 2025-07-09 | 2025-07-30 | 2026-07-30 | Solar Panels | MSE PERC | MSE-410 |  | 0.41 | 7 | 33 | 12 |  | Fixed | Roof
NJADRE1560063809 | Administratively Determined Incentive Program | MIDDLE TOWNSHIP | 8242 | 3.69 | Residential | Behind the Meter | Yes | EMT Renewables, LLC | AC Electric |  | Accepted | 2025-07-09 | 2025-07-30 | 2026-07-30 | Solar Panels | MSE PERC | MSE-410 |  | 0.41 | 2 | 213 | 39 |  | Fixed | Roof
NJADRE1560063809 | Administratively Determined Incentive Program | MIDDLE TOWNSHIP | 8242 | 3.69 | Residential | Behind the Meter | Yes | EMT Renewables, LLC | AC Electric |  | Accepted | 2025-07-09 | 2025-07-30 | 2026-07-30 | Inverters | ENPHASE | IQ8+ | 290 |  | 9 |  |  | 0.98 |  | Other | UNDER EACH PANEL
NJADRE1560063818 | Administratively Determined Incentive Program | BRIDGETON | 8302 | 15.58 | Residential | Behind the Meter | Yes | EMT Renewables, LLC | AC Electric |  | Accepted | 2025-07-09 | 2025-07-30 | 2026-07-30 | Solar Panels | MSE PERC | MSE-410 |  | 0.41 | 4 | 94 | 18 |  | Fixed | Roof
NJADRE1560063818 | Administratively Determined Incentive Program | BRIDGETON | 8302 | 15.58 | Residential | Behind the Meter | Yes | EMT Renewables, LLC | AC Electric |  | Accepted | 2025-07-09 | 2025-07-30 | 2026-07-30 | Inverters | ENPHASE | IQ8+ | 290 |  | 38 |  |  | 0.98 |  | Other | UNDER EACH PANEL
NJADRE1560063818 | Administratively Determined Incentive Program | BRIDGETON | 8302 | 15.58 | Residential | Behind the Meter | Yes | EMT Renewables, LLC | AC Electric |  | Accepted | 2025-07-09 | 2025-07-30 | 2026-07-30 | Solar Panels | MSE PERC | MSE-410 |  | 0.41 | 9 | 94 | 37 |  | Fixed | Roof
NJADRE1560063818 | Administratively Determined Incentive Program | BRIDGETON | 8302 | 15.58 | Residential | Behind the Meter | Yes | EMT Renewables, LLC | AC Electric |  | Accepted | 2025-07-09 | 2025-07-30 | 2026-07-30 | Solar Panels | MSE PERC | MSE-410 |  | 0.41 | 13 | 185 | 20 |  | Fixed | Roof
NJADRE1560063818 | Administratively Determined Incentive Program | BRIDGETON | 8302 | 15.58 | Residential | Behind the Meter | Yes | EMT Renewables, LLC | AC Electric |  | Accepted | 2025-07-09 | 2025-07-30 | 2026-07-30 | Solar Panels | MSE PERC | MSE-410 |  | 0.41 | 12 | 5 | 20 |  | Fixed | Roof
NJADRE1560063819 | Administratively Determined Incentive Program | Stockton | 8559 | 14 | Residential | Behind the Meter | Yes | Solar Energy World | JCP&L |  | Accepted | 2025-07-09 | 2025-07-30 | 2026-07-30 | Solar Panels | LONGi | LR5-54HABB-400M |  | 0.4 | 16 | 286 | 33 |  | Fixed | Roof
NJADRE1560063819 | Administratively Determined Incentive Program | Stockton | 8559 | 14 | Residential | Behind the Meter | Yes | Solar Energy World | JCP&L |  | Accepted | 2025-07-09 | 2025-07-30 | 2026-07-30 | Solar Panels | LONGi | LR5-54HABB-400M |  | 0.4 | 16 | 106 | 34 |  | Fixed | Roof
NJADRE1560063819 | Administratively Determined Incentive Program | Stockton | 8559 | 14 | Residential | Behind the Meter | Yes | Solar Energy World | JCP&L |  | Accepted | 2025-07-09 | 2025-07-30 | 2026-07-30 | Inverters | Enphase | IQ8HC-72-M-DOM-US | 384 |  | 35 |  |  | 0.97 |  | Outside
NJADRE1560063819 | Administratively Determined Incentive Program | Stockton | 8559 | 14 | Residential | Behind the Meter | Yes | Solar Energy World | JCP&L |  | Accepted | 2025-07-09 | 2025-07-30 | 2026-07-30 | Solar Panels | LONGi | LR5-54HABB-400M |  | 0.4 | 3 | 106 | 34 |  | Fixed | Roof
NJADRE1560063826 | Administratively Determined Incentive Program | Pemberton Township | 8015 | 14.355 | Residential | Behind the Meter | Yes | Skyline Solar, LLC | JCP&L |  | Accepted | 2025-07-09 | 2025-07-30 | 2026-07-30 | Solar Panels | Hanwha | Q. Tron BLK M-G2.H+ |  | 0.435 | 15 | 106 | 19 |  | Fixed | Roof
NJADRE1560063826 | Administratively Determined Incentive Program | Pemberton Township | 8015 | 14.355 | Residential | Behind the Meter | Yes | Skyline Solar, LLC | JCP&L |  | Accepted | 2025-07-09 | 2025-07-30 | 2026-07-30 | Inverters | Enphase | IQ8HC-72-M-DOM-US | 380 |  | 33 |  |  | 0.977 |  | Outside
NJADRE1560063826 | Administratively Determined Incentive Program | Pemberton Township | 8015 | 14.355 | Residential | Behind the Meter | Yes | Skyline Solar, LLC | JCP&L |  | Accepted | 2025-07-09 | 2025-07-30 | 2026-07-30 | Solar Panels | Hanwha | Q. Tron BLK M-G2.H+ |  | 0.435 | 18 | 286 | 19 |  | Fixed | Roof
NJADRE1560063828 | Administratively Determined Incentive Program | Gloucester Township | 8081 | 6.525 | Residential | Behind the Meter | Yes | SunnyMac, LLC | AC Electric |  | Accepted | 2025-07-09 | 2025-07-30 | 2026-07-30 | Solar Panels | HANWHA | Q.TRON BLK M-G2.H+ |  | 0.435 | 9 | 173 | 22 |  | Fixed | Roof
NJADRE1560063828 | Administratively Determined Incentive Program | Gloucester Township | 8081 | 6.525 | Residential | Behind the Meter | Yes | SunnyMac, LLC | AC Electric |  | Accepted | 2025-07-09 | 2025-07-30 | 2026-07-30 | Solar Panels | HANWHA | Q.TRON BLK M-G2.H+ |  | 0.435 | 6 | 353 | 22 |  | Fixed | Roof
NJADRE1560063828 | Administratively Determined Incentive Program | Gloucester Township | 8081 | 6.525 | Residential | Behind the Meter | Yes | SunnyMac, LLC | AC Electric |  | Accepted | 2025-07-09 | 2025-07-30 | 2026-07-30 | Inverters | SOLAREDGE HOME HUB | SE5700H-US | 5760 |  | 1 |  |  | 0.99 |  | Outdoor | next to meter
NJADRE1560063830 | Administratively Determined Incentive Program | Villas | 8251 | 6.56 | Residential | Behind the Meter | Yes | EMT Renewables, LLC | AC Electric |  | Accepted | 2025-07-09 | 2025-08-08 | 2026-08-08 | Solar Panels | MSE PERC | MSE-410 |  | 0.41 | 6 | 302 | 25 |  | Fixed | Roof
NJADRE1560063830 | Administratively Determined Incentive Program | Villas | 8251 | 6.56 | Residential | Behind the Meter | Yes | EMT Renewables, LLC | AC Electric |  | Accepted | 2025-07-09 | 2025-08-08 | 2026-08-08 | Inverters | ENPHASE | IQ8+ | 290 |  | 16 |  |  | 0.98 |  | Other | UNDER EACH PANEL
NJADRE1560063830 | Administratively Determined Incentive Program | Villas | 8251 | 6.56 | Residential | Behind the Meter | Yes | EMT Renewables, LLC | AC Electric |  | Accepted | 2025-07-09 | 2025-08-08 | 2026-08-08 | Solar Panels | MSE PERC | MSE-410 |  | 0.41 | 10 | 122 | 25 |  | Fixed | Roof
NJADRE1560063833 | Administratively Determined Incentive Program | Englishtown | 7726 | 8.2 | Residential | Behind the Meter | Yes | Trinity Solar, LLC | JCP&L |  | Accepted | 2025-07-09 | 2025-07-30 | 2026-07-30 | Solar Panels | Hanwha | Q.PEAK DUO BLK ML-G10+ 410 |  | 0.41 | 6 | 185 | 24 |  | Fixed | Roof
NJADRE1560063833 | Administratively Determined Incentive Program | Englishtown | 7726 | 8.2 | Residential | Behind the Meter | Yes | Trinity Solar, LLC | JCP&L |  | Accepted | 2025-07-09 | 2025-07-30 | 2026-07-30 | Solar Panels | Hanwha | Q.PEAK DUO BLK ML-G10+ 410 |  | 0.41 | 8 | 95 | 50 |  | Fixed | Roof
NJADRE1560063833 | Administratively Determined Incentive Program | Englishtown | 7726 | 8.2 | Residential | Behind the Meter | Yes | Trinity Solar, LLC | JCP&L |  | Accepted | 2025-07-09 | 2025-07-30 | 2026-07-30 | Solar Panels | Hanwha | Q.PEAK DUO BLK ML-G10+ 410 |  | 0.41 | 6 | 185 | 30 |  | Fixed | Roof
NJADRE1560063833 | Administratively Determined Incentive Program | Englishtown | 7726 | 8.2 | Residential | Behind the Meter | Yes | Trinity Solar, LLC | JCP&L |  | Accepted | 2025-07-09 | 2025-07-30 | 2026-07-30 | Inverters | Solar Edge | USE7600H-US | 7600 |  | 1 |  |  | 0.97 |  | Outside
NJADRE1560063839 | Administratively Determined Incentive Program | East Brunswick | 8816 | 9.72 | Residential | Behind the Meter | Yes | Sunrun Installation Services, Inc. | PSE&G |  | Accepted | 2025-07-09 | 2025-07-30 | 2026-07-30 | Inverters | SolarEdge Technologies | SE5700H-USMN | 5760 |  | 1 |  |  | 0.99 |  | Outdoor | Next to meter
NJADRE1560063839 | Administratively Determined Incentive Program | East Brunswick | 8816 | 9.72 | Residential | Behind the Meter | Yes | Sunrun Installation Services, Inc. | PSE&G |  | Accepted | 2025-07-09 | 2025-07-30 | 2026-07-30 | Inverters | SolarEdge Technologies | SE3800H-USMN | 3800 |  | 1 |  |  | 0.99 |  | Outdoor | Next to meter
NJADRE1560063839 | Administratively Determined Incentive Program | East Brunswick | 8816 | 9.72 | Residential | Behind the Meter | Yes | Sunrun Installation Services, Inc. | PSE&G |  | Accepted | 2025-07-09 | 2025-07-30 | 2026-07-30 | Solar Panels | JA Solar | JAM54S31-405/MR |  | 0.405 | 2 | 324 | 37 |  | Fixed | Roof
NJADRE1560063839 | Administratively Determined Incentive Program | East Brunswick | 8816 | 9.72 | Residential | Behind the Meter | Yes | Sunrun Installation Services, Inc. | PSE&G |  | Accepted | 2025-07-09 | 2025-07-30 | 2026-07-30 | Solar Panels | JA Solar | JAM54S31-405/MR |  | 0.405 | 6 | 144 | 36 |  | Fixed | Roof
NJADRE1560063839 | Administratively Determined Incentive Program | East Brunswick | 8816 | 9.72 | Residential | Behind the Meter | Yes | Sunrun Installation Services, Inc. | PSE&G |  | Accepted | 2025-07-09 | 2025-07-30 | 2026-07-30 | Solar Panels | JA Solar | JAM54S31-405/MR |  | 0.405 | 16 | 235 | 44 |  | Fixed | Roof
NJADRE1560063841 | Administratively Determined Incentive Program | Salem | 8079 | 9.84 | Residential | Behind the Meter | Yes | EMT Renewables, LLC | AC Electric |  | Accepted | 2025-07-09 | 2025-07-30 | 2026-07-30 | Inverters | ENPHASE | IQ8+ | 290 |  | 24 |  |  | 0.98 |  | Other | UNDER EACH PANEL
NJADRE1560063841 | Administratively Determined Incentive Program | Salem | 8079 | 9.84 | Residential | Behind the Meter | Yes | EMT Renewables, LLC | AC Electric |  | Accepted | 2025-07-09 | 2025-07-30 | 2026-07-30 | Solar Panels | MSE PERC | MSE-410 |  | 0.41 | 24 | 112 | 34 |  | Fixed | Roof
NJADRE1560063848 | Administratively Determined Incentive Program | Lower Twp | 8251 | 3.825 | Residential | Behind the Meter | Yes | Fusion Solar Energy, LLC | AC Electric |  | Accepted | 2025-07-09 | 2025-07-30 | 2026-07-30 | Inverters | ENPHASE | IQ8HC-72-M-DOM-US | 380 |  | 9 |  |  | 0.97 |  | Outside | ROof
NJADRE1560063848 | Administratively Determined Incentive Program | Lower Twp | 8251 | 3.825 | Residential | Behind the Meter | Yes | Fusion Solar Energy, LLC | AC Electric |  | Accepted | 2025-07-09 | 2025-07-30 | 2026-07-30 | Solar Panels | JINKO SOLAR | JKM425N-54HL4-B |  | 0.425 | 9 | 202.43 | 22 |  | Fixed | Roof
NJADRE1560063850 | Administratively Determined Incentive Program | Woodbine | 8270 | 15.3 | Residential | Behind the Meter | Yes | Power Energy Solutions, LLC | AC Electric |  | Accepted | 2025-07-09 | 2025-07-30 | 2026-07-30 | Solar Panels | Trina Solar | TSM-425NE09RC.05 |  | 0.425 | 15 | 154 | 41 |  | Fixed | Roof
NJADRE1560063850 | Administratively Determined Incentive Program | Woodbine | 8270 | 15.3 | Residential | Behind the Meter | Yes | Power Energy Solutions, LLC | AC Electric |  | Accepted | 2025-07-09 | 2025-07-30 | 2026-07-30 | Solar Panels | Trina Solar | TSM-425NE09RC.05 |  | 0.425 | 2 | 244 | 39 |  | Fixed | Roof
NJADRE1560063850 | Administratively Determined Incentive Program | Woodbine | 8270 | 15.3 | Residential | Behind the Meter | Yes | Power Energy Solutions, LLC | AC Electric |  | Accepted | 2025-07-09 | 2025-07-30 | 2026-07-30 | Inverters | SolarEdge | SE10000H-US | 10 |  | 1 |  |  | 0.97 |  | Outdoor
NJADRE1560063850 | Administratively Determined Incentive Program | Woodbine | 8270 | 15.3 | Residential | Behind the Meter | Yes | Power Energy Solutions, LLC | AC Electric |  | Accepted | 2025-07-09 | 2025-07-30 | 2026-07-30 | Solar Panels | Trina Solar | TSM-425NE09RC.05 |  | 0.425 | 10 | 334 | 41 |  | Fixed | Roof
NJADRE1560063850 | Administratively Determined Incentive Program | Woodbine | 8270 | 15.3 | Residential | Behind the Meter | Yes | Power Energy Solutions, LLC | AC Electric |  | Accepted | 2025-07-09 | 2025-07-30 | 2026-07-30 | Solar Panels | Trina Solar | TSM-425NE09RC.05 |  | 0.425 | 7 | 153 | 48 |  | Fixed | Roof
NJADRE1560063850 | Administratively Determined Incentive Program | Woodbine | 8270 | 15.3 | Residential | Behind the Meter | Yes | Power Energy Solutions, LLC | AC Electric |  | Accepted | 2025-07-09 | 2025-07-30 | 2026-07-30 | Solar Panels | Trina Solar | TSM-425NE09RC.05 |  | 0.425 | 2 | 64 | 39 |  | Fixed | Roof
NJADRE1560063851 | Administratively Determined Incentive Program | Salem | 8079 | 13.94 | Residential | Behind the Meter | Yes | EMT Renewables, LLC | AC Electric |  | Accepted | 2025-07-09 | 2025-07-30 | 2026-07-30 | Inverters | ENPHASE | IQ8+ | 290 |  | 34 |  |  | 0.98 |  | Other | UNDER EACH PANEL
NJADRE1560063851 | Administratively Determined Incentive Program | Salem | 8079 | 13.94 | Residential | Behind the Meter | Yes | EMT Renewables, LLC | AC Electric |  | Accepted | 2025-07-09 | 2025-07-30 | 2026-07-30 | Solar Panels | MSE PERC | MSE-410 |  | 0.41 | 10 | 299 | 20 |  | Fixed | Roof
NJADRE1560063851 | Administratively Determined Incentive Program | Salem | 8079 | 13.94 | Residential | Behind the Meter | Yes | EMT Renewables, LLC | AC Electric |  | Accepted | 2025-07-09 | 2025-07-30 | 2026-07-30 | Solar Panels | MSE PERC | MSE-410 |  | 0.41 | 6 | 141 | 18 |  | Fixed | Roof
NJADRE1560063851 | Administratively Determined Incentive Program | Salem | 8079 | 13.94 | Residential | Behind the Meter | Yes | EMT Renewables, LLC | AC Electric |  | Accepted | 2025-07-09 | 2025-07-30 | 2026-07-30 | Solar Panels | MSE PERC | MSE-410 |  | 0.41 | 12 | 119 | 20 |  | Fixed | Roof
NJADRE1560063851 | Administratively Determined Incentive Program | Salem | 8079 | 13.94 | Residential | Behind the Meter | Yes | EMT Renewables, LLC | AC Electric |  | Accepted | 2025-07-09 | 2025-07-30 | 2026-07-30 | Solar Panels | MSE PERC | MSE-410 |  | 0.41 | 6 | 321 | 17 |  | Fixed | Roof
NJADRE1560063855 | Administratively Determined Incentive Program | Stafford Twp | 8050 | 7.395 | Residential | Behind the Meter | Yes | Brilliant Installations, Inc. | AC Electric |  | Accepted | 2025-07-10 | 2025-07-30 | 2026-07-30 | Solar Panels | HANWHA QCELLS | Q.TRON BLK M-G2.H+ 435 |  | 0.435 | 2 | 227 | 22 |  | Fixed | Roof
NJADRE1560063855 | Administratively Determined Incentive Program | Stafford Twp | 8050 | 7.395 | Residential | Behind the Meter | Yes | Brilliant Installations, Inc. | AC Electric |  | Accepted | 2025-07-10 | 2025-07-30 | 2026-07-30 | Inverters | SOLAREDGE | USE5700H-USMNBL75 | 5760 |  | 1 |  |  | 0.97 |  | Outdoor
NJADRE1560063855 | Administratively Determined Incentive Program | Stafford Twp | 8050 | 7.395 | Residential | Behind the Meter | Yes | Brilliant Installations, Inc. | AC Electric |  | Accepted | 2025-07-10 | 2025-07-30 | 2026-07-30 | Solar Panels | HANWHA QCELLS | Q.TRON BLK M-G2.H+ 435 |  | 0.435 | 15 | 137 | 22 |  | Fixed | Roof
NJADRE1560063863 | Administratively Determined Incentive Program | HILLSBOROUGH | 8844 | 10.44 | Residential | Behind the Meter | No | Solar Energy World | PSE&G |  | Accepted | 2025-07-09 | 2025-07-30 | 2026-07-30 | Inverters | Enphase | IQ8MC-72-M-US | 320 |  | 24 |  |  | 0.97 |  | Outside
NJADRE1560063863 | Administratively Determined Incentive Program | HILLSBOROUGH | 8844 | 10.44 | Residential | Behind the Meter | No | Solar Energy World | PSE&G |  | Accepted | 2025-07-09 | 2025-07-30 | 2026-07-30 | Solar Panels | HANWHA | Q.TRON BLKM-G2+ 435W |  | 0.435 | 6 | 296 | 19 |  | Fixed | Roof
NJADRE1560063863 | Administratively Determined Incentive Program | HILLSBOROUGH | 8844 | 10.44 | Residential | Behind the Meter | No | Solar Energy World | PSE&G |  | Accepted | 2025-07-09 | 2025-07-30 | 2026-07-30 | Solar Panels | HANWHA | Q.TRON BLKM-G2+ 435W |  | 0.435 | 18 | 116 | 18 |  | Fixed | Roof
NJADRE1560063866 | Administratively Determined Incentive Program | Cape May Court House | 8210 | 9.84 | Residential | Behind the Meter | Yes | EMT Renewables, LLC | AC Electric |  | Accepted | 2025-07-09 | 2025-07-30 | 2026-07-30 | Solar Panels | MSE PERC | MSE-410 |  | 0.41 | 12 | 20 | 20 |  | Fixed | Roof
NJADRE1560063866 | Administratively Determined Incentive Program | Cape May Court House | 8210 | 9.84 | Residential | Behind the Meter | Yes | EMT Renewables, LLC | AC Electric |  | Accepted | 2025-07-09 | 2025-07-30 | 2026-07-30 | Inverters | IQ8HC | IQ8+ | 290 |  | 24 |  |  | 0.98 |  | Other | UNDER EACH PANEL
NJADRE1560063866 | Administratively Determined Incentive Program | Cape May Court House | 8210 | 9.84 | Residential | Behind the Meter | Yes | EMT Renewables, LLC | AC Electric |  | Accepted | 2025-07-09 | 2025-07-30 | 2026-07-30 | Solar Panels | MSE PERC | MSE-410 |  | 0.41 | 12 | 200 | 20 |  | Fixed | Roof
NJADRE1560063869 | Administratively Determined Incentive Program | Forked River | 8731 | 15.3 | Residential | Behind the Meter | Yes | Whitman Construction, LLC | JCP&L |  | Accepted | 2025-07-09 | 2025-07-30 | 2026-07-30 | Solar Panels | JINKO SOLAR | JKM425N-54HL4-B |  | 0.425 | 21 | 241 | 50 |  | Fixed | Roof
NJADRE1560063869 | Administratively Determined Incentive Program | Forked River | 8731 | 15.3 | Residential | Behind the Meter | Yes | Whitman Construction, LLC | JCP&L |  | Accepted | 2025-07-09 | 2025-07-30 | 2026-07-30 | Inverters | ENPHASE | IQ8HC-72-M-DOM-US | 380 |  | 36 |  |  | 0.973 |  | Outdoor
NJADRE1560063869 | Administratively Determined Incentive Program | Forked River | 8731 | 15.3 | Residential | Behind the Meter | Yes | Whitman Construction, LLC | JCP&L |  | Accepted | 2025-07-09 | 2025-07-30 | 2026-07-30 | Solar Panels | JINKO SOLAR | JKM425N-54HL4-B |  | 0.425 | 15 | 151 | 32 |  | Fixed | Roof
NJADRE1560063876 | Administratively Determined Incentive Program | Sicklerville | 8081 | 9.72 | Residential | Behind the Meter | Yes | Sunrun Installation Services, Inc. | AC Electric |  | Accepted | 2025-07-09 | 2025-07-30 | 2026-07-30 | Inverters | SolarEdge Technologies | SE7600H-USMN | 7600 |  | 1 |  |  | 0.99 |  | Outdoor
NJADRE1560063876 | Administratively Determined Incentive Program | Sicklerville | 8081 | 9.72 | Residential | Behind the Meter | Yes | Sunrun Installation Services, Inc. | AC Electric |  | Accepted | 2025-07-09 | 2025-07-30 | 2026-07-30 | Solar Panels | JA Solar | JAM54S31-405/MR |  | 0.405 | 13 | 85 | 34 |  | Fixed | Roof
NJADRE1560063876 | Administratively Determined Incentive Program | Sicklerville | 8081 | 9.72 | Residential | Behind the Meter | Yes | Sunrun Installation Services, Inc. | AC Electric |  | Accepted | 2025-07-09 | 2025-07-30 | 2026-07-30 | Solar Panels | JA Solar | JAM54S31-405/MR |  | 0.405 | 11 | 265 | 34 |  | Fixed | Roof
NJADRE1560063881 | Administratively Determined Incentive Program | Union | 7083 | 6.45 | Residential | Behind the Meter | Yes | EMT Renewables, LLC | PSE&G |  | Accepted | 2025-07-09 | 2025-07-30 | 2026-07-30 | Inverters | ENPHASE | IQ8+ | 290 |  | 15 |  |  | 0.98 |  | Other | UNDER EACH PANEL
NJADRE1560063881 | Administratively Determined Incentive Program | Union | 7083 | 6.45 | Residential | Behind the Meter | Yes | EMT Renewables, LLC | PSE&G |  | Accepted | 2025-07-09 | 2025-07-30 | 2026-07-30 | Solar Panels | SEG SOLAR | SEG 430 |  | 0.43 | 15 | 219 | 29 |  | Fixed | Roof
NJADRE1560063884 | Administratively Determined Incentive Program | MIDLAND PARK | 7432 | 13.12 | Residential | Behind the Meter | Yes | Pro Custom Solar dba Momentum Solar | PSE&G |  | Accepted | 2025-07-09 | 2025-07-30 | 2026-07-30 | Inverters | ENPHASE | IQ8HC-72-M-DOM-US | 380 |  | 32 |  |  | 0.97 |  | Outdoor
NJADRE1560063884 | Administratively Determined Incentive Program | MIDLAND PARK | 7432 | 13.12 | Residential | Behind the Meter | Yes | Pro Custom Solar dba Momentum Solar | PSE&G |  | Accepted | 2025-07-09 | 2025-07-30 | 2026-07-30 | Solar Panels | HANWHA | Q.PEAK DUO BLK ML-G10+410 |  | 0.41 | 7 | 133 | 22 |  | Fixed | Roof
NJADRE1560063884 | Administratively Determined Incentive Program | MIDLAND PARK | 7432 | 13.12 | Residential | Behind the Meter | Yes | Pro Custom Solar dba Momentum Solar | PSE&G |  | Accepted | 2025-07-09 | 2025-07-30 | 2026-07-30 | Solar Panels | HANWHA | Q.PEAK DUO BLK ML-G10+410 |  | 0.41 | 8 | 313 | 22 |  | Fixed | Roof
NJADRE1560063884 | Administratively Determined Incentive Program | MIDLAND PARK | 7432 | 13.12 | Residential | Behind the Meter | Yes | Pro Custom Solar dba Momentum Solar | PSE&G |  | Accepted | 2025-07-09 | 2025-07-30 | 2026-07-30 | Solar Panels | HANWHA | Q.PEAK DUO BLK ML-G10+410 |  | 0.41 | 8 | 222 | 10 |  | Fixed | Roof
NJADRE1560063884 | Administratively Determined Incentive Program | MIDLAND PARK | 7432 | 13.12 | Residential | Behind the Meter | Yes | Pro Custom Solar dba Momentum Solar | PSE&G |  | Accepted | 2025-07-09 | 2025-07-30 | 2026-07-30 | Solar Panels | HANWHA | Q.PEAK DUO BLK ML-G10+410 |  | 0.41 | 3 | 312 | 24 |  | Fixed | Roof
NJADRE1560063884 | Administratively Determined Incentive Program | MIDLAND PARK | 7432 | 13.12 | Residential | Behind the Meter | Yes | Pro Custom Solar dba Momentum Solar | PSE&G |  | Accepted | 2025-07-09 | 2025-07-30 | 2026-07-30 | Solar Panels | HANWHA | Q.PEAK DUO BLK ML-G10+410 |  | 0.41 | 6 | 42 | 24 |  | Fixed | Roof
NJADRE1560064153 | Administratively Determined Incentive Program | EGG HARBOR TOWNSHIP | 8234 | 8.6 | Residential | Behind the Meter | Yes | Infinity Solar Systems, LLC | AC Electric |  | Accepted | 2025-07-09 | 2025-07-31 | 2026-07-31 | Inverters | Enphase | IQ8MC-72-M-US | 320 |  | 20 |  |  | 0.97 |  | Outdoor
NJADRE1560064153 | Administratively Determined Incentive Program | EGG HARBOR TOWNSHIP | 8234 | 8.6 | Residential | Behind the Meter | Yes | Infinity Solar Systems, LLC | AC Electric |  | Accepted | 2025-07-09 | 2025-07-31 | 2026-07-31 | Solar Panels | SEG Solar | SEG-430-BTD-BG |  | 0.43 | 9 | 354 | 19 |  | Fixed | Roof
NJADRE1560064153 | Administratively Determined Incentive Program | EGG HARBOR TOWNSHIP | 8234 | 8.6 | Residential | Behind the Meter | Yes | Infinity Solar Systems, LLC | AC Electric |  | Accepted | 2025-07-09 | 2025-07-31 | 2026-07-31 | Solar Panels | SEG Solar | SEG-430-BTD-BG |  | 0.43 | 11 | 174 | 19 |  | Fixed | Roof
NJADRE1560064193 | Administratively Determined Incentive Program | Tinton Falls | 7712 | 8.61 | Residential | Behind the Meter | Yes | Trinity Solar, LLC | JCP&L |  | Accepted | 2025-07-09 | 2025-07-30 | 2026-07-30 | Solar Panels | HANWHA | (Q.PEAK DUO BLK ML-G10.C+ 410)HANWHA 410 (Q. |  | 0.41 | 21 | 148 | 34 |  | Fixed | Roof
NJADRE1560064193 | Administratively Determined Incentive Program | Tinton Falls | 7712 | 8.61 | Residential | Behind the Meter | Yes | Trinity Solar, LLC | JCP&L |  | Accepted | 2025-07-09 | 2025-07-30 | 2026-07-30 | Inverters | Solar Edge | USE7600H-USMNBL75 | 7600 |  | 1 |  |  | 0.97 |  | Outdoor
NJADRE1560064291 | Administratively Determined Incentive Program | Toms River | 8757 | 12.96 | Residential | Behind the Meter | Yes | Sunrun Installation Services, Inc. | JCP&L |  | Accepted | 2025-07-09 | 2025-07-30 | 2026-07-30 | Solar Panels | JA Solar | JAM54S31-405/MR |  | 0.405 | 14 | 289 | 18 |  | Fixed | Roof
NJADRE1560064291 | Administratively Determined Incentive Program | Toms River | 8757 | 12.96 | Residential | Behind the Meter | Yes | Sunrun Installation Services, Inc. | JCP&L |  | Accepted | 2025-07-09 | 2025-07-30 | 2026-07-30 | Inverters | SolarEdge Technologies | SE10000H-USMN | 10000 |  | 1 |  |  | 0.99 |  | Outdoor | Next to meter
NJADRE1560064291 | Administratively Determined Incentive Program | Toms River | 8757 | 12.96 | Residential | Behind the Meter | Yes | Sunrun Installation Services, Inc. | JCP&L |  | Accepted | 2025-07-09 | 2025-07-30 | 2026-07-30 | Solar Panels | JA Solar | JAM54S31-405/MR |  | 0.405 | 18 | 109 | 18 |  | Fixed | Roof
NJADRE1560064410 | Administratively Determined Incentive Program | Egg Harbor City | 8215 | 9.84 | Residential | Behind the Meter | Yes | EMT Renewables, LLC | AC Electric |  | Accepted | 2025-07-09 | 2025-07-30 | 2026-07-30 | Inverters | ENPHASE | IQ8+ | 290 |  | 24 |  |  | 0.98 |  | Other | UNDER EACH PANEL
NJADRE1560064410 | Administratively Determined Incentive Program | Egg Harbor City | 8215 | 9.84 | Residential | Behind the Meter | Yes | EMT Renewables, LLC | AC Electric |  | Accepted | 2025-07-09 | 2025-07-30 | 2026-07-30 | Solar Panels | MSE PERC | MSE-410 |  | 0.41 | 8 | 132 | 17 |  | Fixed | Roof
NJADRE1560064410 | Administratively Determined Incentive Program | Egg Harbor City | 8215 | 9.84 | Residential | Behind the Meter | Yes | EMT Renewables, LLC | AC Electric |  | Accepted | 2025-07-09 | 2025-07-30 | 2026-07-30 | Solar Panels | MSE PERC | MSE-410 |  | 0.41 | 5 | 312 | 22 |  | Fixed | Roof
NJADRE1560064410 | Administratively Determined Incentive Program | Egg Harbor City | 8215 | 9.84 | Residential | Behind the Meter | Yes | EMT Renewables, LLC | AC Electric |  | Accepted | 2025-07-09 | 2025-07-30 | 2026-07-30 | Solar Panels | MSE PERC | MSE-410 |  | 0.41 | 7 | 312 | 17 |  | Fixed | Roof
NJADRE1560064410 | Administratively Determined Incentive Program | Egg Harbor City | 8215 | 9.84 | Residential | Behind the Meter | Yes | EMT Renewables, LLC | AC Electric |  | Accepted | 2025-07-09 | 2025-07-30 | 2026-07-30 | Solar Panels | MSE PERC | MSE-410 |  | 0.41 | 4 | 132 | 22 |  | Fixed | Roof
NJADRE1560064417 | Administratively Determined Incentive Program | LITTLE EGG HARBOR | 8087 | 9.84 | Residential | Behind the Meter | Yes | EMT Renewables, LLC | AC Electric |  | Accepted | 2025-07-09 | 2025-07-30 | 2026-07-30 | Solar Panels | MSE PERC | MSE-410 |  | 0.41 | 6 | 119 | 21 |  | Fixed | Roof
NJADRE1560064417 | Administratively Determined Incentive Program | LITTLE EGG HARBOR | 8087 | 9.84 | Residential | Behind the Meter | Yes | EMT Renewables, LLC | AC Electric |  | Accepted | 2025-07-09 | 2025-07-30 | 2026-07-30 | Inverters | IQ8HC | IQ8+ | 290 |  | 24 |  |  | 0.98 |  | Other | UNDER EACH PANEL
NJADRE1560064417 | Administratively Determined Incentive Program | LITTLE EGG HARBOR | 8087 | 9.84 | Residential | Behind the Meter | Yes | EMT Renewables, LLC | AC Electric |  | Accepted | 2025-07-09 | 2025-07-30 | 2026-07-30 | Solar Panels | MSE PERC | MSE-410 |  | 0.41 | 8 | 29 | 20 |  | Fixed | Roof
NJADRE1560064417 | Administratively Determined Incentive Program | LITTLE EGG HARBOR | 8087 | 9.84 | Residential | Behind the Meter | Yes | EMT Renewables, LLC | AC Electric |  | Accepted | 2025-07-09 | 2025-07-30 | 2026-07-30 | Solar Panels | MSE PERC | MSE-410 |  | 0.41 | 4 | 299 | 21 |  | Fixed | Roof
NJADRE1560064417 | Administratively Determined Incentive Program | LITTLE EGG HARBOR | 8087 | 9.84 | Residential | Behind the Meter | Yes | EMT Renewables, LLC | AC Electric |  | Accepted | 2025-07-09 | 2025-07-30 | 2026-07-30 | Solar Panels | MSE PERC | MSE-410 |  | 0.41 | 6 | 209 | 20 |  | Fixed | Roof
NJADRE1560064418 | Administratively Determined Incentive Program | SALEM | 8079 | 7.65 | Residential | Behind the Meter | Yes | Fusion Solar Energy, LLC | AC Electric |  | Accepted | 2025-07-09 | 2025-07-30 | 2026-07-30 | Solar Panels | JINKO SOLAR | JKM425N-54HL4-B |  | 0.425 | 5 | 29.37 | 16 |  | Fixed | Roof
NJADRE1560064418 | Administratively Determined Incentive Program | SALEM | 8079 | 7.65 | Residential | Behind the Meter | Yes | Fusion Solar Energy, LLC | AC Electric |  | Accepted | 2025-07-09 | 2025-07-30 | 2026-07-30 | Solar Panels | JINKO SOLAR | JKM425N-54HL4-B |  | 0.425 | 2 | 119.27 | 24 |  | Fixed | Roof
NJADRE1560064418 | Administratively Determined Incentive Program | SALEM | 8079 | 7.65 | Residential | Behind the Meter | Yes | Fusion Solar Energy, LLC | AC Electric |  | Accepted | 2025-07-09 | 2025-07-30 | 2026-07-30 | Solar Panels | JINKO SOLAR | JKM425N-54HL4-B |  | 0.425 | 6 | 119.35 | 18 |  | Fixed | Roof
NJADRE1560064418 | Administratively Determined Incentive Program | SALEM | 8079 | 7.65 | Residential | Behind the Meter | Yes | Fusion Solar Energy, LLC | AC Electric |  | Accepted | 2025-07-09 | 2025-07-30 | 2026-07-30 | Inverters | ENPHASE | IQ8HC-72-M-DOM-US | 380 |  | 18 |  |  | 0.97 |  | Outside | Roof
NJADRE1560064418 | Administratively Determined Incentive Program | SALEM | 8079 | 7.65 | Residential | Behind the Meter | Yes | Fusion Solar Energy, LLC | AC Electric |  | Accepted | 2025-07-09 | 2025-07-30 | 2026-07-30 | Solar Panels | JINKO SOLAR | JKM425N-54HL4-B |  | 0.425 | 4 | 29.27 | 20 |  | Fixed | Roof
NJADRE1560064418 | Administratively Determined Incentive Program | SALEM | 8079 | 7.65 | Residential | Behind the Meter | Yes | Fusion Solar Energy, LLC | AC Electric |  | Accepted | 2025-07-09 | 2025-07-30 | 2026-07-30 | Solar Panels | JINKO SOLAR | JKM425N-54HL4-B |  | 0.425 | 1 | 299.27 | 20 |  | Fixed | Roof
NJADRE1560064425 | Administratively Determined Incentive Program | LITTLE EGG HARBOR TOWNSHIP | 8087 | 7.79 | Residential | Behind the Meter | Yes | EMT Renewables, LLC | AC Electric |  | Accepted | 2025-07-09 | 2025-07-30 | 2026-07-30 | Inverters | ENPHASE | IQ8+ | 290 |  | 19 |  |  | 0.98 |  | Other | UNDER EACH PANEL
NJADRE1560064425 | Administratively Determined Incentive Program | LITTLE EGG HARBOR TOWNSHIP | 8087 | 7.79 | Residential | Behind the Meter | Yes | EMT Renewables, LLC | AC Electric |  | Accepted | 2025-07-09 | 2025-07-30 | 2026-07-30 | Solar Panels | MSE PERC | MSE-410 |  | 0.41 | 19 | 255 | 25 |  | Fixed | Roof
NJADRE1560064428 | Administratively Determined Incentive Program | SICKLERVILLE | 8081 | 3.87 | Residential | Behind the Meter | Yes | Velocity Energy & Home Solutions, Inc. | AC Electric |  | Accepted | 2025-07-09 | 2025-07-30 | 2026-07-30 | Inverters | enphase | iq8hc | 380 |  | 9 |  |  | 0.99 |  | Outside | behind panels
NJADRE1560064428 | Administratively Determined Incentive Program | SICKLERVILLE | 8081 | 3.87 | Residential | Behind the Meter | Yes | Velocity Energy & Home Solutions, Inc. | AC Electric |  | Accepted | 2025-07-09 | 2025-07-30 | 2026-07-30 | Solar Panels | seg | 430w |  | 0.43 | 9 | 218.62 | 20 |  | Fixed | Roof
NJADRE1560064430 | Administratively Determined Incentive Program | Jersey City | 7307 | 3.8 | Residential | Behind the Meter | Yes | Freedom Forever New Jersey, LLC | PSE&G |  | Accepted | 2025-07-09 | 2025-07-31 | 2026-07-31 | Inverters | Solar Edge | SE3800H-USRGM [SI1 | 3800 |  | 1 |  |  | 0.99 |  | Outside
NJADRE1560064430 | Administratively Determined Incentive Program | Jersey City | 7307 | 3.8 | Residential | Behind the Meter | Yes | Freedom Forever New Jersey, LLC | PSE&G |  | Accepted | 2025-07-09 | 2025-07-31 | 2026-07-31 | Solar Panels | Silfab | SIL-380 HC |  | 0.38 | 10 | 118 | 10 |  | Fixed | Roof
NJADRE1560064432 | Administratively Determined Incentive Program | TOMS RIVER | 8753 | 13.05 | Residential | Behind the Meter | Yes | SunnyMac, LLC | JCP&L |  | Accepted | 2025-07-09 | 2025-07-30 | 2026-07-30 | Solar Panels | HANWHA | Q.TRON BLK M-G2.H+ |  | 0.435 | 18 | 169 | 32 |  | Fixed | Roof
NJADRE1560064432 | Administratively Determined Incentive Program | TOMS RIVER | 8753 | 13.05 | Residential | Behind the Meter | Yes | SunnyMac, LLC | JCP&L |  | Accepted | 2025-07-09 | 2025-07-30 | 2026-07-30 | Inverters | SOLAREDGE HOME HUB | SE10000H-US | 10000 |  | 1 |  |  | 0.99 |  | Outdoor | next to meter
NJADRE1560064432 | Administratively Determined Incentive Program | TOMS RIVER | 8753 | 13.05 | Residential | Behind the Meter | Yes | SunnyMac, LLC | JCP&L |  | Accepted | 2025-07-09 | 2025-07-30 | 2026-07-30 | Solar Panels | HANWHA | Q.TRON BLK M-G2.H+ |  | 0.435 | 12 | 349 | 32 |  | Fixed | Roof
NJADRE1560064435 | Administratively Determined Incentive Program | WOODBURY | 8096 | 4.25 | Residential | Behind the Meter | Yes | Power Energy Solutions, LLC | PSE&G |  | Accepted | 2025-07-09 | 2025-07-30 | 2026-07-30 | Solar Panels | Trina Solar | TSM-425NE09RC.05 |  | 0.425 | 10 | 186 | 27 |  | Fixed | Roof
NJADRE1560064435 | Administratively Determined Incentive Program | WOODBURY | 8096 | 4.25 | Residential | Behind the Meter | Yes | Power Energy Solutions, LLC | PSE&G |  | Accepted | 2025-07-09 | 2025-07-30 | 2026-07-30 | Inverters | SolarEdge | SE3800H-US | 4 |  | 1 |  |  | 0.97 |  | Outdoor
NJADRE1560064437 | Administratively Determined Incentive Program | CAPE MAY | 8204 | 6.15 | Residential | Behind the Meter | Yes | EMT Renewables, LLC | AC Electric |  | Accepted | 2025-07-09 | 2025-07-30 | 2026-07-30 | Inverters | ENPHASE | IQ8+ | 290 |  | 15 |  |  | 0.98 |  | Other | UNDER EACH PANEL
NJADRE1560064437 | Administratively Determined Incentive Program | CAPE MAY | 8204 | 6.15 | Residential | Behind the Meter | Yes | EMT Renewables, LLC | AC Electric |  | Accepted | 2025-07-09 | 2025-07-30 | 2026-07-30 | Solar Panels | MSE PERC | MSE-410 |  | 0.41 | 9 | 250 | 28 |  | Fixed | Roof
NJADRE1560064437 | Administratively Determined Incentive Program | CAPE MAY | 8204 | 6.15 | Residential | Behind the Meter | Yes | EMT Renewables, LLC | AC Electric |  | Accepted | 2025-07-09 | 2025-07-30 | 2026-07-30 | Solar Panels | MSE PERC | MSE-410 |  | 0.41 | 6 | 70 | 28 |  | Fixed | Roof
NJADRE1560064439 | Administratively Determined Incentive Program | ELIZABETH | 7206 | 16.095 | Residential | Behind the Meter | Yes | Velocity Energy & Home Solutions, Inc. | PSE&G |  | Accepted | 2025-07-09 | 2025-07-30 | 2026-07-30 | Solar Panels | QCells | Q.Tron BLK M-G2+ |  | 0.435 | 16 | 144 | 25 |  | Fixed | Roof
NJADRE1560064439 | Administratively Determined Incentive Program | ELIZABETH | 7206 | 16.095 | Residential | Behind the Meter | Yes | Velocity Energy & Home Solutions, Inc. | PSE&G |  | Accepted | 2025-07-09 | 2025-07-30 | 2026-07-30 | Inverters | enphase | IQ8HC | 380 |  | 37 |  |  | 0.99 |  | Outside | behind panels
NJADRE1560064439 | Administratively Determined Incentive Program | ELIZABETH | 7206 | 16.095 | Residential | Behind the Meter | Yes | Velocity Energy & Home Solutions, Inc. | PSE&G |  | Accepted | 2025-07-09 | 2025-07-30 | 2026-07-30 | Solar Panels | QCells | Q.Tron BLK M-G2+ |  | 0.435 | 3 | 234 | 25 |  | Fixed | Roof
NJADRE1560064439 | Administratively Determined Incentive Program | ELIZABETH | 7206 | 16.095 | Residential | Behind the Meter | Yes | Velocity Energy & Home Solutions, Inc. | PSE&G |  | Accepted | 2025-07-09 | 2025-07-30 | 2026-07-30 | Solar Panels | QCells | Q.Tron BLK M-G2+ |  | 0.435 | 18 | 324 | 25 |  | Fixed | Roof
NJADRE1560064451 | Administratively Determined Incentive Program | Stratford | 8084 | 11.31 | Residential | Behind the Meter | No | Impact Solar, LLC | AC Electric |  | Accepted | 2025-07-09 | 2025-07-30 | 2026-07-30 | Meters | Enphase | IQ Envoy |  |  | 1 |  |  |  | Yes | Indoor
NJADRE1560064451 | Administratively Determined Incentive Program | Stratford | 8084 | 11.31 | Residential | Behind the Meter | No | Impact Solar, LLC | AC Electric |  | Accepted | 2025-07-09 | 2025-07-30 | 2026-07-30 | Solar Panels | Hanwha | Q.TRON BLK M-G2+ 435 |  | 0.435 | 5 | 257 | 23 |  | Fixed | Roof
NJADRE1560064451 | Administratively Determined Incentive Program | Stratford | 8084 | 11.31 | Residential | Behind the Meter | No | Impact Solar, LLC | AC Electric |  | Accepted | 2025-07-09 | 2025-07-30 | 2026-07-30 | Solar Panels | Hanwha | Q.TRON BLK M-G2+ 435 |  | 0.435 | 14 | 257 | 23 |  | Fixed | Roof
NJADRE1560064451 | Administratively Determined Incentive Program | Stratford | 8084 | 11.31 | Residential | Behind the Meter | No | Impact Solar, LLC | AC Electric |  | Accepted | 2025-07-09 | 2025-07-30 | 2026-07-30 | Solar Panels | Hanwha | Q.TRON BLK M-G2+ 435 |  | 0.435 | 7 | 257 | 23 |  | Fixed | Roof
NJADRE1560064451 | Administratively Determined Incentive Program | Stratford | 8084 | 11.31 | Residential | Behind the Meter | No | Impact Solar, LLC | AC Electric |  | Accepted | 2025-07-09 | 2025-07-30 | 2026-07-30 | Inverters | Enphase | IQ8MC-72-2-US | 320 |  | 26 |  |  | 0.97 |  | Outdoor | under panels
NJADRE1560064452 | Administratively Determined Incentive Program | ATCO | 8004 | 9.02 | Residential | Behind the Meter | Yes | EMT Renewables, LLC | AC Electric |  | Accepted | 2025-07-09 | 2025-07-30 | 2026-07-30 | Solar Panels | MSE PERC | MSE-410 |  | 0.41 | 11 | 117 | 35 |  | Fixed | Roof
NJADRE1560064452 | Administratively Determined Incentive Program | ATCO | 8004 | 9.02 | Residential | Behind the Meter | Yes | EMT Renewables, LLC | AC Electric |  | Accepted | 2025-07-09 | 2025-07-30 | 2026-07-30 | Solar Panels | MSE PERC | MSE-410 |  | 0.41 | 5 | 297 | 34 |  | Fixed | Roof
NJADRE1560064452 | Administratively Determined Incentive Program | ATCO | 8004 | 9.02 | Residential | Behind the Meter | Yes | EMT Renewables, LLC | AC Electric |  | Accepted | 2025-07-09 | 2025-07-30 | 2026-07-30 | Solar Panels | MSE PERC | MSE-410 |  | 0.41 | 6 | 206 | 33 |  | Fixed | Roof
NJADRE1560064452 | Administratively Determined Incentive Program | ATCO | 8004 | 9.02 | Residential | Behind the Meter | Yes | EMT Renewables, LLC | AC Electric |  | Accepted | 2025-07-09 | 2025-07-30 | 2026-07-30 | Inverters | ENPHASE | IQ8+ | 290 |  | 22 |  |  | 0.98 |  | Other | UNDER EACH PANEL
NJADRE1560064468 | Administratively Determined Incentive Program | Villas | 8251 | 6.15 | Residential | Behind the Meter | Yes | EMT Renewables, LLC | AC Electric |  | Accepted | 2025-07-09 | 2025-07-30 | 2026-07-30 | Solar Panels | MSE PERC | MSE-410 |  | 0.41 | 15 | 213 | 20 |  | Fixed | Roof
NJADRE1560064468 | Administratively Determined Incentive Program | Villas | 8251 | 6.15 | Residential | Behind the Meter | Yes | EMT Renewables, LLC | AC Electric |  | Accepted | 2025-07-09 | 2025-07-30 | 2026-07-30 | Inverters | ENPHASE | IQ8+ | 290 |  | 15 |  |  | 0.98 |  | Other | UNDER EACH PANEL
NJADRE1560064476 | Administratively Determined Incentive Program | Woodbury | 8096 | 18.06 | Residential | Behind the Meter | Yes | EMT Renewables, LLC | PSE&G |  | Accepted | 2025-07-09 | 2025-07-30 | 2026-07-30 | Solar Panels | SEG SOLAR | SEG 430 |  | 0.43 | 6 | 214 | 38 |  | Fixed | Roof
NJADRE1560064476 | Administratively Determined Incentive Program | Woodbury | 8096 | 18.06 | Residential | Behind the Meter | Yes | EMT Renewables, LLC | PSE&G |  | Accepted | 2025-07-09 | 2025-07-30 | 2026-07-30 | Solar Panels | SEG SOLAR | SEG 430 |  | 0.43 | 17 | 210 | 37 |  | Fixed | Roof
NJADRE1560064476 | Administratively Determined Incentive Program | Woodbury | 8096 | 18.06 | Residential | Behind the Meter | Yes | EMT Renewables, LLC | PSE&G |  | Accepted | 2025-07-09 | 2025-07-30 | 2026-07-30 | Solar Panels | SEG SOLAR | SEG 430 |  | 0.43 | 2 | 210 | 21 |  | Fixed | Roof
NJADRE1560064476 | Administratively Determined Incentive Program | Woodbury | 8096 | 18.06 | Residential | Behind the Meter | Yes | EMT Renewables, LLC | PSE&G |  | Accepted | 2025-07-09 | 2025-07-30 | 2026-07-30 | Inverters | ENPHASE | IQ8+ | 290 |  | 42 |  |  | 0.98 |  | Other | UNDER EACH PANEL
NJADRE1560064476 | Administratively Determined Incentive Program | Woodbury | 8096 | 18.06 | Residential | Behind the Meter | Yes | EMT Renewables, LLC | PSE&G |  | Accepted | 2025-07-09 | 2025-07-30 | 2026-07-30 | Solar Panels | SEG SOLAR | SEG 430 |  | 0.43 | 13 | 30 | 37 |  | Fixed | Roof
NJADRE1560064476 | Administratively Determined Incentive Program | Woodbury | 8096 | 18.06 | Residential | Behind the Meter | Yes | EMT Renewables, LLC | PSE&G |  | Accepted | 2025-07-09 | 2025-07-30 | 2026-07-30 | Solar Panels | SEG SOLAR | SEG 430 |  | 0.43 | 2 | 30 | 24 |  | Fixed | Roof
NJADRE1560064476 | Administratively Determined Incentive Program | Woodbury | 8096 | 18.06 | Residential | Behind the Meter | Yes | EMT Renewables, LLC | PSE&G |  | Accepted | 2025-07-09 | 2025-07-30 | 2026-07-30 | Solar Panels | SEG SOLAR | SEG 430 |  | 0.43 | 2 | 34 | 38 |  | Fixed | Roof
NJADRE1560064489 | Administratively Determined Incentive Program | Burlington | 8016 | 8.6 | Residential | Behind the Meter | Yes | EMT Renewables, LLC | PSE&G |  | Accepted | 2025-07-09 | 2025-07-30 | 2026-07-30 | Solar Panels | SEG SOLAR | SEG 430 |  | 0.43 | 10 | 161 | 17 |  | Fixed | Roof
NJADRE1560064489 | Administratively Determined Incentive Program | Burlington | 8016 | 8.6 | Residential | Behind the Meter | Yes | EMT Renewables, LLC | PSE&G |  | Accepted | 2025-07-09 | 2025-07-30 | 2026-07-30 | Solar Panels | SEG SOLAR | SEG 430 |  | 0.43 | 3 | 251 | 11 |  | Fixed | Roof
NJADRE1560064489 | Administratively Determined Incentive Program | Burlington | 8016 | 8.6 | Residential | Behind the Meter | Yes | EMT Renewables, LLC | PSE&G |  | Accepted | 2025-07-09 | 2025-07-30 | 2026-07-30 | Inverters | ENPHASE | IQ8+ | 290 |  | 20 |  |  | 0.98 |  | Other | UNDER EACH PANEL
NJADRE1560064489 | Administratively Determined Incentive Program | Burlington | 8016 | 8.6 | Residential | Behind the Meter | Yes | EMT Renewables, LLC | PSE&G |  | Accepted | 2025-07-09 | 2025-07-30 | 2026-07-30 | Solar Panels | SEG SOLAR | SEG 430 |  | 0.43 | 7 | 160 | 10 |  | Fixed | Roof
NJADRE1560064516 | Administratively Determined Incentive Program | Bridgeton | 8302 | 12.04 | Residential | Behind the Meter | Yes | EMT Renewables, LLC | AC Electric |  | Accepted | 2025-07-09 | 2025-07-30 | 2026-07-30 | Solar Panels | SEG SOLAR | SEG 430 |  | 0.43 | 14 | 342 | 18 |  | Fixed | Roof
NJADRE1560064516 | Administratively Determined Incentive Program | Bridgeton | 8302 | 12.04 | Residential | Behind the Meter | Yes | EMT Renewables, LLC | AC Electric |  | Accepted | 2025-07-09 | 2025-07-30 | 2026-07-30 | Inverters | IQ8HC | IQ8+ | 290 |  | 28 |  |  | 0.98 |  | Other | UNDER EACH PANEL
NJADRE1560064516 | Administratively Determined Incentive Program | Bridgeton | 8302 | 12.04 | Residential | Behind the Meter | Yes | EMT Renewables, LLC | AC Electric |  | Accepted | 2025-07-09 | 2025-07-30 | 2026-07-30 | Solar Panels | SEG SOLAR | SEG 430 |  | 0.43 | 14 | 162 | 18 |  | Fixed | Roof
NJADRE1560064524 | Administratively Determined Incentive Program | Blackwood | 8012 | 9.02 | Residential | Behind the Meter | Yes | EMT Renewables, LLC | AC Electric |  | Accepted | 2025-07-09 | 2025-07-30 | 2026-07-30 | Solar Panels | MSE PERC | MSE-410 |  | 0.41 | 4 | 158 | 22 |  | Fixed | Roof
NJADRE1560064524 | Administratively Determined Incentive Program | Blackwood | 8012 | 9.02 | Residential | Behind the Meter | Yes | EMT Renewables, LLC | AC Electric |  | Accepted | 2025-07-09 | 2025-07-30 | 2026-07-30 | Inverters | IQ8HC | IQ8+ | 290 |  | 22 |  |  | 0.98 |  | Other | UNDER EACH PANEL
NJADRE1560064524 | Administratively Determined Incentive Program | Blackwood | 8012 | 9.02 | Residential | Behind the Meter | Yes | EMT Renewables, LLC | AC Electric |  | Accepted | 2025-07-09 | 2025-07-30 | 2026-07-30 | Solar Panels | MSE PERC | MSE-410 |  | 0.41 | 18 | 69 | 22 |  | Fixed | Roof
NJADRE1560064534 | Administratively Determined Incentive Program | Hammonton | 8037 | 5.16 | Residential | Behind the Meter | Yes | EMT Renewables, LLC | AC Electric |  | Accepted | 2025-07-09 | 2025-07-30 | 2026-07-30 | Inverters | ENPHASE | IQ8+ | 290 |  | 12 |  |  | 0.98 |  | Other | UNDER EACH PANEL
NJADRE1560064534 | Administratively Determined Incentive Program | Hammonton | 8037 | 5.16 | Residential | Behind the Meter | Yes | EMT Renewables, LLC | AC Electric |  | Accepted | 2025-07-09 | 2025-07-30 | 2026-07-30 | Solar Panels | SEG SOLAR | SEG 430 |  | 0.43 | 4 | 41 | 30 |  | Fixed | Roof
NJADRE1560064534 | Administratively Determined Incentive Program | Hammonton | 8037 | 5.16 | Residential | Behind the Meter | Yes | EMT Renewables, LLC | AC Electric |  | Accepted | 2025-07-09 | 2025-07-30 | 2026-07-30 | Solar Panels | SEG SOLAR | SEG 430 |  | 0.43 | 6 | 221 | 30 |  | Fixed | Roof
NJADRE1560064534 | Administratively Determined Incentive Program | Hammonton | 8037 | 5.16 | Residential | Behind the Meter | Yes | EMT Renewables, LLC | AC Electric |  | Accepted | 2025-07-09 | 2025-07-30 | 2026-07-30 | Solar Panels | SEG SOLAR | SEG 430 |  | 0.43 | 2 | 221 | 29 |  | Fixed | Roof
NJADRE1560064537 | Administratively Determined Incentive Program | Parlin | 8859 | 3.69 | Residential | Behind the Meter | Yes | Freedom Forever New Jersey, LLC | JCP&L |  | Accepted | 2025-07-09 | 2025-07-30 | 2026-07-30 | Inverters | Solar Edge | SE3800H-US | 3800 |  | 1 |  |  | 0.99 |  | Outside
NJADRE1560064537 | Administratively Determined Incentive Program | Parlin | 8859 | 3.69 | Residential | Behind the Meter | Yes | Freedom Forever New Jersey, LLC | JCP&L |  | Accepted | 2025-07-09 | 2025-07-30 | 2026-07-30 | Solar Panels | Hanwha | Q.PEAK DUO BLK ML-G10.C+ 410 |  | 0.41 | 9 | 124 | 17 |  | Fixed | Roof
NJADRE1560064540 | Administratively Determined Incentive Program | Cape May Court House | 8210 | 9.46 | Residential | Behind the Meter | Yes | EMT Renewables, LLC | AC Electric |  | Accepted | 2025-07-09 | 2025-07-30 | 2026-07-30 | Inverters | ENPHASE | IQ8+ | 290 |  | 22 |  |  | 0.98 |  | Other | UNDER EACH PANEL
NJADRE1560064540 | Administratively Determined Incentive Program | Cape May Court House | 8210 | 9.46 | Residential | Behind the Meter | Yes | EMT Renewables, LLC | AC Electric |  | Accepted | 2025-07-09 | 2025-07-30 | 2026-07-30 | Solar Panels | SEG SOLAR | SEG 430 |  | 0.43 | 16 | 132 | 26 |  | Fixed | Roof
NJADRE1560064540 | Administratively Determined Incentive Program | Cape May Court House | 8210 | 9.46 | Residential | Behind the Meter | Yes | EMT Renewables, LLC | AC Electric |  | Accepted | 2025-07-09 | 2025-07-30 | 2026-07-30 | Solar Panels | SEG SOLAR | SEG 430 |  | 0.43 | 6 | 132 | 27 |  | Fixed | Roof
NJADRE1560064544 | Administratively Determined Incentive Program | Edison | 8817 | 9.02 | Residential | Behind the Meter | Yes | Pro Custom Solar dba Momentum Solar | PSE&G |  | Accepted | 2025-07-09 | 2025-07-31 | 2026-07-31 | Solar Panels | Hanwha | q.peak duo blk-g10+410 |  | 0.41 | 6 | 6 | 33 |  | Fixed | Roof
NJADRE1560064544 | Administratively Determined Incentive Program | Edison | 8817 | 9.02 | Residential | Behind the Meter | Yes | Pro Custom Solar dba Momentum Solar | PSE&G |  | Accepted | 2025-07-09 | 2025-07-31 | 2026-07-31 | Inverters | ENPHASE | IQ8HC-72-M-DOM-US | 380 |  | 22 |  |  | 0.97 |  | Outdoor
NJADRE1560064544 | Administratively Determined Incentive Program | Edison | 8817 | 9.02 | Residential | Behind the Meter | Yes | Pro Custom Solar dba Momentum Solar | PSE&G |  | Accepted | 2025-07-09 | 2025-07-31 | 2026-07-31 | Solar Panels | Hanwha | q.peak duo blk-g10+410 |  | 0.41 | 5 | 187 | 35 |  | Fixed | Roof
NJADRE1560064544 | Administratively Determined Incentive Program | Edison | 8817 | 9.02 | Residential | Behind the Meter | Yes | Pro Custom Solar dba Momentum Solar | PSE&G |  | Accepted | 2025-07-09 | 2025-07-31 | 2026-07-31 | Solar Panels | Hanwha | q.peak duo blk-g10+410 |  | 0.41 | 5 | 7 | 35 |  | Fixed | Roof
NJADRE1560064544 | Administratively Determined Incentive Program | Edison | 8817 | 9.02 | Residential | Behind the Meter | Yes | Pro Custom Solar dba Momentum Solar | PSE&G |  | Accepted | 2025-07-09 | 2025-07-31 | 2026-07-31 | Solar Panels | HANWHA | q.peak duo blk-g10+410 |  | 0.41 | 6 | 186 | 35 |  | Fixed | Roof
NJADRE1560064549 | Administratively Determined Incentive Program | Bridgeton | 8302 | 10.75 | Residential | Behind the Meter | Yes | EMT Renewables, LLC | AC Electric |  | Accepted | 2025-07-09 | 2025-07-30 | 2026-07-30 | Solar Panels | SEG SOLAR | SEG 430 |  | 0.43 | 25 | 268 | 19 |  | Fixed | Roof
NJADRE1560064549 | Administratively Determined Incentive Program | Bridgeton | 8302 | 10.75 | Residential | Behind the Meter | Yes | EMT Renewables, LLC | AC Electric |  | Accepted | 2025-07-09 | 2025-07-30 | 2026-07-30 | Inverters | ENPHASE | IQ8+ | 290 |  | 25 |  |  | 0.98 |  | Other | UNDER EACH PANEL
NJADRE1560064555 | Administratively Determined Incentive Program | Cherry Hill | 8003 | 10.2 | Residential | Behind the Meter | Yes | Power Energy Solutions, LLC | PSE&G |  | Accepted | 2025-07-09 | 2025-07-30 | 2026-07-30 | Solar Panels | Trina Solar | TSM-425NE09RC.05 |  | 0.425 | 7 | 285 | 20 |  | Fixed | Roof
NJADRE1560064555 | Administratively Determined Incentive Program | Cherry Hill | 8003 | 10.2 | Residential | Behind the Meter | Yes | Power Energy Solutions, LLC | PSE&G |  | Accepted | 2025-07-09 | 2025-07-30 | 2026-07-30 | Inverters | SolarEdge | SE5700H-US | 6 |  | 1 |  |  | 0.97 |  | Outdoor
NJADRE1560064555 | Administratively Determined Incentive Program | Cherry Hill | 8003 | 10.2 | Residential | Behind the Meter | Yes | Power Energy Solutions, LLC | PSE&G |  | Accepted | 2025-07-09 | 2025-07-30 | 2026-07-30 | Solar Panels | Trina Solar | TSM-425NE09RC.05 |  | 0.425 | 17 | 105 | 20 |  | Fixed | Roof
NJADRE1560064580 | Administratively Determined Incentive Program | Pennsville | 8070 | 11.07 | Residential | Behind the Meter | Yes | Trinity Solar, LLC | AC Electric |  | Accepted | 2025-07-09 | 2025-07-30 | 2026-07-30 | Solar Panels | HANWHA | (Q.PEAK DUO BLK ML-G10+ 410) |  | 0.41 | 10 | 214 | 40 |  | Fixed | Roof
NJADRE1560064580 | Administratively Determined Incentive Program | Pennsville | 8070 | 11.07 | Residential | Behind the Meter | Yes | Trinity Solar, LLC | AC Electric |  | Accepted | 2025-07-09 | 2025-07-30 | 2026-07-30 | Inverters | Solar Edge | USE10000H-USMNBL75 | 10000 |  | 1 |  |  | 0.97 |  | Outdoor
NJADRE1560064580 | Administratively Determined Incentive Program | Pennsville | 8070 | 11.07 | Residential | Behind the Meter | Yes | Trinity Solar, LLC | AC Electric |  | Accepted | 2025-07-09 | 2025-07-30 | 2026-07-30 | Solar Panels | HANWHA | (Q.PEAK DUO BLK ML-G10+ 410) |  | 0.41 | 17 | 213 | 44 |  | Fixed | Roof
NJADRE1560064585 | Administratively Determined Incentive Program | Collingswood | 8108 | 10 | Residential | Behind the Meter | No | Solar Energy World | PSE&G |  | Accepted | 2025-07-09 | 2025-07-30 | 2026-07-30 | Inverters | Enphase | IQ8+-72-M-US | 290 |  | 25 |  |  | 0.97 |  | Outside
NJADRE1560064585 | Administratively Determined Incentive Program | Collingswood | 8108 | 10 | Residential | Behind the Meter | No | Solar Energy World | PSE&G |  | Accepted | 2025-07-09 | 2025-07-30 | 2026-07-30 | Solar Panels | LONGi | LR5-54HABB-400M |  | 0.4 | 21 | 204 | 38 |  | Fixed | Roof
NJADRE1560064585 | Administratively Determined Incentive Program | Collingswood | 8108 | 10 | Residential | Behind the Meter | No | Solar Energy World | PSE&G |  | Accepted | 2025-07-09 | 2025-07-30 | 2026-07-30 | Solar Panels | LONGi | LR5-54HABB-400M |  | 0.4 | 4 | 24 | 39 |  | Fixed | Roof
NJADRE1560064586 | Administratively Determined Incentive Program | RIVERSIDE | 8075 | 8.2 | Residential | Behind the Meter | Yes | Freedom Forever New Jersey, LLC | PSE&G |  | Accepted | 2025-07-09 | 2025-08-14 | 2026-08-14 | Solar Panels | Hanwha | Q.PEAK DUO BLK ML-G10.C+ 410 |  | 0.41 | 9 | 238 | 38 |  | Fixed | Roof
NJADRE1560064586 | Administratively Determined Incentive Program | RIVERSIDE | 8075 | 8.2 | Residential | Behind the Meter | Yes | Freedom Forever New Jersey, LLC | PSE&G |  | Accepted | 2025-07-09 | 2025-08-14 | 2026-08-14 | Inverters | Solar Edge | SE5700H-US | 5760 |  | 1 |  |  | 0.99 |  | Outside
NJADRE1560064586 | Administratively Determined Incentive Program | RIVERSIDE | 8075 | 8.2 | Residential | Behind the Meter | Yes | Freedom Forever New Jersey, LLC | PSE&G |  | Accepted | 2025-07-09 | 2025-08-14 | 2026-08-14 | Solar Panels | Hanwha | Q.PEAK DUO BLK ML-G10.C+ 410 |  | 0.41 | 6 | 148 | 6 |  | Fixed | Roof
NJADRE1560064586 | Administratively Determined Incentive Program | RIVERSIDE | 8075 | 8.2 | Residential | Behind the Meter | Yes | Freedom Forever New Jersey, LLC | PSE&G |  | Accepted | 2025-07-09 | 2025-08-14 | 2026-08-14 | Solar Panels | Hanwha | Q.PEAK DUO BLK ML-G10.C+ 410 |  | 0.41 | 5 | 58 | 38 |  | Fixed | Roof
NJADRE1560064597 | Administratively Determined Incentive Program | Cape May | 8204 | 4.92 | Residential | Behind the Meter | Yes | Trinity Solar, LLC | AC Electric |  | Accepted | 2025-07-09 | 2025-07-30 | 2026-07-30 | Inverters | Solar Edge | USE3800H-USMNBL75 | 3800 |  | 1 |  |  | 0.97 |  | Outdoor
NJADRE1560064597 | Administratively Determined Incentive Program | Cape May | 8204 | 4.92 | Residential | Behind the Meter | Yes | Trinity Solar, LLC | AC Electric |  | Accepted | 2025-07-09 | 2025-07-30 | 2026-07-30 | Solar Panels | HANWHA | (Q.PEAK DUO BLK ML-G10.C+ 410) |  | 0.41 | 8 | 173 | 37 |  | Fixed | Roof
NJADRE1560064597 | Administratively Determined Incentive Program | Cape May | 8204 | 4.92 | Residential | Behind the Meter | Yes | Trinity Solar, LLC | AC Electric |  | Accepted | 2025-07-09 | 2025-07-30 | 2026-07-30 | Solar Panels | HANWHA | (Q.PEAK DUO BLK ML-G10.C+ 410) |  | 0.41 | 4 | 263 | 37 |  | Fixed | Roof
NJADRE1560064607 | Administratively Determined Incentive Program | LIVINGSTON | 7039 | 16.4 | Residential | Behind the Meter | Yes | Freedom Forever New Jersey, LLC | PSE&G |  | Accepted | 2025-07-09 | 2025-07-30 | 2026-07-30 | Solar Panels | Hanwha | Q.PEAK DUO BLK ML-G10.C+ 410 |  | 0.41 | 8 | 282 | 33 |  | Fixed | Roof
NJADRE1560064607 | Administratively Determined Incentive Program | LIVINGSTON | 7039 | 16.4 | Residential | Behind the Meter | Yes | Freedom Forever New Jersey, LLC | PSE&G |  | Accepted | 2025-07-09 | 2025-07-30 | 2026-07-30 | Inverters | Solar Edge | SE11400H-US | 11400 |  | 1 |  |  | 0.99 |  | Outside
NJADRE1560064607 | Administratively Determined Incentive Program | LIVINGSTON | 7039 | 16.4 | Residential | Behind the Meter | Yes | Freedom Forever New Jersey, LLC | PSE&G |  | Accepted | 2025-07-09 | 2025-07-30 | 2026-07-30 | Solar Panels | Hanwha | Q.PEAK DUO BLK ML-G10.C+ 410 |  | 0.41 | 5 | 102 | 33 |  | Fixed | Roof
NJADRE1560064607 | Administratively Determined Incentive Program | LIVINGSTON | 7039 | 16.4 | Residential | Behind the Meter | Yes | Freedom Forever New Jersey, LLC | PSE&G |  | Accepted | 2025-07-09 | 2025-07-30 | 2026-07-30 | Solar Panels | Hanwha | Q.PEAK DUO BLK ML-G10.C+ 410 |  | 0.41 | 11 | 192 | 29 |  | Fixed | Roof
NJADRE1560064607 | Administratively Determined Incentive Program | LIVINGSTON | 7039 | 16.4 | Residential | Behind the Meter | Yes | Freedom Forever New Jersey, LLC | PSE&G |  | Accepted | 2025-07-09 | 2025-07-30 | 2026-07-30 | Solar Panels | Hanwha | Q.PEAK DUO BLK ML-G10.C+ 410 |  | 0.41 | 16 | 12 | 29 |  | Fixed | Roof
NJADRE1560064638 | Administratively Determined Incentive Program | Hawthorne | 7506 | 8.2 | Residential | Behind the Meter | Yes | Trinity Solar, LLC | PSE&G |  | Accepted | 2025-07-09 | 2025-07-30 | 2026-07-30 | Inverters | Solar Edge | USE7600H-USMNBL75 | 7600 |  | 1 |  |  | 0.97 |  | Outdoor
NJADRE1560064638 | Administratively Determined Incentive Program | Hawthorne | 7506 | 8.2 | Residential | Behind the Meter | Yes | Trinity Solar, LLC | PSE&G |  | Accepted | 2025-07-09 | 2025-07-30 | 2026-07-30 | Solar Panels | HANWHA | (Q.PEAK DUO BLK ML-G10.C+ 410) |  | 0.41 | 20 | 132 | 23 |  | Fixed | Roof
NJADRE1560065429 | Administratively Determined Incentive Program | Turnersville | 8012 | 18.06 | Residential | Behind the Meter | No | Public Service Solar, LLC | AC Electric |  | Accepted | 2025-07-09 | 2025-07-31 | 2026-07-31 | Solar Panels | Panasonic | EVPV420HK2 |  | 0.42 | 4 | 121 | 19 |  | Fixed | Roof
NJADRE1560065429 | Administratively Determined Incentive Program | Turnersville | 8012 | 18.06 | Residential | Behind the Meter | No | Public Service Solar, LLC | AC Electric |  | Accepted | 2025-07-09 | 2025-07-31 | 2026-07-31 | Solar Panels | Panasonic | EVPV420HK2 |  | 0.42 | 8 | 211 | 29 |  | Fixed | Roof
NJADRE1560065429 | Administratively Determined Incentive Program | Turnersville | 8012 | 18.06 | Residential | Behind the Meter | No | Public Service Solar, LLC | AC Electric |  | Accepted | 2025-07-09 | 2025-07-31 | 2026-07-31 | Inverters | Enphase | iQ8HC-72-M-US | 380 |  | 43 |  |  | 0.96 |  | Outdoor | Under panels
NJADRE1560065429 | Administratively Determined Incentive Program | Turnersville | 8012 | 18.06 | Residential | Behind the Meter | No | Public Service Solar, LLC | AC Electric |  | Accepted | 2025-07-09 | 2025-07-31 | 2026-07-31 | Solar Panels | Panasonic | EVPV420HK2 |  | 0.42 | 6 | 31 | 29 |  | Fixed | Roof
NJADRE1560065429 | Administratively Determined Incentive Program | Turnersville | 8012 | 18.06 | Residential | Behind the Meter | No | Public Service Solar, LLC | AC Electric |  | Accepted | 2025-07-09 | 2025-07-31 | 2026-07-31 | Solar Panels | Panasonic | EVPV420HK2 |  | 0.42 | 10 | 121 | 7 |  | Fixed | Roof
NJADRE1560065429 | Administratively Determined Incentive Program | Turnersville | 8012 | 18.06 | Residential | Behind the Meter | No | Public Service Solar, LLC | AC Electric |  | Accepted | 2025-07-09 | 2025-07-31 | 2026-07-31 | Solar Panels | Panasonic | EVPV420HK2 |  | 0.42 | 3 | 301 | 34 |  | Fixed | Roof
NJADRE1560065429 | Administratively Determined Incentive Program | Turnersville | 8012 | 18.06 | Residential | Behind the Meter | No | Public Service Solar, LLC | AC Electric |  | Accepted | 2025-07-09 | 2025-07-31 | 2026-07-31 | Solar Panels | Panasonic | EVPV420HK2 |  | 0.42 | 8 | 121 | 34 |  | Fixed | Roof
NJADRE1560065429 | Administratively Determined Incentive Program | Turnersville | 8012 | 18.06 | Residential | Behind the Meter | No | Public Service Solar, LLC | AC Electric |  | Accepted | 2025-07-09 | 2025-07-31 | 2026-07-31 | Solar Panels | Panasonic | EVPV420HK2 |  | 0.42 | 4 | 211 | 45 |  | Fixed | Roof
NJADRE1560065475 | Administratively Determined Incentive Program | Little Falls Twp | 7424 | 9.315 | Residential | Behind the Meter | Yes | Sunrun Installation Services, Inc. | PSE&G |  | Accepted | 2025-07-09 | 2025-07-30 | 2026-07-30 | Solar Panels | JA Solar | JAM54S31-405/MR |  | 0.405 | 12 | 204 | 23 |  | Fixed | Roof
NJADRE1560065475 | Administratively Determined Incentive Program | Little Falls Twp | 7424 | 9.315 | Residential | Behind the Meter | Yes | Sunrun Installation Services, Inc. | PSE&G |  | Accepted | 2025-07-09 | 2025-07-30 | 2026-07-30 | Solar Panels | JA Solar | JAM54S31-405/MR |  | 0.405 | 11 | 24 | 23 |  | Fixed | Roof
NJADRE1560065475 | Administratively Determined Incentive Program | Little Falls Twp | 7424 | 9.315 | Residential | Behind the Meter | Yes | Sunrun Installation Services, Inc. | PSE&G |  | Accepted | 2025-07-09 | 2025-07-30 | 2026-07-30 | Inverters | SolarEdge Technologies | SE7600H-USMN | 7600 |  | 1 |  |  | 0.99 |  | Outdoor | Next to meter
NJADRE1560065480 | Administratively Determined Incentive Program | Hamilton | 8610 | 4.675 | Residential | Behind the Meter | Yes | Fusion Solar Energy, LLC | PSE&G |  | Accepted | 2025-07-09 | 2025-07-30 | 2026-07-30 | Inverters | ENPHASE | IQ8HC-72-M-DOM-US | 380 |  | 11 |  |  | 0.97 |  | Outside | Roof
NJADRE1560065480 | Administratively Determined Incentive Program | Hamilton | 8610 | 4.675 | Residential | Behind the Meter | Yes | Fusion Solar Energy, LLC | PSE&G |  | Accepted | 2025-07-09 | 2025-07-30 | 2026-07-30 | Solar Panels | TRINA SOLAR | TSM-425NE09RC.05 |  | 0.425 | 7 | 130 | 40 |  | Fixed | Roof
NJADRE1560065480 | Administratively Determined Incentive Program | Hamilton | 8610 | 4.675 | Residential | Behind the Meter | Yes | Fusion Solar Energy, LLC | PSE&G |  | Accepted | 2025-07-09 | 2025-07-30 | 2026-07-30 | Solar Panels | TRINA SOLAR | TSM-425NE09RC.05 |  | 0.425 | 4 | 130 | 14 |  | Fixed | Roof
NJADRE1560065586 | Administratively Determined Incentive Program | Paterson City | 7501 | 6.97 | Residential | Behind the Meter | Yes | Bright Ops, Inc. | PSE&G |  | Accepted | 2025-07-09 | 2025-07-30 | 2026-07-30 | Solar Panels | HANWHA Q-CELLS | Q.Peak Duo Blk Ml-G10+410 |  | 0.41 | 11 | 260 | 14 |  | Fixed | Roof
NJADRE1560065586 | Administratively Determined Incentive Program | Paterson City | 7501 | 6.97 | Residential | Behind the Meter | Yes | Bright Ops, Inc. | PSE&G |  | Accepted | 2025-07-09 | 2025-07-30 | 2026-07-30 | Solar Panels | HANWHA Q-CELLS | Q.Peak Duo Blk Ml-G10+410 |  | 0.41 | 6 | 81 | 14 |  | Fixed | Roof
NJADRE1560065586 | Administratively Determined Incentive Program | Paterson City | 7501 | 6.97 | Residential | Behind the Meter | Yes | Bright Ops, Inc. | PSE&G |  | Accepted | 2025-07-09 | 2025-07-30 | 2026-07-30 | Inverters | SolarEdge | SE5700H-USMN | 5700 |  | 1 |  |  | 0.98 |  | Outdoor | OUTSIDE
NJADRE1560066882 | Administratively Determined Incentive Program | ANDOVER | 7821 | 15.96 | Residential | Behind the Meter | No | Reliable Solar and Roofing, LLC | JCP&L |  | Accepted | 2025-07-11 | 2025-08-08 | 2026-08-08 | Inverters | Enphase | IQ8+ | 290 |  | 38 |  |  | 0.97 |  | Outside
NJADRE1560066882 | Administratively Determined Incentive Program | ANDOVER | 7821 | 15.96 | Residential | Behind the Meter | No | Reliable Solar and Roofing, LLC | JCP&L |  | Accepted | 2025-07-11 | 2025-08-08 | 2026-08-08 | Solar Panels | REC | Alpha Pure-2 |  | 0.42 | 6 | 239 | 27 |  | Fixed | Roof
NJADRE1560066882 | Administratively Determined Incentive Program | ANDOVER | 7821 | 15.96 | Residential | Behind the Meter | No | Reliable Solar and Roofing, LLC | JCP&L |  | Accepted | 2025-07-11 | 2025-08-08 | 2026-08-08 | Solar Panels | REC | Alpha Pure-2 |  | 0.42 | 32 | 149 | 20 |  | Fixed | Roof
NJADRE1560066888 | Administratively Determined Incentive Program | Stafford Twp | 8050 | 15.3 | Residential | Behind the Meter | Yes | Whitman Construction, LLC | AC Electric |  | Accepted | 2025-07-10 | 2025-07-30 | 2026-07-30 | Solar Panels | JINKO SOLAR | JKM425N-54HL4-B |  | 0.425 | 20 | 280 | 34 |  | Fixed | Roof
NJADRE1560066888 | Administratively Determined Incentive Program | Stafford Twp | 8050 | 15.3 | Residential | Behind the Meter | Yes | Whitman Construction, LLC | AC Electric |  | Accepted | 2025-07-10 | 2025-07-30 | 2026-07-30 | Solar Panels | JINKO SOLAR | JKM425N-54HL4-B |  | 0.425 | 16 | 100 | 34 |  | Fixed | Roof
NJADRE1560066888 | Administratively Determined Incentive Program | Stafford Twp | 8050 | 15.3 | Residential | Behind the Meter | Yes | Whitman Construction, LLC | AC Electric |  | Accepted | 2025-07-10 | 2025-07-30 | 2026-07-30 | Inverters | ENPHASE | IQ8PLUS-72-2-US | 290 |  | 36 |  |  | 0.975 |  | Outdoor
NJADRE1560066897 | Administratively Determined Incentive Program | Bloomfield | 7003 | 8.2 | Residential | Behind the Meter | Yes | Sunrun Installation Services, Inc. | PSE&G |  | Accepted | 2025-07-10 | 2025-07-30 | 2026-07-30 | Inverters | TESLA | Powerwall 3 1707000-xx-y | 11500 |  | 1 |  |  | 0.97 |  | Outdoor | Next to meter
NJADRE1560066897 | Administratively Determined Incentive Program | Bloomfield | 7003 | 8.2 | Residential | Behind the Meter | Yes | Sunrun Installation Services, Inc. | PSE&G |  | Accepted | 2025-07-10 | 2025-07-30 | 2026-07-30 | Electric Storage Battery | TESLA | Powerwall 3 1707000-xx-y |  |  | 1 |  |  |  | Lithium Ion |  | OUTSIDE
NJADRE1560066897 | Administratively Determined Incentive Program | Bloomfield | 7003 | 8.2 | Residential | Behind the Meter | Yes | Sunrun Installation Services, Inc. | PSE&G |  | Accepted | 2025-07-10 | 2025-07-30 | 2026-07-30 | Solar Panels | Hanwha Q-Cells | Q.PEAK DUO BLK ML-G10.C+ 410 (MD06G100A-017) |  | 0.41 | 10 | 24 | 33 |  | Fixed | Roof
NJADRE1560066897 | Administratively Determined Incentive Program | Bloomfield | 7003 | 8.2 | Residential | Behind the Meter | Yes | Sunrun Installation Services, Inc. | PSE&G |  | Accepted | 2025-07-10 | 2025-07-30 | 2026-07-30 | Solar Panels | Hanwha Q-Cells | Q.PEAK DUO BLK ML-G10.C+ 410 (MD06G100A-017) |  | 0.41 | 10 | 203 | 33 |  | Fixed | Roof
NJADRE1560066898 | Administratively Determined Incentive Program | Mays Landing | 8330 | 7.47 | Residential | Behind the Meter | Yes | Big Wave Roofing and Solar, LLC | AC Electric |  | Accepted | 2025-07-10 | 2025-07-30 | 2026-07-30 | Inverters | Enphase | IQ8HC-72-M-DOM-US | 380 |  | 18 |  |  | 0.97 |  | Outside
NJADRE1560066898 | Administratively Determined Incentive Program | Mays Landing | 8330 | 7.47 | Residential | Behind the Meter | Yes | Big Wave Roofing and Solar, LLC | AC Electric |  | Accepted | 2025-07-10 | 2025-07-30 | 2026-07-30 | Solar Panels | QCELLS | Q.PEAK DUO BLK ML-G10.C+ 415W |  | 0.415 | 12 | 165 | 23 |  | Fixed | Roof
NJADRE1560066898 | Administratively Determined Incentive Program | Mays Landing | 8330 | 7.47 | Residential | Behind the Meter | Yes | Big Wave Roofing and Solar, LLC | AC Electric |  | Accepted | 2025-07-10 | 2025-07-30 | 2026-07-30 | Solar Panels | QCELLS | Q.PEAK DUO BLK ML-G10.C+ 415W |  | 0.415 | 6 | 345 | 23 |  | Fixed | Roof
NJADRE1560066901 | Administratively Determined Incentive Program | HILLSIDE | 7205 | 10.375 | Residential | Behind the Meter | Yes | Big Wave Roofing and Solar, LLC | PSE&G |  | Accepted | 2025-07-10 | 2025-07-30 | 2026-07-30 | Solar Panels | Q cells | Q.PEAK DUO BLK ML-G10.C+415w |  | 0.415 | 17 | 108 | 26 |  | Fixed | Roof
NJADRE1560066901 | Administratively Determined Incentive Program | HILLSIDE | 7205 | 10.375 | Residential | Behind the Meter | Yes | Big Wave Roofing and Solar, LLC | PSE&G |  | Accepted | 2025-07-10 | 2025-07-30 | 2026-07-30 | Solar Panels | Q cells | Q.PEAK DUO BLK ML-G10.C+415w |  | 0.415 | 8 | 288 | 26 |  | Fixed | Roof
NJADRE1560066901 | Administratively Determined Incentive Program | HILLSIDE | 7205 | 10.375 | Residential | Behind the Meter | Yes | Big Wave Roofing and Solar, LLC | PSE&G |  | Accepted | 2025-07-10 | 2025-07-30 | 2026-07-30 | Inverters | Enphase | IQ8HC-72-M-DOM-US | 380 |  | 25 |  |  | 0.98 |  | Outdoor
NJADRE1560066904 | Administratively Determined Incentive Program | PLAINFIELD | 7060 | 8.6 | Residential | Behind the Meter | Yes | Infinity Solar Systems, LLC | PSE&G |  | Accepted | 2025-07-10 | 2025-07-31 | 2026-07-31 | Inverters | Enphase | IQ8HC-72-M-DOM-US | 360 |  | 20 |  |  | 0.97 |  | Outdoor
NJADRE1560066904 | Administratively Determined Incentive Program | PLAINFIELD | 7060 | 8.6 | Residential | Behind the Meter | Yes | Infinity Solar Systems, LLC | PSE&G |  | Accepted | 2025-07-10 | 2025-07-31 | 2026-07-31 | Solar Panels | SEG Solar | SEG-430-BTD-BG |  | 0.43 | 10 | 217 | 38 |  | Fixed | Roof
NJADRE1560066904 | Administratively Determined Incentive Program | PLAINFIELD | 7060 | 8.6 | Residential | Behind the Meter | Yes | Infinity Solar Systems, LLC | PSE&G |  | Accepted | 2025-07-10 | 2025-07-31 | 2026-07-31 | Solar Panels | SEG Solar | SEG-430-BTD-BG |  | 0.43 | 10 | 37 | 38 |  | Fixed | Roof
NJADRE1560066905 | Administratively Determined Incentive Program | EAST ORANGE | 7018 | 6.15 | Residential | Behind the Meter | Yes | Trinity Solar, LLC | PSE&G |  | Accepted | 2025-07-10 | 2025-07-30 | 2026-07-30 | Inverters | Solar Edge | USE5700H-USMNBL75 | 5760 |  | 1 |  |  | 0.97 |  | Outdoor
NJADRE1560066905 | Administratively Determined Incentive Program | EAST ORANGE | 7018 | 6.15 | Residential | Behind the Meter | Yes | Trinity Solar, LLC | PSE&G |  | Accepted | 2025-07-10 | 2025-07-30 | 2026-07-30 | Solar Panels | HANWHA | Q.PEAK DUO BLK ML-G10+ 410) |  | 0.41 | 5 | 20 | 27 |  | Fixed | Roof
NJADRE1560066905 | Administratively Determined Incentive Program | EAST ORANGE | 7018 | 6.15 | Residential | Behind the Meter | Yes | Trinity Solar, LLC | PSE&G |  | Accepted | 2025-07-10 | 2025-07-30 | 2026-07-30 | Solar Panels | HANWHA | (Q.PEAK DUO BLK ML-G10+ 410) |  | 0.41 | 10 | 200 | 22 |  | Fixed | Roof
NJADRE1560066916 | Administratively Determined Incentive Program | WHARTON | 7885 | 14.79 | Residential | Behind the Meter | Yes | SunnyMac, LLC | JCP&L |  | Accepted | 2025-07-10 | 2025-07-31 | 2026-07-31 | Solar Panels | HANWHA | Q.TRON BLK M-G2.H+ |  | 0.435 | 3 | 116 | 18 |  | Fixed | Roof
NJADRE1560066916 | Administratively Determined Incentive Program | WHARTON | 7885 | 14.79 | Residential | Behind the Meter | Yes | SunnyMac, LLC | JCP&L |  | Accepted | 2025-07-10 | 2025-07-31 | 2026-07-31 | Solar Panels | HANWHA | Q.TRON BLK M-G2.H+ |  | 0.435 | 9 | 206 | 23 |  | Fixed | Roof
NJADRE1560066916 | Administratively Determined Incentive Program | WHARTON | 7885 | 14.79 | Residential | Behind the Meter | Yes | SunnyMac, LLC | JCP&L |  | Accepted | 2025-07-10 | 2025-07-31 | 2026-07-31 | Solar Panels | HANWHA | Q.TRON BLK M-G2.H+ |  | 0.435 | 3 | 296 | 18 |  | Fixed | Roof
NJADRE1560066916 | Administratively Determined Incentive Program | WHARTON | 7885 | 14.79 | Residential | Behind the Meter | Yes | SunnyMac, LLC | JCP&L |  | Accepted | 2025-07-10 | 2025-07-31 | 2026-07-31 | Solar Panels | HANWHA | Q.TRON BLK M-G2.H+ |  | 0.435 | 17 | 206 | 23 |  | Fixed | Roof
NJADRE1560066916 | Administratively Determined Incentive Program | WHARTON | 7885 | 14.79 | Residential | Behind the Meter | Yes | SunnyMac, LLC | JCP&L |  | Accepted | 2025-07-10 | 2025-07-31 | 2026-07-31 | Solar Panels | HANWHA | Q.TRON BLK M-G2.H+ |  | 0.435 | 2 | 25 | 23 |  | Fixed | Roof
NJADRE1560066916 | Administratively Determined Incentive Program | WHARTON | 7885 | 14.79 | Residential | Behind the Meter | Yes | SunnyMac, LLC | JCP&L |  | Accepted | 2025-07-10 | 2025-07-31 | 2026-07-31 | Inverters | SOLAREDGE HOME HUB | SE10000H-US | 10000 |  | 1 |  |  | 0.99 |  | Outdoor | next to meter
NJADRE1560066919 | Administratively Determined Incentive Program | MAYS LANDING | 8330 | 9.35 | Residential | Behind the Meter | Yes | Whitman Construction, LLC | AC Electric |  | Accepted | 2025-07-10 | 2025-07-31 | 2026-07-31 | Inverters | ENPHASE | IQ8PLUS-72-M-US | 290 |  | 22 |  |  | 0.975 |  | Outdoor
NJADRE1560066919 | Administratively Determined Incentive Program | MAYS LANDING | 8330 | 9.35 | Residential | Behind the Meter | Yes | Whitman Construction, LLC | AC Electric |  | Accepted | 2025-07-10 | 2025-07-31 | 2026-07-31 | Solar Panels | JINKO SOLAR | JKM425N-54HL4-B |  | 0.425 | 17 | 123 | 26 |  | Fixed | Roof
NJADRE1560066919 | Administratively Determined Incentive Program | MAYS LANDING | 8330 | 9.35 | Residential | Behind the Meter | Yes | Whitman Construction, LLC | AC Electric |  | Accepted | 2025-07-10 | 2025-07-31 | 2026-07-31 | Solar Panels | JINKO SOLAR | JKM425N-54HL4-B |  | 0.425 | 5 | 303 | 26 |  | Fixed | Roof
NJADRE1560066920 | Administratively Determined Incentive Program | SMITHVILLE | 8205 | 5.67 | Residential | Behind the Meter | Yes | Sunrun Installation Services, Inc. | AC Electric |  | Accepted | 2025-07-10 | 2025-07-31 | 2026-07-31 | Inverters | SolarEdge Technologies | SE3800H-USMN | 3800 |  | 1 |  |  | 0.99 |  | Outdoor | Next to meter
NJADRE1560066920 | Administratively Determined Incentive Program | SMITHVILLE | 8205 | 5.67 | Residential | Behind the Meter | Yes | Sunrun Installation Services, Inc. | AC Electric |  | Accepted | 2025-07-10 | 2025-07-31 | 2026-07-31 | Solar Panels | JA Solar | JAM54S31-405/MR |  | 0.405 | 14 | 238 | 30 |  | Fixed | Roof
NJADRE1560066922 | Administratively Determined Incentive Program | PEMBERTON TOWNSHIP | 8015 | 12.615 | Residential | Behind the Meter | Yes | SunnyMac, LLC | JCP&L |  | Accepted | 2025-07-10 | 2025-07-31 | 2026-07-31 | Solar Panels | HANWHA | Q.TRON BLK M-G2.H+ |  | 0.435 | 15 | 31 | 18 |  | Fixed | Roof
NJADRE1560066922 | Administratively Determined Incentive Program | PEMBERTON TOWNSHIP | 8015 | 12.615 | Residential | Behind the Meter | Yes | SunnyMac, LLC | JCP&L |  | Accepted | 2025-07-10 | 2025-07-31 | 2026-07-31 | Solar Panels | HANWHA | Q.TRON BLK M-G2.H+ |  | 0.435 | 14 | 211 | 18 |  | Fixed | Roof
NJADRE1560066922 | Administratively Determined Incentive Program | PEMBERTON TOWNSHIP | 8015 | 12.615 | Residential | Behind the Meter | Yes | SunnyMac, LLC | JCP&L |  | Accepted | 2025-07-10 | 2025-07-31 | 2026-07-31 | Inverters | SOLAREDGE HOME HUB | SE10000H-US | 10000 |  | 1 |  |  | 0.99 |  | Outdoor | next to meter
NJADRE1560066940 | Administratively Determined Incentive Program | Perth Amboy City | 8861 | 5.265 | Residential | Behind the Meter | Yes | Sunrun Installation Services, Inc. | PSE&G |  | Accepted | 2025-07-10 | 2025-07-30 | 2026-07-30 | Solar Panels | JA Solar | JAM54S31-405/MR |  | 0.405 | 7 | 21 | 44 |  | Fixed | Roof
NJADRE1560066940 | Administratively Determined Incentive Program | Perth Amboy City | 8861 | 5.265 | Residential | Behind the Meter | Yes | Sunrun Installation Services, Inc. | PSE&G |  | Accepted | 2025-07-10 | 2025-07-30 | 2026-07-30 | Inverters | SolarEdge Technologies | SE3800H-USMN | 3800 |  | 1 |  |  | 0.99 |  | Outdoor | Next to meter
NJADRE1560066940 | Administratively Determined Incentive Program | Perth Amboy City | 8861 | 5.265 | Residential | Behind the Meter | Yes | Sunrun Installation Services, Inc. | PSE&G |  | Accepted | 2025-07-10 | 2025-07-30 | 2026-07-30 | Solar Panels | JA Solar | JAM54S31-405/MR |  | 0.405 | 6 | 200 | 44 |  | Fixed | Roof
NJADRE1560066941 | Administratively Determined Incentive Program | Cape May Court House | 8210 | 9.135 | Residential | Behind the Meter | Yes | SunnyMac, LLC | AC Electric |  | Accepted | 2025-07-10 | 2025-07-31 | 2026-07-31 | Solar Panels | HANWHA | Q.TRON BLK M-G2.H+ |  | 0.435 | 8 | 32 | 3 |  | Fixed | Roof
NJADRE1560066941 | Administratively Determined Incentive Program | Cape May Court House | 8210 | 9.135 | Residential | Behind the Meter | Yes | SunnyMac, LLC | AC Electric |  | Accepted | 2025-07-10 | 2025-07-31 | 2026-07-31 | Solar Panels | HANWHA | Q.TRON BLK M-G2.H+ |  | 0.435 | 2 | 27 | 36 |  | Fixed | Roof
NJADRE1560066941 | Administratively Determined Incentive Program | Cape May Court House | 8210 | 9.135 | Residential | Behind the Meter | Yes | SunnyMac, LLC | AC Electric |  | Accepted | 2025-07-10 | 2025-07-31 | 2026-07-31 | Solar Panels | HANWHA | Q.TRON BLK M-G2.H+ |  | 0.435 | 4 | 302 | 20 |  | Fixed | Roof
NJADRE1560066941 | Administratively Determined Incentive Program | Cape May Court House | 8210 | 9.135 | Residential | Behind the Meter | Yes | SunnyMac, LLC | AC Electric |  | Accepted | 2025-07-10 | 2025-07-31 | 2026-07-31 | Solar Panels | HANWHA | Q.TRON BLK M-G2.H+ |  | 0.435 | 4 | 122 | 20 |  | Fixed | Roof
NJADRE1560066941 | Administratively Determined Incentive Program | Cape May Court House | 8210 | 9.135 | Residential | Behind the Meter | Yes | SunnyMac, LLC | AC Electric |  | Accepted | 2025-07-10 | 2025-07-31 | 2026-07-31 | Solar Panels | HANWHA | Q.TRON BLK M-G2.H+ |  | 0.435 | 3 | 207 | 16 |  | Fixed | Roof
NJADRE1560066941 | Administratively Determined Incentive Program | Cape May Court House | 8210 | 9.135 | Residential | Behind the Meter | Yes | SunnyMac, LLC | AC Electric |  | Accepted | 2025-07-10 | 2025-07-31 | 2026-07-31 | Inverters | SOLAREDGE HOME HUB | SE7600H-US | 7600 |  | 1 |  |  | 0.99 |  | Outdoor | next to meter
NJADRE1560066941 | Administratively Determined Incentive Program | Cape May Court House | 8210 | 9.135 | Residential | Behind the Meter | Yes | SunnyMac, LLC | AC Electric |  | Accepted | 2025-07-10 | 2025-07-31 | 2026-07-31 | Meters | SOLAREDGE HOME HUB | SE-RGMTR-1D-240C-B |  |  | 1 |  |  |  | Yes | Outdoor
NJADRE1560066942 | Administratively Determined Incentive Program | CINNAMINSON TWP | 8077 | 7.29 | Residential | Behind the Meter | Yes | Sunrun Installation Services, Inc. | PSE&G |  | Accepted | 2025-07-10 | 2025-07-31 | 2026-07-31 | Inverters | SOLAREDGE TECHNOLOGIES | SE5700H-USMN | 5760 |  | 1 |  |  | 0.99 |  | Outdoor
NJADRE1560066942 | Administratively Determined Incentive Program | CINNAMINSON TWP | 8077 | 7.29 | Residential | Behind the Meter | Yes | Sunrun Installation Services, Inc. | PSE&G |  | Accepted | 2025-07-10 | 2025-07-31 | 2026-07-31 | Solar Panels | JA SOLAR | JAM54S31-405/MR |  | 0.405 | 14 | 300 | 24 |  | Fixed | Roof
NJADRE1560066942 | Administratively Determined Incentive Program | CINNAMINSON TWP | 8077 | 7.29 | Residential | Behind the Meter | Yes | Sunrun Installation Services, Inc. | PSE&G |  | Accepted | 2025-07-10 | 2025-07-31 | 2026-07-31 | Solar Panels | JA SOLAR | JAM54S31-405/MR |  | 0.405 | 4 | 120 | 24 |  | Fixed | Roof
NJADRE1560066944 | Administratively Determined Incentive Program | South Orange | 7079 | 5.16 | Residential | Behind the Meter | No | EMT Renewables, LLC | PSE&G |  | Accepted | 2025-07-10 | 2025-07-30 | 2026-07-30 | Solar Panels | Q CELLS | Q TRON |  | 0.43 | 12 | 212 | 31 |  | Fixed | Roof
NJADRE1560066944 | Administratively Determined Incentive Program | South Orange | 7079 | 5.16 | Residential | Behind the Meter | No | EMT Renewables, LLC | PSE&G |  | Accepted | 2025-07-10 | 2025-07-30 | 2026-07-30 | Inverters | IQ8HC | IQ8+ | 290 |  | 12 |  |  | 0.98 |  | Other | UNDER EACH PANEL
NJADRE1560066955 | Administratively Determined Incentive Program | Willingboro | 8046 | 8.075 | Residential | Behind the Meter | Yes | Power Energy Solutions, LLC | PSE&G |  | Accepted | 2025-07-10 | 2025-07-31 | 2026-07-31 | Solar Panels | Trina Solar | TSM-425NE09RC.05 |  | 0.425 | 5 | 66 | 29 |  | Fixed | Roof
NJADRE1560066955 | Administratively Determined Incentive Program | Willingboro | 8046 | 8.075 | Residential | Behind the Meter | Yes | Power Energy Solutions, LLC | PSE&G |  | Accepted | 2025-07-10 | 2025-07-31 | 2026-07-31 | Inverters | SolarEdge | SE5700H-US | 6 |  | 1 |  |  | 0.97 |  | Outdoor
NJADRE1560066955 | Administratively Determined Incentive Program | Willingboro | 8046 | 8.075 | Residential | Behind the Meter | Yes | Power Energy Solutions, LLC | PSE&G |  | Accepted | 2025-07-10 | 2025-07-31 | 2026-07-31 | Solar Panels | Trina Solar | TSM-425NE09RC.05 |  | 0.425 | 14 | 246 | 29 |  | Fixed | Roof
NJADRE1560066956 | Administratively Determined Incentive Program | Howell | 7731 | 8.1 | Residential | Behind the Meter | Yes | Sunrun Installation Services, Inc. | JCP&L |  | Accepted | 2025-07-10 | 2025-07-30 | 2026-07-30 | Solar Panels | JA SOLAR | JAM54S31-405/MR |  | 0.405 | 3 | 185 | 18 |  | Fixed | Roof
NJADRE1560066956 | Administratively Determined Incentive Program | Howell | 7731 | 8.1 | Residential | Behind the Meter | Yes | Sunrun Installation Services, Inc. | JCP&L |  | Accepted | 2025-07-10 | 2025-07-30 | 2026-07-30 | Solar Panels | JA SOLAR | JAM54S31-405/MR |  | 0.405 | 17 | 97 | 18 |  | Fixed | Roof
NJADRE1560066956 | Administratively Determined Incentive Program | Howell | 7731 | 8.1 | Residential | Behind the Meter | Yes | Sunrun Installation Services, Inc. | JCP&L |  | Accepted | 2025-07-10 | 2025-07-30 | 2026-07-30 | Inverters | SOLAREDGE TECHNOLOGIES | SE5700H-USMN | 5760 |  | 1 |  |  | 0.99 |  | Outside
NJADRE1560066961 | Administratively Determined Incentive Program | Edison Twp | 8820 | 6.48 | Residential | Behind the Meter | Yes | Sunrun Installation Services, Inc. | PSE&G |  | Accepted | 2025-07-10 | 2025-07-30 | 2026-07-30 | Solar Panels | JA Solar | JAM54S31-405/MR |  | 0.405 | 13 | 88 | 23 |  | Fixed | Roof
NJADRE1560066961 | Administratively Determined Incentive Program | Edison Twp | 8820 | 6.48 | Residential | Behind the Meter | Yes | Sunrun Installation Services, Inc. | PSE&G |  | Accepted | 2025-07-10 | 2025-07-30 | 2026-07-30 | Inverters | SolarEdge Technologies | SE5700H-USMN | 5760 |  | 1 |  |  | 0.99 |  | Outdoor
NJADRE1560066961 | Administratively Determined Incentive Program | Edison Twp | 8820 | 6.48 | Residential | Behind the Meter | Yes | Sunrun Installation Services, Inc. | PSE&G |  | Accepted | 2025-07-10 | 2025-07-30 | 2026-07-30 | Solar Panels | JA Solar | JAM54S31-405/MR |  | 0.405 | 3 | 268 | 23 |  | Fixed | Roof
NJADRE1560066961 | Administratively Determined Incentive Program | Edison Twp | 8820 | 6.48 | Residential | Behind the Meter | Yes | Sunrun Installation Services, Inc. | PSE&G |  | Accepted | 2025-07-10 | 2025-07-30 | 2026-07-30 | Meters | SolarEdge Technologies | SE5700H-USMN |  |  | 1 |  |  |  | Yes | Outdoor
NJADRE1560066962 | Administratively Determined Incentive Program | Irvington | 7111 | 3.28 | Residential | Behind the Meter | Yes | Trinity Solar, LLC | PSE&G |  | Accepted | 2025-07-10 | 2025-07-30 | 2026-07-30 | Inverters | Solar Edge | USE3800H-USMNBL75 | 3800 |  | 1 |  |  | 0.97 |  | Outdoor
NJADRE1560066962 | Administratively Determined Incentive Program | Irvington | 7111 | 3.28 | Residential | Behind the Meter | Yes | Trinity Solar, LLC | PSE&G |  | Accepted | 2025-07-10 | 2025-07-30 | 2026-07-30 | Solar Panels | HANWHA | (Q.PEAK DUO BLK ML-G10.C+ 410) |  | 0.41 | 8 | 204 | 33 |  | Fixed | Roof
NJADRE1560066966 | Administratively Determined Incentive Program | Mount Royal | 8061 | 19.565 | Residential | Behind the Meter | Yes | Panel Masters of NJ, LLC | AC Electric |  | Accepted | 2025-07-10 | 2025-07-30 | 2026-07-30 | Inverters | ENPHASE | IQ8M-72-2-US | 325 |  | 43 |  |  | 0.976 |  | Outside | Roof Top Under Panels
NJADRE1560066966 | Administratively Determined Incentive Program | Mount Royal | 8061 | 19.565 | Residential | Behind the Meter | Yes | Panel Masters of NJ, LLC | AC Electric |  | Accepted | 2025-07-10 | 2025-07-30 | 2026-07-30 | Solar Panels | CANADIAN SOLAR | CS6.1-54TM-455H |  | 0.455 | 16 | 160 | 37 |  | Fixed | Roof
NJADRE1560066966 | Administratively Determined Incentive Program | Mount Royal | 8061 | 19.565 | Residential | Behind the Meter | Yes | Panel Masters of NJ, LLC | AC Electric |  | Accepted | 2025-07-10 | 2025-07-30 | 2026-07-30 | Solar Panels | CANADIAN SOLAR | CS6.1-54TM-455H |  | 0.455 | 2 | 250 | 39 |  | Fixed | Roof
NJADRE1560066966 | Administratively Determined Incentive Program | Mount Royal | 8061 | 19.565 | Residential | Behind the Meter | Yes | Panel Masters of NJ, LLC | AC Electric |  | Accepted | 2025-07-10 | 2025-07-30 | 2026-07-30 | Solar Panels | CANADIAN SOLAR | CS6.1-54TM-455H |  | 0.455 | 2 | 70 | 39 |  | Fixed | Roof
NJADRE1560066966 | Administratively Determined Incentive Program | Mount Royal | 8061 | 19.565 | Residential | Behind the Meter | Yes | Panel Masters of NJ, LLC | AC Electric |  | Accepted | 2025-07-10 | 2025-07-30 | 2026-07-30 | Solar Panels | CANADIAN SOLAR | CS6.1-54TM-455H |  | 0.455 | 23 | 340 | 36 |  | Fixed | Roof
NJADRE1560066970 | Administratively Determined Incentive Program | Mannington | 8079 | 26.8 | Residential | Behind the Meter | Yes | Power Energy Solutions, LLC | AC Electric |  | Accepted | 2025-07-10 | 2025-07-31 | 2026-07-31 | Inverters | SolarEdge | SE10000H-US | 10 |  | 2 |  |  | 0.97 |  | Outdoor
NJADRE1560066970 | Administratively Determined Incentive Program | Mannington | 8079 | 26.8 | Residential | Behind the Meter | Yes | Power Energy Solutions, LLC | AC Electric |  | Accepted | 2025-07-10 | 2025-07-31 | 2026-07-31 | Solar Panels | Canadian Solar | CS6R-400MS-HL HIKU6 BLACK MONO |  | 0.4 | 35 | 185 | 20 |  | Fixed | Roof
NJADRE1560066970 | Administratively Determined Incentive Program | Mannington | 8079 | 26.8 | Residential | Behind the Meter | Yes | Power Energy Solutions, LLC | AC Electric |  | Accepted | 2025-07-10 | 2025-07-31 | 2026-07-31 | Solar Panels | Canadian Solar | CS6R-400MS-HL HIKU6 BLACK MONO |  | 0.4 | 25 | 185 | 30 |  | Fixed | Roof
NJADRE1560066970 | Administratively Determined Incentive Program | Mannington | 8079 | 26.8 | Residential | Behind the Meter | Yes | Power Energy Solutions, LLC | AC Electric |  | Accepted | 2025-07-10 | 2025-07-31 | 2026-07-31 | Solar Panels | Canadian Solar | CS6R-400MS-HL HIKU6 BLACK MONO |  | 0.4 | 7 | 95 | 20 |  | Fixed | Roof
NJADRE1560066988 | Administratively Determined Incentive Program | Dunellen | 8812 | 9.43 | Residential | Behind the Meter | Yes | Trinity Solar, LLC | PSE&G |  | Accepted | 2025-07-10 | 2025-07-30 | 2026-07-30 | Solar Panels | Hanwha | Q.PEAK DUO BLK ML-G10+ 410 |  | 0.41 | 18 | 316 | 11 |  | Fixed | Roof
NJADRE1560066988 | Administratively Determined Incentive Program | Dunellen | 8812 | 9.43 | Residential | Behind the Meter | Yes | Trinity Solar, LLC | PSE&G |  | Accepted | 2025-07-10 | 2025-07-30 | 2026-07-30 | Inverters | Solar Edge | USE7600H-US | 7600 |  | 1 |  |  | 0.97 |  | Outside
NJADRE1560066988 | Administratively Determined Incentive Program | Dunellen | 8812 | 9.43 | Residential | Behind the Meter | Yes | Trinity Solar, LLC | PSE&G |  | Accepted | 2025-07-10 | 2025-07-30 | 2026-07-30 | Solar Panels | Hanwha | Q.PEAK DUO BLK ML-G10+ 410 |  | 0.41 | 5 | 136 | 23 |  | Fixed | Roof
NJADRE1560067007 | Administratively Determined Incentive Program | Willingboro | 8046 | 14.76 | Residential | Behind the Meter | Yes | Sunrun Installation Services, Inc. | PSE&G |  | Accepted | 2025-07-10 | 2025-07-30 | 2026-07-30 | Solar Panels | Hanwha Q-Cells | Q.PEAK DUO BLK ML-G10.C+ 410 (MD06G100A-017) |  | 0.41 | 20 | 117 | 45 |  | Fixed | Roof
NJADRE1560067007 | Administratively Determined Incentive Program | Willingboro | 8046 | 14.76 | Residential | Behind the Meter | Yes | Sunrun Installation Services, Inc. | PSE&G |  | Accepted | 2025-07-10 | 2025-07-30 | 2026-07-30 | Inverters | TESLA | Powerwall 3 1707000-xx-y | 11500 |  | 1 |  |  | 0.97 |  | Outdoor | Next to meter
NJADRE1560067007 | Administratively Determined Incentive Program | Willingboro | 8046 | 14.76 | Residential | Behind the Meter | Yes | Sunrun Installation Services, Inc. | PSE&G |  | Accepted | 2025-07-10 | 2025-07-30 | 2026-07-30 | Electric Storage Battery | TESLA | Powerwall 3 1707000-xx-y |  |  | 1 |  |  |  | Lithium Ion |  | Outside
NJADRE1560067007 | Administratively Determined Incentive Program | Willingboro | 8046 | 14.76 | Residential | Behind the Meter | Yes | Sunrun Installation Services, Inc. | PSE&G |  | Accepted | 2025-07-10 | 2025-07-30 | 2026-07-30 | Solar Panels | Hanwha Q-Cells | Q.PEAK DUO BLK ML-G10.C+ 410 (MD06G100A-017) |  | 0.41 | 4 | 297 | 45 |  | Fixed | Roof
NJADRE1560067007 | Administratively Determined Incentive Program | Willingboro | 8046 | 14.76 | Residential | Behind the Meter | Yes | Sunrun Installation Services, Inc. | PSE&G |  | Accepted | 2025-07-10 | 2025-07-30 | 2026-07-30 | Solar Panels | Hanwha Q-Cells | Q.PEAK DUO BLK ML-G10.C+ 410 (MD06G100A-017) |  | 0.41 | 12 | 297 | 45 |  | Fixed | Roof
NJADRE1560067010 | Administratively Determined Incentive Program | Ewing Township | 8628 | 12.615 | Residential | Behind the Meter | Yes | SunnyMac, LLC | PSE&G |  | Accepted | 2025-07-10 | 2025-08-01 | 2026-08-01 | Solar Panels | HANWHA | QTRON BLK M-G2+ |  | 0.435 | 9 | 71 | 24 |  | Fixed | Roof
NJADRE1560067010 | Administratively Determined Incentive Program | Ewing Township | 8628 | 12.615 | Residential | Behind the Meter | Yes | SunnyMac, LLC | PSE&G |  | Accepted | 2025-07-10 | 2025-08-01 | 2026-08-01 | Solar Panels | HANWHA | QTRON BLK M-G2+ |  | 0.435 | 4 | 161 | 24 |  | Fixed | Roof
NJADRE1560067010 | Administratively Determined Incentive Program | Ewing Township | 8628 | 12.615 | Residential | Behind the Meter | Yes | SunnyMac, LLC | PSE&G |  | Accepted | 2025-07-10 | 2025-08-01 | 2026-08-01 | Solar Panels | HANWHA | QTRON BLK M-G2+ |  | 0.435 | 16 | 251 | 24 |  | Fixed | Roof
NJADRE1560067010 | Administratively Determined Incentive Program | Ewing Township | 8628 | 12.615 | Residential | Behind the Meter | Yes | SunnyMac, LLC | PSE&G |  | Accepted | 2025-07-10 | 2025-08-01 | 2026-08-01 | Inverters | SOLAREDGE | SE10000H-US | 10000 |  | 1 |  |  | 0.99 |  | Outdoor | next to meter
NJADRE1560067010 | Administratively Determined Incentive Program | Ewing Township | 8628 | 12.615 | Residential | Behind the Meter | Yes | SunnyMac, LLC | PSE&G |  | Accepted | 2025-07-10 | 2025-08-01 | 2026-08-01 | Meters | SOLAREDGE | SE-RGMTR-1D-240C-C |  |  | 1 |  |  |  | Yes | Outdoor
NJADRE1560067014 | Administratively Determined Incentive Program | Saddle River | 7458 | 21.07 | Residential | Behind the Meter | No | Infinity Solar Systems, LLC | Orange Rockland Electric |  | Accepted | 2025-07-10 | 2025-08-04 | 2026-08-04 | Solar Panels | SEG Solar | SEG-430-BTD-BG |  | 0.43 | 13 | 285 | 22 |  | Fixed | Roof
NJADRE1560067014 | Administratively Determined Incentive Program | Saddle River | 7458 | 21.07 | Residential | Behind the Meter | No | Infinity Solar Systems, LLC | Orange Rockland Electric |  | Accepted | 2025-07-10 | 2025-08-04 | 2026-08-04 | Inverters | Enphase | IQ8MC-72-M-US | 320 |  | 49 |  |  | 0.97 |  | Outdoor
NJADRE1560067014 | Administratively Determined Incentive Program | Saddle River | 7458 | 21.07 | Residential | Behind the Meter | No | Infinity Solar Systems, LLC | Orange Rockland Electric |  | Accepted | 2025-07-10 | 2025-08-04 | 2026-08-04 | Solar Panels | SEG Solar | SEG-430-BTD-BG |  | 0.43 | 8 | 195 | 44 |  | Fixed | Roof
NJADRE1560067014 | Administratively Determined Incentive Program | Saddle River | 7458 | 21.07 | Residential | Behind the Meter | No | Infinity Solar Systems, LLC | Orange Rockland Electric |  | Accepted | 2025-07-10 | 2025-08-04 | 2026-08-04 | Solar Panels | SEG Solar | SEG-430-BTD-BG |  | 0.43 | 15 | 195 | 44 |  | Fixed | Roof
NJADRE1560067014 | Administratively Determined Incentive Program | Saddle River | 7458 | 21.07 | Residential | Behind the Meter | No | Infinity Solar Systems, LLC | Orange Rockland Electric |  | Accepted | 2025-07-10 | 2025-08-04 | 2026-08-04 | Solar Panels | SEG Solar | SEG-430-BTD-BG |  | 0.43 | 3 | 195 | 44 |  | Fixed | Roof
NJADRE1560067014 | Administratively Determined Incentive Program | Saddle River | 7458 | 21.07 | Residential | Behind the Meter | No | Infinity Solar Systems, LLC | Orange Rockland Electric |  | Accepted | 2025-07-10 | 2025-08-04 | 2026-08-04 | Solar Panels | SEG Solar | SEG-430-BTD-BG |  | 0.43 | 10 | 105 | 22 |  | Fixed | Roof
NJADRE1560067015 | Administratively Determined Incentive Program | Cape May | 8204 | 22.96 | Residential | Behind the Meter | No | Pro Custom Solar dba Momentum Solar | AC Electric |  | Accepted | 2025-07-10 | 2025-07-30 | 2026-07-30 | Solar Panels | Hanwha | q.peak duo blk-g10+410 |  | 0.41 | 12 | 17 | 36 |  | Fixed | Roof
NJADRE1560067015 | Administratively Determined Incentive Program | Cape May | 8204 | 22.96 | Residential | Behind the Meter | No | Pro Custom Solar dba Momentum Solar | AC Electric |  | Accepted | 2025-07-10 | 2025-07-30 | 2026-07-30 | Solar Panels | Hanwha | q.peak duo blk-g10+410 |  | 0.41 | 7 | 107 | 12 |  | Fixed | Roof
NJADRE1560067015 | Administratively Determined Incentive Program | Cape May | 8204 | 22.96 | Residential | Behind the Meter | No | Pro Custom Solar dba Momentum Solar | AC Electric |  | Accepted | 2025-07-10 | 2025-07-30 | 2026-07-30 | Inverters | ENPHASE | IQ8PLUS-72-2-US | 380 |  | 56 |  |  | 0.97 |  | Outdoor
NJADRE1560067015 | Administratively Determined Incentive Program | Cape May | 8204 | 22.96 | Residential | Behind the Meter | No | Pro Custom Solar dba Momentum Solar | AC Electric |  | Accepted | 2025-07-10 | 2025-07-30 | 2026-07-30 | Solar Panels | Hanwha | q.peak duo blk-g10+410 |  | 0.41 | 3 | 107 | 88 |  | Fixed | Roof
NJADRE1560067015 | Administratively Determined Incentive Program | Cape May | 8204 | 22.96 | Residential | Behind the Meter | No | Pro Custom Solar dba Momentum Solar | AC Electric |  | Accepted | 2025-07-10 | 2025-07-30 | 2026-07-30 | Solar Panels | Hanwha | q.peak duo blk-g10+410 |  | 0.41 | 5 | 287 | 30 |  | Fixed | Roof
NJADRE1560067015 | Administratively Determined Incentive Program | Cape May | 8204 | 22.96 | Residential | Behind the Meter | No | Pro Custom Solar dba Momentum Solar | AC Electric |  | Accepted | 2025-07-10 | 2025-07-30 | 2026-07-30 | Solar Panels | Hanwha | q.peak duo blk-g10+410 |  | 0.41 | 17 | 197 | 36 |  | Fixed | Roof
NJADRE1560067015 | Administratively Determined Incentive Program | Cape May | 8204 | 22.96 | Residential | Behind the Meter | No | Pro Custom Solar dba Momentum Solar | AC Electric |  | Accepted | 2025-07-10 | 2025-07-30 | 2026-07-30 | Solar Panels | Hanwha | q.peak duo blk-g10+410 |  | 0.41 | 3 | 287 | 24 |  | Fixed | Roof