NJADRE1560416709 | Administratively Determined Incentive Program | TURNERSVILLE | 8081 | 9.84 | Residential | Behind the Meter | No | Define Solar, LLC | AC Electric |  | Accepted | 2025-08-25 | 2025-09-15 | 2026-09-15 | Inverters | Enphase | IQ8PLUS-72-2-US | 290 |  | 2 |  |  | 0.976 |  | Outside | Under each pv panel
NJADRE1560416709 | Administratively Determined Incentive Program | TURNERSVILLE | 8081 | 9.84 | Residential | Behind the Meter | No | Define Solar, LLC | AC Electric |  | Accepted | 2025-08-25 | 2025-09-15 | 2026-09-15 | Solar Panels | Znshine | ZXM7-SH108 410 |  | 0.41 | 12 | 64 | 33 |  | Fixed | Roof
NJADRE1560416709 | Administratively Determined Incentive Program | TURNERSVILLE | 8081 | 9.84 | Residential | Behind the Meter | No | Define Solar, LLC | AC Electric |  | Accepted | 2025-08-25 | 2025-09-15 | 2026-09-15 | Inverters | Enphase | IQ8PLUS-72-2-US | 290 |  | 6 |  |  | 0.976 |  | Outside | Under each pv panel
NJADRE1560416716 | Administratively Determined Incentive Program | MAYS LANDING | 8330 | 11.62 | Residential | Behind the Meter | Yes | Big Wave Roofing and Solar, LLC | AC Electric |  | Accepted | 2025-08-25 | 2025-09-15 | 2026-09-15 | Solar Panels | Enphase | Q.PEAK DUO BLK ML-G10.C+415w |  | 0.415 | 11 | 127 | 26 |  | Fixed | Roof
NJADRE1560416716 | Administratively Determined Incentive Program | MAYS LANDING | 8330 | 11.62 | Residential | Behind the Meter | Yes | Big Wave Roofing and Solar, LLC | AC Electric |  | Accepted | 2025-08-25 | 2025-09-15 | 2026-09-15 | Inverters | Enphase | IQ8HC-72-M-DOM-US | 380 |  | 28 |  |  | 0.98 |  | Outdoor
NJADRE1560416716 | Administratively Determined Incentive Program | MAYS LANDING | 8330 | 11.62 | Residential | Behind the Meter | Yes | Big Wave Roofing and Solar, LLC | AC Electric |  | Accepted | 2025-08-25 | 2025-09-15 | 2026-09-15 | Solar Panels | Q cells | Q.PEAK DUO BLK ML-G10.C+415w |  | 0.415 | 11 | 307 | 26 |  | Fixed | Roof
NJADRE1560416716 | Administratively Determined Incentive Program | MAYS LANDING | 8330 | 11.62 | Residential | Behind the Meter | Yes | Big Wave Roofing and Solar, LLC | AC Electric |  | Accepted | 2025-08-25 | 2025-09-15 | 2026-09-15 | Solar Panels | Q cells | Q.PEAK DUO BLK ML-G10.C+415w |  | 0.415 | 4 | 307 | 26 |  | Fixed | Roof
NJADRE1560416716 | Administratively Determined Incentive Program | MAYS LANDING | 8330 | 11.62 | Residential | Behind the Meter | Yes | Big Wave Roofing and Solar, LLC | AC Electric |  | Accepted | 2025-08-25 | 2025-09-15 | 2026-09-15 | Solar Panels | Q cells | Q.PEAK DUO BLK ML-G10.C+415w |  | 0.415 | 2 | 217 | 26 |  | Fixed | Roof
NJADRE1560416720 | Administratively Determined Incentive Program | PENNSAUKEN TWP | 8109 | 9.84 | Residential | Behind the Meter | Yes | Sunrun Installation Services, Inc. | PSE&G |  | Accepted | 2025-08-25 | 2025-09-15 | 2026-09-15 | Solar Panels | ELIN ENERGY | ELNSM54M-HC-410 |  | 0.41 | 7 | 172 | 38 |  | Fixed | Roof
NJADRE1560416720 | Administratively Determined Incentive Program | PENNSAUKEN TWP | 8109 | 9.84 | Residential | Behind the Meter | Yes | Sunrun Installation Services, Inc. | PSE&G |  | Accepted | 2025-08-25 | 2025-09-15 | 2026-09-15 | Inverters | SOLAREDGE TECHNOLOGIES | SE10000H-USMN | 10000 |  | 1 |  |  | 0.99 |  | Outdoor
NJADRE1560416720 | Administratively Determined Incentive Program | PENNSAUKEN TWP | 8109 | 9.84 | Residential | Behind the Meter | Yes | Sunrun Installation Services, Inc. | PSE&G |  | Accepted | 2025-08-25 | 2025-09-15 | 2026-09-15 | Solar Panels | ELIN ENERGY | ELNSM54M-HC-410 |  | 0.41 | 6 | 352 | 26 |  | Fixed | Roof
NJADRE1560416720 | Administratively Determined Incentive Program | PENNSAUKEN TWP | 8109 | 9.84 | Residential | Behind the Meter | Yes | Sunrun Installation Services, Inc. | PSE&G |  | Accepted | 2025-08-25 | 2025-09-15 | 2026-09-15 | Solar Panels | ELIN ENERGY | ELNSM54M-HC-410 |  | 0.41 | 3 | 352 | 36 |  | Fixed | Roof
NJADRE1560416720 | Administratively Determined Incentive Program | PENNSAUKEN TWP | 8109 | 9.84 | Residential | Behind the Meter | Yes | Sunrun Installation Services, Inc. | PSE&G |  | Accepted | 2025-08-25 | 2025-09-15 | 2026-09-15 | Solar Panels | ELIN ENERGY | ELNSM54M-HC-410 |  | 0.41 | 8 | 172 | 27 |  | Fixed | Roof
NJADRE1560416729 | Administratively Determined Incentive Program | Edison | 8820 | 15.58 | Residential | Behind the Meter | No | Define Solar, LLC | PSE&G |  | Accepted | 2025-08-25 | 2025-09-15 | 2026-09-15 | Solar Panels | Znshine | ZXM7-SH108 410 |  | 0.41 | 13 | 113 | 24 |  | Fixed | Roof
NJADRE1560416729 | Administratively Determined Incentive Program | Edison | 8820 | 15.58 | Residential | Behind the Meter | No | Define Solar, LLC | PSE&G |  | Accepted | 2025-08-25 | 2025-09-15 | 2026-09-15 | Solar Panels | Znshine | ZXM7-SH108 410 |  | 0.41 | 14 | 293 | 24 |  | Fixed | Roof
NJADRE1560416729 | Administratively Determined Incentive Program | Edison | 8820 | 15.58 | Residential | Behind the Meter | No | Define Solar, LLC | PSE&G |  | Accepted | 2025-08-25 | 2025-09-15 | 2026-09-15 | Inverters | Enphase | IQ8PLUS-72-2-US | 290 |  | 11 |  |  | 0.976 |  | Outside | Under each pv panel
NJADRE1560416729 | Administratively Determined Incentive Program | Edison | 8820 | 15.58 | Residential | Behind the Meter | No | Define Solar, LLC | PSE&G |  | Accepted | 2025-08-25 | 2025-09-15 | 2026-09-15 | Inverters | Enphase | IQ8PLUS-72-2-US | 290 |  | 14 |  |  | 0.976 |  | Outside | Under each pv panel
NJADRE1560416729 | Administratively Determined Incentive Program | Edison | 8820 | 15.58 | Residential | Behind the Meter | No | Define Solar, LLC | PSE&G |  | Accepted | 2025-08-25 | 2025-09-15 | 2026-09-15 | Solar Panels | Znshine | ZXM7-SH108 410 |  | 0.41 | 11 | 203 | 20 |  | Fixed | Roof
NJADRE1560416729 | Administratively Determined Incentive Program | Edison | 8820 | 15.58 | Residential | Behind the Meter | No | Define Solar, LLC | PSE&G |  | Accepted | 2025-08-25 | 2025-09-15 | 2026-09-15 | Inverters | Enphase | IQ8PLUS-72-2-US | 290 |  | 13 |  |  | 0.976 |  | Outside | Under each pv panel
NJADRE1560416730 | Administratively Determined Incentive Program | Keansburg | 7734 | 14.875 | Residential | Behind the Meter | No | Green Sun Energy Services, LLC | JCP&L |  | Accepted | 2025-08-26 | 2025-09-16 | 2026-09-16 | Meters | EnPhase | X-IQ-AM1-240-5C | 10150 |  | 1 |  |  |  | Yes | Outdoor
NJADRE1560416730 | Administratively Determined Incentive Program | Keansburg | 7734 | 14.875 | Residential | Behind the Meter | No | Green Sun Energy Services, LLC | JCP&L |  | Accepted | 2025-08-26 | 2025-09-16 | 2026-09-16 | Solar Panels | Jinko | JKM430 N-54HL4-B |  | 0.425 | 17 | 251 | 25 |  | Fixed | Roof
NJADRE1560416730 | Administratively Determined Incentive Program | Keansburg | 7734 | 14.875 | Residential | Behind the Meter | No | Green Sun Energy Services, LLC | JCP&L |  | Accepted | 2025-08-26 | 2025-09-16 | 2026-09-16 | Inverters | EnPhase | IQ8PLUS-72-M-US | 290 |  | 35 |  |  | 0.97 |  | Outdoor
NJADRE1560416730 | Administratively Determined Incentive Program | Keansburg | 7734 | 14.875 | Residential | Behind the Meter | No | Green Sun Energy Services, LLC | JCP&L |  | Accepted | 2025-08-26 | 2025-09-16 | 2026-09-16 | Solar Panels | Jinko | JKM430 N-54HL4-B |  | 0.425 | 18 | 71 | 25 |  | Fixed | Roof
NJADRE1560416732 | Administratively Determined Incentive Program | JACKSON | 8527 | 11.89 | Residential | Behind the Meter | Yes | Trinity Solar, LLC | JCP&L |  | Accepted | 2025-08-25 | 2025-09-15 | 2026-09-15 | Solar Panels | HANWHA | Q.PEAK DUO BLK ML-G10+ 410 |  | 0.41 | 21 | 231 | 35 |  | Fixed | Roof
NJADRE1560416732 | Administratively Determined Incentive Program | JACKSON | 8527 | 11.89 | Residential | Behind the Meter | Yes | Trinity Solar, LLC | JCP&L |  | Accepted | 2025-08-25 | 2025-09-15 | 2026-09-15 | Solar Panels | HANWHA | Q.PEAK DUO BLK ML-G10+ 410 |  | 0.41 | 8 | 231 | 35 |  | Fixed | Roof
NJADRE1560416732 | Administratively Determined Incentive Program | JACKSON | 8527 | 11.89 | Residential | Behind the Meter | Yes | Trinity Solar, LLC | JCP&L |  | Accepted | 2025-08-25 | 2025-09-15 | 2026-09-15 | Inverters | SOLAREDGE | SE10000H-US | 10000 |  | 1 |  |  | 0.97 |  | Outside
NJADRE1560416743 | Administratively Determined Incentive Program | Tuckerton | 8087 | 5.265 | Residential | Behind the Meter | Yes | Solar Energy World | AC Electric |  | Accepted | 2025-08-25 | 2025-09-15 | 2026-09-15 | Inverters | Enphase | IQ8HC-72-M-DOM-US | 380 |  | 13 |  |  | 0.97 |  | Outside
NJADRE1560416743 | Administratively Determined Incentive Program | Tuckerton | 8087 | 5.265 | Residential | Behind the Meter | Yes | Solar Energy World | AC Electric |  | Accepted | 2025-08-25 | 2025-09-15 | 2026-09-15 | Solar Panels | LONGi | LR5-54HPB-405M |  | 0.405 | 13 | 127 | 22 |  | Fixed | Roof
NJADRE1560416753 | Administratively Determined Incentive Program | ELIZABETH | 7208 | 11.31 | Residential | Behind the Meter | Yes | Skyline Solar, LLC | PSE&G |  | Accepted | 2025-08-25 | 2025-09-15 | 2026-09-15 | Solar Panels | Hanwha | Q. Tron BLK M-G2.H+ |  | 0.435 | 8 | 97 | 13 |  | Fixed | Roof
NJADRE1560416753 | Administratively Determined Incentive Program | ELIZABETH | 7208 | 11.31 | Residential | Behind the Meter | Yes | Skyline Solar, LLC | PSE&G |  | Accepted | 2025-08-25 | 2025-09-15 | 2026-09-15 | Solar Panels | Hanwha | Q. Tron BLK M-G2.H+ |  | 0.435 | 5 | 184 | 20 |  | Fixed | Roof
NJADRE1560416753 | Administratively Determined Incentive Program | ELIZABETH | 7208 | 11.31 | Residential | Behind the Meter | Yes | Skyline Solar, LLC | PSE&G |  | Accepted | 2025-08-25 | 2025-09-15 | 2026-09-15 | Solar Panels | Hanwha | Q. Tron BLK M-G2.H+ |  | 0.435 | 9 | 97 | 37 |  | Fixed | Roof
NJADRE1560416753 | Administratively Determined Incentive Program | ELIZABETH | 7208 | 11.31 | Residential | Behind the Meter | Yes | Skyline Solar, LLC | PSE&G |  | Accepted | 2025-08-25 | 2025-09-15 | 2026-09-15 | Inverters | IQ8HC-72-M-DOM-US | Enphase | 380 |  | 26 |  |  | 0.976 |  | Outside
NJADRE1560416753 | Administratively Determined Incentive Program | ELIZABETH | 7208 | 11.31 | Residential | Behind the Meter | Yes | Skyline Solar, LLC | PSE&G |  | Accepted | 2025-08-25 | 2025-09-15 | 2026-09-15 | Solar Panels | Hanwha | Q. Tron BLK M-G2.H+ |  | 0.435 | 4 | 277 | 20 |  | Fixed | Roof
NJADRE1560416764 | Administratively Determined Incentive Program | WHARTON | 7885 | 12.71 | Residential | Behind the Meter | Yes | Trinity Solar, LLC | JCP&L |  | Accepted | 2025-08-25 | 2025-09-15 | 2026-09-15 | Solar Panels | HANWHA | Q.PEAK DUO BLK ML-G10+ 410 |  | 0.41 | 20 | 38 | 24 |  | Fixed | Roof
NJADRE1560416764 | Administratively Determined Incentive Program | WHARTON | 7885 | 12.71 | Residential | Behind the Meter | Yes | Trinity Solar, LLC | JCP&L |  | Accepted | 2025-08-25 | 2025-09-15 | 2026-09-15 | Inverters | SOLAREDGE | SE10000H-USM | 10000 |  | 1 |  |  | 0.97 |  | Outside
NJADRE1560416764 | Administratively Determined Incentive Program | WHARTON | 7885 | 12.71 | Residential | Behind the Meter | Yes | Trinity Solar, LLC | JCP&L |  | Accepted | 2025-08-25 | 2025-09-15 | 2026-09-15 | Solar Panels | HANWHA | Q.PEAK DUO BLK ML-G10+ 410 |  | 0.41 | 11 | 218 | 27 |  | Fixed | Roof
NJADRE1560416774 | Administratively Determined Incentive Program | WHARTON | 7885 | 6.64 | Residential | Behind the Meter | Yes | SunnyMac, LLC | JCP&L |  | Accepted | 2025-08-25 | 2025-09-15 | 2026-09-15 | Inverters | SOLAREDGE ENERGY HUB | SE5700H-US | 5760 |  | 1 |  |  | 0.99 |  | Outdoor | next to meter
NJADRE1560416774 | Administratively Determined Incentive Program | WHARTON | 7885 | 6.64 | Residential | Behind the Meter | Yes | SunnyMac, LLC | JCP&L |  | Accepted | 2025-08-25 | 2025-09-15 | 2026-09-15 | Solar Panels | HANWHA | Q.TRON BLK M-G2+ 415 |  | 0.415 | 16 | 206 | 22 |  | Fixed | Roof
NJADRE1560416776 | Administratively Determined Incentive Program | MONTGOMERY TWP | 8502 | 19.14 | Residential | Behind the Meter | No | Over the Top Solar Solutions, LLC | PSE&G |  | Accepted | 2025-08-25 | 2025-09-15 | 2026-09-15 | Inverters | ENPHASE | IQ8A-72-2-US | 349 |  | 44 |  |  | 0.977 |  | Outside
NJADRE1560416776 | Administratively Determined Incentive Program | MONTGOMERY TWP | 8502 | 19.14 | Residential | Behind the Meter | No | Over the Top Solar Solutions, LLC | PSE&G |  | Accepted | 2025-08-25 | 2025-09-15 | 2026-09-15 | Solar Panels | HANWHA QCELLS | SOLAR Q TRON BLK M-G2+ |  | 0.435 | 16 | 130 | 40 |  | Fixed | Roof
NJADRE1560416776 | Administratively Determined Incentive Program | MONTGOMERY TWP | 8502 | 19.14 | Residential | Behind the Meter | No | Over the Top Solar Solutions, LLC | PSE&G |  | Accepted | 2025-08-25 | 2025-09-15 | 2026-09-15 | Solar Panels | HANWHA QCELLS | SOLAR Q TRON BLK M-G2+ |  | 0.435 | 7 | 220 | 40 |  | Fixed | Roof
NJADRE1560416776 | Administratively Determined Incentive Program | MONTGOMERY TWP | 8502 | 19.14 | Residential | Behind the Meter | No | Over the Top Solar Solutions, LLC | PSE&G |  | Accepted | 2025-08-25 | 2025-09-15 | 2026-09-15 | Solar Panels | HANWHA QCELLS | SOLAR Q TRON BLK M-G2+ |  | 0.435 | 3 | 130 | 40 |  | Fixed | Roof
NJADRE1560416776 | Administratively Determined Incentive Program | MONTGOMERY TWP | 8502 | 19.14 | Residential | Behind the Meter | No | Over the Top Solar Solutions, LLC | PSE&G |  | Accepted | 2025-08-25 | 2025-09-15 | 2026-09-15 | Solar Panels | HANWHA QCELLS | SOLAR Q TRON BLK M-G2+ |  | 0.435 | 18 | 220 | 40 |  | Fixed | Roof
NJADRE1560416781 | Administratively Determined Incentive Program | EATONTOWN | 7724 | 7.92 | Residential | Behind the Meter | No | Sea Bright Solar, LLC | JCP&L |  | Accepted | 2025-08-25 | 2025-09-15 | 2026-09-15 | Solar Panels | SunPower | SPR-X22-360 |  | 0.36 | 22 | 137 | 26 |  | Fixed | Roof
NJADRE1560416781 | Administratively Determined Incentive Program | EATONTOWN | 7724 | 7.92 | Residential | Behind the Meter | No | Sea Bright Solar, LLC | JCP&L |  | Accepted | 2025-08-25 | 2025-09-15 | 2026-09-15 | Inverters | Enphase | IQ7XS-96-ACM-US | 315 |  | 22 |  |  | 0.97 |  | Outdoor
NJADRE1560416789 | Administratively Determined Incentive Program | WILLINGBORO | 8046 | 10.875 | Residential | Behind the Meter | Yes | SunnyMac, LLC | PSE&G |  | Accepted | 2025-08-25 | 2025-09-15 | 2026-09-15 | Solar Panels | HANWHA | Q.TRON BLK M-G2.H+ |  | 0.435 | 23 | 147 | 40 |  | Fixed | Roof
NJADRE1560416789 | Administratively Determined Incentive Program | WILLINGBORO | 8046 | 10.875 | Residential | Behind the Meter | Yes | SunnyMac, LLC | PSE&G |  | Accepted | 2025-08-25 | 2025-09-15 | 2026-09-15 | Solar Panels | HANWHA | Q.TRON BLK M-G2.H+ |  | 0.435 | 2 | 147 | 27 |  | Fixed | Roof
NJADRE1560416789 | Administratively Determined Incentive Program | WILLINGBORO | 8046 | 10.875 | Residential | Behind the Meter | Yes | SunnyMac, LLC | PSE&G |  | Accepted | 2025-08-25 | 2025-09-15 | 2026-09-15 | Inverters | SOLAREDGE HOME HUB | SE10000H-US | 10000 |  | 1 |  |  | 0.99 |  | Outdoor | next to meter
NJADRE1560416798 | Administratively Determined Incentive Program | Clifton City | 7011 | 12.15 | Residential | Behind the Meter | Yes | Sunrun Installation Services, Inc. | PSE&G |  | Accepted | 2025-08-25 | 2025-09-15 | 2026-09-15 | Solar Panels | JA Solar | JAM54S31-405/MR |  | 0.405 | 8 | 39 | 8 |  | Fixed | Roof
NJADRE1560416798 | Administratively Determined Incentive Program | Clifton City | 7011 | 12.15 | Residential | Behind the Meter | Yes | Sunrun Installation Services, Inc. | PSE&G |  | Accepted | 2025-08-25 | 2025-09-15 | 2026-09-15 | Solar Panels | JA Solar | JAM54S31-405/MR |  | 0.405 | 6 | 39 | 18 |  | Fixed | Roof
NJADRE1560416798 | Administratively Determined Incentive Program | Clifton City | 7011 | 12.15 | Residential | Behind the Meter | Yes | Sunrun Installation Services, Inc. | PSE&G |  | Accepted | 2025-08-25 | 2025-09-15 | 2026-09-15 | Solar Panels | JA Solar | JAM54S31-405/MR |  | 0.405 | 6 | 219 | 18 |  | Fixed | Roof
NJADRE1560416798 | Administratively Determined Incentive Program | Clifton City | 7011 | 12.15 | Residential | Behind the Meter | Yes | Sunrun Installation Services, Inc. | PSE&G |  | Accepted | 2025-08-25 | 2025-09-15 | 2026-09-15 | Inverters | SE10000H-USMN | SE10000H-USMN | 10000 |  | 1 |  |  | 0.99 |  | Outdoor
NJADRE1560416798 | Administratively Determined Incentive Program | Clifton City | 7011 | 12.15 | Residential | Behind the Meter | Yes | Sunrun Installation Services, Inc. | PSE&G |  | Accepted | 2025-08-25 | 2025-09-15 | 2026-09-15 | Solar Panels | JA Solar | JAM54S31-405/MR |  | 0.405 | 10 | 219 | 39 |  | Fixed | Roof
NJADRE1560416799 | Administratively Determined Incentive Program | Marlton | 8053 | 10.53 | Residential | Behind the Meter | No | Solar Energy World | PSE&G |  | Accepted | 2025-08-25 | 2025-09-15 | 2026-09-15 | Solar Panels | LONGi | LR5-54HPB-405M |  | 0.405 | 7 | 274 | 27 |  | Fixed | Roof
NJADRE1560416799 | Administratively Determined Incentive Program | Marlton | 8053 | 10.53 | Residential | Behind the Meter | No | Solar Energy World | PSE&G |  | Accepted | 2025-08-25 | 2025-09-15 | 2026-09-15 | Inverters | Enphase | IQ8+-72-M-US | 290 |  | 26 |  |  | 0.97 |  | Outside
NJADRE1560416799 | Administratively Determined Incentive Program | Marlton | 8053 | 10.53 | Residential | Behind the Meter | No | Solar Energy World | PSE&G |  | Accepted | 2025-08-25 | 2025-09-15 | 2026-09-15 | Solar Panels | LONGi | LR5-54HPB-405M |  | 0.405 | 19 | 94 | 26 |  | Fixed | Roof
NJADRE1560416806 | Administratively Determined Incentive Program | SICKLERVILLE | 8081 | 43.29 | Non Profit | Behind the Meter | No | Sunwise Energy, LLC | AC Electric |  | Accepted | 2025-08-25 | 2025-09-17 | 2026-09-17 | Solar Panels | SEG SOLAR YUKON | SEG585-BTD-BG |  | 0.585 | 15 | 219 | 22 |  | Fixed | Roof
NJADRE1560416806 | Administratively Determined Incentive Program | SICKLERVILLE | 8081 | 43.29 | Non Profit | Behind the Meter | No | Sunwise Energy, LLC | AC Electric |  | Accepted | 2025-08-25 | 2025-09-17 | 2026-09-17 | Solar Panels | SEG SOLAR YUKON | SEG585-BTD-BG |  | 0.585 | 52 | 129 | 24 |  | Fixed | Roof
NJADRE1560416806 | Administratively Determined Incentive Program | SICKLERVILLE | 8081 | 43.29 | Non Profit | Behind the Meter | No | Sunwise Energy, LLC | AC Electric |  | Accepted | 2025-08-25 | 2025-09-17 | 2026-09-17 | Inverters | SOLAREDGE TECHNOLOGY | SE17.3KUS | 17300 |  | 2 |  |  | 0.975 |  | Outside
NJADRE1560416806 | Administratively Determined Incentive Program | SICKLERVILLE | 8081 | 43.29 | Non Profit | Behind the Meter | No | Sunwise Energy, LLC | AC Electric |  | Accepted | 2025-08-25 | 2025-09-17 | 2026-09-17 | Solar Panels | SEG SOLAR YUKON | SEG585-BTD-BG |  | 0.585 | 7 | 219 | 22 |  | Fixed | Roof
NJADRE1560416846 | Administratively Determined Incentive Program | Mays Landing | 8330 | 19.78 | Residential | Behind the Meter | No | Integrity Solar & Home Solutions, LLC | AC Electric |  | Accepted | 2025-08-25 | 2025-09-15 | 2026-09-15 | Solar Panels | JINKO | JKM430N-54HL4-B |  | 0.43 | 6 | 282 | 30 |  | Fixed | Roof
NJADRE1560416846 | Administratively Determined Incentive Program | Mays Landing | 8330 | 19.78 | Residential | Behind the Meter | No | Integrity Solar & Home Solutions, LLC | AC Electric |  | Accepted | 2025-08-25 | 2025-09-15 | 2026-09-15 | Solar Panels | JINKO | JKM430N-54HL4-B |  | 0.43 | 8 | 102 | 30 |  | Fixed | Roof
NJADRE1560416846 | Administratively Determined Incentive Program | Mays Landing | 8330 | 19.78 | Residential | Behind the Meter | No | Integrity Solar & Home Solutions, LLC | AC Electric |  | Accepted | 2025-08-25 | 2025-09-15 | 2026-09-15 | Inverters | ENPHASE | IQ8+ | 290 |  | 46 |  |  | 0.98 |  | Other | UNDER EACH PANEL
NJADRE1560416846 | Administratively Determined Incentive Program | Mays Landing | 8330 | 19.78 | Residential | Behind the Meter | No | Integrity Solar & Home Solutions, LLC | AC Electric |  | Accepted | 2025-08-25 | 2025-09-15 | 2026-09-15 | Solar Panels | JINKO | JKM430N-54HL4-B |  | 0.43 | 17 | 282 | 30 |  | Fixed | Roof
NJADRE1560416846 | Administratively Determined Incentive Program | Mays Landing | 8330 | 19.78 | Residential | Behind the Meter | No | Integrity Solar & Home Solutions, LLC | AC Electric |  | Accepted | 2025-08-25 | 2025-09-15 | 2026-09-15 | Solar Panels | JINKO | JKM430N-54HL4-B |  | 0.43 | 8 | 12 | 45 |  | Fixed | Roof
NJADRE1560416846 | Administratively Determined Incentive Program | Mays Landing | 8330 | 19.78 | Residential | Behind the Meter | No | Integrity Solar & Home Solutions, LLC | AC Electric |  | Accepted | 2025-08-25 | 2025-09-15 | 2026-09-15 | Solar Panels | JINKO | JKM430N-54HL4-B |  | 0.43 | 4 | 102 | 30 |  | Fixed | Roof
NJADRE1560416846 | Administratively Determined Incentive Program | Mays Landing | 8330 | 19.78 | Residential | Behind the Meter | No | Integrity Solar & Home Solutions, LLC | AC Electric |  | Accepted | 2025-08-25 | 2025-09-15 | 2026-09-15 | Solar Panels | JINKO | JKM430N-54HL4-B |  | 0.43 | 3 | 102 | 30 |  | Fixed | Roof
NJADRE1560417152 | Administratively Determined Incentive Program | PISCATAWAY | 8854 | 5.16 | Residential | Behind the Meter | No | Green Sun Energy Services, LLC | PSE&G |  | Accepted | 2025-09-04 | 2025-09-29 | 2026-09-29 | Inverters | EnPhase | IQ8X-80-M-US | 290 |  | 12 |  |  | 0.97 |  | Outdoor
NJADRE1560417152 | Administratively Determined Incentive Program | PISCATAWAY | 8854 | 5.16 | Residential | Behind the Meter | No | Green Sun Energy Services, LLC | PSE&G |  | Accepted | 2025-09-04 | 2025-09-29 | 2026-09-29 | Meters | EnPhase | X-IQ-AM1-240-5C | 5160 |  | 1 |  |  |  | Yes | Outdoor
NJADRE1560417152 | Administratively Determined Incentive Program | PISCATAWAY | 8854 | 5.16 | Residential | Behind the Meter | No | Green Sun Energy Services, LLC | PSE&G |  | Accepted | 2025-09-04 | 2025-09-29 | 2026-09-29 | Solar Panels | Jinko | JKM430N-54HL4R-B |  | 0.43 | 12 | 230 | 20 |  | Fixed | Roof
NJADRE1560417232 | Administratively Determined Incentive Program | Maplewood | 7040 | 8.61 | Residential | Behind the Meter | Yes | Trinity Solar, LLC | PSE&G |  | Accepted | 2025-08-25 | 2025-09-17 | 2026-09-17 | Solar Panels | HANWHA 410 (Q.PEAK DUO BLK ML-G10+ 410) | HANWHA 410 (Q.PEAK DUO BLK ML-G10+ 410) |  | 0.41 | 6 | 320 | 25 |  | Fixed | Roof
NJADRE1560417232 | Administratively Determined Incentive Program | Maplewood | 7040 | 8.61 | Residential | Behind the Meter | Yes | Trinity Solar, LLC | PSE&G |  | Accepted | 2025-08-25 | 2025-09-17 | 2026-09-17 | Solar Panels | HANWHA 410 (Q.PEAK DUO BLK ML-G10+ 410) | HANWHA 410 (Q.PEAK DUO BLK ML-G10+ 410) |  | 0.41 | 7 | 140 | 25 |  | Fixed | Roof
NJADRE1560417232 | Administratively Determined Incentive Program | Maplewood | 7040 | 8.61 | Residential | Behind the Meter | Yes | Trinity Solar, LLC | PSE&G |  | Accepted | 2025-08-25 | 2025-09-17 | 2026-09-17 | Inverters | SOLAREDGE | SE7600H-US | 7600 |  | 1 |  |  | 0.97 |  | Outside
NJADRE1560417232 | Administratively Determined Incentive Program | Maplewood | 7040 | 8.61 | Residential | Behind the Meter | Yes | Trinity Solar, LLC | PSE&G |  | Accepted | 2025-08-25 | 2025-09-17 | 2026-09-17 | Solar Panels | HANWHA 410 (Q.PEAK DUO BLK ML-G10+ 410) | HANWHA 410 (Q.PEAK DUO BLK ML-G10+ 410) |  | 0.41 | 8 | 140 | 33 |  | Fixed | Roof
NJADRE1560417238 | Administratively Determined Incentive Program | PLAINFIELD | 7063 | 4.35 | Residential | Behind the Meter | Yes | Skyline Solar, LLC | PSE&G |  | Accepted | 2025-08-25 | 2025-09-23 | 2026-09-23 | Inverters | Enphase | IQ8HC-72-M-DOM-US | 380 |  | 10 |  |  | 0.976 |  | Outside
NJADRE1560417238 | Administratively Determined Incentive Program | PLAINFIELD | 7063 | 4.35 | Residential | Behind the Meter | Yes | Skyline Solar, LLC | PSE&G |  | Accepted | 2025-08-25 | 2025-09-23 | 2026-09-23 | Solar Panels | Hanwha | Q. Tron BLK M-G2.H+ |  | 0.435 | 10 | 129 | 41 |  | Fixed | Roof
NJADRE1560417298 | Administratively Determined Incentive Program | EAST BRUNSWICK | 8816 | 15.58 | Residential | Behind the Meter | Yes | Sunrun Installation Services, Inc. | PSE&G |  | Accepted | 2025-08-25 | 2025-09-15 | 2026-09-15 | Solar Panels | Elin Energy (Sirius PV) | ELNSM54M-HC-410 |  | 0.41 | 21 | 200 | 13 |  | Fixed | Roof
NJADRE1560417298 | Administratively Determined Incentive Program | EAST BRUNSWICK | 8816 | 15.58 | Residential | Behind the Meter | Yes | Sunrun Installation Services, Inc. | PSE&G |  | Accepted | 2025-08-25 | 2025-09-15 | 2026-09-15 | Inverters | SolarEdge Technologies | SE5700H-USMN | 5760 |  | 2 |  |  | 0.99 |  | Outdoor
NJADRE1560417298 | Administratively Determined Incentive Program | EAST BRUNSWICK | 8816 | 15.58 | Residential | Behind the Meter | Yes | Sunrun Installation Services, Inc. | PSE&G |  | Accepted | 2025-08-25 | 2025-09-15 | 2026-09-15 | Solar Panels | Elin Energy (Sirius PV) | ELNSM54M-HC-410 |  | 0.41 | 17 | 200 | 15 |  | Fixed | Roof
NJADRE1560417320 | Administratively Determined Incentive Program | CINNAMINSON TWP | 8077 | 8.58 | Residential | Behind the Meter | Yes | Sunrun Installation Services, Inc. | PSE&G |  | Accepted | 2025-08-25 | 2025-09-15 | 2026-09-15 | Solar Panels | Trina Solar | TSM-390DE09C.07 |  | 0.39 | 3 | 230 | 20 |  | Fixed | Roof
NJADRE1560417320 | Administratively Determined Incentive Program | CINNAMINSON TWP | 8077 | 8.58 | Residential | Behind the Meter | Yes | Sunrun Installation Services, Inc. | PSE&G |  | Accepted | 2025-08-25 | 2025-09-15 | 2026-09-15 | Inverters | SolarEdge Technologies | SE7600H-USMN | 7600 |  | 1 |  |  | 0.99 |  | Outdoor
NJADRE1560417320 | Administratively Determined Incentive Program | CINNAMINSON TWP | 8077 | 8.58 | Residential | Behind the Meter | Yes | Sunrun Installation Services, Inc. | PSE&G |  | Accepted | 2025-08-25 | 2025-09-15 | 2026-09-15 | Solar Panels | Trina Solar | TSM-390DE09C.07 |  | 0.39 | 8 | 140 | 36 |  | Fixed | Roof
NJADRE1560417320 | Administratively Determined Incentive Program | CINNAMINSON TWP | 8077 | 8.58 | Residential | Behind the Meter | Yes | Sunrun Installation Services, Inc. | PSE&G |  | Accepted | 2025-08-25 | 2025-09-15 | 2026-09-15 | Solar Panels | Trina Solar | TSM-390DE09C.07 |  | 0.39 | 11 | 230 | 20 |  | Fixed | Roof
NJADRE1560417335 | Administratively Determined Incentive Program | LODI | 7644 | 9.43 | Residential | Behind the Meter | Yes | Trinity Solar, LLC | PSE&G |  | Accepted | 2025-08-25 | 2025-09-23 | 2026-09-23 | Inverters | Solar Edge | USE7600H-US | 7600 |  | 1 |  |  | 0.97 |  | Outside
NJADRE1560417335 | Administratively Determined Incentive Program | LODI | 7644 | 9.43 | Residential | Behind the Meter | Yes | Trinity Solar, LLC | PSE&G |  | Accepted | 2025-08-25 | 2025-09-23 | 2026-09-23 | Solar Panels | Hanwha | Q.PEAK DUO BLK ML-G10.C+ 410 |  | 0.41 | 17 | 217 | 24 |  | Fixed | Roof
NJADRE1560417335 | Administratively Determined Incentive Program | LODI | 7644 | 9.43 | Residential | Behind the Meter | Yes | Trinity Solar, LLC | PSE&G |  | Accepted | 2025-08-25 | 2025-09-23 | 2026-09-23 | Solar Panels | Hanwha | Q.PEAK DUO BLK ML-G10.C+ 410 |  | 0.41 | 3 | 127 | 27 |  | Fixed | Roof
NJADRE1560417335 | Administratively Determined Incentive Program | LODI | 7644 | 9.43 | Residential | Behind the Meter | Yes | Trinity Solar, LLC | PSE&G |  | Accepted | 2025-08-25 | 2025-09-23 | 2026-09-23 | Solar Panels | Hanwha | Q.PEAK DUO BLK ML-G10.C+ 410 |  | 0.41 | 3 | 307 | 28 |  | Fixed | Roof
NJADRE1560417356 | Administratively Determined Incentive Program | UNION TWP UNI | 7083 | 4.92 | Residential | Behind the Meter | Yes | Sunrun Installation Services, Inc. | PSE&G |  | Accepted | 2025-08-25 | 2025-09-17 | 2026-09-17 | Inverters | SOLAREDGE TECHNOLOGIES | SE3800H-USMN | 3800 |  | 1 |  |  | 0.99 |  | Outdoor
NJADRE1560417356 | Administratively Determined Incentive Program | UNION TWP UNI | 7083 | 4.92 | Residential | Behind the Meter | Yes | Sunrun Installation Services, Inc. | PSE&G |  | Accepted | 2025-08-25 | 2025-09-17 | 2026-09-17 | Solar Panels | ELIN ENERGY | ELNSM54M-HC-410 |  | 0.41 | 12 | 320 | 34 |  | Fixed | Roof
NJADRE1560417378 | Administratively Determined Incentive Program | Denville | 7834 | 8.61 | Residential | Behind the Meter | Yes | Sunrun Installation Services, Inc. | JCP&L |  | Accepted | 2025-08-25 | 2025-09-15 | 2026-09-15 | Solar Panels | ELIN ENERGY | ELNSM54M-HC-410 |  | 0.41 | 3 | 127 | 18 |  | Fixed | Roof
NJADRE1560417378 | Administratively Determined Incentive Program | Denville | 7834 | 8.61 | Residential | Behind the Meter | Yes | Sunrun Installation Services, Inc. | JCP&L |  | Accepted | 2025-08-25 | 2025-09-15 | 2026-09-15 | Inverters | SOLAREDGE TECHNOLOGIES | SE5700H-USMN | 5760 |  | 1 |  |  | 0.99 |  | Outdoor
NJADRE1560417378 | Administratively Determined Incentive Program | Denville | 7834 | 8.61 | Residential | Behind the Meter | Yes | Sunrun Installation Services, Inc. | JCP&L |  | Accepted | 2025-08-25 | 2025-09-15 | 2026-09-15 | Solar Panels | ELIN ENERGY | ELNSM54M-HC-410 |  | 0.41 | 8 | 37 | 18 |  | Fixed | Roof
NJADRE1560417378 | Administratively Determined Incentive Program | Denville | 7834 | 8.61 | Residential | Behind the Meter | Yes | Sunrun Installation Services, Inc. | JCP&L |  | Accepted | 2025-08-25 | 2025-09-15 | 2026-09-15 | Solar Panels | ELIN ENERGY | ELNSM54M-HC-410 |  | 0.41 | 10 | 217 | 18 |  | Fixed | Roof
NJADRE1560417379 | Administratively Determined Incentive Program | East Brunswick | 8816 | 7.79 | Residential | Behind the Meter | Yes | Trinity Solar, LLC | PSE&G |  | Accepted | 2025-08-25 | 2025-09-15 | 2026-09-15 | Solar Panels | Hanwha | Q.PEAK DUO BLK ML-G10.C+ 410 |  | 0.41 | 8 | 201 | 22 |  | Fixed | Roof
NJADRE1560417379 | Administratively Determined Incentive Program | East Brunswick | 8816 | 7.79 | Residential | Behind the Meter | Yes | Trinity Solar, LLC | PSE&G |  | Accepted | 2025-08-25 | 2025-09-15 | 2026-09-15 | Solar Panels | HANWHA | Q.PEAK DUO BLK ML-G10.C+ 410 |  | 0.41 | 11 | 111 | 22 |  | Fixed | Roof
NJADRE1560417379 | Administratively Determined Incentive Program | East Brunswick | 8816 | 7.79 | Residential | Behind the Meter | Yes | Trinity Solar, LLC | PSE&G |  | Accepted | 2025-08-25 | 2025-09-15 | 2026-09-15 | Inverters | Solar Edge | USE7600H-US | 7600 |  | 1 |  |  | 0.97 |  | Outside
NJADRE1560417410 | Administratively Determined Incentive Program | Tuckerton | 8087 | 3.28 | Residential | Behind the Meter | Yes | Sunrun Installation Services, Inc. | AC Electric |  | Accepted | 2025-08-25 | 2025-09-15 | 2026-09-15 | Inverters | SOLAREDGE TECHNOLOGIES | SE3800H-USMN | 3800 |  | 1 |  |  | 0.99 |  | Outdoor
NJADRE1560417410 | Administratively Determined Incentive Program | Tuckerton | 8087 | 3.28 | Residential | Behind the Meter | Yes | Sunrun Installation Services, Inc. | AC Electric |  | Accepted | 2025-08-25 | 2025-09-15 | 2026-09-15 | Solar Panels | ELIN ENERGY | ELNSM54M-HC-410 |  | 0.41 | 8 | 148 | 18 |  | Fixed | Roof
NJADRE1560417417 | Administratively Determined Incentive Program | Annandale | 8801 | 17.16 | Residential | Behind the Meter | No | Supreme Solar Services, LLC | JCP&L |  | Accepted | 2025-08-25 | 2025-09-15 | 2026-09-15 | Solar Panels | Phono Star | PS440M8GFH-18/VNHB |  | 0.44 | 10 | 260 | 30 |  | Fixed | Roof
NJADRE1560417417 | Administratively Determined Incentive Program | Annandale | 8801 | 17.16 | Residential | Behind the Meter | No | Supreme Solar Services, LLC | JCP&L |  | Accepted | 2025-08-25 | 2025-09-15 | 2026-09-15 | Solar Panels | Phono Star | PS440M8GFH-18/VNHB |  | 0.44 | 2 | 80 | 30 |  | Fixed | Roof
NJADRE1560417417 | Administratively Determined Incentive Program | Annandale | 8801 | 17.16 | Residential | Behind the Meter | No | Supreme Solar Services, LLC | JCP&L |  | Accepted | 2025-08-25 | 2025-09-15 | 2026-09-15 | Solar Panels | Phono Star | PS440M8GFH-18/VNHB |  | 0.44 | 21 | 260 | 30 |  | Fixed | Roof
NJADRE1560417417 | Administratively Determined Incentive Program | Annandale | 8801 | 17.16 | Residential | Behind the Meter | No | Supreme Solar Services, LLC | JCP&L |  | Accepted | 2025-08-25 | 2025-09-15 | 2026-09-15 | Electric Storage Battery | Enphase | IQBATTERY-10C-1P-NA |  |  | 3 |  |  |  | Lithium Ion |  | Outside
NJADRE1560417417 | Administratively Determined Incentive Program | Annandale | 8801 | 17.16 | Residential | Behind the Meter | No | Supreme Solar Services, LLC | JCP&L |  | Accepted | 2025-08-25 | 2025-09-15 | 2026-09-15 | Inverters | Enphase | IQ8AC's | 349 |  | 39 |  |  | 0 |  | Outdoor
NJADRE1560417417 | Administratively Determined Incentive Program | Annandale | 8801 | 17.16 | Residential | Behind the Meter | No | Supreme Solar Services, LLC | JCP&L |  | Accepted | 2025-08-25 | 2025-09-15 | 2026-09-15 | Solar Panels | Phono Star | PS440M8GFH-18/VNHB |  | 0.44 | 6 | 80 | 30 |  | Fixed | Roof
NJADRE1560417418 | Administratively Determined Incentive Program | Cinnaminson | 8077 | 5.33 | Residential | Behind the Meter | Yes | Trinity Solar, LLC | PSE&G |  | Accepted | 2025-08-25 | 2025-09-15 | 2026-09-15 | Solar Panels | Hanwha | Q.PEAK DUO BLK ML-G10.C+ 410 |  | 0.41 | 13 | 143 | 31 |  | Fixed | Roof
NJADRE1560417418 | Administratively Determined Incentive Program | Cinnaminson | 8077 | 5.33 | Residential | Behind the Meter | Yes | Trinity Solar, LLC | PSE&G |  | Accepted | 2025-08-25 | 2025-09-15 | 2026-09-15 | Inverters | Solar Edge | USE5700H-US | 5760 |  | 1 |  |  | 0.97 |  | Outside
NJADRE1560417439 | Administratively Determined Incentive Program | Old Bridge | 8857 | 9.43 | Residential | Behind the Meter | Yes | Trinity Solar, LLC | JCP&L |  | Accepted | 2025-08-25 | 2025-09-15 | 2026-09-15 | Solar Panels | Hanwha | Q.PEAK DUO BLK ML-G10.C+ 410 |  | 0.41 | 10 | 139 | 34 |  | Fixed | Roof
NJADRE1560417439 | Administratively Determined Incentive Program | Old Bridge | 8857 | 9.43 | Residential | Behind the Meter | Yes | Trinity Solar, LLC | JCP&L |  | Accepted | 2025-08-25 | 2025-09-15 | 2026-09-15 | Solar Panels | Hanwha | Q.PEAK DUO BLK ML-G10.C+ 410 |  | 0.41 | 13 | 139 | 34 |  | Fixed | Roof
NJADRE1560417439 | Administratively Determined Incentive Program | Old Bridge | 8857 | 9.43 | Residential | Behind the Meter | Yes | Trinity Solar, LLC | JCP&L |  | Accepted | 2025-08-25 | 2025-09-15 | 2026-09-15 | Inverters | Solar Edge | USE7600H-US | 7600 |  | 1 |  |  | 0.97 |  | Outside
NJADRE1560417452 | Administratively Determined Incentive Program | Dover | 7801 | 9.02 | Residential | Behind the Meter | Yes | Trinity Solar, LLC | JCP&L |  | Accepted | 2025-08-25 | 2025-09-15 | 2026-09-15 | Solar Panels | Hanwha | Q.PEAK DUO BLK ML-G10.C+ 410 |  | 0.41 | 9 | 282 | 33 |  | Fixed | Roof
NJADRE1560417452 | Administratively Determined Incentive Program | Dover | 7801 | 9.02 | Residential | Behind the Meter | Yes | Trinity Solar, LLC | JCP&L |  | Accepted | 2025-08-25 | 2025-09-15 | 2026-09-15 | Inverters | Solar Edge | USE7600H-US | 7600 |  | 1 |  |  | 0.97 |  | Outside
NJADRE1560417452 | Administratively Determined Incentive Program | Dover | 7801 | 9.02 | Residential | Behind the Meter | Yes | Trinity Solar, LLC | JCP&L |  | Accepted | 2025-08-25 | 2025-09-15 | 2026-09-15 | Solar Panels | Hanwha | Q.PEAK DUO BLK ML-G10.C+ 410 |  | 0.41 | 8 | 102 | 33 |  | Fixed | Roof
NJADRE1560417452 | Administratively Determined Incentive Program | Dover | 7801 | 9.02 | Residential | Behind the Meter | Yes | Trinity Solar, LLC | JCP&L |  | Accepted | 2025-08-25 | 2025-09-15 | 2026-09-15 | Solar Panels | Hanwha | Q.PEAK DUO BLK ML-G10.C+ 410 |  | 0.41 | 5 | 192 | 41 |  | Fixed | Roof
NJADRE1560418200 | Administratively Determined Incentive Program | Forked River | 8731 | 14.08 | Residential | Behind the Meter | No | Supreme Solar Services, LLC | JCP&L |  | Accepted | 2025-08-25 | 2025-09-15 | 2026-09-15 | Solar Panels | Phono Star | PS440M8GFH-18/VNHB |  | 0.44 | 3 | 100 | 35 |  | Fixed | Roof
NJADRE1560418200 | Administratively Determined Incentive Program | Forked River | 8731 | 14.08 | Residential | Behind the Meter | No | Supreme Solar Services, LLC | JCP&L |  | Accepted | 2025-08-25 | 2025-09-15 | 2026-09-15 | Solar Panels | Phono Star | PS440M8GFH-18/VNHB |  | 0.44 | 12 | 280 | 35 |  | Fixed | Roof
NJADRE1560418200 | Administratively Determined Incentive Program | Forked River | 8731 | 14.08 | Residential | Behind the Meter | No | Supreme Solar Services, LLC | JCP&L |  | Accepted | 2025-08-25 | 2025-09-15 | 2026-09-15 | Solar Panels | Phono Star | PS440M8GFH-18/VNHB |  | 0.44 | 9 | 190 | 35 |  | Fixed | Roof
NJADRE1560418200 | Administratively Determined Incentive Program | Forked River | 8731 | 14.08 | Residential | Behind the Meter | No | Supreme Solar Services, LLC | JCP&L |  | Accepted | 2025-08-25 | 2025-09-15 | 2026-09-15 | Inverters | Enphase | IQ8AC's | 349 |  | 32 |  |  | 0.985 |  | Outside
NJADRE1560418200 | Administratively Determined Incentive Program | Forked River | 8731 | 14.08 | Residential | Behind the Meter | No | Supreme Solar Services, LLC | JCP&L |  | Accepted | 2025-08-25 | 2025-09-15 | 2026-09-15 | Solar Panels | Phono Star | PS440M8GFH-18/VNHB |  | 0.44 | 8 | 100 | 35 |  | Fixed | Roof
NJADRE1560418203 | Administratively Determined Incentive Program | Deptford | 8096 | 17.29 | Residential | Behind the Meter | No | Kaitanna Solar, LLC | PSE&G |  | Accepted | 2025-08-25 | 2025-09-16 | 2026-09-16 | Solar Panels | Canadian Solar | CS6.1-54TM-455H |  | 0.455 | 15 | 63 | 27 |  | Fixed | Roof
NJADRE1560418203 | Administratively Determined Incentive Program | Deptford | 8096 | 17.29 | Residential | Behind the Meter | No | Kaitanna Solar, LLC | PSE&G |  | Accepted | 2025-08-25 | 2025-09-16 | 2026-09-16 | Solar Panels | Canadian Solar | CS6.1-54TM-455H |  | 0.455 | 23 | 243 | 27 |  | Fixed | Roof
NJADRE1560418203 | Administratively Determined Incentive Program | Deptford | 8096 | 17.29 | Residential | Behind the Meter | No | Kaitanna Solar, LLC | PSE&G |  | Accepted | 2025-08-25 | 2025-09-16 | 2026-09-16 | Inverters | Enphase | IQ8M-72-2-US | 325 |  | 38 |  |  | 0.978 |  | Outdoor | Under module
NJADRE1560418203 | Administratively Determined Incentive Program | Deptford | 8096 | 17.29 | Residential | Behind the Meter | No | Kaitanna Solar, LLC | PSE&G |  | Accepted | 2025-08-25 | 2025-09-16 | 2026-09-16 | Meters | Enphase | Envoy |  |  | 1 |  |  |  | Yes | Outdoor
NJADRE1560418233 | Administratively Determined Incentive Program | Mount Laurel Twp | 8054 | 14.56 | Residential | Behind the Meter | No | Kaitanna Solar, LLC | PSE&G |  | Accepted | 2025-08-25 | 2025-09-16 | 2026-09-16 | Solar Panels | Canadian Solar | CS6.1-54TM-455H |  | 0.455 | 12 | 227 | 27 |  | Fixed | Roof
NJADRE1560418233 | Administratively Determined Incentive Program | Mount Laurel Twp | 8054 | 14.56 | Residential | Behind the Meter | No | Kaitanna Solar, LLC | PSE&G |  | Accepted | 2025-08-25 | 2025-09-16 | 2026-09-16 | Solar Panels | Canadian Solar | CS6.1-54TM-455H |  | 0.455 | 20 | 137 | 27 |  | Fixed | Roof
NJADRE1560418233 | Administratively Determined Incentive Program | Mount Laurel Twp | 8054 | 14.56 | Residential | Behind the Meter | No | Kaitanna Solar, LLC | PSE&G |  | Accepted | 2025-08-25 | 2025-09-16 | 2026-09-16 | Meters | Enphase | Envoy |  |  | 1 |  |  |  | Yes | Outdoor
NJADRE1560418233 | Administratively Determined Incentive Program | Mount Laurel Twp | 8054 | 14.56 | Residential | Behind the Meter | No | Kaitanna Solar, LLC | PSE&G |  | Accepted | 2025-08-25 | 2025-09-16 | 2026-09-16 | Inverters | Enphase | IQ8M-72-2-US | 325 |  | 32 |  |  | 0.978 |  | Outdoor | Under module
NJADRE1560418244 | Administratively Determined Incentive Program | Barnegat | 8005 | 12.76 | Residential | Behind the Meter | No | Supreme Solar Services, LLC | JCP&L |  | Accepted | 2025-08-25 | 2025-09-15 | 2026-09-15 | Inverters | Enphase | IQ8AC's | 349 |  | 29 |  |  | 0.985 |  | Outside
NJADRE1560418244 | Administratively Determined Incentive Program | Barnegat | 8005 | 12.76 | Residential | Behind the Meter | No | Supreme Solar Services, LLC | JCP&L |  | Accepted | 2025-08-25 | 2025-09-15 | 2026-09-15 | Electric Storage Battery | Enphase | IQBATTERY-10C-1P-NA |  |  | 1 |  |  |  | Lithium Ion |  | Outside
NJADRE1560418244 | Administratively Determined Incentive Program | Barnegat | 8005 | 12.76 | Residential | Behind the Meter | No | Supreme Solar Services, LLC | JCP&L |  | Accepted | 2025-08-25 | 2025-09-15 | 2026-09-15 | Solar Panels | Phono Star | PS440M8GFH-18/VNHB |  | 0.44 | 2 | 145 | 33 |  | Fixed | Roof
NJADRE1560418244 | Administratively Determined Incentive Program | Barnegat | 8005 | 12.76 | Residential | Behind the Meter | No | Supreme Solar Services, LLC | JCP&L |  | Accepted | 2025-08-25 | 2025-09-15 | 2026-09-15 | Solar Panels | Phono Star | PS440M8GFH-18/VNHB |  | 0.44 | 27 | 235 | 33 |  | Fixed | Roof
NJADRE1560418256 | Administratively Determined Incentive Program | Wharton | 7885 | 4.51 | Residential | Behind the Meter | Yes | Trinity Solar, LLC | JCP&L |  | Accepted | 2025-08-25 | 2025-09-15 | 2026-09-15 | Inverters | SOLAREDGE | SE3800H-USM | 3800 |  | 1 |  |  | 0.97 |  | Outside
NJADRE1560418256 | Administratively Determined Incentive Program | Wharton | 7885 | 4.51 | Residential | Behind the Meter | Yes | Trinity Solar, LLC | JCP&L |  | Accepted | 2025-08-25 | 2025-09-15 | 2026-09-15 | Solar Panels | HANWHA 410 (Q.PEAK DUO BLK ML-G10+ 410) | HANWHA 410 (Q.PEAK DUO BLK ML-G10+ 410) |  | 0.41 | 5 | 95 | 42 |  | Fixed | Roof
NJADRE1560418256 | Administratively Determined Incentive Program | Wharton | 7885 | 4.51 | Residential | Behind the Meter | Yes | Trinity Solar, LLC | JCP&L |  | Accepted | 2025-08-25 | 2025-09-15 | 2026-09-15 | Solar Panels | HANWHA 410 (Q.PEAK DUO BLK ML-G10+ 410) | HANWHA 410 (Q.PEAK DUO BLK ML-G10+ 410) |  | 0.41 | 2 | 185 | 40 |  | Fixed | Roof
NJADRE1560418256 | Administratively Determined Incentive Program | Wharton | 7885 | 4.51 | Residential | Behind the Meter | Yes | Trinity Solar, LLC | JCP&L |  | Accepted | 2025-08-25 | 2025-09-15 | 2026-09-15 | Solar Panels | HANWHA 410 (Q.PEAK DUO BLK ML-G10+ 410) | HANWHA 410 (Q.PEAK DUO BLK ML-G10+ 410) |  | 0.41 | 4 | 275 | 41 |  | Fixed | Roof
NJADRE1560418263 | Administratively Determined Incentive Program | East Orange | 7017 | 4.1 | Residential | Behind the Meter | Yes | Trinity Solar, LLC | PSE&G |  | Accepted | 2025-08-25 | 2025-09-15 | 2026-09-15 | Inverters | SOLAREDGE | SE3800H-USM | 3800 |  | 1 |  |  | 0.97 |  | Outside
NJADRE1560418263 | Administratively Determined Incentive Program | East Orange | 7017 | 4.1 | Residential | Behind the Meter | Yes | Trinity Solar, LLC | PSE&G |  | Accepted | 2025-08-25 | 2025-09-15 | 2026-09-15 | Solar Panels | HANWHA 410 (Q.PEAK DUO BLK ML-G10+ 410) | HANWHA 410 (Q.PEAK DUO BLK ML-G10+ 410) |  | 0.41 | 10 | 217 | 38 |  | Fixed | Roof
NJADRE1560418288 | Administratively Determined Incentive Program | Weymouth | 8330 | 6.15 | Residential | Behind the Meter | Yes | Trinity Solar, LLC | AC Electric |  | Accepted | 2025-08-25 | 2025-09-16 | 2026-09-16 | Inverters | SOLAREDGE | SE5700H-USM | 5700 |  | 1 |  |  | 0.97 |  | Outside
NJADRE1560418288 | Administratively Determined Incentive Program | Weymouth | 8330 | 6.15 | Residential | Behind the Meter | Yes | Trinity Solar, LLC | AC Electric |  | Accepted | 2025-08-25 | 2025-09-16 | 2026-09-16 | Solar Panels | HANWHA 410 (Q.PEAK DUO BLK ML-G10+ 410) | HANWHA 410 (Q.PEAK DUO BLK ML-G10+ 410) |  | 0.41 | 15 | 237 | 23 |  | Fixed | Roof
NJADRE1560418308 | Administratively Determined Incentive Program | Parsippany | 7054 | 8.7 | Residential | Behind the Meter | Yes | Venture Home Solar, LLC | JCP&L |  | Accepted | 2025-08-25 | 2025-09-17 | 2026-09-17 | Solar Panels | Hanwha | Q.TRON BLK M-G2+ 435 |  | 0.435 | 16 | 262 | 26 |  | Fixed | Roof
NJADRE1560418308 | Administratively Determined Incentive Program | Parsippany | 7054 | 8.7 | Residential | Behind the Meter | Yes | Venture Home Solar, LLC | JCP&L |  | Accepted | 2025-08-25 | 2025-09-17 | 2026-09-17 | Solar Panels | Hanwha | Q.TRON BLK M-G2+ 435 |  | 0.435 | 4 | 82 | 26 |  | Fixed | Roof
NJADRE1560427844 | Administratively Determined Incentive Program | Beverly | 8010 | 9.46 | Residential | Behind the Meter | No | RCL Enterprises, Inc. | PSE&G |  | Accepted | 2025-08-26 | 2025-09-16 | 2026-09-16 | Inverters | Enphase | IQ8HC | 380 |  | 22 |  |  | 0.97 |  | Outside
NJADRE1560427844 | Administratively Determined Incentive Program | Beverly | 8010 | 9.46 | Residential | Behind the Meter | No | RCL Enterprises, Inc. | PSE&G |  | Accepted | 2025-08-26 | 2025-09-16 | 2026-09-16 | Solar Panels | SEG Solar | SEG430BTD |  | 0.43 | 2 | 336 | 16 |  | Fixed | Roof
NJADRE1560427844 | Administratively Determined Incentive Program | Beverly | 8010 | 9.46 | Residential | Behind the Meter | No | RCL Enterprises, Inc. | PSE&G |  | Accepted | 2025-08-26 | 2025-09-16 | 2026-09-16 | Solar Panels | SEG Solar | SEG430BTD |  | 0.43 | 20 | 156 | 16 |  | Fixed | Roof
NJADRE1560427847 | Administratively Determined Incentive Program | Moorestown | 8057 | 9.89 | Residential | Behind the Meter | No | RCL Enterprises, Inc. | PSE&G |  | Accepted | 2025-08-26 | 2025-09-16 | 2026-09-16 | Inverters | Enphase | IQ8HC | 380 |  | 23 |  |  | 0.97 |  | Outside
NJADRE1560427847 | Administratively Determined Incentive Program | Moorestown | 8057 | 9.89 | Residential | Behind the Meter | No | RCL Enterprises, Inc. | PSE&G |  | Accepted | 2025-08-26 | 2025-09-16 | 2026-09-16 | Solar Panels | SEG Solar | SEG430BTD |  | 0.43 | 6 | 226 | 32 |  | Fixed | Roof
NJADRE1560427847 | Administratively Determined Incentive Program | Moorestown | 8057 | 9.89 | Residential | Behind the Meter | No | RCL Enterprises, Inc. | PSE&G |  | Accepted | 2025-08-26 | 2025-09-16 | 2026-09-16 | Solar Panels | SEG Solar | SEG430BTD |  | 0.43 | 7 | 46 | 32 |  | Fixed | Roof
NJADRE1560427847 | Administratively Determined Incentive Program | Moorestown | 8057 | 9.89 | Residential | Behind the Meter | No | RCL Enterprises, Inc. | PSE&G |  | Accepted | 2025-08-26 | 2025-09-16 | 2026-09-16 | Solar Panels | SEG Solar | SEG430BTD |  | 0.43 | 10 | 226 | 32 |  | Fixed | Roof
NJADRE1560427855 | Administratively Determined Incentive Program | Woodbridge Twp | 8830 | 5.95 | Residential | Behind the Meter | No | Panatec Corporation | PSE&G |  | Accepted | 2025-08-26 | 2025-09-17 | 2026-09-17 | Meters | Enphase | X2-IQ-AM1-240-4 |  |  | 1 |  |  |  | Yes | Outdoor
NJADRE1560427855 | Administratively Determined Incentive Program | Woodbridge Twp | 8830 | 5.95 | Residential | Behind the Meter | No | Panatec Corporation | PSE&G |  | Accepted | 2025-08-26 | 2025-09-17 | 2026-09-17 | Inverters | Enphase | IQ8M | 325 |  | 14 |  |  | 0.975 |  | Outdoor
NJADRE1560427855 | Administratively Determined Incentive Program | Woodbridge Twp | 8830 | 5.95 | Residential | Behind the Meter | No | Panatec Corporation | PSE&G |  | Accepted | 2025-08-26 | 2025-09-17 | 2026-09-17 | Solar Panels | Jinko Solar | JKM425N-54HL4R-B 425 |  | 0.425 | 14 | 174 | 25 |  | Fixed | Roof
NJADRE1560427858 | Administratively Determined Incentive Program | PENNSAUKEN | 8110 | 6.64 | Residential | Behind the Meter | Yes | Big Wave Roofing and Solar, LLC | PSE&G |  | Accepted | 2025-08-26 | 2025-09-16 | 2026-09-16 | Solar Panels | Q cells | Q.PEAK DUO BLK ML-G10.C+415w |  | 0.415 | 12 | 138 | 15 |  | Fixed | Roof
NJADRE1560427858 | Administratively Determined Incentive Program | PENNSAUKEN | 8110 | 6.64 | Residential | Behind the Meter | Yes | Big Wave Roofing and Solar, LLC | PSE&G |  | Accepted | 2025-08-26 | 2025-09-16 | 2026-09-16 | Solar Panels | Q cells | Q.PEAK DUO BLK ML-G10.C+415w |  | 0.415 | 4 | 4 | 15 |  | Fixed | Roof
NJADRE1560427858 | Administratively Determined Incentive Program | PENNSAUKEN | 8110 | 6.64 | Residential | Behind the Meter | Yes | Big Wave Roofing and Solar, LLC | PSE&G |  | Accepted | 2025-08-26 | 2025-09-16 | 2026-09-16 | Inverters | Enphase | IQ8HC-72-M-DOM-US | 380 |  | 16 |  |  | 0.98 |  | Outdoor
NJADRE1560427867 | Administratively Determined Incentive Program | MAPLE SHADE | 8052 | 10.005 | Residential | Behind the Meter | Yes | SunnyMac, LLC | PSE&G |  | Accepted | 2025-08-26 | 2025-09-15 | 2026-09-15 | Inverters | SOLAREDGE HOME HUB | SE7600H-US | 7600 |  | 1 |  |  | 0.99 |  | Outdoor | next to meter
NJADRE1560427867 | Administratively Determined Incentive Program | MAPLE SHADE | 8052 | 10.005 | Residential | Behind the Meter | Yes | SunnyMac, LLC | PSE&G |  | Accepted | 2025-08-26 | 2025-09-15 | 2026-09-15 | Solar Panels | HANWHA | Q.TRON BLK M-G2.H+ |  | 0.435 | 11 | 196 | 14 |  | Fixed | Roof
NJADRE1560427867 | Administratively Determined Incentive Program | MAPLE SHADE | 8052 | 10.005 | Residential | Behind the Meter | Yes | SunnyMac, LLC | PSE&G |  | Accepted | 2025-08-26 | 2025-09-15 | 2026-09-15 | Solar Panels | HANWHA | Q.TRON BLK M-G2.H+ |  | 0.435 | 6 | 16 | 8 |  | Fixed | Roof
NJADRE1560427867 | Administratively Determined Incentive Program | MAPLE SHADE | 8052 | 10.005 | Residential | Behind the Meter | Yes | SunnyMac, LLC | PSE&G |  | Accepted | 2025-08-26 | 2025-09-15 | 2026-09-15 | Solar Panels | HANWHA | Q.TRON BLK M-G2.H+ |  | 0.435 | 6 | 16 | 14 |  | Fixed | Roof
NJADRE1560427883 | Administratively Determined Incentive Program | HAMMONTON | 8037 | 5.22 | Residential | Behind the Meter | Yes | SunnyMac, LLC | AC Electric |  | Accepted | 2025-08-26 | 2025-09-18 | 2026-09-18 | Solar Panels | HANWHA | Q.TRON BLK M-G2+ |  | 0.435 | 6 | 222 | 19 |  | Fixed | Roof
NJADRE1560427883 | Administratively Determined Incentive Program | HAMMONTON | 8037 | 5.22 | Residential | Behind the Meter | Yes | SunnyMac, LLC | AC Electric |  | Accepted | 2025-08-26 | 2025-09-18 | 2026-09-18 | Solar Panels | HANWHA | Q.TRON BLK M-G2+ |  | 0.435 | 6 | 222 | 19 |  | Fixed | Roof
NJADRE1560427883 | Administratively Determined Incentive Program | HAMMONTON | 8037 | 5.22 | Residential | Behind the Meter | Yes | SunnyMac, LLC | AC Electric |  | Accepted | 2025-08-26 | 2025-09-18 | 2026-09-18 | Inverters | SOLAREDGE HOME HUB | SE3800H-US | 3800 |  | 1 |  |  | 0.99 |  | Outdoor | next to meter
NJADRE1560427894 | Administratively Determined Incentive Program | Bloomfield | 7003 | 8.2 | Residential | Behind the Meter | Yes | Trinity Solar, LLC | PSE&G |  | Accepted | 2025-08-26 | 2025-09-16 | 2026-09-16 | Solar Panels | Hanwha | Q.PEAK DUO BLK ML-G10.C+ 410 |  | 0.41 | 5 | 21 | 22 |  | Fixed | Roof
NJADRE1560427894 | Administratively Determined Incentive Program | Bloomfield | 7003 | 8.2 | Residential | Behind the Meter | Yes | Trinity Solar, LLC | PSE&G |  | Accepted | 2025-08-26 | 2025-09-16 | 2026-09-16 | Inverters | Solar Edge | USE7600H-US | 7600 |  | 1 |  |  | 0.97 |  | Outside
NJADRE1560427894 | Administratively Determined Incentive Program | Bloomfield | 7003 | 8.2 | Residential | Behind the Meter | Yes | Trinity Solar, LLC | PSE&G |  | Accepted | 2025-08-26 | 2025-09-16 | 2026-09-16 | Solar Panels | Hanwha | Q.PEAK DUO BLK ML-G10.C+ 410 |  | 0.41 | 8 | 291 | 30 |  | Fixed | Roof
NJADRE1560427894 | Administratively Determined Incentive Program | Bloomfield | 7003 | 8.2 | Residential | Behind the Meter | Yes | Trinity Solar, LLC | PSE&G |  | Accepted | 2025-08-26 | 2025-09-16 | 2026-09-16 | Solar Panels | Hanwha | Q.PEAK DUO BLK ML-G10.C+ 410 |  | 0.41 | 3 | 201 | 22 |  | Fixed | Roof
NJADRE1560427894 | Administratively Determined Incentive Program | Bloomfield | 7003 | 8.2 | Residential | Behind the Meter | Yes | Trinity Solar, LLC | PSE&G |  | Accepted | 2025-08-26 | 2025-09-16 | 2026-09-16 | Solar Panels | Hanwha | Q.PEAK DUO BLK ML-G10.C+ 410 |  | 0.41 | 4 | 111 | 30 |  | Fixed | Roof
NJADRE1560427897 | Administratively Determined Incentive Program | Pennsauken | 8109 | 14.525 | Residential | Behind the Meter | Yes | SunnyMac, LLC | PSE&G |  | Accepted | 2025-08-26 | 2025-09-16 | 2026-09-16 | Solar Panels | HANWHA | Q.PEAK DUO BLK ML-G10+ |  | 0.415 | 9 | 54 | 16 |  | Fixed | Roof
NJADRE1560427897 | Administratively Determined Incentive Program | Pennsauken | 8109 | 14.525 | Residential | Behind the Meter | Yes | SunnyMac, LLC | PSE&G |  | Accepted | 2025-08-26 | 2025-09-16 | 2026-09-16 | Solar Panels | HANWHA | Q.PEAK DUO BLK ML-G10+ |  | 0.415 | 8 | 234 | 16 |  | Fixed | Roof
NJADRE1560427897 | Administratively Determined Incentive Program | Pennsauken | 8109 | 14.525 | Residential | Behind the Meter | Yes | SunnyMac, LLC | PSE&G |  | Accepted | 2025-08-26 | 2025-09-16 | 2026-09-16 | Inverters | SOLAREDGE ENERGY HUB | SE10000H-US | 10000 |  | 1 |  |  | 0.99 |  | Outdoor | next to meter
NJADRE1560427897 | Administratively Determined Incentive Program | Pennsauken | 8109 | 14.525 | Residential | Behind the Meter | Yes | SunnyMac, LLC | PSE&G |  | Accepted | 2025-08-26 | 2025-09-16 | 2026-09-16 | Solar Panels | HANWHA | Q.PEAK DUO BLK ML-G10+ |  | 0.415 | 18 | 144 | 27 |  | Fixed | Roof
NJADRE1560427910 | Administratively Determined Incentive Program | GLOCESTER TOWNSHIP | 8081 | 15.225 | Residential | Behind the Meter | Yes | SunnyMac, LLC | AC Electric |  | Accepted | 2025-08-26 | 2025-09-19 | 2026-09-19 | Inverters | SOLAREDGE | SE10000H-US | 10000 |  | 1 |  |  | 0.99 |  | Outdoor | next to meter
NJADRE1560427910 | Administratively Determined Incentive Program | GLOCESTER TOWNSHIP | 8081 | 15.225 | Residential | Behind the Meter | Yes | SunnyMac, LLC | AC Electric |  | Accepted | 2025-08-26 | 2025-09-19 | 2026-09-19 | Solar Panels | HANWHA | Q.TRON BLK M-G2+ |  | 0.435 | 8 | 212 | 24 |  | Fixed | Roof
NJADRE1560427910 | Administratively Determined Incentive Program | GLOCESTER TOWNSHIP | 8081 | 15.225 | Residential | Behind the Meter | Yes | SunnyMac, LLC | AC Electric |  | Accepted | 2025-08-26 | 2025-09-19 | 2026-09-19 | Solar Panels | HANWHA | Q.TRON BLK M-G2+ |  | 0.435 | 9 | 32 | 24 |  | Fixed | Roof
NJADRE1560427910 | Administratively Determined Incentive Program | GLOCESTER TOWNSHIP | 8081 | 15.225 | Residential | Behind the Meter | Yes | SunnyMac, LLC | AC Electric |  | Accepted | 2025-08-26 | 2025-09-19 | 2026-09-19 | Solar Panels | HANWHA | Q.TRON BLK M-G2+ |  | 0.435 | 8 | 212 | 24 |  | Fixed | Roof
NJADRE1560427910 | Administratively Determined Incentive Program | GLOCESTER TOWNSHIP | 8081 | 15.225 | Residential | Behind the Meter | Yes | SunnyMac, LLC | AC Electric |  | Accepted | 2025-08-26 | 2025-09-19 | 2026-09-19 | Solar Panels | HANWHA | Q.TRON BLK M-G2+ |  | 0.435 | 10 | 32 | 24 |  | Fixed | Roof
NJADRE1560427914 | Administratively Determined Incentive Program | Phillipsburg | 8865 | 6.88 | Residential | Behind the Meter | Yes | EMT Renewables, LLC | JCP&L |  | Accepted | 2025-08-26 | 2025-09-16 | 2026-09-16 | Inverters | ENPHASE | IQ8+ | 290 |  | 16 |  |  | 0.98 |  | Other | UNDER EACH PANEL
NJADRE1560427914 | Administratively Determined Incentive Program | Phillipsburg | 8865 | 6.88 | Residential | Behind the Meter | Yes | EMT Renewables, LLC | JCP&L |  | Accepted | 2025-08-26 | 2025-09-16 | 2026-09-16 | Solar Panels | SEG SOLAR | SEG 430 |  | 0.43 | 2 | 233 | 17 |  | Fixed | Roof
NJADRE1560427914 | Administratively Determined Incentive Program | Phillipsburg | 8865 | 6.88 | Residential | Behind the Meter | Yes | EMT Renewables, LLC | JCP&L |  | Accepted | 2025-08-26 | 2025-09-16 | 2026-09-16 | Solar Panels | SEG SOLAR | SEG 430 |  | 0.43 | 11 | 223 | 31 |  | Fixed | Roof
NJADRE1560427914 | Administratively Determined Incentive Program | Phillipsburg | 8865 | 6.88 | Residential | Behind the Meter | Yes | EMT Renewables, LLC | JCP&L |  | Accepted | 2025-08-26 | 2025-09-16 | 2026-09-16 | Solar Panels | SEG SOLAR | SEG 430 |  | 0.43 | 3 | 53 | 31 |  | Fixed | Roof
NJADRE1560427916 | Administratively Determined Incentive Program | Midland Park | 7432 | 6.97 | Residential | Behind the Meter | Yes | Sunrun Installation Services, Inc. | PSE&G |  | Accepted | 2025-08-26 | 2025-09-16 | 2026-09-16 | Solar Panels | ELIN ENERGY (SIRIUS PV) | ELNSM54M-HC-410 |  | 0.41 | 11 | 101 | 17 |  | Fixed | Roof
NJADRE1560427916 | Administratively Determined Incentive Program | Midland Park | 7432 | 6.97 | Residential | Behind the Meter | Yes | Sunrun Installation Services, Inc. | PSE&G |  | Accepted | 2025-08-26 | 2025-09-16 | 2026-09-16 | Solar Panels | ELIN ENERGY (SIRIUS PV) | ELNSM54M-HC-410 |  | 0.41 | 6 | 281 | 17 |  | Fixed | Roof
NJADRE1560427916 | Administratively Determined Incentive Program | Midland Park | 7432 | 6.97 | Residential | Behind the Meter | Yes | Sunrun Installation Services, Inc. | PSE&G |  | Accepted | 2025-08-26 | 2025-09-16 | 2026-09-16 | Inverters | SOLAREDGE TECHNOLOGIES | SE5700H-USMN | 5760 |  | 1 |  |  | 0.99 |  | Outside
NJADRE1560427917 | Administratively Determined Incentive Program | SPRINGFIELD | 7081 | 9.84 | Residential | Behind the Meter | Yes | Trinity Solar, LLC | JCP&L |  | Accepted | 2025-08-26 | 2025-09-16 | 2026-09-16 | Solar Panels | Hanwha | Q.PEAK DUO BLK ML-G10.C+ 410 |  | 0.41 | 10 | 126 | 25 |  | Fixed | Roof
NJADRE1560427917 | Administratively Determined Incentive Program | SPRINGFIELD | 7081 | 9.84 | Residential | Behind the Meter | Yes | Trinity Solar, LLC | JCP&L |  | Accepted | 2025-08-26 | 2025-09-16 | 2026-09-16 | Solar Panels | Hanwha | Q.PEAK DUO BLK ML-G10.C+ 410 |  | 0.41 | 9 | 36 | 23 |  | Fixed | Roof
NJADRE1560427917 | Administratively Determined Incentive Program | SPRINGFIELD | 7081 | 9.84 | Residential | Behind the Meter | Yes | Trinity Solar, LLC | JCP&L |  | Accepted | 2025-08-26 | 2025-09-16 | 2026-09-16 | Solar Panels | Hanwha | Q.PEAK DUO BLK ML-G10.C+ 410 |  | 0.41 | 5 | 216 | 23 |  | Fixed | Roof
NJADRE1560427917 | Administratively Determined Incentive Program | SPRINGFIELD | 7081 | 9.84 | Residential | Behind the Meter | Yes | Trinity Solar, LLC | JCP&L |  | Accepted | 2025-08-26 | 2025-09-16 | 2026-09-16 | Inverters | Solar Edge | USE7600H-US | 7600 |  | 1 |  |  | 0.97 |  | Outside
NJADRE1560427919 | Administratively Determined Incentive Program | Bridgewater | 8807 | 12.18 | Residential | Behind the Meter | No | Panatec Corporation | PSE&G |  | Accepted | 2025-08-28 | 2025-09-19 | 2026-09-19 | Inverters | Enphase | IQ8H | 380 |  | 29 |  |  | 0.975 |  | Outdoor
NJADRE1560427919 | Administratively Determined Incentive Program | Bridgewater | 8807 | 12.18 | Residential | Behind the Meter | No | Panatec Corporation | PSE&G |  | Accepted | 2025-08-28 | 2025-09-19 | 2026-09-19 | Solar Panels | REC | REC420AA Pure-R -420 |  | 0.42 | 29 | 125 | 25 |  | Fixed | Roof
NJADRE1560427919 | Administratively Determined Incentive Program | Bridgewater | 8807 | 12.18 | Residential | Behind the Meter | No | Panatec Corporation | PSE&G |  | Accepted | 2025-08-28 | 2025-09-19 | 2026-09-19 | Meters | Enphase | X2-IQ-AM1-240-4 |  |  | 1 |  |  |  | Yes | Outdoor
NJADRE1560427923 | Administratively Determined Incentive Program | MONROE | 8831 | 11.9 | Residential | Behind the Meter | No | US Clean Energy Construction, Inc. | PSE&G |  | Accepted | 2025-08-26 | 2025-09-16 | 2026-09-16 | Solar Panels | Trina Solar | TRINA 425W |  | 0.425 | 13 | 152 | 32 |  | Fixed | Roof
NJADRE1560427923 | Administratively Determined Incentive Program | MONROE | 8831 | 11.9 | Residential | Behind the Meter | No | US Clean Energy Construction, Inc. | PSE&G |  | Accepted | 2025-08-26 | 2025-09-16 | 2026-09-16 | Meters | VISION METERING | Cat VM-2E2A1P |  |  | 1 |  |  |  | Yes | Outdoor
NJADRE1560427923 | Administratively Determined Incentive Program | MONROE | 8831 | 11.9 | Residential | Behind the Meter | No | US Clean Energy Construction, Inc. | PSE&G |  | Accepted | 2025-08-26 | 2025-09-16 | 2026-09-16 | Solar Panels | Trina Solar | TRINA 425W |  | 0.425 | 15 | 242 | 30 |  | Fixed | Roof
NJADRE1560427923 | Administratively Determined Incentive Program | MONROE | 8831 | 11.9 | Residential | Behind the Meter | No | US Clean Energy Construction, Inc. | PSE&G |  | Accepted | 2025-08-26 | 2025-09-16 | 2026-09-16 | Inverters | SMA AMERICA | SMA SB-7.7-US | 7700 |  | 1 |  |  | 0.96 |  | Outdoor
NJADRE1560427933 | Administratively Determined Incentive Program | WOODBRIDGE TOWNSHIP | 7067 | 9.135 | Residential | Behind the Meter | Yes | EMT Renewables, LLC | PSE&G |  | Accepted | 2025-08-26 | 2025-09-16 | 2026-09-16 | Solar Panels | Q CELLS | Q TRON BLK-M-G2.H+ |  | 0.435 | 6 | 263 | 22 |  | Fixed | Roof
NJADRE1560427933 | Administratively Determined Incentive Program | WOODBRIDGE TOWNSHIP | 7067 | 9.135 | Residential | Behind the Meter | Yes | EMT Renewables, LLC | PSE&G |  | Accepted | 2025-08-26 | 2025-09-16 | 2026-09-16 | Solar Panels | Q CELLS | Q TRON BLK-M-G2.H+ |  | 0.435 | 2 | 263 | 26 |  | Fixed | Roof
NJADRE1560427933 | Administratively Determined Incentive Program | WOODBRIDGE TOWNSHIP | 7067 | 9.135 | Residential | Behind the Meter | Yes | EMT Renewables, LLC | PSE&G |  | Accepted | 2025-08-26 | 2025-09-16 | 2026-09-16 | Solar Panels | Q CELLS | Q TRON BLK-M-G2.H+ |  | 0.435 | 5 | 173 | 26 |  | Fixed | Roof
NJADRE1560427933 | Administratively Determined Incentive Program | WOODBRIDGE TOWNSHIP | 7067 | 9.135 | Residential | Behind the Meter | Yes | EMT Renewables, LLC | PSE&G |  | Accepted | 2025-08-26 | 2025-09-16 | 2026-09-16 | Solar Panels | Q CELLS | Q TRON BLK-M-G2.H+ |  | 0.435 | 6 | 83 | 22 |  | Fixed | Roof
NJADRE1560427933 | Administratively Determined Incentive Program | WOODBRIDGE TOWNSHIP | 7067 | 9.135 | Residential | Behind the Meter | Yes | EMT Renewables, LLC | PSE&G |  | Accepted | 2025-08-26 | 2025-09-16 | 2026-09-16 | Solar Panels | Q CELLS | Q TRON BLK-M-G2.H+ |  | 0.435 | 2 | 83 | 26 |  | Fixed | Roof
NJADRE1560427933 | Administratively Determined Incentive Program | WOODBRIDGE TOWNSHIP | 7067 | 9.135 | Residential | Behind the Meter | Yes | EMT Renewables, LLC | PSE&G |  | Accepted | 2025-08-26 | 2025-09-16 | 2026-09-16 | Inverters | Enphase | IQ8HC | 380 |  | 21 |  |  | 0.98 |  | Other | UNDER EACH PANEL
NJADRE1560427955 | Administratively Determined Incentive Program | North Wildwood | 8260 | 4.1 | Residential | Behind the Meter | No | Sunrun Installation Services, Inc. | AC Electric |  | Accepted | 2025-08-26 | 2025-09-16 | 2026-09-16 | Inverters | SOLAREDGE TECHNOLOGIES | SE3800H-USMN | 3800 |  | 1 |  |  | 0.99 |  | Outside
NJADRE1560427955 | Administratively Determined Incentive Program | North Wildwood | 8260 | 4.1 | Residential | Behind the Meter | No | Sunrun Installation Services, Inc. | AC Electric |  | Accepted | 2025-08-26 | 2025-09-16 | 2026-09-16 | Solar Panels | ELIN ENERGY | ELNSM54M-HC-410 |  | 0.41 | 4 | 134 | 34 |  | Fixed | Roof
NJADRE1560427955 | Administratively Determined Incentive Program | North Wildwood | 8260 | 4.1 | Residential | Behind the Meter | No | Sunrun Installation Services, Inc. | AC Electric |  | Accepted | 2025-08-26 | 2025-09-16 | 2026-09-16 | Solar Panels | ELIN ENERGY | ELNSM54M-HC-410 |  | 0.41 | 6 | 134 | 45 |  | Fixed | Roof
NJADRE1560427956 | Administratively Determined Incentive Program | BORDENTOWN | 8505 | 6.15 | Residential | Behind the Meter | Yes | Pro Custom Solar dba Momentum Solar | PSE&G |  | Accepted | 2025-08-26 | 2025-09-16 | 2026-09-16 | Solar Panels | HANWHA | Q.peak duo blk-g10+410 |  | 0.41 | 10 | 283 | 16 |  | Fixed | Roof
NJADRE1560427956 | Administratively Determined Incentive Program | BORDENTOWN | 8505 | 6.15 | Residential | Behind the Meter | Yes | Pro Custom Solar dba Momentum Solar | PSE&G |  | Accepted | 2025-08-26 | 2025-09-16 | 2026-09-16 | Inverters | ENPHASE | IQ8HC-72-M-DOM-US | 380 |  | 15 |  |  | 0.97 |  | Outdoor
NJADRE1560427956 | Administratively Determined Incentive Program | BORDENTOWN | 8505 | 6.15 | Residential | Behind the Meter | Yes | Pro Custom Solar dba Momentum Solar | PSE&G |  | Accepted | 2025-08-26 | 2025-09-16 | 2026-09-16 | Solar Panels | Hanwha | Q.peak duo blk-g10+410 |  | 0.41 | 5 | 283 | 23 |  | Fixed | Roof
NJADRE1560427957 | Administratively Determined Incentive Program | ENGLISHTOWN | 7726 | 12.9 | Residential | Behind the Meter | No | Infinity Solar Systems, LLC | JCP&L |  | Accepted | 2025-08-26 | 2025-09-16 | 2026-09-16 | Solar Panels | SEG Solar | SEG-430-BTD-BG |  | 0.43 | 27 | 203 | 24 |  | Fixed | Roof
NJADRE1560427957 | Administratively Determined Incentive Program | ENGLISHTOWN | 7726 | 12.9 | Residential | Behind the Meter | No | Infinity Solar Systems, LLC | JCP&L |  | Accepted | 2025-08-26 | 2025-09-16 | 2026-09-16 | Solar Panels | SEG Solar | SEG-430-BTD-BG |  | 0.43 | 3 | 203 | 18 |  | Fixed | Roof
NJADRE1560427957 | Administratively Determined Incentive Program | ENGLISHTOWN | 7726 | 12.9 | Residential | Behind the Meter | No | Infinity Solar Systems, LLC | JCP&L |  | Accepted | 2025-08-26 | 2025-09-16 | 2026-09-16 | Inverters | Enphase | IQ8MC-72-M-US | 320 |  | 30 |  |  | 0.97 |  | Outdoor
NJADRE1560427958 | Administratively Determined Incentive Program | Ewing | 8628 | 9.43 | Residential | Behind the Meter | Yes | Trinity Solar, LLC | PSE&G |  | Accepted | 2025-08-26 | 2025-09-16 | 2026-09-16 | Solar Panels | Hanwha | Q.PEAK DUO BLK ML-G10.C+ 410 |  | 0.41 | 3 | 56 | 18 |  | Fixed | Roof
NJADRE1560427958 | Administratively Determined Incentive Program | Ewing | 8628 | 9.43 | Residential | Behind the Meter | Yes | Trinity Solar, LLC | PSE&G |  | Accepted | 2025-08-26 | 2025-09-16 | 2026-09-16 | Solar Panels | Hanwha | Q.PEAK DUO BLK ML-G10.C+ 410 |  | 0.41 | 6 | 56 | 22 |  | Fixed | Roof
NJADRE1560427958 | Administratively Determined Incentive Program | Ewing | 8628 | 9.43 | Residential | Behind the Meter | Yes | Trinity Solar, LLC | PSE&G |  | Accepted | 2025-08-26 | 2025-09-16 | 2026-09-16 | Inverters | Solar Edge | USE7600H-US | 7600 |  | 1 |  |  | 0.97 |  | Outside
NJADRE1560427958 | Administratively Determined Incentive Program | Ewing | 8628 | 9.43 | Residential | Behind the Meter | Yes | Trinity Solar, LLC | PSE&G |  | Accepted | 2025-08-26 | 2025-09-16 | 2026-09-16 | Solar Panels | Hanwha | Q.PEAK DUO BLK ML-G10.C+ 410 |  | 0.41 | 14 | 146 | 21 |  | Fixed | Roof
NJADRE1560427963 | Administratively Determined Incentive Program | Edison Twp | 8817 | 11.61 | Residential | Behind the Meter | No | Green Power Energy, LLC | PSE&G |  | Accepted | 2025-08-26 | 2025-09-22 | 2026-09-22 | Solar Panels | SEG Solar | SEG-430-BTD-BG |  | 0.43 | 12 | 142 | 15 |  | Fixed | Roof
NJADRE1560427963 | Administratively Determined Incentive Program | Edison Twp | 8817 | 11.61 | Residential | Behind the Meter | No | Green Power Energy, LLC | PSE&G |  | Accepted | 2025-08-26 | 2025-09-22 | 2026-09-22 | Inverters | Enphase Energy | IQ8MC-72-M-US [240V] | 320 |  | 27 |  |  | 0.98 |  | Outdoor | Roof
NJADRE1560427963 | Administratively Determined Incentive Program | Edison Twp | 8817 | 11.61 | Residential | Behind the Meter | No | Green Power Energy, LLC | PSE&G |  | Accepted | 2025-08-26 | 2025-09-22 | 2026-09-22 | Solar Panels | SEG Solar | SEG-430-BTD-BG |  | 0.43 | 15 | 142 | 15 |  | Fixed | Roof
NJADRE1560427968 | Administratively Determined Incentive Program | MIDDLE TOWNSHIP | 8210 | 5.655 | Residential | Behind the Meter | Yes | Velocity Energy And Home Solutions, Inc. | AC Electric |  | Accepted | 2025-08-26 | 2025-09-17 | 2026-09-17 | Inverters | enphase | iq8hc | 380 |  | 13 |  |  | 0.99 |  | Outside | behind panels
NJADRE1560427968 | Administratively Determined Incentive Program | MIDDLE TOWNSHIP | 8210 | 5.655 | Residential | Behind the Meter | Yes | Velocity Energy And Home Solutions, Inc. | AC Electric |  | Accepted | 2025-08-26 | 2025-09-17 | 2026-09-17 | Solar Panels | qtron | 430w |  | 0.435 | 6 | 203 | 27 |  | Fixed | Roof
NJADRE1560427968 | Administratively Determined Incentive Program | MIDDLE TOWNSHIP | 8210 | 5.655 | Residential | Behind the Meter | Yes | Velocity Energy And Home Solutions, Inc. | AC Electric |  | Accepted | 2025-08-26 | 2025-09-17 | 2026-09-17 | Solar Panels | qtron | 430w |  | 0.435 | 7 | 113 | 27 |  | Fixed | Roof
NJADRE1560427975 | Administratively Determined Incentive Program | Dumont | 7628 | 6.44 | Residential | Behind the Meter | No | Infinity Solar Systems, LLC | PSE&G |  | Accepted | 2025-08-26 | 2025-09-16 | 2026-09-16 | Solar Panels | REC Solar | REC 460AA PURE-RX |  | 0.46 | 7 | 266 | 40 |  | Fixed | Roof
NJADRE1560427975 | Administratively Determined Incentive Program | Dumont | 7628 | 6.44 | Residential | Behind the Meter | No | Infinity Solar Systems, LLC | PSE&G |  | Accepted | 2025-08-26 | 2025-09-16 | 2026-09-16 | Solar Panels | REC Solar | REC 460AA PURE-RX |  | 0.46 | 4 | 86 | 40 |  | Fixed | Roof
NJADRE1560427975 | Administratively Determined Incentive Program | Dumont | 7628 | 6.44 | Residential | Behind the Meter | No | Infinity Solar Systems, LLC | PSE&G |  | Accepted | 2025-08-26 | 2025-09-16 | 2026-09-16 | Inverters | Enphase | IQ8X-80-M-US | 380 |  | 14 |  |  | 0.97 |  | Outdoor
NJADRE1560427975 | Administratively Determined Incentive Program | Dumont | 7628 | 6.44 | Residential | Behind the Meter | No | Infinity Solar Systems, LLC | PSE&G |  | Accepted | 2025-08-26 | 2025-09-16 | 2026-09-16 | Solar Panels | REC Solar | REC 460AA PURE-RX |  | 0.46 | 3 | 177 | 7 |  | Fixed | Roof
NJADRE1560427977 | Administratively Determined Incentive Program | East Brunswick | 8816 | 11.18 | Residential | Behind the Meter | No | Integrity Solar & Home Solutions, LLC | PSE&G |  | Accepted | 2025-08-26 | 2025-09-16 | 2026-09-16 | Inverters | ENPHASE | IQ8+ | 290 |  | 26 |  |  | 0.98 |  | Other | UNDER EACH PANEL
NJADRE1560427977 | Administratively Determined Incentive Program | East Brunswick | 8816 | 11.18 | Residential | Behind the Meter | No | Integrity Solar & Home Solutions, LLC | PSE&G |  | Accepted | 2025-08-26 | 2025-09-16 | 2026-09-16 | Solar Panels | JINKO | JKM430N-54HL4-B |  | 0.43 | 9 | 139 | 20 |  | Fixed | Roof
NJADRE1560427977 | Administratively Determined Incentive Program | East Brunswick | 8816 | 11.18 | Residential | Behind the Meter | No | Integrity Solar & Home Solutions, LLC | PSE&G |  | Accepted | 2025-08-26 | 2025-09-16 | 2026-09-16 | Solar Panels | JINKO | JKM430N-54HL4-B |  | 0.43 | 14 | 319 | 20 |  | Fixed | Roof
NJADRE1560427977 | Administratively Determined Incentive Program | East Brunswick | 8816 | 11.18 | Residential | Behind the Meter | No | Integrity Solar & Home Solutions, LLC | PSE&G |  | Accepted | 2025-08-26 | 2025-09-16 | 2026-09-16 | Solar Panels | JINKO | JKM430N-54HL4-B |  | 0.43 | 3 | 49 | 19 |  | Fixed | Roof
NJADRE1560427989 | Administratively Determined Incentive Program | BLOOMFIELD | 7003 | 8.2 | Residential | Behind the Meter | Yes | Sunrun Installation Services, Inc. | PSE&G |  | Accepted | 2025-08-26 | 2025-09-16 | 2026-09-16 | Solar Panels | HANWHA Q-CELLS | Q.PEAK DUO BLK ML-G10.C+ 410 |  | 0.41 | 9 | 218 | 32 |  | Fixed | Roof
NJADRE1560427989 | Administratively Determined Incentive Program | BLOOMFIELD | 7003 | 8.2 | Residential | Behind the Meter | Yes | Sunrun Installation Services, Inc. | PSE&G |  | Accepted | 2025-08-26 | 2025-09-16 | 2026-09-16 | Electric Storage Battery | Tesla | POWERWALL 3 1707000-XX-Y |  |  | 1 |  |  |  | Lithium Ion |  | OUTSIDE
NJADRE1560427989 | Administratively Determined Incentive Program | BLOOMFIELD | 7003 | 8.2 | Residential | Behind the Meter | Yes | Sunrun Installation Services, Inc. | PSE&G |  | Accepted | 2025-08-26 | 2025-09-16 | 2026-09-16 | Inverters | Tesla | POWERWALL 3 1707000-XX-Y | 11500 |  | 1 |  |  | 0.97 |  | Outdoor
NJADRE1560427989 | Administratively Determined Incentive Program | BLOOMFIELD | 7003 | 8.2 | Residential | Behind the Meter | Yes | Sunrun Installation Services, Inc. | PSE&G |  | Accepted | 2025-08-26 | 2025-09-16 | 2026-09-16 | Solar Panels | HANWHA Q-CELLS | Q.PEAK DUO BLK ML-G10.C+ 410 |  | 0.41 | 11 | 38 | 32 |  | Fixed | Roof
NJADRE1560427997 | Administratively Determined Incentive Program | Eastampton Twp | 8060 | 3.52 | Residential | Behind the Meter | Yes | Velocity Energy & Home Solutions, Inc. | PSE&G |  | Accepted | 2025-08-26 | 2025-09-17 | 2026-09-17 | Inverters | enphase | iq8hc | 380 |  | 8 |  |  | 0.99 |  | Outside | behind panels
NJADRE1560427997 | Administratively Determined Incentive Program | Eastampton Twp | 8060 | 3.52 | Residential | Behind the Meter | Yes | Velocity Energy & Home Solutions, Inc. | PSE&G |  | Accepted | 2025-08-26 | 2025-09-17 | 2026-09-17 | Solar Panels | sil | 440w |  | 0.44 | 8 | 158 | 30 |  | Fixed | Roof
NJADRE1560427999 | Administratively Determined Incentive Program | Red Bank | 7701 | 5.16 | Residential | Behind the Meter | No | Infinity Solar Systems, LLC | JCP&L |  | Accepted | 2025-08-26 | 2025-09-16 | 2026-09-16 | Inverters | Enphase | IQ8MC-72-M-US | 320 |  | 12 |  |  | 0.97 |  | Outdoor
NJADRE1560427999 | Administratively Determined Incentive Program | Red Bank | 7701 | 5.16 | Residential | Behind the Meter | No | Infinity Solar Systems, LLC | JCP&L |  | Accepted | 2025-08-26 | 2025-09-16 | 2026-09-16 | Solar Panels | SEG Solar | SEG-430-BTD-BG |  | 0.43 | 2 | 174 | 30 |  | Fixed | Roof
NJADRE1560427999 | Administratively Determined Incentive Program | Red Bank | 7701 | 5.16 | Residential | Behind the Meter | No | Infinity Solar Systems, LLC | JCP&L |  | Accepted | 2025-08-26 | 2025-09-16 | 2026-09-16 | Solar Panels | SEG Solar | SEG-430-BTD-BG |  | 0.43 | 4 | 264 | 30 |  | Fixed | Roof
NJADRE1560427999 | Administratively Determined Incentive Program | Red Bank | 7701 | 5.16 | Residential | Behind the Meter | No | Infinity Solar Systems, LLC | JCP&L |  | Accepted | 2025-08-26 | 2025-09-16 | 2026-09-16 | Solar Panels | SEG Solar | SEG-430-BTD-BG |  | 0.43 | 4 | 354 | 30 |  | Fixed | Roof
NJADRE1560427999 | Administratively Determined Incentive Program | Red Bank | 7701 | 5.16 | Residential | Behind the Meter | No | Infinity Solar Systems, LLC | JCP&L |  | Accepted | 2025-08-26 | 2025-09-16 | 2026-09-16 | Solar Panels | SEG Solar | SEG-430-BTD-BG |  | 0.43 | 2 | 84 | 30 |  | Fixed | Roof
NJADRE1560428004 | Administratively Determined Incentive Program | Middlesex | 8846 | 8.715 | Residential | Behind the Meter | Yes | Big Wave Roofing and Solar, LLC | PSE&G |  | Accepted | 2025-08-26 | 2025-09-16 | 2026-09-16 | Inverters | Enphase | IQ8HC-72-M-DOM-US | 380 |  | 21 |  |  | 0.98 |  | Outdoor
NJADRE1560428004 | Administratively Determined Incentive Program | Middlesex | 8846 | 8.715 | Residential | Behind the Meter | Yes | Big Wave Roofing and Solar, LLC | PSE&G |  | Accepted | 2025-08-26 | 2025-09-16 | 2026-09-16 | Solar Panels | Q cells | Q.PEAK DUO BLK ML-G10.C+415w |  | 0.415 | 21 | 204 | 20 |  | Fixed | Roof
NJADRE1560428006 | Administratively Determined Incentive Program | WATERFORD | 8004 | 18.27 | Residential | Behind the Meter | Yes | EMT Renewables, LLC | AC Electric |  | Accepted | 2025-08-26 | 2025-09-16 | 2026-09-16 | Solar Panels | Q CELLS | Q TRON BLK-M-G2.H+ |  | 0.435 | 9 | 331 | 23 |  | Fixed | Roof
NJADRE1560428006 | Administratively Determined Incentive Program | WATERFORD | 8004 | 18.27 | Residential | Behind the Meter | Yes | EMT Renewables, LLC | AC Electric |  | Accepted | 2025-08-26 | 2025-09-16 | 2026-09-16 | Solar Panels | Q CELLS | Q TRON BLK-M-G2.H+ |  | 0.435 | 4 | 241 | 25 |  | Fixed | Roof
NJADRE1560428006 | Administratively Determined Incentive Program | WATERFORD | 8004 | 18.27 | Residential | Behind the Meter | Yes | EMT Renewables, LLC | AC Electric |  | Accepted | 2025-08-26 | 2025-09-16 | 2026-09-16 | Solar Panels | Q CELLS | Q TRON BLK-M-G2.H+ |  | 0.435 | 29 | 151 | 23 |  | Fixed | Roof
NJADRE1560428006 | Administratively Determined Incentive Program | WATERFORD | 8004 | 18.27 | Residential | Behind the Meter | Yes | EMT Renewables, LLC | AC Electric |  | Accepted | 2025-08-26 | 2025-09-16 | 2026-09-16 | Inverters | Enphase | IQ8HC | 380 |  | 42 |  |  | 0.98 |  | Other | UNDER EACH PANEL
NJADRE1560428012 | Administratively Determined Incentive Program | DEPTFORD TWP | 8096 | 10.25 | Residential | Behind the Meter | Yes | Pro Custom Solar dba Momentum Solar | PSE&G |  | Accepted | 2025-08-26 | 2025-09-16 | 2026-09-16 | Inverters | ENPHASE | IQ8HC-72-M-DOM-US | 380 |  | 25 |  |  | 0.97 |  | Outdoor
NJADRE1560428012 | Administratively Determined Incentive Program | DEPTFORD TWP | 8096 | 10.25 | Residential | Behind the Meter | Yes | Pro Custom Solar dba Momentum Solar | PSE&G |  | Accepted | 2025-08-26 | 2025-09-16 | 2026-09-16 | Solar Panels | HANWHA | Q.peak duo blk-g10+410 |  | 0.41 | 20 | 109 | 25 |  | Fixed | Roof
NJADRE1560428012 | Administratively Determined Incentive Program | DEPTFORD TWP | 8096 | 10.25 | Residential | Behind the Meter | Yes | Pro Custom Solar dba Momentum Solar | PSE&G |  | Accepted | 2025-08-26 | 2025-09-16 | 2026-09-16 | Solar Panels | Hanwha | Q.peak duo blk-g10+410 |  | 0.41 | 5 | 199 | 25 |  | Fixed | Roof
NJADRE1560428014 | Administratively Determined Incentive Program | Atco | 8004 | 13.2 | Residential | Behind the Meter | No | Starlight Solar, LLC | AC Electric |  | Accepted | 2025-08-26 | 2025-09-16 | 2026-09-16 | Inverters | ENPHASE | IQ8HC-72-M-US | 380 |  | 30 |  |  | 0.97 |  | Outside
NJADRE1560428014 | Administratively Determined Incentive Program | Atco | 8004 | 13.2 | Residential | Behind the Meter | No | Starlight Solar, LLC | AC Electric |  | Accepted | 2025-08-26 | 2025-09-16 | 2026-09-16 | Solar Panels | SIL FAB | SIL-440-QD |  | 0.44 | 30 | 187 | 25 |  | Fixed | Roof
NJADRE1560428024 | Administratively Determined Incentive Program | EDISON | 8837 | 9.96 | Residential | Behind the Meter | Yes | SunnyMac, LLC | PSE&G |  | Accepted | 2025-08-26 | 2025-09-16 | 2026-09-16 | Inverters | SOLAREDGE HOME HUB | SE7600H-US | 7600 |  | 1 |  |  | 0.99 |  | Outdoor | next to meter
NJADRE1560428024 | Administratively Determined Incentive Program | EDISON | 8837 | 9.96 | Residential | Behind the Meter | Yes | SunnyMac, LLC | PSE&G |  | Accepted | 2025-08-26 | 2025-09-16 | 2026-09-16 | Solar Panels | HANWHA | Q.PEAK DUO BLK ML-G10.C+ |  | 0.415 | 24 | 166 | 11 |  | Fixed | Roof
NJADRE1560428029 | Administratively Determined Incentive Program | Towaco | 7082 | 7.82 | Residential | Behind the Meter | No | Infinity Solar Systems, LLC | JCP&L |  | Accepted | 2025-08-26 | 2025-09-16 | 2026-09-16 | Inverters | Enphase | IQ8X-80-M-US | 380 |  | 17 |  |  | 0.97 |  | Outdoor
NJADRE1560428029 | Administratively Determined Incentive Program | Towaco | 7082 | 7.82 | Residential | Behind the Meter | No | Infinity Solar Systems, LLC | JCP&L |  | Accepted | 2025-08-26 | 2025-09-16 | 2026-09-16 | Solar Panels | REC Solar | REC 460AA PURE-RX |  | 0.46 | 17 | 175 | 24 |  | Fixed | Roof
NJADRE1560428030 | Administratively Determined Incentive Program | ATLANTIC HIGHLANDS | 7716 | 11.18 | Residential | Behind the Meter | No | Green Power Energy, LLC | JCP&L |  | Accepted | 2025-08-26 | 2025-09-19 | 2026-09-19 | Solar Panels | SEG Solar | SEG-430-BTD-BG |  | 0.43 | 21 | 107 | 45 |  | Fixed | Roof
NJADRE1560428030 | Administratively Determined Incentive Program | ATLANTIC HIGHLANDS | 7716 | 11.18 | Residential | Behind the Meter | No | Green Power Energy, LLC | JCP&L |  | Accepted | 2025-08-26 | 2025-09-19 | 2026-09-19 | Solar Panels | SEG Solar | SEG-430-BTD-BG |  | 0.43 | 1 | 107 | 30 |  | Fixed | Roof
NJADRE1560428030 | Administratively Determined Incentive Program | ATLANTIC HIGHLANDS | 7716 | 11.18 | Residential | Behind the Meter | No | Green Power Energy, LLC | JCP&L |  | Accepted | 2025-08-26 | 2025-09-19 | 2026-09-19 | Solar Panels | SEG Solar | SEG-430-BTD-BG |  | 0.43 | 1 | 197 | 49 |  | Fixed | Roof
NJADRE1560428030 | Administratively Determined Incentive Program | ATLANTIC HIGHLANDS | 7716 | 11.18 | Residential | Behind the Meter | No | Green Power Energy, LLC | JCP&L |  | Accepted | 2025-08-26 | 2025-09-19 | 2026-09-19 | Solar Panels | SEG Solar | SEG-430-BTD-BG |  | 0.43 | 3 | 197 | 27 |  | Fixed | Roof
NJADRE1560428030 | Administratively Determined Incentive Program | ATLANTIC HIGHLANDS | 7716 | 11.18 | Residential | Behind the Meter | No | Green Power Energy, LLC | JCP&L |  | Accepted | 2025-08-26 | 2025-09-19 | 2026-09-19 | Inverters | Enphase | IQ8MC-72-M-US [240V] | 320 |  | 26 |  |  | 0.98 |  | Outdoor | Roof
NJADRE1560428034 | Administratively Determined Incentive Program | BARGAINTOWN | 8234 | 9.84 | Residential | Behind the Meter | No | Whitman Construction, LLC | AC Electric |  | Accepted | 2025-08-26 | 2025-09-16 | 2026-09-16 | Inverters | ENPHASE | IQ8PLUS-72-M-US | 290 |  | 24 |  |  | 0.975 |  | Outdoor
NJADRE1560428034 | Administratively Determined Incentive Program | BARGAINTOWN | 8234 | 9.84 | Residential | Behind the Meter | No | Whitman Construction, LLC | AC Electric |  | Accepted | 2025-08-26 | 2025-09-16 | 2026-09-16 | Solar Panels | Trina Solar | TSM-410NE09RC.05 |  | 0.41 | 2 | 196 | 40 |  | Fixed | Roof
NJADRE1560428034 | Administratively Determined Incentive Program | BARGAINTOWN | 8234 | 9.84 | Residential | Behind the Meter | No | Whitman Construction, LLC | AC Electric |  | Accepted | 2025-08-26 | 2025-09-16 | 2026-09-16 | Solar Panels | Trina Solar | TSM-410NE09RC.05 |  | 0.41 | 17 | 106 | 27 |  | Fixed | Roof
NJADRE1560428034 | Administratively Determined Incentive Program | BARGAINTOWN | 8234 | 9.84 | Residential | Behind the Meter | No | Whitman Construction, LLC | AC Electric |  | Accepted | 2025-08-26 | 2025-09-16 | 2026-09-16 | Solar Panels | Trina Solar | TSM-410NE09RC.05 |  | 0.41 | 5 | 286 | 27 |  | Fixed | Roof
NJADRE1560428041 | Administratively Determined Incentive Program | Union | 7083 | 9.24 | Residential | Behind the Meter | Yes | Velocity Energy & Home Solutions, Inc. | PSE&G |  | Accepted | 2025-08-26 | 2025-09-17 | 2026-09-17 | Inverters | enphase | iq8hc | 390 |  | 21 |  |  | 0.99 |  | Outside | behind panels
NJADRE1560428041 | Administratively Determined Incentive Program | Union | 7083 | 9.24 | Residential | Behind the Meter | Yes | Velocity Energy & Home Solutions, Inc. | PSE&G |  | Accepted | 2025-08-26 | 2025-09-17 | 2026-09-17 | Solar Panels | sil | 440 |  | 0.44 | 9 | 314 | 31 |  | Fixed | Roof
NJADRE1560428041 | Administratively Determined Incentive Program | Union | 7083 | 9.24 | Residential | Behind the Meter | Yes | Velocity Energy & Home Solutions, Inc. | PSE&G |  | Accepted | 2025-08-26 | 2025-09-17 | 2026-09-17 | Solar Panels | sil | 440w |  | 0.44 | 12 | 134 | 31 |  | Fixed | Roof
NJADRE1560428043 | Administratively Determined Incentive Program | Galloway | 8205 | 2.05 | Residential | Behind the Meter | Yes | Trinity Solar, LLC | AC Electric |  | Accepted | 2025-08-26 | 2025-09-16 | 2026-09-16 | Inverters | Enphase | IQ8PLUS-72-2-US | 1450 |  | 5 |  |  | 0.96 |  | Outside
NJADRE1560428043 | Administratively Determined Incentive Program | Galloway | 8205 | 2.05 | Residential | Behind the Meter | Yes | Trinity Solar, LLC | AC Electric |  | Accepted | 2025-08-26 | 2025-09-16 | 2026-09-16 | Solar Panels | Hanwha | Q.PEAK DUO BLK ML-G10+ 410 |  | 0.41 | 5 | 222 | 23 |  | Fixed | Roof
NJADRE1560428054 | Administratively Determined Incentive Program | Lower Township | 8251 | 10.875 | Residential | Behind the Meter | Yes | EMT Renewables, LLC | AC Electric |  | Accepted | 2025-08-26 | 2025-09-23 | 2026-09-23 | Solar Panels | Q CELLS | Q TRON |  | 0.435 | 6 | 119 | 27 |  | Fixed | Roof
NJADRE1560428054 | Administratively Determined Incentive Program | Lower Township | 8251 | 10.875 | Residential | Behind the Meter | Yes | EMT Renewables, LLC | AC Electric |  | Accepted | 2025-08-26 | 2025-09-23 | 2026-09-23 | Solar Panels | Q CELLS | Q TRON |  | 0.435 | 6 | 120 | 27 |  | Fixed | Roof
NJADRE1560428054 | Administratively Determined Incentive Program | Lower Township | 8251 | 10.875 | Residential | Behind the Meter | Yes | EMT Renewables, LLC | AC Electric |  | Accepted | 2025-08-26 | 2025-09-23 | 2026-09-23 | Solar Panels | Q CELLS | Q TRON |  | 0.435 | 7 | 299 | 27 |  | Fixed | Roof
NJADRE1560428054 | Administratively Determined Incentive Program | Lower Township | 8251 | 10.875 | Residential | Behind the Meter | Yes | EMT Renewables, LLC | AC Electric |  | Accepted | 2025-08-26 | 2025-09-23 | 2026-09-23 | Inverters | IQ8HC | IQ8+ | 290 |  | 25 |  |  | 0.98 |  | Other | UNDER EACH PANEL
NJADRE1560428054 | Administratively Determined Incentive Program | Lower Township | 8251 | 10.875 | Residential | Behind the Meter | Yes | EMT Renewables, LLC | AC Electric |  | Accepted | 2025-08-26 | 2025-09-23 | 2026-09-23 | Solar Panels | Q CELLS | Q TRON |  | 0.435 | 6 | 300 | 27 |  | Fixed | Roof
NJADRE1560428058 | Administratively Determined Incentive Program | Ewing | 8628 | 20.01 | Residential | Behind the Meter | Yes | SunnyMac, LLC | PSE&G |  | Accepted | 2025-08-26 | 2025-09-16 | 2026-09-16 | Solar Panels | HANWHA | Q.TRON BLK M-G2.H+ |  | 0.435 | 4 | 233 | 16 |  | Fixed | Roof
NJADRE1560428058 | Administratively Determined Incentive Program | Ewing | 8628 | 20.01 | Residential | Behind the Meter | Yes | SunnyMac, LLC | PSE&G |  | Accepted | 2025-08-26 | 2025-09-16 | 2026-09-16 | Solar Panels | HANWHA | Q.TRON BLK M-G2.H+ |  | 0.435 | 5 | 53 | 16 |  | Fixed | Roof
NJADRE1560428058 | Administratively Determined Incentive Program | Ewing | 8628 | 20.01 | Residential | Behind the Meter | Yes | SunnyMac, LLC | PSE&G |  | Accepted | 2025-08-26 | 2025-09-16 | 2026-09-16 | Inverters | SOLAREDGE ENERGY HUB | SE7600H-US | 7600 |  | 2 |  |  | 0.99 |  | Outdoor | next to meter
NJADRE1560428058 | Administratively Determined Incentive Program | Ewing | 8628 | 20.01 | Residential | Behind the Meter | Yes | SunnyMac, LLC | PSE&G |  | Accepted | 2025-08-26 | 2025-09-16 | 2026-09-16 | Solar Panels | HANWHA | Q.TRON BLK M-G2.H+ |  | 0.435 | 14 | 323 | 17 |  | Fixed | Roof
NJADRE1560428058 | Administratively Determined Incentive Program | Ewing | 8628 | 20.01 | Residential | Behind the Meter | Yes | SunnyMac, LLC | PSE&G |  | Accepted | 2025-08-26 | 2025-09-16 | 2026-09-16 | Solar Panels | HANWHA | Q.TRON BLK M-G2.H+ |  | 0.435 | 11 | 143 | 19 |  | Fixed | Roof
NJADRE1560428058 | Administratively Determined Incentive Program | Ewing | 8628 | 20.01 | Residential | Behind the Meter | Yes | SunnyMac, LLC | PSE&G |  | Accepted | 2025-08-26 | 2025-09-16 | 2026-09-16 | Solar Panels | HANWHA | Q.TRON BLK M-G2.H+ |  | 0.435 | 12 | 323 | 19 |  | Fixed | Roof
NJADRE1560428072 | Administratively Determined Incentive Program | WILDWOOD CREST | 8260 | 4.785 | Residential | Behind the Meter | Yes | EMT Renewables, LLC | AC Electric |  | Accepted | 2025-08-26 | 2025-09-16 | 2026-09-16 | Inverters | Enphase | IQ8HC | 380 |  | 11 |  |  | 0.98 |  | Other | UNDER EACH PANEL
NJADRE1560428072 | Administratively Determined Incentive Program | WILDWOOD CREST | 8260 | 4.785 | Residential | Behind the Meter | Yes | EMT Renewables, LLC | AC Electric |  | Accepted | 2025-08-26 | 2025-09-16 | 2026-09-16 | Solar Panels | Q CELLS | Q TRON=BLK-M=G2.H+ |  | 0.435 | 11 | 227 | 28 |  | Fixed | Roof
NJADRE1560428078 | Administratively Determined Incentive Program | LINDENWOLD | 8021 | 10.44 | Residential | Behind the Meter | Yes | SunnyMac, LLC | AC Electric |  | Accepted | 2025-08-26 | 2025-09-16 | 2026-09-16 | Solar Panels | HANWHA | Q.TRON BLK M-G2+ |  | 0.435 | 14 | 266 | 26 |  | Fixed | Roof
NJADRE1560428078 | Administratively Determined Incentive Program | LINDENWOLD | 8021 | 10.44 | Residential | Behind the Meter | Yes | SunnyMac, LLC | AC Electric |  | Accepted | 2025-08-26 | 2025-09-16 | 2026-09-16 | Inverters | SOLAREDGE HOME HUB | SE7600H-US | 7600 |  | 1 |  |  | 0.99 |  | Outdoor | next to meter
NJADRE1560428078 | Administratively Determined Incentive Program | LINDENWOLD | 8021 | 10.44 | Residential | Behind the Meter | Yes | SunnyMac, LLC | AC Electric |  | Accepted | 2025-08-26 | 2025-09-16 | 2026-09-16 | Solar Panels | HANWHA | Q.TRON BLK M-G2+ |  | 0.435 | 10 | 86 | 26 |  | Fixed | Roof
NJADRE1560428083 | Administratively Determined Incentive Program | BRIDGETON | 8302 | 8.265 | Residential | Behind the Meter | Yes | EMT Renewables, LLC | AC Electric |  | Accepted | 2025-08-26 | 2025-09-16 | 2026-09-16 | Solar Panels | Q CELLS | Q TRON BLK-M-G2.H+ |  | 0.435 | 7 | 265 | 20 |  | Fixed | Roof
NJADRE1560428083 | Administratively Determined Incentive Program | BRIDGETON | 8302 | 8.265 | Residential | Behind the Meter | Yes | EMT Renewables, LLC | AC Electric |  | Accepted | 2025-08-26 | 2025-09-16 | 2026-09-16 | Solar Panels | Q CELLS | Q TRON BLK-M-G2.H+ |  | 0.435 | 3 | 84 | 9 |  | Fixed | Roof
NJADRE1560428083 | Administratively Determined Incentive Program | BRIDGETON | 8302 | 8.265 | Residential | Behind the Meter | Yes | EMT Renewables, LLC | AC Electric |  | Accepted | 2025-08-26 | 2025-09-16 | 2026-09-16 | Inverters | Enphase | IQ8HC | 380 |  | 19 |  |  | 0.98 |  | Other | UNDER EACH PANEL
NJADRE1560428083 | Administratively Determined Incentive Program | BRIDGETON | 8302 | 8.265 | Residential | Behind the Meter | Yes | EMT Renewables, LLC | AC Electric |  | Accepted | 2025-08-26 | 2025-09-16 | 2026-09-16 | Solar Panels | Q CELLS | Q TRON BLK-M-G2.H+ |  | 0.435 | 9 | 85 | 20 |  | Fixed | Roof
NJADRE1560428086 | Administratively Determined Incentive Program | LINDEN CITY | 7036 | 8.17 | Residential | Behind the Meter | Yes | VELOCITY ENERGY & HOME SOLUTIONS, INC. | PSE&G |  | Accepted | 2025-08-26 | 2025-09-17 | 2026-09-17 | Solar Panels | seg | 430w |  | 0.43 | 9 | 43 | 20 |  | Fixed | Roof
NJADRE1560428086 | Administratively Determined Incentive Program | LINDEN CITY | 7036 | 8.17 | Residential | Behind the Meter | Yes | VELOCITY ENERGY & HOME SOLUTIONS, INC. | PSE&G |  | Accepted | 2025-08-26 | 2025-09-17 | 2026-09-17 | Inverters | enphase | iq8plus | 290 |  | 19 |  |  | 0.99 |  | Outside | behind panels
NJADRE1560428086 | Administratively Determined Incentive Program | LINDEN CITY | 7036 | 8.17 | Residential | Behind the Meter | Yes | VELOCITY ENERGY & HOME SOLUTIONS, INC. | PSE&G |  | Accepted | 2025-08-26 | 2025-09-17 | 2026-09-17 | Solar Panels | seg | 430w |  | 0.43 | 6 | 313 | 20 |  | Fixed | Roof
NJADRE1560428086 | Administratively Determined Incentive Program | LINDEN CITY | 7036 | 8.17 | Residential | Behind the Meter | Yes | VELOCITY ENERGY & HOME SOLUTIONS, INC. | PSE&G |  | Accepted | 2025-08-26 | 2025-09-17 | 2026-09-17 | Solar Panels | seg | 430w |  | 0.43 | 4 | 223 | 20 |  | Fixed | Roof
NJADRE1560428089 | Administratively Determined Incentive Program | SOUTH BRUNSWICK TWP | 8852 | 11.61 | Residential | Behind the Meter | No | Green Power Energy, LLC | PSE&G |  | Accepted | 2025-08-26 | 2025-09-16 | 2026-09-16 | Inverters | Enphase Energy | IQ8MC-72-M-US [240V] | 320 |  | 27 |  |  | 0.98 |  | Outdoor | Roof
NJADRE1560428089 | Administratively Determined Incentive Program | SOUTH BRUNSWICK TWP | 8852 | 11.61 | Residential | Behind the Meter | No | Green Power Energy, LLC | PSE&G |  | Accepted | 2025-08-26 | 2025-09-16 | 2026-09-16 | Solar Panels | SEG Solar | SEG-430-BTD-BG |  | 0.43 | 27 | 200 | 30 |  | Fixed | Roof
NJADRE1560428093 | Administratively Determined Incentive Program | CHERRY HILL | 8002 | 16.2 | Residential | Behind the Meter | Yes | Solar Energy World | PSE&G |  | Accepted | 2025-08-26 | 2025-09-16 | 2026-09-16 | Solar Panels | LONGi | LR5-54HPB-405M |  | 0.405 | 9 | 274 | 30 |  | Fixed | Roof
NJADRE1560428093 | Administratively Determined Incentive Program | CHERRY HILL | 8002 | 16.2 | Residential | Behind the Meter | Yes | Solar Energy World | PSE&G |  | Accepted | 2025-08-26 | 2025-09-16 | 2026-09-16 | Solar Panels | LONGi | LR5-54HPB-405M |  | 0.405 | 10 | 94 | 30 |  | Fixed | Roof
NJADRE1560428093 | Administratively Determined Incentive Program | CHERRY HILL | 8002 | 16.2 | Residential | Behind the Meter | Yes | Solar Energy World | PSE&G |  | Accepted | 2025-08-26 | 2025-09-16 | 2026-09-16 | Solar Panels | LONGi | LR5-54HPB-405M |  | 0.405 | 10 | 275 | 30 |  | Fixed | Roof
NJADRE1560428093 | Administratively Determined Incentive Program | CHERRY HILL | 8002 | 16.2 | Residential | Behind the Meter | Yes | Solar Energy World | PSE&G |  | Accepted | 2025-08-26 | 2025-09-16 | 2026-09-16 | Inverters | Enphase | IQ8+-72-M-US | 290 |  | 40 |  |  | 0.97 |  | Outside
NJADRE1560428093 | Administratively Determined Incentive Program | CHERRY HILL | 8002 | 16.2 | Residential | Behind the Meter | Yes | Solar Energy World | PSE&G |  | Accepted | 2025-08-26 | 2025-09-16 | 2026-09-16 | Solar Panels | LONGi | LR5-54HPB-405M |  | 0.405 | 9 | 95 | 30 |  | Fixed | Roof
NJADRE1560428093 | Administratively Determined Incentive Program | CHERRY HILL | 8002 | 16.2 | Residential | Behind the Meter | Yes | Solar Energy World | PSE&G |  | Accepted | 2025-08-26 | 2025-09-16 | 2026-09-16 | Solar Panels | LONGi | LR5-54HPB-405M |  | 0.405 | 2 | 184 | 31 |  | Fixed | Roof
NJADRE1560428095 | Administratively Determined Incentive Program | Collingswood | 8108 | 11.88 | Residential | Behind the Meter | No | MACK Solar and Roofing | PSE&G |  | Accepted | 2025-08-28 | 2025-09-26 | 2026-09-26 | Solar Panels | Jinko | Jinko Solar 440W Modules |  | 0.44 | 10 | 286 | 47 |  | Fixed | Roof
NJADRE1560428095 | Administratively Determined Incentive Program | Collingswood | 8108 | 11.88 | Residential | Behind the Meter | No | MACK Solar and Roofing | PSE&G |  | Accepted | 2025-08-28 | 2025-09-26 | 2026-09-26 | Solar Panels | Jinko | Jinko Solar 440W Modules |  | 0.44 | 2 | 196 | 47 |  | Fixed | Roof
NJADRE1560428095 | Administratively Determined Incentive Program | Collingswood | 8108 | 11.88 | Residential | Behind the Meter | No | MACK Solar and Roofing | PSE&G |  | Accepted | 2025-08-28 | 2025-09-26 | 2026-09-26 | Solar Panels | Jinko | Jinko Solar 440W Modules |  | 0.44 | 6 | 106 | 47 |  | Fixed | Roof
NJADRE1560428095 | Administratively Determined Incentive Program | Collingswood | 8108 | 11.88 | Residential | Behind the Meter | No | MACK Solar and Roofing | PSE&G |  | Accepted | 2025-08-28 | 2025-09-26 | 2026-09-26 | Solar Panels | Jinko | Jinko Solar 440W Modules |  | 0.44 | 4 | 196 | 47 |  | Fixed | Roof
NJADRE1560428095 | Administratively Determined Incentive Program | Collingswood | 8108 | 11.88 | Residential | Behind the Meter | No | MACK Solar and Roofing | PSE&G |  | Accepted | 2025-08-28 | 2025-09-26 | 2026-09-26 | Solar Panels | Jinko | Jinko Solar 440W Modules |  | 0.44 | 4 | 196 | 47 |  | Fixed | Roof
NJADRE1560428095 | Administratively Determined Incentive Program | Collingswood | 8108 | 11.88 | Residential | Behind the Meter | No | MACK Solar and Roofing | PSE&G |  | Accepted | 2025-08-28 | 2025-09-26 | 2026-09-26 | Solar Panels | Jinko | Jinko Solar 440W Modules |  | 0.44 | 1 | 196 | 47 |  | Fixed | Roof
NJADRE1560428095 | Administratively Determined Incentive Program | Collingswood | 8108 | 11.88 | Residential | Behind the Meter | No | MACK Solar and Roofing | PSE&G |  | Accepted | 2025-08-28 | 2025-09-26 | 2026-09-26 | Inverters | Solar Edge | Home Hub 11.4 KW Inverter | 11400 |  | 1 |  |  | 0.98 |  | Outdoor
NJADRE1560428097 | Administratively Determined Incentive Program | WENONAH | 8090 | 8.6 | Residential | Behind the Meter | No | EMT Renewables, LLC | AC Electric |  | Accepted | 2025-08-26 | 2025-09-16 | 2026-09-16 | Inverters | Q.MI.349B | IQ8+ | 290 |  | 20 |  |  | 0.98 |  | Other | UNDER EACH PANEL
NJADRE1560428097 | Administratively Determined Incentive Program | WENONAH | 8090 | 8.6 | Residential | Behind the Meter | No | EMT Renewables, LLC | AC Electric |  | Accepted | 2025-08-26 | 2025-09-16 | 2026-09-16 | Solar Panels | Q CELLS | Q TRON |  | 0.43 | 14 | 167 | 36 |  | Fixed | Roof
NJADRE1560428097 | Administratively Determined Incentive Program | WENONAH | 8090 | 8.6 | Residential | Behind the Meter | No | EMT Renewables, LLC | AC Electric |  | Accepted | 2025-08-26 | 2025-09-16 | 2026-09-16 | Solar Panels | Q CELLS | Q TRON |  | 0.43 | 3 | 167 | 21 |  | Fixed | Roof
NJADRE1560428097 | Administratively Determined Incentive Program | WENONAH | 8090 | 8.6 | Residential | Behind the Meter | No | EMT Renewables, LLC | AC Electric |  | Accepted | 2025-08-26 | 2025-09-16 | 2026-09-16 | Solar Panels | Q CELLS | Q TRON |  | 0.43 | 3 | 347 | 21 |  | Fixed | Roof
NJADRE1560428107 | Administratively Determined Incentive Program | CLIFTON | 7011 | 11.88 | Residential | Behind the Meter | Yes | Brilliant Installations, Inc. | PSE&G |  | Accepted | 2025-08-26 | 2025-09-16 | 2026-09-16 | Solar Panels | SILFAB SOLAR | SIL-440 QD |  | 0.44 | 8 | 77 | 41 |  | Fixed | Roof
NJADRE1560428107 | Administratively Determined Incentive Program | CLIFTON | 7011 | 11.88 | Residential | Behind the Meter | Yes | Brilliant Installations, Inc. | PSE&G |  | Accepted | 2025-08-26 | 2025-09-16 | 2026-09-16 | Solar Panels | SILFAB SOLAR | SIL-440 QD |  | 0.44 | 5 | 77 | 21 |  | Fixed | Roof
NJADRE1560428107 | Administratively Determined Incentive Program | CLIFTON | 7011 | 11.88 | Residential | Behind the Meter | Yes | Brilliant Installations, Inc. | PSE&G |  | Accepted | 2025-08-26 | 2025-09-16 | 2026-09-16 | Solar Panels | SILFAB SOLAR | SIL-440 QD |  | 0.44 | 9 | 257 | 41 |  | Fixed | Roof
NJADRE1560428107 | Administratively Determined Incentive Program | CLIFTON | 7011 | 11.88 | Residential | Behind the Meter | Yes | Brilliant Installations, Inc. | PSE&G |  | Accepted | 2025-08-26 | 2025-09-16 | 2026-09-16 | Solar Panels | SILFAB SOLAR | SIL-440 QD |  | 0.44 | 5 | 257 | 21 |  | Fixed | Roof
NJADRE1560428107 | Administratively Determined Incentive Program | CLIFTON | 7011 | 11.88 | Residential | Behind the Meter | Yes | Brilliant Installations, Inc. | PSE&G |  | Accepted | 2025-08-26 | 2025-09-16 | 2026-09-16 | Inverters | SOLAREDGE | USE10000H-USMNBL75 | 10000 |  | 1 |  |  | 0.97 |  | Outdoor
NJADRE1560428108 | Administratively Determined Incentive Program | MAYS LANDING | 8330 | 4.35 | Residential | Behind the Meter | Yes | SunnyMac, LLC | AC Electric |  | Accepted | 2025-08-26 | 2025-09-22 | 2026-09-22 | Inverters | SOLAREDGE HOME HUB | SE3800H-US | 3800 |  | 1 |  |  | 0.99 |  | Outdoor | next to meter
NJADRE1560428108 | Administratively Determined Incentive Program | MAYS LANDING | 8330 | 4.35 | Residential | Behind the Meter | Yes | SunnyMac, LLC | AC Electric |  | Accepted | 2025-08-26 | 2025-09-22 | 2026-09-22 | Solar Panels | HANWHA | Q.TRON BLK M-G2+ |  | 0.435 | 10 | 42 | 29 |  | Fixed | Roof
NJADRE1560428115 | Administratively Determined Incentive Program | Haddon Township | 8108 | 12.32 | Residential | Behind the Meter | No | MACK Solar and Roofing | PSE&G |  | Accepted | 2025-08-28 | 2025-09-18 | 2026-09-18 | Solar Panels | Jinko | Jinko Solar 440W Modules |  | 0.44 | 13 | 45 | 35 |  | Fixed | Roof
NJADRE1560428115 | Administratively Determined Incentive Program | Haddon Township | 8108 | 12.32 | Residential | Behind the Meter | No | MACK Solar and Roofing | PSE&G |  | Accepted | 2025-08-28 | 2025-09-18 | 2026-09-18 | Solar Panels | Jinko | Jinko Solar 440W Modules |  | 0.44 | 2 | 225 | 15 |  | Fixed | Roof
NJADRE1560428115 | Administratively Determined Incentive Program | Haddon Township | 8108 | 12.32 | Residential | Behind the Meter | No | MACK Solar and Roofing | PSE&G |  | Accepted | 2025-08-28 | 2025-09-18 | 2026-09-18 | Inverters | Solar Edge | Home Hub 10KW Inverter | 10000 |  | 1 |  |  | 0.98 |  | Outdoor
NJADRE1560428115 | Administratively Determined Incentive Program | Haddon Township | 8108 | 12.32 | Residential | Behind the Meter | No | MACK Solar and Roofing | PSE&G |  | Accepted | 2025-08-28 | 2025-09-18 | 2026-09-18 | Solar Panels | Jinko | Jinko Solar 440W Modules |  | 0.44 | 13 | 225 | 34 |  | Fixed | Roof
NJADRE1560428124 | Administratively Determined Incentive Program | Manville Boro | 8835 | 14.19 | Residential | Behind the Meter | No | Green Power Energy, LLC | PSE&G |  | Accepted | 2025-08-26 | 2025-09-16 | 2026-09-16 | Solar Panels | SEG Solar | SEG-430-BTD-BG |  | 0.43 | 7 | 163 | 27 |  | Fixed | Roof
NJADRE1560428124 | Administratively Determined Incentive Program | Manville Boro | 8835 | 14.19 | Residential | Behind the Meter | No | Green Power Energy, LLC | PSE&G |  | Accepted | 2025-08-26 | 2025-09-16 | 2026-09-16 | Solar Panels | SEG Solar | SEG-430-BTD-BG |  | 0.43 | 20 | 253 | 23 |  | Fixed | Roof
NJADRE1560428124 | Administratively Determined Incentive Program | Manville Boro | 8835 | 14.19 | Residential | Behind the Meter | No | Green Power Energy, LLC | PSE&G |  | Accepted | 2025-08-26 | 2025-09-16 | 2026-09-16 | Solar Panels | SEG Solar | SEG-430-BTD-BG |  | 0.43 | 6 | 73 | 23 |  | Fixed | Roof
NJADRE1560428124 | Administratively Determined Incentive Program | Manville Boro | 8835 | 14.19 | Residential | Behind the Meter | No | Green Power Energy, LLC | PSE&G |  | Accepted | 2025-08-26 | 2025-09-16 | 2026-09-16 | Inverters | Enphase Energy | IQ8MC-72-M-US [240V] | 320 |  | 33 |  |  | 0.98 |  | Outdoor | Roof
NJADRE1560428125 | Administratively Determined Incentive Program | North Brunswick | 8902 | 24.19 | Residential | Behind the Meter | Yes | Freedom Forever New Jersey, LLC | PSE&G |  | Accepted | 2025-08-26 | 2025-09-16 | 2026-09-16 | Inverters | Enphase | IQ8HC-72-M-DOM-US | 320 |  | 59 |  |  | 0.99 |  | Outside
NJADRE1560428125 | Administratively Determined Incentive Program | North Brunswick | 8902 | 24.19 | Residential | Behind the Meter | Yes | Freedom Forever New Jersey, LLC | PSE&G |  | Accepted | 2025-08-26 | 2025-09-16 | 2026-09-16 | Solar Panels | Hanwha | Q.PEAK DUO BLK ML-G10.C+ 410 |  | 0.41 | 3 | 350 | 40 |  | Fixed | Roof
NJADRE1560428125 | Administratively Determined Incentive Program | North Brunswick | 8902 | 24.19 | Residential | Behind the Meter | Yes | Freedom Forever New Jersey, LLC | PSE&G |  | Accepted | 2025-08-26 | 2025-09-16 | 2026-09-16 | Solar Panels | Hanwha | Q.PEAK DUO BLK ML-G10.C+ 410 |  | 0.41 | 7 | 351 | 40 |  | Fixed | Roof
NJADRE1560428125 | Administratively Determined Incentive Program | North Brunswick | 8902 | 24.19 | Residential | Behind the Meter | Yes | Freedom Forever New Jersey, LLC | PSE&G |  | Accepted | 2025-08-26 | 2025-09-16 | 2026-09-16 | Solar Panels | Hanwha | Q.PEAK DUO BLK ML-G10.C+ 410 |  | 0.41 | 3 | 260 | 40 |  | Fixed | Roof
NJADRE1560428125 | Administratively Determined Incentive Program | North Brunswick | 8902 | 24.19 | Residential | Behind the Meter | Yes | Freedom Forever New Jersey, LLC | PSE&G |  | Accepted | 2025-08-26 | 2025-09-16 | 2026-09-16 | Solar Panels | Hanwha | Q.PEAK DUO BLK ML-G10.C+ 410 |  | 0.41 | 17 | 171 | 40 |  | Fixed | Roof
NJADRE1560428125 | Administratively Determined Incentive Program | North Brunswick | 8902 | 24.19 | Residential | Behind the Meter | Yes | Freedom Forever New Jersey, LLC | PSE&G |  | Accepted | 2025-08-26 | 2025-09-16 | 2026-09-16 | Solar Panels | Hanwha | Q.PEAK DUO BLK ML-G10.C+ 410 |  | 0.41 | 16 | 80 | 40 |  | Fixed | Roof
NJADRE1560428125 | Administratively Determined Incentive Program | North Brunswick | 8902 | 24.19 | Residential | Behind the Meter | Yes | Freedom Forever New Jersey, LLC | PSE&G |  | Accepted | 2025-08-26 | 2025-09-16 | 2026-09-16 | Solar Panels | Hanwha | Q.PEAK DUO BLK ML-G10.C+ 410 |  | 0.41 | 2 | 170 | 40 |  | Fixed | Roof
NJADRE1560428125 | Administratively Determined Incentive Program | North Brunswick | 8902 | 24.19 | Residential | Behind the Meter | Yes | Freedom Forever New Jersey, LLC | PSE&G |  | Accepted | 2025-08-26 | 2025-09-16 | 2026-09-16 | Solar Panels | Hanwha | Q.PEAK DUO BLK ML-G10.C+ 410 |  | 0.41 | 10 | 261 | 40 |  | Fixed | Roof
NJADRE1560428125 | Administratively Determined Incentive Program | North Brunswick | 8902 | 24.19 | Residential | Behind the Meter | Yes | Freedom Forever New Jersey, LLC | PSE&G |  | Accepted | 2025-08-26 | 2025-09-16 | 2026-09-16 | Solar Panels | Hanwha | Q.PEAK DUO BLK ML-G10.C+ 410 |  | 0.41 | 1 | 80 | 40 |  | Fixed | Roof
NJADRE1560428133 | Administratively Determined Incentive Program | Mays Landing | 8330 | 6.96 | Residential | Behind the Meter | Yes | SunnyMac, LLC | AC Electric |  | Accepted | 2025-08-26 | 2025-09-16 | 2026-09-16 | Solar Panels | HANWHA | Q.TRON BLK M-G2+ |  | 0.435 | 9 | 111 | 40 |  | Fixed | Roof
NJADRE1560428133 | Administratively Determined Incentive Program | Mays Landing | 8330 | 6.96 | Residential | Behind the Meter | Yes | SunnyMac, LLC | AC Electric |  | Accepted | 2025-08-26 | 2025-09-16 | 2026-09-16 | Solar Panels | HANWHA | Q.TRON BLK M-G2+ |  | 0.435 | 7 | 291 | 40 |  | Fixed | Roof
NJADRE1560428133 | Administratively Determined Incentive Program | Mays Landing | 8330 | 6.96 | Residential | Behind the Meter | Yes | SunnyMac, LLC | AC Electric |  | Accepted | 2025-08-26 | 2025-09-16 | 2026-09-16 | Inverters | SOLAREDGE HOME HUB | SE5700H-US | 5760 |  | 1 |  |  | 0.99 |  | Outdoor | next to meter
NJADRE1560428140 | Administratively Determined Incentive Program | Mount Tabor | 7878 | 5.74 | Residential | Behind the Meter | No | Pro Custom Solar dba Momentum Solar | JCP&L |  | Accepted | 2025-08-26 | 2025-09-16 | 2026-09-16 | Inverters | ENPHASE | IQ8MC-72-M-US | 380 |  | 14 |  |  | 0.97 |  | Outdoor
NJADRE1560428140 | Administratively Determined Incentive Program | Mount Tabor | 7878 | 5.74 | Residential | Behind the Meter | No | Pro Custom Solar dba Momentum Solar | JCP&L |  | Accepted | 2025-08-26 | 2025-09-16 | 2026-09-16 | Solar Panels | HANWHA | q.peak duo blk-g10+410 |  | 0.41 | 2 | 29 | 35 |  | Fixed | Roof
NJADRE1560428140 | Administratively Determined Incentive Program | Mount Tabor | 7878 | 5.74 | Residential | Behind the Meter | No | Pro Custom Solar dba Momentum Solar | JCP&L |  | Accepted | 2025-08-26 | 2025-09-16 | 2026-09-16 | Solar Panels | HANWHA | q.peak duo blk-g10+410 |  | 0.41 | 12 | 209 | 35 |  | Fixed | Roof
NJADRE1560428141 | Administratively Determined Incentive Program | WENONAH | 8090 | 11.88 | Residential | Behind the Meter | Yes | MACK Solar and Roofing | AC Electric |  | Accepted | 2025-08-28 | 2025-09-18 | 2026-09-18 | Solar Panels | Jinko | Jinko Solar 440W Modules |  | 0.44 | 12 | 178 | 20 |  | Fixed | Roof
NJADRE1560428141 | Administratively Determined Incentive Program | WENONAH | 8090 | 11.88 | Residential | Behind the Meter | Yes | MACK Solar and Roofing | AC Electric |  | Accepted | 2025-08-28 | 2025-09-18 | 2026-09-18 | Inverters | Solar Edge | Home Hub 7.6KW Inverter | 7600 |  | 1 |  |  | 0.98 |  | Outdoor
NJADRE1560428141 | Administratively Determined Incentive Program | WENONAH | 8090 | 11.88 | Residential | Behind the Meter | Yes | MACK Solar and Roofing | AC Electric |  | Accepted | 2025-08-28 | 2025-09-18 | 2026-09-18 | Solar Panels | Jinko | Jinko Solar 440W Modules |  | 0.44 | 15 | 178 | 0 |  | Fixed | Roof
NJADRE1560428151 | Administratively Determined Incentive Program | Englishtown | 7726 | 12.3 | Residential | Behind the Meter | No | Trinity Solar, LLC | JCP&L |  | Accepted | 2025-08-26 | 2025-09-16 | 2026-09-16 | Solar Panels | Hanwha | Q.PEAK DUO BLK ML-G10.C+ 410 |  | 0.41 | 6 | 135 | 23 |  | Fixed | Roof
NJADRE1560428151 | Administratively Determined Incentive Program | Englishtown | 7726 | 12.3 | Residential | Behind the Meter | No | Trinity Solar, LLC | JCP&L |  | Accepted | 2025-08-26 | 2025-09-16 | 2026-09-16 | Solar Panels | Hanwha | Q.PEAK DUO BLK ML-G10.C+ 410 |  | 0.41 | 14 | 225 | 23 |  | Fixed | Roof
NJADRE1560428151 | Administratively Determined Incentive Program | Englishtown | 7726 | 12.3 | Residential | Behind the Meter | No | Trinity Solar, LLC | JCP&L |  | Accepted | 2025-08-26 | 2025-09-16 | 2026-09-16 | Inverters | Solar Edge | USE10000H-US | 10001 |  | 1 |  |  | 0.97 |  | Outside
NJADRE1560428151 | Administratively Determined Incentive Program | Englishtown | 7726 | 12.3 | Residential | Behind the Meter | No | Trinity Solar, LLC | JCP&L |  | Accepted | 2025-08-26 | 2025-09-16 | 2026-09-16 | Solar Panels | Hanwha | Q.PEAK DUO BLK ML-G10.C+ 410 |  | 0.41 | 10 | 225 | 23 |  | Fixed | Roof
NJADRE1560428168 | Administratively Determined Incentive Program | WINSLOW TOWNSHIP | 8089 | 11.62 | Residential | Behind the Meter | Yes | SunnyMac, LLC | AC Electric |  | Accepted | 2025-08-26 | 2025-09-16 | 2026-09-16 | Solar Panels | HANWHA | Q.PEAK DUO BLK ML-G10+ |  | 0.415 | 11 | 264 | 23 |  | Fixed | Roof
NJADRE1560428168 | Administratively Determined Incentive Program | WINSLOW TOWNSHIP | 8089 | 11.62 | Residential | Behind the Meter | Yes | SunnyMac, LLC | AC Electric |  | Accepted | 2025-08-26 | 2025-09-16 | 2026-09-16 | Inverters | SOLAREDGE HOME HUB | SE7600H-US | 7600 |  | 1 |  |  | 0.99 |  | Outdoor | next to meter
NJADRE1560428168 | Administratively Determined Incentive Program | WINSLOW TOWNSHIP | 8089 | 11.62 | Residential | Behind the Meter | Yes | SunnyMac, LLC | AC Electric |  | Accepted | 2025-08-26 | 2025-09-16 | 2026-09-16 | Solar Panels | HANWHA | Q.PEAK DUO BLK ML-G10+ |  | 0.415 | 11 | 84 | 23 |  | Fixed | Roof
NJADRE1560428168 | Administratively Determined Incentive Program | WINSLOW TOWNSHIP | 8089 | 11.62 | Residential | Behind the Meter | Yes | SunnyMac, LLC | AC Electric |  | Accepted | 2025-08-26 | 2025-09-16 | 2026-09-16 | Solar Panels | HANWHA | Q.PEAK DUO BLK ML-G10+ |  | 0.415 | 6 | 264 | 23 |  | Fixed | Roof
NJADRE1560428187 | Administratively Determined Incentive Program | COLUMBUS | 8022 | 18.86 | Residential | Behind the Meter | Yes | Pro Custom Solar dba Momentum Solar | JCP&L |  | Accepted | 2025-08-26 | 2025-09-25 | 2026-09-25 | Inverters | ENPHASE | IQ8HC-72-M-DOM-US | 380 |  | 46 |  |  | 0.97 |  | Outdoor
NJADRE1560428187 | Administratively Determined Incentive Program | COLUMBUS | 8022 | 18.86 | Residential | Behind the Meter | Yes | Pro Custom Solar dba Momentum Solar | JCP&L |  | Accepted | 2025-08-26 | 2025-09-25 | 2026-09-25 | Solar Panels | ENPHASE | q.peak duo blk-g10+410 |  | 0.41 | 16 | 333 | 21 |  | Fixed | Roof
NJADRE1560428187 | Administratively Determined Incentive Program | COLUMBUS | 8022 | 18.86 | Residential | Behind the Meter | Yes | Pro Custom Solar dba Momentum Solar | JCP&L |  | Accepted | 2025-08-26 | 2025-09-25 | 2026-09-25 | Solar Panels | Hanwha | q.peak duo blk-g10+410 |  | 0.41 | 14 | 243 | 20 |  | Fixed | Roof
NJADRE1560428187 | Administratively Determined Incentive Program | COLUMBUS | 8022 | 18.86 | Residential | Behind the Meter | Yes | Pro Custom Solar dba Momentum Solar | JCP&L |  | Accepted | 2025-08-26 | 2025-09-25 | 2026-09-25 | Solar Panels | HANWHA | Q.PEAK DUO BLK ML-G10+ 410 |  | 0.41 | 11 | 243 | 20 |  | Fixed | Roof
NJADRE1560428187 | Administratively Determined Incentive Program | COLUMBUS | 8022 | 18.86 | Residential | Behind the Meter | Yes | Pro Custom Solar dba Momentum Solar | JCP&L |  | Accepted | 2025-08-26 | 2025-09-25 | 2026-09-25 | Solar Panels | HANWHA | q.peak duo blk-g10+410 |  | 0.41 | 5 | 63 | 20 |  | Fixed | Roof
NJADRE1560428189 | Administratively Determined Incentive Program | MORGANVILLE | 7751 | 12.3 | Residential | Behind the Meter | No | Trinity Solar, LLC | JCP&L |  | Accepted | 2025-08-26 | 2025-09-16 | 2026-09-16 | Solar Panels | Hanwha | Q.PEAK DUO BLK ML-G10.C+ 410 |  | 0.41 | 16 | 141 | 34 |  | Fixed | Roof
NJADRE1560428189 | Administratively Determined Incentive Program | MORGANVILLE | 7751 | 12.3 | Residential | Behind the Meter | No | Trinity Solar, LLC | JCP&L |  | Accepted | 2025-08-26 | 2025-09-16 | 2026-09-16 | Inverters | Solar Edge | USE10000H-US | 10000 |  | 1 |  |  | 0.97 |  | Outside
NJADRE1560428189 | Administratively Determined Incentive Program | MORGANVILLE | 7751 | 12.3 | Residential | Behind the Meter | No | Trinity Solar, LLC | JCP&L |  | Accepted | 2025-08-26 | 2025-09-16 | 2026-09-16 | Solar Panels | Hanwha | Q.PEAK DUO BLK ML-G10.C+ 410 |  | 0.41 | 10 | 231 | 46 |  | Fixed | Roof
NJADRE1560428189 | Administratively Determined Incentive Program | MORGANVILLE | 7751 | 12.3 | Residential | Behind the Meter | No | Trinity Solar, LLC | JCP&L |  | Accepted | 2025-08-26 | 2025-09-16 | 2026-09-16 | Solar Panels | Hanwha | Q.PEAK DUO BLK ML-G10.C+ 410 |  | 0.41 | 2 | 231 | 45 |  | Fixed | Roof
NJADRE1560428189 | Administratively Determined Incentive Program | MORGANVILLE | 7751 | 12.3 | Residential | Behind the Meter | No | Trinity Solar, LLC | JCP&L |  | Accepted | 2025-08-26 | 2025-09-16 | 2026-09-16 | Solar Panels | Hanwha | Q.PEAK DUO BLK ML-G10.C+ 410 |  | 0.41 | 2 | 231 | 44 |  | Fixed | Roof
NJADRE1560428191 | Administratively Determined Incentive Program | MONTGOMERY TWP | 8502 | 20.5 | Residential | Behind the Meter | No | Define Solar, LLC | PSE&G |  | Accepted | 2025-08-26 | 2025-09-16 | 2026-09-16 | Solar Panels | Znshine | ZXM7-SH108 410 |  | 0.41 | 4 | 119 | 35 |  | Fixed | Roof
NJADRE1560428191 | Administratively Determined Incentive Program | MONTGOMERY TWP | 8502 | 20.5 | Residential | Behind the Meter | No | Define Solar, LLC | PSE&G |  | Accepted | 2025-08-26 | 2025-09-16 | 2026-09-16 | Solar Panels | Znshine | ZXM7-SH108 410 |  | 0.41 | 4 | 299 | 35 |  | Fixed | Roof
NJADRE1560428191 | Administratively Determined Incentive Program | MONTGOMERY TWP | 8502 | 20.5 | Residential | Behind the Meter | No | Define Solar, LLC | PSE&G |  | Accepted | 2025-08-26 | 2025-09-16 | 2026-09-16 | Solar Panels | Znshine | ZXM7-SH108 410 |  | 0.41 | 7 | 300 | 34 |  | Fixed | Roof
NJADRE1560428191 | Administratively Determined Incentive Program | MONTGOMERY TWP | 8502 | 20.5 | Residential | Behind the Meter | No | Define Solar, LLC | PSE&G |  | Accepted | 2025-08-26 | 2025-09-16 | 2026-09-16 | Inverters | Enphase | IQ8PLUS-72-2-US | 290 |  | 7 |  |  | 0.976 |  | Outside | Under each pv panel
NJADRE1560428191 | Administratively Determined Incentive Program | MONTGOMERY TWP | 8502 | 20.5 | Residential | Behind the Meter | No | Define Solar, LLC | PSE&G |  | Accepted | 2025-08-26 | 2025-09-16 | 2026-09-16 | Solar Panels | Znshine | ZXM7-SH108 410 |  | 0.41 | 3 | 300 | 34 |  | Fixed | Roof
NJADRE1560428191 | Administratively Determined Incentive Program | MONTGOMERY TWP | 8502 | 20.5 | Residential | Behind the Meter | No | Define Solar, LLC | PSE&G |  | Accepted | 2025-08-26 | 2025-09-16 | 2026-09-16 | Solar Panels | Znshine | ZXM7-SH108 410 |  | 0.41 | 4 | 210 | 34 |  | Fixed | Roof
NJADRE1560428191 | Administratively Determined Incentive Program | MONTGOMERY TWP | 8502 | 20.5 | Residential | Behind the Meter | No | Define Solar, LLC | PSE&G |  | Accepted | 2025-08-26 | 2025-09-16 | 2026-09-16 | Inverters | Enphase | IQ8PLUS-72-2-US | 290 |  | 4 |  |  | 0.976 |  | Outside | Under each pv panel
NJADRE1560428191 | Administratively Determined Incentive Program | MONTGOMERY TWP | 8502 | 20.5 | Residential | Behind the Meter | No | Define Solar, LLC | PSE&G |  | Accepted | 2025-08-26 | 2025-09-16 | 2026-09-16 | Inverters | Enphase | IQ8PLUS-72-2-US | 290 |  | 4 |  |  | 0.976 |  | Outside | Under each pv panel
NJADRE1560428191 | Administratively Determined Incentive Program | MONTGOMERY TWP | 8502 | 20.5 | Residential | Behind the Meter | No | Define Solar, LLC | PSE&G |  | Accepted | 2025-08-26 | 2025-09-16 | 2026-09-16 | Solar Panels | Znshine | ZXM7-SH108 410 |  | 0.41 | 10 | 120 | 34 |  | Fixed | Roof
NJADRE1560428191 | Administratively Determined Incentive Program | MONTGOMERY TWP | 8502 | 20.5 | Residential | Behind the Meter | No | Define Solar, LLC | PSE&G |  | Accepted | 2025-08-26 | 2025-09-16 | 2026-09-16 | Solar Panels | Znshine | ZXM7-SH108 410 |  | 0.41 | 12 | 30 | 34 |  | Fixed | Roof
NJADRE1560428191 | Administratively Determined Incentive Program | MONTGOMERY TWP | 8502 | 20.5 | Residential | Behind the Meter | No | Define Solar, LLC | PSE&G |  | Accepted | 2025-08-26 | 2025-09-16 | 2026-09-16 | Inverters | Enphase | IQ8PLUS-72-2-US | 290 |  | 12 |  |  | 0.976 |  | Outside | Under each pv panel
NJADRE1560428191 | Administratively Determined Incentive Program | MONTGOMERY TWP | 8502 | 20.5 | Residential | Behind the Meter | No | Define Solar, LLC | PSE&G |  | Accepted | 2025-08-26 | 2025-09-16 | 2026-09-16 | Solar Panels | Znshine | ZXM7-SH108 410 |  | 0.41 | 4 | 210 | 34 |  | Fixed | Roof
NJADRE1560428191 | Administratively Determined Incentive Program | MONTGOMERY TWP | 8502 | 20.5 | Residential | Behind the Meter | No | Define Solar, LLC | PSE&G |  | Accepted | 2025-08-26 | 2025-09-16 | 2026-09-16 | Solar Panels | Znshine | ZXM7-SH108 410 |  | 0.41 | 2 | 120 | 34 |  | Fixed | Roof
NJADRE1560428191 | Administratively Determined Incentive Program | MONTGOMERY TWP | 8502 | 20.5 | Residential | Behind the Meter | No | Define Solar, LLC | PSE&G |  | Accepted | 2025-08-26 | 2025-09-16 | 2026-09-16 | Inverters | Enphase | IQ8PLUS-72-2-US | 290 |  | 10 |  |  | 0.976 |  | Outside | Under each pv panel
NJADRE1560428191 | Administratively Determined Incentive Program | MONTGOMERY TWP | 8502 | 20.5 | Residential | Behind the Meter | No | Define Solar, LLC | PSE&G |  | Accepted | 2025-08-26 | 2025-09-16 | 2026-09-16 | Inverters | Enphase | IQ8PLUS-72-2-US | 290 |  | 4 |  |  | 0.976 |  | Outside | Under each pv panel
NJADRE1560428191 | Administratively Determined Incentive Program | MONTGOMERY TWP | 8502 | 20.5 | Residential | Behind the Meter | No | Define Solar, LLC | PSE&G |  | Accepted | 2025-08-26 | 2025-09-16 | 2026-09-16 | Inverters | Enphase | IQ8PLUS-72-2-US | 290 |  | 4 |  |  | 0.976 |  | Outside | Under each pv panel
NJADRE1560428191 | Administratively Determined Incentive Program | MONTGOMERY TWP | 8502 | 20.5 | Residential | Behind the Meter | No | Define Solar, LLC | PSE&G |  | Accepted | 2025-08-26 | 2025-09-16 | 2026-09-16 | Inverters | Enphase | IQ8PLUS-72-2-US | 290 |  | 2 |  |  | 0.976 |  | Outside | Under each pv panel
NJADRE1560428191 | Administratively Determined Incentive Program | MONTGOMERY TWP | 8502 | 20.5 | Residential | Behind the Meter | No | Define Solar, LLC | PSE&G |  | Accepted | 2025-08-26 | 2025-09-16 | 2026-09-16 | Inverters | Enphase | IQ8PLUS-72-2-US | 290 |  | 3 |  |  | 0.976 |  | Outside | Under each pv panel
NJADRE1560428195 | Administratively Determined Incentive Program | Gloucester Twp | 8081 | 10.12 | Residential | Behind the Meter | Yes | Brilliant Installations, Inc. | AC Electric |  | Accepted | 2025-08-26 | 2025-09-16 | 2026-09-16 | Inverters | SOLAREDGE | USE7600H-USMNBL75 | 7600 |  | 1 |  |  | 0.97 |  | Outdoor
NJADRE1560428195 | Administratively Determined Incentive Program | Gloucester Twp | 8081 | 10.12 | Residential | Behind the Meter | Yes | Brilliant Installations, Inc. | AC Electric |  | Accepted | 2025-08-26 | 2025-09-16 | 2026-09-16 | Solar Panels | SILFAB SOLAR | SIL-440 QD |  | 0.44 | 12 | 67 | 32 |  | Fixed | Roof
NJADRE1560428195 | Administratively Determined Incentive Program | Gloucester Twp | 8081 | 10.12 | Residential | Behind the Meter | Yes | Brilliant Installations, Inc. | AC Electric |  | Accepted | 2025-08-26 | 2025-09-16 | 2026-09-16 | Solar Panels | SILFAB SOLAR | SIL-440 QD |  | 0.44 | 4 | 247 | 32 |  | Fixed | Roof
NJADRE1560428195 | Administratively Determined Incentive Program | Gloucester Twp | 8081 | 10.12 | Residential | Behind the Meter | Yes | Brilliant Installations, Inc. | AC Electric |  | Accepted | 2025-08-26 | 2025-09-16 | 2026-09-16 | Solar Panels | SILFAB SOLAR | SIL-440 QD |  | 0.44 | 7 | 247 | 32 |  | Fixed | Roof
NJADRE1560428203 | Administratively Determined Incentive Program | Colonia | 7067 | 5.67 | Residential | Behind the Meter | No | Power Home Remodeling Group | PSE&G |  | Accepted | 2025-08-26 | 2025-09-16 | 2026-09-16 | Solar Panels | JA Solar | JAM54S31 405/MR |  | 0.405 | 7 | 268 | 23 |  | Fixed | Roof
NJADRE1560428203 | Administratively Determined Incentive Program | Colonia | 7067 | 5.67 | Residential | Behind the Meter | No | Power Home Remodeling Group | PSE&G |  | Accepted | 2025-08-26 | 2025-09-16 | 2026-09-16 | Solar Panels | JA Solar | JAM54S31 405/MR |  | 0.405 | 7 | 88 | 22 |  | Fixed | Roof
NJADRE1560428203 | Administratively Determined Incentive Program | Colonia | 7067 | 5.67 | Residential | Behind the Meter | No | Power Home Remodeling Group | PSE&G |  | Accepted | 2025-08-26 | 2025-09-16 | 2026-09-16 | Meters | SolarEdge | Revenue Grade Data Ansi C12.20 |  |  | 1 |  |  |  | Yes | Outdoor
NJADRE1560428203 | Administratively Determined Incentive Program | Colonia | 7067 | 5.67 | Residential | Behind the Meter | No | Power Home Remodeling Group | PSE&G |  | Accepted | 2025-08-26 | 2025-09-16 | 2026-09-16 | Inverters | SolarEdge | SE3800H-US | 3800 |  | 1 |  |  | 0.99 |  | Outside
NJADRE1560430985 | Administratively Determined Incentive Program | Somerville | 8876 | 8.17 | Residential | Behind the Meter | No | Green Power Energy, LLC | PSE&G |  | Accepted | 2025-08-26 | 2025-09-16 | 2026-09-16 | Inverters | Enphase | IQ8MC-72-M-US [240V] | 320 |  | 19 |  |  | 0.98 |  | Outside
NJADRE1560430985 | Administratively Determined Incentive Program | Somerville | 8876 | 8.17 | Residential | Behind the Meter | No | Green Power Energy, LLC | PSE&G |  | Accepted | 2025-08-26 | 2025-09-16 | 2026-09-16 | Solar Panels | SEG Solar | SEG-430-BTD-BG |  | 0.43 | 6 | 17 | 34 |  | Fixed | Roof
NJADRE1560430985 | Administratively Determined Incentive Program | Somerville | 8876 | 8.17 | Residential | Behind the Meter | No | Green Power Energy, LLC | PSE&G |  | Accepted | 2025-08-26 | 2025-09-16 | 2026-09-16 | Solar Panels | SEG Solar | SEG-430-BTD-BG |  | 0.43 | 6 | 197 | 34 |  | Fixed | Roof
NJADRE1560430985 | Administratively Determined Incentive Program | Somerville | 8876 | 8.17 | Residential | Behind the Meter | No | Green Power Energy, LLC | PSE&G |  | Accepted | 2025-08-26 | 2025-09-16 | 2026-09-16 | Solar Panels | SEG Solar | SEG-430-BTD-BG |  | 0.43 | 5 | 287 | 34 |  | Fixed | Roof
NJADRE1560430985 | Administratively Determined Incentive Program | Somerville | 8876 | 8.17 | Residential | Behind the Meter | No | Green Power Energy, LLC | PSE&G |  | Accepted | 2025-08-26 | 2025-09-16 | 2026-09-16 | Solar Panels | SEG Solar | SEG-430-BTD-BG |  | 0.43 | 2 | 287 | 18 |  | Fixed | Roof
NJADRE1560431174 | Administratively Determined Incentive Program | East Orange | 7017 | 7.79 | Residential | Behind the Meter | Yes | Trinity Solar, LLC | PSE&G |  | Accepted | 2025-08-26 | 2025-09-16 | 2026-09-16 | Solar Panels | HANWHA 410 (Q.PEAK DUO BLK ML-G10+410) | HANWHA 410 (Q.PEAK DUO BLK ML-G10+410) |  | 0.41 | 12 | 210 | 14 |  | Fixed | Roof
NJADRE1560431174 | Administratively Determined Incentive Program | East Orange | 7017 | 7.79 | Residential | Behind the Meter | Yes | Trinity Solar, LLC | PSE&G |  | Accepted | 2025-08-26 | 2025-09-16 | 2026-09-16 | Solar Panels | HANWHA 410 (Q.PEAK DUO BLK ML-G10+410) | HANWHA 410 (Q.PEAK DUO BLK ML-G10+410) |  | 0.41 | 2 | 30 | 30 |  | Fixed | Roof
NJADRE1560431174 | Administratively Determined Incentive Program | East Orange | 7017 | 7.79 | Residential | Behind the Meter | Yes | Trinity Solar, LLC | PSE&G |  | Accepted | 2025-08-26 | 2025-09-16 | 2026-09-16 | Inverters | SOLAREDGE | SE7600H-US | 7600 |  | 1 |  |  | 0.97 |  | Outside
NJADRE1560431174 | Administratively Determined Incentive Program | East Orange | 7017 | 7.79 | Residential | Behind the Meter | Yes | Trinity Solar, LLC | PSE&G |  | Accepted | 2025-08-26 | 2025-09-16 | 2026-09-16 | Solar Panels | HANWHA 410 (Q.PEAK DUO BLK ML-G10+410) | HANWHA 410 (Q.PEAK DUO BLK ML-G10+410) |  | 0.41 | 5 | 30 | 14 |  | Fixed | Roof
NJADRE1560431446 | Administratively Determined Incentive Program | MARLBORO | 7746 | 11.9 | Residential | Behind the Meter | No | Whitman Construction, LLC | JCP&L |  | Accepted | 2025-08-26 | 2025-09-16 | 2026-09-16 | Solar Panels | Trina Solar | TSM-425NE09R.05 |  | 0.425 | 6 | 235 | 23 |  | Fixed | Roof
NJADRE1560431446 | Administratively Determined Incentive Program | MARLBORO | 7746 | 11.9 | Residential | Behind the Meter | No | Whitman Construction, LLC | JCP&L |  | Accepted | 2025-08-26 | 2025-09-16 | 2026-09-16 | Solar Panels | Trina Solar | TSM-425NE09RC.05 |  | 0.425 | 8 | 145 | 23 |  | Fixed | Roof
NJADRE1560431446 | Administratively Determined Incentive Program | MARLBORO | 7746 | 11.9 | Residential | Behind the Meter | No | Whitman Construction, LLC | JCP&L |  | Accepted | 2025-08-26 | 2025-09-16 | 2026-09-16 | Inverters | ENPHASE | IQ8PLUS-72-M-US | 290 |  | 28 |  |  | 0.975 |  | Outdoor
NJADRE1560431446 | Administratively Determined Incentive Program | MARLBORO | 7746 | 11.9 | Residential | Behind the Meter | No | Whitman Construction, LLC | JCP&L |  | Accepted | 2025-08-26 | 2025-09-16 | 2026-09-16 | Solar Panels | Trina Solar | TSM-425NE09RC.05 |  | 0.425 | 14 | 145 | 22 |  | Fixed | Roof
NJADRE1560434994 | Administratively Determined Incentive Program | CHESTER | 7930 | 20.8 | Residential | Behind the Meter | No | Spectacular Solar, Inc. | JCP&L |  | Accepted | 2025-08-28 | 2025-09-22 | 2026-09-22 | Solar Panels | Silfab | HC400+ |  | 0.4 | 16 | 60 | 43 |  | Fixed | Roof
NJADRE1560434994 | Administratively Determined Incentive Program | CHESTER | 7930 | 20.8 | Residential | Behind the Meter | No | Spectacular Solar, Inc. | JCP&L |  | Accepted | 2025-08-28 | 2025-09-22 | 2026-09-22 | Solar Panels | Silfab | HC400+ |  | 0.4 | 10 | 60 | 43 |  | Fixed | Roof
NJADRE1560434994 | Administratively Determined Incentive Program | CHESTER | 7930 | 20.8 | Residential | Behind the Meter | No | Spectacular Solar, Inc. | JCP&L |  | Accepted | 2025-08-28 | 2025-09-22 | 2026-09-22 | Inverters | Enphase | IQ8PLUS-72-2-US | 290 |  | 52 |  |  | 0.95 |  | Outdoor
NJADRE1560434994 | Administratively Determined Incentive Program | CHESTER | 7930 | 20.8 | Residential | Behind the Meter | No | Spectacular Solar, Inc. | JCP&L |  | Accepted | 2025-08-28 | 2025-09-22 | 2026-09-22 | Solar Panels | Silfab | HC400+ |  | 0.4 | 20 | 240 | 43 |  | Fixed | Roof
NJADRE1560434994 | Administratively Determined Incentive Program | CHESTER | 7930 | 20.8 | Residential | Behind the Meter | No | Spectacular Solar, Inc. | JCP&L |  | Accepted | 2025-08-28 | 2025-09-22 | 2026-09-22 | Solar Panels | Silfab | HC400+ |  | 0.4 | 6 | 240 | 23 |  | Fixed | Roof
NJADRE1560437378 | Administratively Determined Incentive Program | Hamilton Township | 8620 | 8.7 | Residential | Behind the Meter | No | Sea Bright Solar, LLC | PSE&G |  | Accepted | 2025-08-26 | 2025-09-16 | 2026-09-16 | Solar Panels | Hyundai | HIN-T435NF(BK) |  | 0.435 | 15 | 117 | 22 |  | Fixed | Roof
NJADRE1560437378 | Administratively Determined Incentive Program | Hamilton Township | 8620 | 8.7 | Residential | Behind the Meter | No | Sea Bright Solar, LLC | PSE&G |  | Accepted | 2025-08-26 | 2025-09-16 | 2026-09-16 | Solar Panels | Hyundai | HIN-T435NF(BK) |  | 0.435 | 5 | 117 | 4 |  | Fixed | Roof
NJADRE1560437378 | Administratively Determined Incentive Program | Hamilton Township | 8620 | 8.7 | Residential | Behind the Meter | No | Sea Bright Solar, LLC | PSE&G |  | Accepted | 2025-08-26 | 2025-09-16 | 2026-09-16 | Inverters | Enphase | IQ8A-72-2-US | 349 |  | 20 |  |  | 0.97 |  | Outdoor
NJADRE1560437505 | Administratively Determined Incentive Program | Cherry Hill | 8002 | 12.96 | Residential | Behind the Meter | Yes | Solar Energy World | PSE&G |  | Accepted | 2025-08-26 | 2025-09-16 | 2026-09-16 | Solar Panels | LONGi | LR5-54HPB-405M |  | 0.405 | 29 | 227 | 32 |  | Fixed | Roof
NJADRE1560437505 | Administratively Determined Incentive Program | Cherry Hill | 8002 | 12.96 | Residential | Behind the Meter | Yes | Solar Energy World | PSE&G |  | Accepted | 2025-08-26 | 2025-09-16 | 2026-09-16 | Inverters | Enphase | IQ8+-72-M-US | 290 |  | 32 |  |  | 0.97 |  | Outside
NJADRE1560437505 | Administratively Determined Incentive Program | Cherry Hill | 8002 | 12.96 | Residential | Behind the Meter | Yes | Solar Energy World | PSE&G |  | Accepted | 2025-08-26 | 2025-09-16 | 2026-09-16 | Solar Panels | LONGi | LR5-54HPB-405M |  | 0.405 | 3 | 137 | 23 |  | Fixed | Roof
NJADRE1560437509 | Administratively Determined Incentive Program | Landing | 7850 | 94.24 | Commercial | Behind the Meter | No | Spectacular Solar, Inc. | JCP&L |  | Accepted | 2025-08-28 | 2025-09-23 | 2026-09-23 | Solar Panels | Talesun | Hipro TP672M-380 |  | 0.38 | 122 | 252 | 10 |  | Fixed | Roof
NJADRE1560437509 | Administratively Determined Incentive Program | Landing | 7850 | 94.24 | Commercial | Behind the Meter | No | Spectacular Solar, Inc. | JCP&L |  | Accepted | 2025-08-28 | 2025-09-23 | 2026-09-23 | Solar Panels | Talesun | Hipro TP672M-380 |  | 0.38 | 126 | 72 | 10 |  | Fixed | Roof
NJADRE1560437509 | Administratively Determined Incentive Program | Landing | 7850 | 94.24 | Commercial | Behind the Meter | No | Spectacular Solar, Inc. | JCP&L |  | Accepted | 2025-08-28 | 2025-09-23 | 2026-09-23 | Inverters | SolarEdge | SE80KUS | 80000 |  | 1 |  |  | 0.95 |  | Outdoor
NJADRE1560437797 | Administratively Determined Incentive Program | Princeton | 8540 | 6.48 | Residential | Behind the Meter | No | Power Home Remodeling Group | PSE&G |  | Accepted | 2025-08-26 | 2025-09-17 | 2026-09-17 | Meters | JA Solar | Revenue Grade Data Ansi C12.20 |  |  | 1 |  |  |  | Yes | Outdoor
NJADRE1560437797 | Administratively Determined Incentive Program | Princeton | 8540 | 6.48 | Residential | Behind the Meter | No | Power Home Remodeling Group | PSE&G |  | Accepted | 2025-08-26 | 2025-09-17 | 2026-09-17 | Inverters | SolarEdge | SE5700H-US | 5760 |  | 1 |  |  | 0.99 |  | Outside
NJADRE1560437797 | Administratively Determined Incentive Program | Princeton | 8540 | 6.48 | Residential | Behind the Meter | No | Power Home Remodeling Group | PSE&G |  | Accepted | 2025-08-26 | 2025-09-17 | 2026-09-17 | Solar Panels | JA Solar | JAM54S31 405/MR |  | 0.405 | 8 | 238 | 38 |  | Fixed | Roof
NJADRE1560437797 | Administratively Determined Incentive Program | Princeton | 8540 | 6.48 | Residential | Behind the Meter | No | Power Home Remodeling Group | PSE&G |  | Accepted | 2025-08-26 | 2025-09-17 | 2026-09-17 | Solar Panels | JA Solar | JAM54S31 405/MR |  | 0.405 | 6 | 238 | 38 |  | Fixed | Roof
NJADRE1560437797 | Administratively Determined Incentive Program | Princeton | 8540 | 6.48 | Residential | Behind the Meter | No | Power Home Remodeling Group | PSE&G |  | Accepted | 2025-08-26 | 2025-09-17 | 2026-09-17 | Solar Panels | JA Solar | JAM54S31 405/MR |  | 0.405 | 2 | 238 | 17 |  | Fixed | Roof
NJADRE1560437838 | Administratively Determined Incentive Program | Princeton | 8540 | 11.5 | Residential | Behind the Meter | No | Infinity Solar Systems, LLC | PSE&G |  | Accepted | 2025-08-27 | 2025-09-17 | 2026-09-17 | Solar Panels | REC Solar | REC 460AA PURE-RX |  | 0.46 | 9 | 333 | 7 |  | Fixed | Roof
NJADRE1560437838 | Administratively Determined Incentive Program | Princeton | 8540 | 11.5 | Residential | Behind the Meter | No | Infinity Solar Systems, LLC | PSE&G |  | Accepted | 2025-08-27 | 2025-09-17 | 2026-09-17 | Inverters | Enphase | IQ8X-80-M-US | 380 |  | 25 |  |  | 0.97 |  | Outside
NJADRE1560437838 | Administratively Determined Incentive Program | Princeton | 8540 | 11.5 | Residential | Behind the Meter | No | Infinity Solar Systems, LLC | PSE&G |  | Accepted | 2025-08-27 | 2025-09-17 | 2026-09-17 | Solar Panels | REC Solar | REC 460AA PURE-RX |  | 0.46 | 16 | 153 | 28 |  | Fixed | Roof
NJADRE1560437839 | Administratively Determined Incentive Program | MOUNT HOLLY | 8060 | 7.92 | Residential | Behind the Meter | No | Sunwise Energy, LLC | PSE&G |  | Accepted | 2025-08-26 | 2025-09-16 | 2026-09-16 | Solar Panels | JA SOLAR | JAM54D41 |  | 0.44 | 3 | 166 | 9 |  | Fixed | Roof
NJADRE1560437839 | Administratively Determined Incentive Program | MOUNT HOLLY | 8060 | 7.92 | Residential | Behind the Meter | No | Sunwise Energy, LLC | PSE&G |  | Accepted | 2025-08-26 | 2025-09-16 | 2026-09-16 | Solar Panels | JA SOLAR | JAM54D41 |  | 0.44 | 7 | 75 | 45 |  | Fixed | Roof
NJADRE1560437839 | Administratively Determined Incentive Program | MOUNT HOLLY | 8060 | 7.92 | Residential | Behind the Meter | No | Sunwise Energy, LLC | PSE&G |  | Accepted | 2025-08-26 | 2025-09-16 | 2026-09-16 | Solar Panels | JA SOLAR | JAM54D41 |  | 0.44 | 1 | 255 | 45 |  | Fixed | Roof
NJADRE1560437839 | Administratively Determined Incentive Program | MOUNT HOLLY | 8060 | 7.92 | Residential | Behind the Meter | No | Sunwise Energy, LLC | PSE&G |  | Accepted | 2025-08-26 | 2025-09-16 | 2026-09-16 | Solar Panels | JA SOLAR | JAM54D41 |  | 0.44 | 4 | 166 | 9 |  | Fixed | Roof
NJADRE1560437839 | Administratively Determined Incentive Program | MOUNT HOLLY | 8060 | 7.92 | Residential | Behind the Meter | No | Sunwise Energy, LLC | PSE&G |  | Accepted | 2025-08-26 | 2025-09-16 | 2026-09-16 | Inverters | ENPHASE ENERGY | IQ8PLUS-72-M-US (240V) | 290 |  | 18 |  |  | 0.977 |  | Outside
NJADRE1560437839 | Administratively Determined Incentive Program | MOUNT HOLLY | 8060 | 7.92 | Residential | Behind the Meter | No | Sunwise Energy, LLC | PSE&G |  | Accepted | 2025-08-26 | 2025-09-16 | 2026-09-16 | Solar Panels | JA SOLAR | JAM54D41 |  | 0.44 | 3 | 345 | 41 |  | Fixed | Roof
NJADRE1560437880 | Administratively Determined Incentive Program | Marlton | 8053 | 3.48 | Residential | Behind the Meter | No | SunnyMac, LLC | AC Electric |  | Accepted | 2025-08-26 | 2025-09-17 | 2026-09-17 | Solar Panels | HANWHA | Q.TRON BLK M-G2+ |  | 0.435 | 8 | 153 | 36 |  | Fixed | Roof
NJADRE1560437880 | Administratively Determined Incentive Program | Marlton | 8053 | 3.48 | Residential | Behind the Meter | No | SunnyMac, LLC | AC Electric |  | Accepted | 2025-08-26 | 2025-09-17 | 2026-09-17 | Inverters | Q.CELL | Q.MI.349B-G1 240V | 349 |  | 8 |  |  | 0.99 |  | Outdoor | next to meter
NJADRE1560437901 | Administratively Determined Incentive Program | ELIZABETH | 7208 | 4.1 | Residential | Behind the Meter | No | Tesla Energy Operations, Inc. | PSE&G |  | Accepted | 2025-08-26 | 2025-09-17 | 2026-09-17 | Inverters | Tesla | 1538000-XX-Y | 3800 |  | 1 |  |  | 0.98 |  | Outdoor
NJADRE1560437901 | Administratively Determined Incentive Program | ELIZABETH | 7208 | 4.1 | Residential | Behind the Meter | No | Tesla Energy Operations, Inc. | PSE&G |  | Accepted | 2025-08-26 | 2025-09-17 | 2026-09-17 | Solar Panels | Hanwha | Q.PEAK DUO BLK ML-G10+/TS 410 |  | 0.41 | 10 | 239 | 18 |  | Fixed | Roof
NJADRE1560437902 | Administratively Determined Incentive Program | Bound Brook | 8805 | 10.8 | Residential | Behind the Meter | No | Advanced Solar & Energy Solutions, LLC | PSE&G |  | Accepted | 2025-08-26 | 2025-09-16 | 2026-09-16 | Inverters | enphase | iq8plus-72-m-us | 300 |  | 27 |  |  | 0.97 |  | Outside
NJADRE1560437902 | Administratively Determined Incentive Program | Bound Brook | 8805 | 10.8 | Residential | Behind the Meter | No | Advanced Solar & Energy Solutions, LLC | PSE&G |  | Accepted | 2025-08-26 | 2025-09-16 | 2026-09-16 | Solar Panels | axitec | ac-400mbt/108v |  | 0.4 | 12 | 7 | 23 |  | Fixed | Roof
NJADRE1560437902 | Administratively Determined Incentive Program | Bound Brook | 8805 | 10.8 | Residential | Behind the Meter | No | Advanced Solar & Energy Solutions, LLC | PSE&G |  | Accepted | 2025-08-26 | 2025-09-16 | 2026-09-16 | Solar Panels | axitec | ac-400mbt/108v |  | 0.4 | 9 | 7 | 23 |  | Fixed | Roof
NJADRE1560437902 | Administratively Determined Incentive Program | Bound Brook | 8805 | 10.8 | Residential | Behind the Meter | No | Advanced Solar & Energy Solutions, LLC | PSE&G |  | Accepted | 2025-08-26 | 2025-09-16 | 2026-09-16 | Solar Panels | axitec | ac-400mbt/108v |  | 0.4 | 6 | 7 | 23 |  | Fixed | Roof
NJADRE1560437923 | Administratively Determined Incentive Program | Jackson | 8527 | 9.84 | Residential | Behind the Meter | Yes | Sunrun Installation Services, Inc. | JCP&L |  | Accepted | 2025-08-26 | 2025-09-18 | 2026-09-18 | Solar Panels | HANWHA Q-CELLS | Q.PEAK DUO BLK ML-G10.C+ 410 |  | 0.41 | 24 | 280 | 18 |  | Fixed | Roof
NJADRE1560437923 | Administratively Determined Incentive Program | Jackson | 8527 | 9.84 | Residential | Behind the Meter | Yes | Sunrun Installation Services, Inc. | JCP&L |  | Accepted | 2025-08-26 | 2025-09-18 | 2026-09-18 | Electric Storage Battery | Tesla | POWERWALL 3 1707000-XX-Y |  |  | 1 |  |  |  | Lithium Ion |  | OUTSIDE
NJADRE1560437923 | Administratively Determined Incentive Program | Jackson | 8527 | 9.84 | Residential | Behind the Meter | Yes | Sunrun Installation Services, Inc. | JCP&L |  | Accepted | 2025-08-26 | 2025-09-18 | 2026-09-18 | Inverters | Tesla | POWERWALL 3 1707000-XX-Y | 11500 |  | 1 |  |  | 0.97 |  | Outdoor
NJADRE1560437927 | Administratively Determined Incentive Program | COLUMBUS | 8022 | 6.15 | Residential | Behind the Meter | Yes | Trinity Solar, LLC | PSE&G |  | Accepted | 2025-08-26 | 2025-09-17 | 2026-09-17 | Solar Panels | HANWHA 410 (Q.PEAK DUO BLK ML-G10+410) | HANWHA 410 (Q.PEAK DUO BLK ML-G10+410) |  | 0.41 | 12 | 227 | 24 |  | Fixed | Roof
NJADRE1560437927 | Administratively Determined Incentive Program | COLUMBUS | 8022 | 6.15 | Residential | Behind the Meter | Yes | Trinity Solar, LLC | PSE&G |  | Accepted | 2025-08-26 | 2025-09-17 | 2026-09-17 | Solar Panels | HANWHA 410 (Q.PEAK DUO BLK ML-G10+410) | HANWHA 410 (Q.PEAK DUO BLK ML-G10+410) |  | 0.41 | 3 | 137 | 37 |  | Fixed | Roof
NJADRE1560437927 | Administratively Determined Incentive Program | COLUMBUS | 8022 | 6.15 | Residential | Behind the Meter | Yes | Trinity Solar, LLC | PSE&G |  | Accepted | 2025-08-26 | 2025-09-17 | 2026-09-17 | Inverters | SOLAREDGE | SE5700H-US | 5700 |  | 1 |  |  | 0.97 |  | Outside
NJADRE1560437932 | Administratively Determined Incentive Program | NEWFOUNDLAND | 7435 | 13.12 | Residential | Behind the Meter | Yes | Pro Custom Solar dba Momentum Solar | JCP&L |  | Accepted | 2025-08-26 | 2025-09-22 | 2026-09-22 | Solar Panels | Hanwha | Q. Peak duo blk ML-G10 +410 |  | 0.41 | 8 | 225 | 18 |  | Fixed | Roof
NJADRE1560437932 | Administratively Determined Incentive Program | NEWFOUNDLAND | 7435 | 13.12 | Residential | Behind the Meter | Yes | Pro Custom Solar dba Momentum Solar | JCP&L |  | Accepted | 2025-08-26 | 2025-09-22 | 2026-09-22 | Solar Panels | Hanwha | Q. Peak duo blk ML-G10 +410 |  | 0.41 | 7 | 45 | 17 |  | Fixed | Roof
NJADRE1560437932 | Administratively Determined Incentive Program | NEWFOUNDLAND | 7435 | 13.12 | Residential | Behind the Meter | Yes | Pro Custom Solar dba Momentum Solar | JCP&L |  | Accepted | 2025-08-26 | 2025-09-22 | 2026-09-22 | Solar Panels | Hanwha | Q. Peak duo blk ML-G10 +410 |  | 0.41 | 5 | 135 | 17 |  | Fixed | Roof
NJADRE1560437932 | Administratively Determined Incentive Program | NEWFOUNDLAND | 7435 | 13.12 | Residential | Behind the Meter | Yes | Pro Custom Solar dba Momentum Solar | JCP&L |  | Accepted | 2025-08-26 | 2025-09-22 | 2026-09-22 | Inverters | Enphase | IQ8HC-72-M-DOM-US | 380 |  | 32 |  |  | 0.97 |  | Outdoor
NJADRE1560437932 | Administratively Determined Incentive Program | NEWFOUNDLAND | 7435 | 13.12 | Residential | Behind the Meter | Yes | Pro Custom Solar dba Momentum Solar | JCP&L |  | Accepted | 2025-08-26 | 2025-09-22 | 2026-09-22 | Solar Panels | Hanwha | Q. Peak duo blk ML-G10 +410 |  | 0.41 | 4 | 225 | 22 |  | Fixed | Roof
NJADRE1560437932 | Administratively Determined Incentive Program | NEWFOUNDLAND | 7435 | 13.12 | Residential | Behind the Meter | Yes | Pro Custom Solar dba Momentum Solar | JCP&L |  | Accepted | 2025-08-26 | 2025-09-22 | 2026-09-22 | Solar Panels | Hanwha | Q. Peak duo blk ML-G10 +410 |  | 0.41 | 8 | 315 | 18 |  | Fixed | Roof
NJADRE1560437936 | Administratively Determined Incentive Program | PENNSAUKEN | 8110 | 7.38 | Residential | Behind the Meter | Yes | MONA LEE GOODLEAP RESI SOLAR | PSE&G |  | Accepted | 2025-08-26 | 2025-09-16 | 2026-09-16 | Inverters | SOLAREDGE | USE5700H-USMNBL75 | 5760 |  | 1 |  |  | 0.99 |  | Outdoor
NJADRE1560437936 | Administratively Determined Incentive Program | PENNSAUKEN | 8110 | 7.38 | Residential | Behind the Meter | Yes | MONA LEE GOODLEAP RESI SOLAR | PSE&G |  | Accepted | 2025-08-26 | 2025-09-16 | 2026-09-16 | Solar Panels | HANWHA SOLAR | Q.PEAK DUO BLK ML-G10.C+ 410W |  | 0.41 | 18 | 172 | 30 |  | Fixed | Roof
NJADRE1560437940 | Administratively Determined Incentive Program | GALLOWAY | 8205 | 9.84 | Residential | Behind the Meter | Yes | Trinity Solar, LLC | AC Electric |  | Accepted | 2025-08-26 | 2025-09-16 | 2026-09-16 | Inverters | Solar Edge | USE7600H-US | 7600 |  | 1 |  |  | 0.97 |  | Outside
NJADRE1560437940 | Administratively Determined Incentive Program | GALLOWAY | 8205 | 9.84 | Residential | Behind the Meter | Yes | Trinity Solar, LLC | AC Electric |  | Accepted | 2025-08-26 | 2025-09-16 | 2026-09-16 | Solar Panels | Hanwha | Q.PEAK DUO BLK ML-G10.C+ 410 |  | 0.41 | 19 | 222 | 23 |  | Fixed | Roof
NJADRE1560437940 | Administratively Determined Incentive Program | GALLOWAY | 8205 | 9.84 | Residential | Behind the Meter | Yes | Trinity Solar, LLC | AC Electric |  | Accepted | 2025-08-26 | 2025-09-16 | 2026-09-16 | Solar Panels | Hanwha | Q.PEAK DUO BLK ML-G10.C+ 410 |  | 0.41 | 5 | 222 | 18 |  | Fixed | Roof
NJADRE1560437943 | Administratively Determined Incentive Program | PARLIN | 8859 | 5.67 | Residential | Behind the Meter | No | Power Home Remodeling Group | JCP&L |  | Accepted | 2025-08-26 | 2025-09-16 | 2026-09-16 | Meters | SolarEdge | Revenue Grade Data Ansi C12.20 |  |  | 1 |  |  |  | Yes | Outdoor
NJADRE1560437943 | Administratively Determined Incentive Program | PARLIN | 8859 | 5.67 | Residential | Behind the Meter | No | Power Home Remodeling Group | JCP&L |  | Accepted | 2025-08-26 | 2025-09-16 | 2026-09-16 | Solar Panels | JA Solar | JAM54S31 405/MR |  | 0.405 | 8 | 229 | 26 |  | Fixed | Roof
NJADRE1560437943 | Administratively Determined Incentive Program | PARLIN | 8859 | 5.67 | Residential | Behind the Meter | No | Power Home Remodeling Group | JCP&L |  | Accepted | 2025-08-26 | 2025-09-16 | 2026-09-16 | Inverters | SolarEdge | SE3800H-US | 3800 |  | 1 |  |  | 0.99 |  | Outside
NJADRE1560437943 | Administratively Determined Incentive Program | PARLIN | 8859 | 5.67 | Residential | Behind the Meter | No | Power Home Remodeling Group | JCP&L |  | Accepted | 2025-08-26 | 2025-09-16 | 2026-09-16 | Solar Panels | JA Solar | JAM54S31 405/MR |  | 0.405 | 6 | 49 | 27 |  | Fixed | Roof
NJADRE1560437967 | Administratively Determined Incentive Program | EAST ORANGE | 7017 | 11.07 | Residential | Behind the Meter | Yes | Freedom Forever New Jersey, LLC | PSE&G |  | Accepted | 2025-08-26 | 2025-09-17 | 2026-09-17 | Inverters | Solar Edge | SE7600H-US | 7600 |  | 1 |  |  | 0.99 |  | Outdoor
NJADRE1560437967 | Administratively Determined Incentive Program | EAST ORANGE | 7017 | 11.07 | Residential | Behind the Meter | Yes | Freedom Forever New Jersey, LLC | PSE&G |  | Accepted | 2025-08-26 | 2025-09-17 | 2026-09-17 | Solar Panels | Hanwha | Q.PEAK DUO BLK ML-G10.C+ 410 |  | 0.41 | 6 | 307 | 43 |  | Fixed | Roof
NJADRE1560437967 | Administratively Determined Incentive Program | EAST ORANGE | 7017 | 11.07 | Residential | Behind the Meter | Yes | Freedom Forever New Jersey, LLC | PSE&G |  | Accepted | 2025-08-26 | 2025-09-17 | 2026-09-17 | Solar Panels | Hanwha | Q.PEAK DUO BLK ML-G10.C+ 410 |  | 0.41 | 16 | 127 | 43 |  | Fixed | Roof
NJADRE1560437967 | Administratively Determined Incentive Program | EAST ORANGE | 7017 | 11.07 | Residential | Behind the Meter | Yes | Freedom Forever New Jersey, LLC | PSE&G |  | Accepted | 2025-08-26 | 2025-09-17 | 2026-09-17 | Solar Panels | Hanwha | Q.PEAK DUO BLK ML-G10.C+ 410 |  | 0.41 | 5 | 217 | 44 |  | Fixed | Roof
NJADRE1560437969 | Administratively Determined Incentive Program | Clementon | 8021 | 10.56 | Residential | Behind the Meter | Yes | Velocity Energy & Home Solutions, Inc. | AC Electric |  | Accepted | 2025-08-26 | 2025-09-17 | 2026-09-17 | Inverters | enphase | iq8hc | 380 |  | 24 |  |  | 0.99 |  | Outside | behind panels
NJADRE1560437969 | Administratively Determined Incentive Program | Clementon | 8021 | 10.56 | Residential | Behind the Meter | Yes | Velocity Energy & Home Solutions, Inc. | AC Electric |  | Accepted | 2025-08-26 | 2025-09-17 | 2026-09-17 | Solar Panels | sil | 440w |  | 0.44 | 16 | 86 | 20 |  | Fixed | Roof
NJADRE1560437969 | Administratively Determined Incentive Program | Clementon | 8021 | 10.56 | Residential | Behind the Meter | Yes | Velocity Energy & Home Solutions, Inc. | AC Electric |  | Accepted | 2025-08-26 | 2025-09-17 | 2026-09-17 | Solar Panels | sil | 440w |  | 0.44 | 8 | 86 | 10 |  | Fixed | Roof
NJADRE1560437980 | Administratively Determined Incentive Program | Lower Twp | 8251 | 11.89 | Residential | Behind the Meter | No | Tesla Energy Operations, Inc. | AC Electric |  | Accepted | 2025-08-26 | 2025-09-16 | 2026-09-16 | Inverters | Tesla | 1707000-XX-Y 11.5 kW | 11500 |  | 1 |  |  | 0.98 |  | Outdoor
NJADRE1560437980 | Administratively Determined Incentive Program | Lower Twp | 8251 | 11.89 | Residential | Behind the Meter | No | Tesla Energy Operations, Inc. | AC Electric |  | Accepted | 2025-08-26 | 2025-09-16 | 2026-09-16 | Solar Panels | Hanwha | Q.PEAK DUO BLK ML-G10+/TS 410 |  | 0.41 | 16 | 126 | 23 |  | Fixed | Roof
NJADRE1560437980 | Administratively Determined Incentive Program | Lower Twp | 8251 | 11.89 | Residential | Behind the Meter | No | Tesla Energy Operations, Inc. | AC Electric |  | Accepted | 2025-08-26 | 2025-09-16 | 2026-09-16 | Electric Storage Battery | Tesla | Powerwall 3 |  |  | 2 |  |  |  | Lithium Ion |  | OUTSIDE
NJADRE1560437980 | Administratively Determined Incentive Program | Lower Twp | 8251 | 11.89 | Residential | Behind the Meter | No | Tesla Energy Operations, Inc. | AC Electric |  | Accepted | 2025-08-26 | 2025-09-16 | 2026-09-16 | Solar Panels | Hanwha | Q.PEAK DUO BLK ML-G10+/TS 410 |  | 0.41 | 13 | 306 | 23 |  | Fixed | Roof
NJADRE1560437988 | Administratively Determined Incentive Program | Deptford | 8093 | 5.33 | Residential | Behind the Meter | Yes | Sunrun Installation Services, Inc. | PSE&G |  | Accepted | 2025-08-26 | 2025-09-17 | 2026-09-17 | Electric Storage Battery | Tesla | POWERWALL 3 1707000-XX-Y |  |  | 1 |  |  |  | Lithium Ion |  | OUTSIDE
NJADRE1560437988 | Administratively Determined Incentive Program | Deptford | 8093 | 5.33 | Residential | Behind the Meter | Yes | Sunrun Installation Services, Inc. | PSE&G |  | Accepted | 2025-08-26 | 2025-09-17 | 2026-09-17 | Inverters | Tesla | POWERWALL 3 1707000-XX-Y | 11500 |  | 1 |  |  | 0.97 |  | Outdoor
NJADRE1560437988 | Administratively Determined Incentive Program | Deptford | 8093 | 5.33 | Residential | Behind the Meter | Yes | Sunrun Installation Services, Inc. | PSE&G |  | Accepted | 2025-08-26 | 2025-09-17 | 2026-09-17 | Solar Panels | HANWHA Q-CELLS | Q.PEAK DUO BLK ML-G10.C+ 410 |  | 0.41 | 13 | 127 | 26 |  | Fixed | Roof
NJADRE1560437991 | Administratively Determined Incentive Program | Hillsdale | 7642 | 4.35 | Residential | Behind the Meter | Yes | SunnyMac, LLC | PSE&G |  | Accepted | 2025-08-26 | 2025-09-16 | 2026-09-16 | Inverters | SOLAREDGE HOME HUB | SE3800H-US | 3800 |  | 1 |  |  | 0.99 |  | Outdoor | next to meter
NJADRE1560437991 | Administratively Determined Incentive Program | Hillsdale | 7642 | 4.35 | Residential | Behind the Meter | Yes | SunnyMac, LLC | PSE&G |  | Accepted | 2025-08-26 | 2025-09-16 | 2026-09-16 | Solar Panels | HANWHA | Q.TRON BLK M-G2+ |  | 0.435 | 10 | 81 | 25 |  | Fixed | Roof
NJADRE1560437996 | Administratively Determined Incentive Program | SOUTH PLAINFIELD | 7080 | 3.915 | Residential | Behind the Meter | Yes | SunnyMac,LLC | PSE&G |  | Accepted | 2025-08-26 | 2025-09-17 | 2026-09-17 | Solar Panels | HANWHA | Q.TRON BLK M-G2+ |  | 0.435 | 9 | 164 | 22 |  | Fixed | Roof
NJADRE1560437996 | Administratively Determined Incentive Program | SOUTH PLAINFIELD | 7080 | 3.915 | Residential | Behind the Meter | Yes | SunnyMac,LLC | PSE&G |  | Accepted | 2025-08-26 | 2025-09-17 | 2026-09-17 | Inverters | SOLAREDGE HOME HUB | SE3800H-US | 3800 |  | 1 |  |  | 0.99 |  | Outdoor | next to meter
NJADRE1560437998 | Administratively Determined Incentive Program | CAPE MAY COURT HOUSE | 8210 | 12 | Residential | Behind the Meter | No | Solar Energy World | AC Electric |  | Accepted | 2025-08-26 | 2025-09-16 | 2026-09-16 | Inverters | Enphase | IQ8+-72-M-US | 290 |  | 30 |  |  | 0.97 |  | Outside
NJADRE1560437998 | Administratively Determined Incentive Program | CAPE MAY COURT HOUSE | 8210 | 12 | Residential | Behind the Meter | No | Solar Energy World | AC Electric |  | Accepted | 2025-08-26 | 2025-09-16 | 2026-09-16 | Solar Panels | LONGi | LR5-54HABB-400M |  | 0.4 | 21 | 135 | 30 |  | Fixed | Roof
NJADRE1560437998 | Administratively Determined Incentive Program | CAPE MAY COURT HOUSE | 8210 | 12 | Residential | Behind the Meter | No | Solar Energy World | AC Electric |  | Accepted | 2025-08-26 | 2025-09-16 | 2026-09-16 | Solar Panels | LONGi | LR5-54HABB-400M |  | 0.4 | 9 | 224 | 38 |  | Fixed | Roof
NJADRE1560438006 | Administratively Determined Incentive Program | BRICK | 8724 | 11.07 | Residential | Behind the Meter | Yes | Pro Custom Solar dba Momentum Solar | JCP&L |  | Accepted | 2025-08-26 | 2025-09-18 | 2026-09-18 | Inverters | Enphase | IQ8HC-72-M-DOM-US | 380 |  | 27 |  |  | 0.97 |  | Outdoor
NJADRE1560438006 | Administratively Determined Incentive Program | BRICK | 8724 | 11.07 | Residential | Behind the Meter | Yes | Pro Custom Solar dba Momentum Solar | JCP&L |  | Accepted | 2025-08-26 | 2025-09-18 | 2026-09-18 | Solar Panels | Hanwha | Q. Peak duo blk ML-G10 +410 |  | 0.41 | 18 | 157 | 21 |  | Fixed | Roof
NJADRE1560438006 | Administratively Determined Incentive Program | BRICK | 8724 | 11.07 | Residential | Behind the Meter | Yes | Pro Custom Solar dba Momentum Solar | JCP&L |  | Accepted | 2025-08-26 | 2025-09-18 | 2026-09-18 | Solar Panels | Hanwha | Q. Peak duo blk ML-G10 +410 |  | 0.41 | 9 | 157 | 21 |  | Fixed | Roof
NJADRE1560438010 | Administratively Determined Incentive Program | Little Egg Harbor Twp | 8087 | 15.58 | Residential | Behind the Meter | Yes | Trinity Solar, LLC | AC Electric |  | Accepted | 2025-08-26 | 2025-09-16 | 2026-09-16 | Solar Panels | Hanwha | Q.PEAK DUO BLK ML-G10+ 410 |  | 0.41 | 2 | 337 | 21 |  | Fixed | Roof
NJADRE1560438010 | Administratively Determined Incentive Program | Little Egg Harbor Twp | 8087 | 15.58 | Residential | Behind the Meter | Yes | Trinity Solar, LLC | AC Electric |  | Accepted | 2025-08-26 | 2025-09-16 | 2026-09-16 | Solar Panels | Hanwha | Q.PEAK DUO BLK ML-G10+ 410 |  | 0.41 | 7 | 247 | 21 |  | Fixed | Roof
NJADRE1560438010 | Administratively Determined Incentive Program | Little Egg Harbor Twp | 8087 | 15.58 | Residential | Behind the Meter | Yes | Trinity Solar, LLC | AC Electric |  | Accepted | 2025-08-26 | 2025-09-16 | 2026-09-16 | Inverters | Tesla | 1538000-xx-y | 5700 |  | 1 |  |  | 0.97 |  | Outside
NJADRE1560438010 | Administratively Determined Incentive Program | Little Egg Harbor Twp | 8087 | 15.58 | Residential | Behind the Meter | Yes | Trinity Solar, LLC | AC Electric |  | Accepted | 2025-08-26 | 2025-09-16 | 2026-09-16 | Solar Panels | Hanwha | Q.PEAK DUO BLK ML-G10+ 410 |  | 0.41 | 18 | 67 | 21 |  | Fixed | Roof
NJADRE1560438010 | Administratively Determined Incentive Program | Little Egg Harbor Twp | 8087 | 15.58 | Residential | Behind the Meter | Yes | Trinity Solar, LLC | AC Electric |  | Accepted | 2025-08-26 | 2025-09-16 | 2026-09-16 | Inverters | Tesla | 1538000-xx-y | 7600 |  | 1 |  |  | 0.97 |  | Outside
NJADRE1560438010 | Administratively Determined Incentive Program | Little Egg Harbor Twp | 8087 | 15.58 | Residential | Behind the Meter | Yes | Trinity Solar, LLC | AC Electric |  | Accepted | 2025-08-26 | 2025-09-16 | 2026-09-16 | Solar Panels | Hanwha | Q.PEAK DUO BLK ML-G10+ 410 |  | 0.41 | 11 | 157 | 21 |  | Fixed | Roof
NJADRE1560438014 | Administratively Determined Incentive Program | Teaneck Twp | 7666 | 4.05 | Residential | Behind the Meter | Yes | Sunrun Installation Services, Inc. | PSE&G |  | Accepted | 2025-08-26 | 2025-09-16 | 2026-09-16 | Solar Panels | JA SOLAR | JAM54S31-405/MR |  | 0.405 | 6 | 351 | 26 |  | Fixed | Roof
NJADRE1560438014 | Administratively Determined Incentive Program | Teaneck Twp | 7666 | 4.05 | Residential | Behind the Meter | Yes | Sunrun Installation Services, Inc. | PSE&G |  | Accepted | 2025-08-26 | 2025-09-16 | 2026-09-16 | Inverters | SOLAREDGE TECHNOLOGIES | SE3800H-USMN | 3800 |  | 1 |  |  | 0.99 |  | Outdoor
NJADRE1560438014 | Administratively Determined Incentive Program | Teaneck Twp | 7666 | 4.05 | Residential | Behind the Meter | Yes | Sunrun Installation Services, Inc. | PSE&G |  | Accepted | 2025-08-26 | 2025-09-16 | 2026-09-16 | Solar Panels | JA SOLAR | JAM54S31-405/MR |  | 0.405 | 2 | 352 | 22 |  | Fixed | Roof
NJADRE1560438014 | Administratively Determined Incentive Program | Teaneck Twp | 7666 | 4.05 | Residential | Behind the Meter | Yes | Sunrun Installation Services, Inc. | PSE&G |  | Accepted | 2025-08-26 | 2025-09-16 | 2026-09-16 | Solar Panels | JA SOLAR | JAM54S31-405/MR |  | 0.405 | 2 | 172 | 22 |  | Fixed | Roof
NJADRE1560438017 | Administratively Determined Incentive Program | HOLMDEL | 7733 | 12.42 | Residential | Behind the Meter | No | SEA BRIGHT SOLAR, LLC | JCP&L |  | Accepted | 2025-08-26 | 2025-09-17 | 2026-09-17 | Solar Panels | REC | REC460AA Pure-RX |  | 0.46 | 12 | 251 | 38 |  | Fixed | Roof
NJADRE1560438017 | Administratively Determined Incentive Program | HOLMDEL | 7733 | 12.42 | Residential | Behind the Meter | No | SEA BRIGHT SOLAR, LLC | JCP&L |  | Accepted | 2025-08-26 | 2025-09-17 | 2026-09-17 | Inverters | Enphase | IQ8X-80-M-DOM-US | 380 |  | 27 |  |  | 0.97 |  | Outdoor
NJADRE1560438017 | Administratively Determined Incentive Program | HOLMDEL | 7733 | 12.42 | Residential | Behind the Meter | No | SEA BRIGHT SOLAR, LLC | JCP&L |  | Accepted | 2025-08-26 | 2025-09-17 | 2026-09-17 | Solar Panels | REC | REC460AA Pure-RX |  | 0.46 | 7 | 251 | 24 |  | Fixed | Roof
NJADRE1560438017 | Administratively Determined Incentive Program | HOLMDEL | 7733 | 12.42 | Residential | Behind the Meter | No | SEA BRIGHT SOLAR, LLC | JCP&L |  | Accepted | 2025-08-26 | 2025-09-17 | 2026-09-17 | Solar Panels | REC | REC460AA Pure-RX |  | 0.46 | 8 | 161 | 42 |  | Fixed | Roof
NJADRE1560438021 | Administratively Determined Incentive Program | EAST ORANGE | 7017 | 8.2 | Residential | Behind the Meter | Yes | Freedom Forever New Jersey, LLC | PSE&G |  | Accepted | 2025-08-26 | 2025-09-16 | 2026-09-16 | Solar Panels | Hanwha | Q.PEAK DUO BLK ML-G10.C+ 410 |  | 0.41 | 10 | 82 | 41 |  | Fixed | Roof
NJADRE1560438021 | Administratively Determined Incentive Program | EAST ORANGE | 7017 | 8.2 | Residential | Behind the Meter | Yes | Freedom Forever New Jersey, LLC | PSE&G |  | Accepted | 2025-08-26 | 2025-09-16 | 2026-09-16 | Solar Panels | Hanwha | Q.PEAK DUO BLK ML-G10.C+ 410 |  | 0.41 | 1 | 82 | 41 |  | Fixed | Roof
NJADRE1560438021 | Administratively Determined Incentive Program | EAST ORANGE | 7017 | 8.2 | Residential | Behind the Meter | Yes | Freedom Forever New Jersey, LLC | PSE&G |  | Accepted | 2025-08-26 | 2025-09-16 | 2026-09-16 | Inverters | Solar Edge | SE5700H-US | 5760 |  | 1 |  |  | 0.99 |  | Outside
NJADRE1560438021 | Administratively Determined Incentive Program | EAST ORANGE | 7017 | 8.2 | Residential | Behind the Meter | Yes | Freedom Forever New Jersey, LLC | PSE&G |  | Accepted | 2025-08-26 | 2025-09-16 | 2026-09-16 | Solar Panels | Hanwha | Q.PEAK DUO BLK ML-G10.C+ 410 |  | 0.41 | 9 | 262 | 41 |  | Fixed | Roof
NJADRE1560438041 | Administratively Determined Incentive Program | Delran | 8075 | 3.28 | Residential | Behind the Meter | Yes | Sunrun Installation Services, Inc. | PSE&G |  | Accepted | 2025-08-26 | 2025-09-16 | 2026-09-16 | Inverters | SolarEdge Technologies | SE3800H-USMN | 3800 |  | 1 |  |  | 0.99 |  | Outdoor | Next to meter
NJADRE1560438041 | Administratively Determined Incentive Program | Delran | 8075 | 3.28 | Residential | Behind the Meter | Yes | Sunrun Installation Services, Inc. | PSE&G |  | Accepted | 2025-08-26 | 2025-09-16 | 2026-09-16 | Solar Panels | Elin Energy (Sirius PV) | ELNSM54M-HC-410 |  | 0.41 | 8 | 214 | 22 |  | Fixed | Roof
NJADRE1560438042 | Administratively Determined Incentive Program | Readington Township | 8889 | 14.355 | Residential | Behind the Meter | Yes | Skyline Solar, LLC | JCP&L |  | Accepted | 2025-08-26 | 2025-09-17 | 2026-09-17 | Solar Panels | Hanwha | Q. Tron BLK M-G2.H+ |  | 0.435 | 9 | 274 | 19 |  | Fixed | Roof
NJADRE1560438042 | Administratively Determined Incentive Program | Readington Township | 8889 | 14.355 | Residential | Behind the Meter | Yes | Skyline Solar, LLC | JCP&L |  | Accepted | 2025-08-26 | 2025-09-17 | 2026-09-17 | Inverters | Enphase | IQ8HC-72-M-DOM-US | 380 |  | 33 |  |  | 0.976 |  | Outside
NJADRE1560438042 | Administratively Determined Incentive Program | Readington Township | 8889 | 14.355 | Residential | Behind the Meter | Yes | Skyline Solar, LLC | JCP&L |  | Accepted | 2025-08-26 | 2025-09-17 | 2026-09-17 | Solar Panels | Hanwha | Q. Tron BLK M-G2.H+ |  | 0.435 | 12 | 94 | 20 |  | Fixed | Roof
NJADRE1560438042 | Administratively Determined Incentive Program | Readington Township | 8889 | 14.355 | Residential | Behind the Meter | Yes | Skyline Solar, LLC | JCP&L |  | Accepted | 2025-08-26 | 2025-09-17 | 2026-09-17 | Solar Panels | Hanwha | Q. Tron BLK M-G2.H+ |  | 0.435 | 12 | 94 | 19 |  | Fixed | Roof
NJADRE1560438151 | Administratively Determined Incentive Program | KEARNY | 7032 | 7.38 | Residential | Behind the Meter | Yes | Pro Custom Solar dba Momentum Solar | PSE&G |  | Accepted | 2025-08-26 | 2025-09-18 | 2026-09-18 | Solar Panels | Hanwha | Q. Peak duo blk ML-G10 +410 |  | 0.41 | 6 | 26 | 18 |  | Fixed | Roof
NJADRE1560438151 | Administratively Determined Incentive Program | KEARNY | 7032 | 7.38 | Residential | Behind the Meter | Yes | Pro Custom Solar dba Momentum Solar | PSE&G |  | Accepted | 2025-08-26 | 2025-09-18 | 2026-09-18 | Solar Panels | Hanwha | Q. Peak duo blk ML-G10 +410 |  | 0.41 | 12 | 206 | 18 |  | Fixed | Roof
NJADRE1560438151 | Administratively Determined Incentive Program | KEARNY | 7032 | 7.38 | Residential | Behind the Meter | Yes | Pro Custom Solar dba Momentum Solar | PSE&G |  | Accepted | 2025-08-26 | 2025-09-18 | 2026-09-18 | Inverters | Enphase | IQ8HC-72-M-DOM-US | 380 |  | 18 |  |  | 0.97 |  | Outdoor
NJADRE1560438339 | Administratively Determined Incentive Program | BURLINGTON | 8016 | 10.66 | Residential | Behind the Meter | Yes | Trinity Solar, LLC | PSE&G |  | Accepted | 2025-08-26 | 2025-09-17 | 2026-09-17 | Inverters | Hanwha | USE10000H-US | 10000 |  | 1 |  |  | 0.97 |  | Outside
NJADRE1560438339 | Administratively Determined Incentive Program | BURLINGTON | 8016 | 10.66 | Residential | Behind the Meter | Yes | Trinity Solar, LLC | PSE&G |  | Accepted | 2025-08-26 | 2025-09-17 | 2026-09-17 | Solar Panels | Hanwha | Q.PEAK DUO BLK ML-G10.C+ 410 |  | 0.41 | 24 | 252 | 35 |  | Fixed | Roof
NJADRE1560438339 | Administratively Determined Incentive Program | BURLINGTON | 8016 | 10.66 | Residential | Behind the Meter | Yes | Trinity Solar, LLC | PSE&G |  | Accepted | 2025-08-26 | 2025-09-17 | 2026-09-17 | Solar Panels | Hanwha | Q.PEAK DUO BLK ML-G10.C+ 410 |  | 0.41 | 2 | 342 | 46 |  | Fixed | Roof
NJADRE1560438487 | Administratively Determined Incentive Program | Middlesex | 8846 | 10.875 | Residential | Behind the Meter | Yes | SunnyMac, LLC | PSE&G |  | Accepted | 2025-08-26 | 2025-09-16 | 2026-09-16 | Solar Panels | HANWHA | Q.TRON BLK M-G2.H+ |  | 0.435 | 10 | 88 | 20 |  | Fixed | Roof
NJADRE1560438487 | Administratively Determined Incentive Program | Middlesex | 8846 | 10.875 | Residential | Behind the Meter | Yes | SunnyMac, LLC | PSE&G |  | Accepted | 2025-08-26 | 2025-09-16 | 2026-09-16 | Solar Panels | HANWHA | Q.TRON BLK M-G2.H+ |  | 0.435 | 15 | 268 | 20 |  | Fixed | Roof
NJADRE1560438487 | Administratively Determined Incentive Program | Middlesex | 8846 | 10.875 | Residential | Behind the Meter | Yes | SunnyMac, LLC | PSE&G |  | Accepted | 2025-08-26 | 2025-09-16 | 2026-09-16 | Inverters | Q.CELL | Q.MI.349B-G1 | 349 |  | 25 |  |  | 0.99 |  | Outdoor | next to meter
NJADRE1560438503 | Administratively Determined Incentive Program | South Brunswick Township | 8852 | 9.84 | Residential | Behind the Meter | No | Tesla Energy Operations, Inc. | PSE&G |  | Accepted | 2025-08-26 | 2025-09-16 | 2026-09-16 | Solar Panels | Hanwha | Q.PEAK DUO BLK ML-G10+/TS 410 |  | 0.41 | 14 | 134 | 27 |  | Fixed | Roof
NJADRE1560438503 | Administratively Determined Incentive Program | South Brunswick Township | 8852 | 9.84 | Residential | Behind the Meter | No | Tesla Energy Operations, Inc. | PSE&G |  | Accepted | 2025-08-26 | 2025-09-16 | 2026-09-16 | Inverters | Tesla | 1538000-XX-Y | 7600 |  | 1 |  |  | 0.98 |  | Outdoor
NJADRE1560438503 | Administratively Determined Incentive Program | South Brunswick Township | 8852 | 9.84 | Residential | Behind the Meter | No | Tesla Energy Operations, Inc. | PSE&G |  | Accepted | 2025-08-26 | 2025-09-16 | 2026-09-16 | Solar Panels | Hanwha | Q.PEAK DUO BLK ML-G10+/TS 410 |  | 0.41 | 10 | 314 | 27 |  | Fixed | Roof
NJADRE1560438507 | Administratively Determined Incentive Program | Pennsville | 8070 | 10.375 | Residential | Behind the Meter | Yes | SunnyMac, LLC | AC Electric |  | Accepted | 2025-08-26 | 2025-09-16 | 2026-09-16 | Inverters | SOLAREDGE HOME HUB | SE7600H-US | 7600 |  | 1 |  |  | 0.99 |  | Outdoor | next to meter
NJADRE1560438507 | Administratively Determined Incentive Program | Pennsville | 8070 | 10.375 | Residential | Behind the Meter | Yes | SunnyMac, LLC | AC Electric |  | Accepted | 2025-08-26 | 2025-09-16 | 2026-09-16 | Solar Panels | HANWHA | Q.PEAK DUO BLK ML-G10+ |  | 0.415 | 25 | 126 | 23 |  | Fixed | Roof
NJADRE1560438527 | Administratively Determined Incentive Program | Robbinsville | 8691 | 17.22 | Residential | Behind the Meter | Yes | Trinity Solar, LLC | PSE&G |  | Accepted | 2025-08-26 | 2025-09-16 | 2026-09-16 | Solar Panels | HANWHA 410 (Q.PEAK DUO BLK ML-G10+410) | HANWHA 410 (Q.PEAK DUO BLK ML-G10+410) |  | 0.41 | 14 | 206 | 35 |  | Fixed | Roof
NJADRE1560438527 | Administratively Determined Incentive Program | Robbinsville | 8691 | 17.22 | Residential | Behind the Meter | Yes | Trinity Solar, LLC | PSE&G |  | Accepted | 2025-08-26 | 2025-09-16 | 2026-09-16 | Inverters | SOLAREDGE | SE5700H-US | 5700 |  | 1 |  |  | 0.97 |  | Outside
NJADRE1560438527 | Administratively Determined Incentive Program | Robbinsville | 8691 | 17.22 | Residential | Behind the Meter | Yes | Trinity Solar, LLC | PSE&G |  | Accepted | 2025-08-26 | 2025-09-16 | 2026-09-16 | Solar Panels | HANWHA 410 (Q.PEAK DUO BLK ML-G10+410) | HANWHA 410 (Q.PEAK DUO BLK ML-G10+410) |  | 0.41 | 11 | 26 | 35 |  | Fixed | Roof
NJADRE1560438527 | Administratively Determined Incentive Program | Robbinsville | 8691 | 17.22 | Residential | Behind the Meter | Yes | Trinity Solar, LLC | PSE&G |  | Accepted | 2025-08-26 | 2025-09-16 | 2026-09-16 | Solar Panels | HANWHA 410 (Q.PEAK DUO BLK ML-G10+410) | HANWHA 410 (Q.PEAK DUO BLK ML-G10+410) |  | 0.41 | 17 | 116 | 35 |  | Fixed | Roof
NJADRE1560438527 | Administratively Determined Incentive Program | Robbinsville | 8691 | 17.22 | Residential | Behind the Meter | Yes | Trinity Solar, LLC | PSE&G |  | Accepted | 2025-08-26 | 2025-09-16 | 2026-09-16 | Inverters | SOLAREDGE | SE7600H-US | 7600 |  | 1 |  |  | 0.97 |  | Outside
NJADRE1560438551 | Administratively Determined Incentive Program | Woodbury | 8096 | 13.76 | Residential | Behind the Meter | Yes | AllSeason Solar | PSE&G |  | Accepted | 2025-08-26 | 2025-09-17 | 2026-09-17 | Solar Panels | SEG Solar | SEG430BTD-BG |  | 0.43 | 17 | 105 | 24 |  | Fixed | Roof
NJADRE1560438551 | Administratively Determined Incentive Program | Woodbury | 8096 | 13.76 | Residential | Behind the Meter | Yes | AllSeason Solar | PSE&G |  | Accepted | 2025-08-26 | 2025-09-17 | 2026-09-17 | Solar Panels | SEG Solar | SEG430BTD-BG |  | 0.43 | 15 | 285 | 24 |  | Fixed | Roof
NJADRE1560438551 | Administratively Determined Incentive Program | Woodbury | 8096 | 13.76 | Residential | Behind the Meter | Yes | AllSeason Solar | PSE&G |  | Accepted | 2025-08-26 | 2025-09-17 | 2026-09-17 | Inverters | Enphase | IQ8 Plus | 290 |  | 32 |  |  | 0.97 |  | Outside
NJADRE1560438558 | Administratively Determined Incentive Program | Edison | 8837 | 6.97 | Residential | Behind the Meter | Yes | Freedom Forever New Jersey, LLC | PSE&G |  | Accepted | 2025-08-26 | 2025-09-16 | 2026-09-16 | Solar Panels | Hanwha | Q.PEAK DUO BLK ML-G10.C+ 410 |  | 0.41 | 17 | 61 | 18 |  | Fixed | Roof
NJADRE1560438558 | Administratively Determined Incentive Program | Edison | 8837 | 6.97 | Residential | Behind the Meter | Yes | Freedom Forever New Jersey, LLC | PSE&G |  | Accepted | 2025-08-26 | 2025-09-16 | 2026-09-16 | Inverters | Solar Edge | SE5700H-US | 5760 |  | 1 |  |  | 0.99 |  | Outside
NJADRE1560438572 | Administratively Determined Incentive Program | Long Branch | 7740 | 7.29 | Residential | Behind the Meter | Yes | Bright Ops, Inc. | JCP&L |  | Accepted | 2025-08-28 | 2025-09-19 | 2026-09-19 | Solar Panels | JA SOLAR | JAM54S31-405/MR |  | 0.405 | 9 | 150 | 35 |  | Fixed | Roof
NJADRE1560438572 | Administratively Determined Incentive Program | Long Branch | 7740 | 7.29 | Residential | Behind the Meter | Yes | Bright Ops, Inc. | JCP&L |  | Accepted | 2025-08-28 | 2025-09-19 | 2026-09-19 | Solar Panels | JA SOLAR | JAM54S31-405/MR |  | 0.405 | 2 | 229 | 13 |  | Fixed | Roof
NJADRE1560438572 | Administratively Determined Incentive Program | Long Branch | 7740 | 7.29 | Residential | Behind the Meter | Yes | Bright Ops, Inc. | JCP&L |  | Accepted | 2025-08-28 | 2025-09-19 | 2026-09-19 | Inverters | SolarEdge Technologies | SE5700H-US | 5700 |  | 1 |  |  | 0.98 |  | Outside
NJADRE1560438572 | Administratively Determined Incentive Program | Long Branch | 7740 | 7.29 | Residential | Behind the Meter | Yes | Bright Ops, Inc. | JCP&L |  | Accepted | 2025-08-28 | 2025-09-19 | 2026-09-19 | Solar Panels | JA SOLAR | JAM54S31-405/MR |  | 0.405 | 7 | 320 | 37 |  | Fixed | Roof
NJADRE1560438573 | Administratively Determined Incentive Program | Newark | 7106 | 9.03 | Residential | Behind the Meter | Yes | AllSeason Solar | PSE&G |  | Accepted | 2025-08-26 | 2025-09-16 | 2026-09-16 | Solar Panels | SEG Solar | SEG430BTD-BG |  | 0.43 | 10 | 301 | 30 |  | Fixed | Roof
NJADRE1560438573 | Administratively Determined Incentive Program | Newark | 7106 | 9.03 | Residential | Behind the Meter | Yes | AllSeason Solar | PSE&G |  | Accepted | 2025-08-26 | 2025-09-16 | 2026-09-16 | Inverters | Enphase | IQ8 Plus | 290 |  | 21 |  |  | 0.97 |  | Outside
NJADRE1560438573 | Administratively Determined Incentive Program | Newark | 7106 | 9.03 | Residential | Behind the Meter | Yes | AllSeason Solar | PSE&G |  | Accepted | 2025-08-26 | 2025-09-16 | 2026-09-16 | Solar Panels | SEG Solar | SEG430BTD-BG |  | 0.43 | 11 | 121 | 30 |  | Fixed | Roof
NJADRE1560438577 | Administratively Determined Incentive Program | Somerset | 8873 | 5.74 | Residential | Behind the Meter | Yes | Pro Custom Solar dba Momentum Solar | PSE&G |  | Accepted | 2025-08-26 | 2025-09-22 | 2026-09-22 | Inverters | Enphase | IQ8HC-72-M-DOM-US | 380 |  | 14 |  |  | 0.97 |  | Outdoor
NJADRE1560438577 | Administratively Determined Incentive Program | Somerset | 8873 | 5.74 | Residential | Behind the Meter | Yes | Pro Custom Solar dba Momentum Solar | PSE&G |  | Accepted | 2025-08-26 | 2025-09-22 | 2026-09-22 | Solar Panels | Hanwha | Q. Peak duo blk ML-G10 +410 |  | 0.41 | 14 | 231 | 29 |  | Fixed | Roof
NJADRE1560438604 | Administratively Determined Incentive Program | Piscataway | 8854 | 5.33 | Residential | Behind the Meter | Yes | Pro Custom Solar dba Momentum Solar | PSE&G |  | Accepted | 2025-08-26 | 2025-09-22 | 2026-09-22 | Inverters | Enphase | IQ8HC-72-M-DOM-US | 380 |  | 13 |  |  | 0.97 |  | Outdoor
NJADRE1560438604 | Administratively Determined Incentive Program | Piscataway | 8854 | 5.33 | Residential | Behind the Meter | Yes | Pro Custom Solar dba Momentum Solar | PSE&G |  | Accepted | 2025-08-26 | 2025-09-22 | 2026-09-22 | Solar Panels | Hanwha | Q. Peak duo blk ML-G10 +410 |  | 0.41 | 7 | 159 | 19 |  | Fixed | Roof
NJADRE1560438604 | Administratively Determined Incentive Program | Piscataway | 8854 | 5.33 | Residential | Behind the Meter | Yes | Pro Custom Solar dba Momentum Solar | PSE&G |  | Accepted | 2025-08-26 | 2025-09-22 | 2026-09-22 | Solar Panels | Hanwha | Q. Peak duo blk ML-G10 +410 |  | 0.41 | 6 | 156 | 18 |  | Fixed | Roof
NJADRE1560438617 | Administratively Determined Incentive Program | Monroe Township | 8831 | 18.04 | Residential | Behind the Meter | Yes | Sunrun Installation Services, Inc. | JCP&L |  | Accepted | 2025-08-26 | 2025-09-16 | 2026-09-16 | Inverters | SOLAREDGE TECHNOLOGIES | SE7600H-USMN | 7600 |  | 1 |  |  | 0.99 |  | Outdoor
NJADRE1560438617 | Administratively Determined Incentive Program | Monroe Township | 8831 | 18.04 | Residential | Behind the Meter | Yes | Sunrun Installation Services, Inc. | JCP&L |  | Accepted | 2025-08-26 | 2025-09-16 | 2026-09-16 | Solar Panels | ELIN ENERGY | ELNSM54M-HC-410 |  | 0.41 | 10 | 188 | 33 |  | Fixed | Roof
NJADRE1560438617 | Administratively Determined Incentive Program | Monroe Township | 8831 | 18.04 | Residential | Behind the Meter | Yes | Sunrun Installation Services, Inc. | JCP&L |  | Accepted | 2025-08-26 | 2025-09-16 | 2026-09-16 | Solar Panels | ELIN ENERGY | ELNSM54M-HC-410 |  | 0.41 | 4 | 8 | 36 |  | Fixed | Roof
NJADRE1560438617 | Administratively Determined Incentive Program | Monroe Township | 8831 | 18.04 | Residential | Behind the Meter | Yes | Sunrun Installation Services, Inc. | JCP&L |  | Accepted | 2025-08-26 | 2025-09-16 | 2026-09-16 | Solar Panels | ELIN ENERGY | ELNSM54M-HC-410 |  | 0.41 | 11 | 188 | 36 |  | Fixed | Roof
NJADRE1560438617 | Administratively Determined Incentive Program | Monroe Township | 8831 | 18.04 | Residential | Behind the Meter | Yes | Sunrun Installation Services, Inc. | JCP&L |  | Accepted | 2025-08-26 | 2025-09-16 | 2026-09-16 | Inverters | SOLAREDGE TECHNOLOGIES | SE5700H-USMN | 5760 |  | 1 |  |  | 0.99 |  | Outdoor
NJADRE1560438617 | Administratively Determined Incentive Program | Monroe Township | 8831 | 18.04 | Residential | Behind the Meter | Yes | Sunrun Installation Services, Inc. | JCP&L |  | Accepted | 2025-08-26 | 2025-09-16 | 2026-09-16 | Solar Panels | ELIN ENERGY | ELNSM54M-HC-410 |  | 0.41 | 19 | 8 | 33 |  | Fixed | Roof
NJADRE1560438626 | Administratively Determined Incentive Program | Egg Harbor Township | 8234 | 7.74 | Residential | Behind the Meter | Yes | AllSeason Solar | AC Electric |  | Accepted | 2025-08-26 | 2025-09-17 | 2026-09-17 | Solar Panels | SEG Solar | SEG430BTD-BG |  | 0.43 | 4 | 112 | 43 |  | Fixed | Roof
NJADRE1560438626 | Administratively Determined Incentive Program | Egg Harbor Township | 8234 | 7.74 | Residential | Behind the Meter | Yes | AllSeason Solar | AC Electric |  | Accepted | 2025-08-26 | 2025-09-17 | 2026-09-17 | Inverters | Enphase | IQ8 Plus | 290 |  | 18 |  |  | 0.97 |  | Outside
NJADRE1560438626 | Administratively Determined Incentive Program | Egg Harbor Township | 8234 | 7.74 | Residential | Behind the Meter | Yes | AllSeason Solar | AC Electric |  | Accepted | 2025-08-26 | 2025-09-17 | 2026-09-17 | Solar Panels | SEG Solar | SEG430BTD-BG |  | 0.43 | 14 | 202 | 34 |  | Fixed | Roof
NJADRE1560438634 | Administratively Determined Incentive Program | South Plainfield | 7080 | 4.51 | Residential | Behind the Meter | Yes | Freedom Forever New Jersey, LLC | PSE&G |  | Accepted | 2025-08-26 | 2025-09-17 | 2026-09-17 | Inverters | Solar Edge | SE3800H-US | 3800 |  | 1 |  |  | 0.99 |  | Outside
NJADRE1560438634 | Administratively Determined Incentive Program | South Plainfield | 7080 | 4.51 | Residential | Behind the Meter | Yes | Freedom Forever New Jersey, LLC | PSE&G |  | Accepted | 2025-08-26 | 2025-09-17 | 2026-09-17 | Solar Panels | Hanwha | Q.PEAK DUO BLK ML-G10.C+ 410 |  | 0.41 | 11 | 167 | 25 |  | Fixed | Roof
NJADRE1560438650 | Administratively Determined Incentive Program | East Windsor | 8520 | 9.84 | Residential | Behind the Meter | Yes | Freedom Forever New Jersey, LLC | JCP&L |  | Accepted | 2025-08-26 | 2025-09-16 | 2026-09-16 | Inverters | Solar Edge | SE7600H-U | 7600 |  | 1 |  |  | 0.99 |  | Outside
NJADRE1560438650 | Administratively Determined Incentive Program | East Windsor | 8520 | 9.84 | Residential | Behind the Meter | Yes | Freedom Forever New Jersey, LLC | JCP&L |  | Accepted | 2025-08-26 | 2025-09-16 | 2026-09-16 | Solar Panels | Hanwha | Q.PEAK DUO BLK ML-G10.C+ 410 |  | 0.41 | 24 | 239 | 27 |  | Fixed | Roof
NJADRE1560438675 | Administratively Determined Incentive Program | WOODBINE | 8270 | 9.6 | Residential | Behind the Meter | Yes | Fusion Solar Energy, LLC | AC Electric |  | Accepted | 2025-08-26 | 2025-09-17 | 2026-09-17 | Solar Panels | LONGi | LR5-54HABB-400M |  | 0.4 | 24 | 180 | 20 |  | Fixed | Ground
NJADRE1560438675 | Administratively Determined Incentive Program | WOODBINE | 8270 | 9.6 | Residential | Behind the Meter | Yes | Fusion Solar Energy, LLC | AC Electric |  | Accepted | 2025-08-26 | 2025-09-17 | 2026-09-17 | Inverters | SOLAREDGE | SE11400H-US000BEU4 | 11400 |  | 1 |  |  | 0.99 |  | Outside
NJADRE1560439221 | Administratively Determined Incentive Program | Winslow Twp | 8089 | 5.81 | Residential | Behind the Meter | Yes | Fusion Solar Energy, LLC | AC Electric |  | Accepted | 2025-08-26 | 2025-09-16 | 2026-09-16 | Solar Panels | QCELLS | Q.PEAK DUO BLK ML-G10.C+ 415 ( |  | 0.415 | 14 | 173.85 | 20 |  | Fixed | Roof
NJADRE1560439221 | Administratively Determined Incentive Program | Winslow Twp | 8089 | 5.81 | Residential | Behind the Meter | Yes | Fusion Solar Energy, LLC | AC Electric |  | Accepted | 2025-08-26 | 2025-09-16 | 2026-09-16 | Inverters | ENPHASE | IQ8HC-72-M-DOM-US | 380 |  | 14 |  |  | 0.97 |  | Outside | Roof
NJADRE1560439222 | Administratively Determined Incentive Program | BURLINGTON | 8016 | 195.72 | Commercial | Behind the Meter | No | 1st Light Energy Inc. | PSE&G |  | Accepted | 2025-08-26 | 2025-09-17 | 2026-09-17 | Solar Panels | LG | LG420N2W-L5 |  | 0.42 | 466 | 186 | 3 |  | Fixed | Roof | Outside
NJADRE1560439222 | Administratively Determined Incentive Program | BURLINGTON | 8016 | 195.72 | Commercial | Behind the Meter | No | 1st Light Energy Inc. | PSE&G |  | Accepted | 2025-08-26 | 2025-09-17 | 2026-09-17 | Inverters | SMA | SMA CORE1 50-US, 480V | 50000 |  | 2 |  |  | 0.968 |  | Outside
NJADRE1560439222 | Administratively Determined Incentive Program | BURLINGTON | 8016 | 195.72 | Commercial | Behind the Meter | No | 1st Light Energy Inc. | PSE&G |  | Accepted | 2025-08-26 | 2025-09-17 | 2026-09-17 | Inverters | SMA | SMA CORE1 STP 62-US, 480V | 62000 |  | 1 |  |  | 0.968 |  | Outside
NJADRE1560439252 | Administratively Determined Incentive Program | Paterson | 7522 | 8.715 | Residential | Behind the Meter | Yes | Fusion Solar Energy, LLC | PSE&G |  | Accepted | 2025-08-26 | 2025-09-17 | 2026-09-17 | Solar Panels | QCELLS | Q.PEAK DUO BLK ML-G10.C+ 415 |  | 0.415 | 16 | 78.15 | 19 |  | Fixed | Roof
NJADRE1560439252 | Administratively Determined Incentive Program | Paterson | 7522 | 8.715 | Residential | Behind the Meter | Yes | Fusion Solar Energy, LLC | PSE&G |  | Accepted | 2025-08-26 | 2025-09-17 | 2026-09-17 | Solar Panels | QCELLS | Q.PEAK DUO BLK ML-G10.C+ 415 |  | 0.415 | 5 | 258.15 | 37 |  | Fixed | Roof
NJADRE1560439252 | Administratively Determined Incentive Program | Paterson | 7522 | 8.715 | Residential | Behind the Meter | Yes | Fusion Solar Energy, LLC | PSE&G |  | Accepted | 2025-08-26 | 2025-09-17 | 2026-09-17 | Inverters | ENPHASE | IQ8HC-72-M-DOM-US | 380 |  | 21 |  |  | 0.97 |  | Outside | Roof
NJADRE1560439258 | Administratively Determined Incentive Program | Wanaque | 7420 | 8.2 | Residential | Behind the Meter | Yes | Freedom Forever New Jersey, LLC | JCP&L |  | Accepted | 2025-08-26 | 2025-09-17 | 2026-09-17 | Solar Panels | Hanwha | Q.PEAK DUO BLK ML-G10.C+ 410 |  | 0.41 | 4 | 180 | 26 |  | Fixed | Roof
NJADRE1560439258 | Administratively Determined Incentive Program | Wanaque | 7420 | 8.2 | Residential | Behind the Meter | Yes | Freedom Forever New Jersey, LLC | JCP&L |  | Accepted | 2025-08-26 | 2025-09-17 | 2026-09-17 | Solar Panels | Hanwha | Q.PEAK DUO BLK ML-G10.C+ 410 |  | 0.41 | 4 | 1 | 26 |  | Fixed | Roof
NJADRE1560439258 | Administratively Determined Incentive Program | Wanaque | 7420 | 8.2 | Residential | Behind the Meter | Yes | Freedom Forever New Jersey, LLC | JCP&L |  | Accepted | 2025-08-26 | 2025-09-17 | 2026-09-17 | Solar Panels | Hanwha | Q.PEAK DUO BLK ML-G10.C+ 410 |  | 0.41 | 4 | 360 | 40 |  | Fixed | Roof
NJADRE1560439258 | Administratively Determined Incentive Program | Wanaque | 7420 | 8.2 | Residential | Behind the Meter | Yes | Freedom Forever New Jersey, LLC | JCP&L |  | Accepted | 2025-08-26 | 2025-09-17 | 2026-09-17 | Inverters | Solar Edge | SE5700H-US | 5760 |  | 1 |  |  | 0.99 |  | Outside
NJADRE1560439258 | Administratively Determined Incentive Program | Wanaque | 7420 | 8.2 | Residential | Behind the Meter | Yes | Freedom Forever New Jersey, LLC | JCP&L |  | Accepted | 2025-08-26 | 2025-09-17 | 2026-09-17 | Solar Panels | Hanwha | Q.PEAK DUO BLK ML-G10.C+ 410 |  | 0.41 | 8 | 180 | 40 |  | Fixed | Roof
NJADRE1560439296 | Administratively Determined Incentive Program | Parlin | 8859 | 3.69 | Residential | Behind the Meter | Yes | Trinity Solar, LLC | JCP&L |  | Accepted | 2025-08-26 | 2025-09-16 | 2026-09-16 | Solar Panels | HANWHA 410 (Q.PEAK DUO BLK ML-G10+ 410) | HANWHA 410 (Q.PEAK DUO BLK ML-G10+ 410) |  | 0.41 | 2 | 170 | 10 |  | Fixed | Roof
NJADRE1560439296 | Administratively Determined Incentive Program | Parlin | 8859 | 3.69 | Residential | Behind the Meter | Yes | Trinity Solar, LLC | JCP&L |  | Accepted | 2025-08-26 | 2025-09-16 | 2026-09-16 | Inverters | SOLAREDGE | SE3800H-US | 3800 |  | 1 |  |  | 0.97 |  | Outside
NJADRE1560439296 | Administratively Determined Incentive Program | Parlin | 8859 | 3.69 | Residential | Behind the Meter | Yes | Trinity Solar, LLC | JCP&L |  | Accepted | 2025-08-26 | 2025-09-16 | 2026-09-16 | Solar Panels | HANWHA 410 (Q.PEAK DUO BLK ML-G10+ 410) | HANWHA 410 (Q.PEAK DUO BLK ML-G10+ 410) |  | 0.41 | 3 | 350 | 38 |  | Fixed | Roof
NJADRE1560439296 | Administratively Determined Incentive Program | Parlin | 8859 | 3.69 | Residential | Behind the Meter | Yes | Trinity Solar, LLC | JCP&L |  | Accepted | 2025-08-26 | 2025-09-16 | 2026-09-16 | Solar Panels | HANWHA 410 (Q.PEAK DUO BLK ML-G10+ 410) | HANWHA 410 (Q.PEAK DUO BLK ML-G10+ 410) |  | 0.41 | 4 | 170 | 38 |  | Fixed | Roof
NJADRE1560439297 | Administratively Determined Incentive Program | Toms River | 8757 | 4.92 | Residential | Behind the Meter | Yes | Sunrun Installation Services, Inc. | JCP&L |  | Accepted | 2025-08-26 | 2025-09-17 | 2026-09-17 | Inverters | SolarEdge Technologies | SE3800H-USMN | 3800 |  | 1 |  |  | 0.99 |  | Outdoor
NJADRE1560439297 | Administratively Determined Incentive Program | Toms River | 8757 | 4.92 | Residential | Behind the Meter | Yes | Sunrun Installation Services, Inc. | JCP&L |  | Accepted | 2025-08-26 | 2025-09-17 | 2026-09-17 | Solar Panels | Elin Energy (Sirius PV) | ELNSM54M-HC-410 |  | 0.41 | 4 | 115 | 22 |  | Fixed | Roof
NJADRE1560439297 | Administratively Determined Incentive Program | Toms River | 8757 | 4.92 | Residential | Behind the Meter | Yes | Sunrun Installation Services, Inc. | JCP&L |  | Accepted | 2025-08-26 | 2025-09-17 | 2026-09-17 | Solar Panels | Elin Energy (Sirius PV) | ELNSM54M-HC-410 |  | 0.41 | 8 | 204 | 21 |  | Fixed | Roof
NJADRE1560439302 | Administratively Determined Incentive Program | Oak Ridge | 7438 | 20.09 | Residential | Behind the Meter | Yes | Trinity Solar, LLC | JCP&L |  | Accepted | 2025-08-26 | 2025-09-16 | 2026-09-16 | Inverters | SOLAREDGE | SE11400H-US | 11400 |  | 1 |  |  | 0.97 |  | Outside
NJADRE1560439302 | Administratively Determined Incentive Program | Oak Ridge | 7438 | 20.09 | Residential | Behind the Meter | Yes | Trinity Solar, LLC | JCP&L |  | Accepted | 2025-08-26 | 2025-09-16 | 2026-09-16 | Solar Panels | HANWHA 410 (Q.PEAK DUO BLK ML-G10+ 410) | HANWHA 410 (Q.PEAK DUO BLK ML-G10+ 410) |  | 0.41 | 3 | 107 | 36 |  | Fixed | Roof
NJADRE1560439302 | Administratively Determined Incentive Program | Oak Ridge | 7438 | 20.09 | Residential | Behind the Meter | Yes | Trinity Solar, LLC | JCP&L |  | Accepted | 2025-08-26 | 2025-09-16 | 2026-09-16 | Solar Panels | HANWHA 410 (Q.PEAK DUO BLK ML-G10+ 410) | HANWHA 410 (Q.PEAK DUO BLK ML-G10+ 410) |  | 0.41 | 3 | 107 | 14 |  | Fixed | Roof
NJADRE1560439302 | Administratively Determined Incentive Program | Oak Ridge | 7438 | 20.09 | Residential | Behind the Meter | Yes | Trinity Solar, LLC | JCP&L |  | Accepted | 2025-08-26 | 2025-09-16 | 2026-09-16 | Solar Panels | HANWHA 410 (Q.PEAK DUO BLK ML-G10+ 410) | HANWHA 410 (Q.PEAK DUO BLK ML-G10+ 410) |  | 0.41 | 12 | 287 | 12 |  | Fixed | Roof
NJADRE1560439302 | Administratively Determined Incentive Program | Oak Ridge | 7438 | 20.09 | Residential | Behind the Meter | Yes | Trinity Solar, LLC | JCP&L |  | Accepted | 2025-08-26 | 2025-09-16 | 2026-09-16 | Solar Panels | HANWHA 410 (Q.PEAK DUO BLK ML-G10+ 410) | HANWHA 410 (Q.PEAK DUO BLK ML-G10+ 410) |  | 0.41 | 9 | 197 | 35 |  | Fixed | Roof
NJADRE1560439302 | Administratively Determined Incentive Program | Oak Ridge | 7438 | 20.09 | Residential | Behind the Meter | Yes | Trinity Solar, LLC | JCP&L |  | Accepted | 2025-08-26 | 2025-09-16 | 2026-09-16 | Solar Panels | HANWHA 410 (Q.PEAK DUO BLK ML-G10+ 410) | HANWHA 410 (Q.PEAK DUO BLK ML-G10+ 410) |  | 0.41 | 5 | 15 | 35 |  | Fixed | Roof
NJADRE1560439302 | Administratively Determined Incentive Program | Oak Ridge | 7438 | 20.09 | Residential | Behind the Meter | Yes | Trinity Solar, LLC | JCP&L |  | Accepted | 2025-08-26 | 2025-09-16 | 2026-09-16 | Solar Panels | HANWHA 410 (Q.PEAK DUO BLK ML-G10+ 410) | HANWHA 410 (Q.PEAK DUO BLK ML-G10+ 410) |  | 0.41 | 5 | 195 | 34 |  | Fixed | Roof
NJADRE1560439302 | Administratively Determined Incentive Program | Oak Ridge | 7438 | 20.09 | Residential | Behind the Meter | Yes | Trinity Solar, LLC | JCP&L |  | Accepted | 2025-08-26 | 2025-09-16 | 2026-09-16 | Inverters | SOLAREDGE | SE3800H-US | 3800 |  | 1 |  |  | 0.97 |  | Outside
NJADRE1560439302 | Administratively Determined Incentive Program | Oak Ridge | 7438 | 20.09 | Residential | Behind the Meter | Yes | Trinity Solar, LLC | JCP&L |  | Accepted | 2025-08-26 | 2025-09-16 | 2026-09-16 | Solar Panels | HANWHA 410 (Q.PEAK DUO BLK ML-G10+ 410) | HANWHA 410 (Q.PEAK DUO BLK ML-G10+ 410) |  | 0.41 | 12 | 107 | 24 |  | Fixed | Roof
NJADRE1560439306 | Administratively Determined Incentive Program | Neptune | 7753 | 9.84 | Residential | Behind the Meter | Yes | Sunrun Installation Services, Inc. | JCP&L |  | Accepted | 2025-08-26 | 2025-09-16 | 2026-09-16 | Solar Panels | Elin Energy (Sirius PV) | ELNSM54M-HC-410 |  | 0.41 | 6 | 207 | 18 |  | Fixed | Roof
NJADRE1560439306 | Administratively Determined Incentive Program | Neptune | 7753 | 9.84 | Residential | Behind the Meter | Yes | Sunrun Installation Services, Inc. | JCP&L |  | Accepted | 2025-08-26 | 2025-09-16 | 2026-09-16 | Inverters | SolarEdge Technologies | SE7600H-USMN | 7600 |  | 1 |  |  | 0.99 |  | Outdoor | Next to meter
NJADRE1560439306 | Administratively Determined Incentive Program | Neptune | 7753 | 9.84 | Residential | Behind the Meter | Yes | Sunrun Installation Services, Inc. | JCP&L |  | Accepted | 2025-08-26 | 2025-09-16 | 2026-09-16 | Solar Panels | Elin Energy (Sirius PV) | ELNSM54M-HC-410 |  | 0.41 | 6 | 207 | 18 |  | Fixed | Roof
NJADRE1560439306 | Administratively Determined Incentive Program | Neptune | 7753 | 9.84 | Residential | Behind the Meter | Yes | Sunrun Installation Services, Inc. | JCP&L |  | Accepted | 2025-08-26 | 2025-09-16 | 2026-09-16 | Solar Panels | Elin Energy (Sirius PV) | ELNSM54M-HC-410 |  | 0.41 | 12 | 27 | 18 |  | Fixed | Roof
NJADRE1560439307 | Administratively Determined Incentive Program | Waterford Works | 8089 | 6.56 | Residential | Behind the Meter | Yes | Trinity Solar, LLC | AC Electric |  | Accepted | 2025-08-26 | 2025-09-16 | 2026-09-16 | Inverters | SOLAREDGE | SE5700H-US | 5700 |  | 1 |  |  | 0.97 |  | Outside
NJADRE1560439307 | Administratively Determined Incentive Program | Waterford Works | 8089 | 6.56 | Residential | Behind the Meter | Yes | Trinity Solar, LLC | AC Electric |  | Accepted | 2025-08-26 | 2025-09-16 | 2026-09-16 | Solar Panels | HANWHA 410 (Q.PEAK DUO BLK ML-G10+ 410) | HANWHA 410 (Q.PEAK DUO BLK ML-G10+ 410) |  | 0.41 | 16 | 195 | 27 |  | Fixed | Roof
NJADRE1560439310 | Administratively Determined Incentive Program | Howell | 7731 | 21.32 | Residential | Behind the Meter | Yes | Sunrun Installation Services, Inc. | JCP&L |  | Accepted | 2025-08-26 | 2025-09-16 | 2026-09-16 | Solar Panels | Elin Energy (Sirius PV) | ELNSM54M-HC-410 |  | 0.41 | 25 | 96 | 37 |  | Fixed | Roof
NJADRE1560439310 | Administratively Determined Incentive Program | Howell | 7731 | 21.32 | Residential | Behind the Meter | Yes | Sunrun Installation Services, Inc. | JCP&L |  | Accepted | 2025-08-26 | 2025-09-16 | 2026-09-16 | Inverters | SolarEdge Technologies | SE7600H-USMN | 7600 |  | 2 |  |  | 0.99 |  | Outdoor | Next to meter
NJADRE1560439310 | Administratively Determined Incentive Program | Howell | 7731 | 21.32 | Residential | Behind the Meter | Yes | Sunrun Installation Services, Inc. | JCP&L |  | Accepted | 2025-08-26 | 2025-09-16 | 2026-09-16 | Solar Panels | Elin Energy (Sirius PV) | ELNSM54M-HC-410 |  | 0.41 | 27 | 96 | 37 |  | Fixed | Roof
NJADRE1560439353 | Administratively Determined Incentive Program | Jamesburg | 8831 | 19.14 | Residential | Behind the Meter | Yes | Venture Home Solar, LLC | JCP&L |  | Accepted | 2025-08-27 | 2025-09-30 | 2026-09-30 | Solar Panels | Hanwha | Q.TRON BLK M-G2.H+ 435 |  | 0.435 | 10 | 252 | 40 |  | Fixed | Roof
NJADRE1560439353 | Administratively Determined Incentive Program | Jamesburg | 8831 | 19.14 | Residential | Behind the Meter | Yes | Venture Home Solar, LLC | JCP&L |  | Accepted | 2025-08-27 | 2025-09-30 | 2026-09-30 | Solar Panels | Hanwha | Q.TRON BLK M-G2.H+ 435 |  | 0.435 | 3 | 72 | 40 |  | Fixed | Roof
NJADRE1560439353 | Administratively Determined Incentive Program | Jamesburg | 8831 | 19.14 | Residential | Behind the Meter | Yes | Venture Home Solar, LLC | JCP&L |  | Accepted | 2025-08-27 | 2025-09-30 | 2026-09-30 | Solar Panels | Hanwha | Q.TRON BLK M-G2.H+ 435 |  | 0.435 | 10 | 162 | 40 |  | Fixed | Roof
NJADRE1560439353 | Administratively Determined Incentive Program | Jamesburg | 8831 | 19.14 | Residential | Behind the Meter | Yes | Venture Home Solar, LLC | JCP&L |  | Accepted | 2025-08-27 | 2025-09-30 | 2026-09-30 | Solar Panels | Hanwha | Q.TRON BLK M-G2.H+ 435 |  | 0.435 | 4 | 72 | 40 |  | Fixed | Roof
NJADRE1560439353 | Administratively Determined Incentive Program | Jamesburg | 8831 | 19.14 | Residential | Behind the Meter | Yes | Venture Home Solar, LLC | JCP&L |  | Accepted | 2025-08-27 | 2025-09-30 | 2026-09-30 | Solar Panels | Hanwha | Q.TRON BLK M-G2.H+ 435 |  | 0.435 | 5 | 162 | 40 |  | Fixed | Roof
NJADRE1560439353 | Administratively Determined Incentive Program | Jamesburg | 8831 | 19.14 | Residential | Behind the Meter | Yes | Venture Home Solar, LLC | JCP&L |  | Accepted | 2025-08-27 | 2025-09-30 | 2026-09-30 | Solar Panels | Hanwha | Q.TRON BLK M-G2.H+ 435 |  | 0.435 | 12 | 342 | 40 |  | Fixed | Roof
NJADRE1560439353 | Administratively Determined Incentive Program | Jamesburg | 8831 | 19.14 | Residential | Behind the Meter | Yes | Venture Home Solar, LLC | JCP&L |  | Accepted | 2025-08-27 | 2025-09-30 | 2026-09-30 | Inverters | Enphase | IQ8HC-72-M-DOM-US (240V) | 380 |  | 44 |  |  | 0.98 |  | Outside
NJADRE1560449326 | Administratively Determined Incentive Program | RIVER EDGE | 7661 | 12.705 | Residential | Behind the Meter | No | Venture Home Solar, LLC | PSE&G |  | Accepted | 2025-08-27 | 2025-09-17 | 2026-09-17 | Solar Panels | Meyer Burger | Black 385 |  | 0.385 | 3 | 290 | 41 |  | Fixed | Roof
NJADRE1560449326 | Administratively Determined Incentive Program | RIVER EDGE | 7661 | 12.705 | Residential | Behind the Meter | No | Venture Home Solar, LLC | PSE&G |  | Accepted | 2025-08-27 | 2025-09-17 | 2026-09-17 | Solar Panels | Meyer Burger | Black 385 |  | 0.385 | 1 | 110 | 23 |  | Fixed | Roof
NJADRE1560449326 | Administratively Determined Incentive Program | RIVER EDGE | 7661 | 12.705 | Residential | Behind the Meter | No | Venture Home Solar, LLC | PSE&G |  | Accepted | 2025-08-27 | 2025-09-17 | 2026-09-17 | Solar Panels | Meyer Burger | Black 385 |  | 0.385 | 4 | 110 | 41 |  | Fixed | Roof
NJADRE1560449326 | Administratively Determined Incentive Program | RIVER EDGE | 7661 | 12.705 | Residential | Behind the Meter | No | Venture Home Solar, LLC | PSE&G |  | Accepted | 2025-08-27 | 2025-09-17 | 2026-09-17 | Inverters | Enphase | IQ8PLUS-72-2-US (240V) | 290 |  | 33 |  |  | 0.98 |  | Outside
NJADRE1560449326 | Administratively Determined Incentive Program | RIVER EDGE | 7661 | 12.705 | Residential | Behind the Meter | No | Venture Home Solar, LLC | PSE&G |  | Accepted | 2025-08-27 | 2025-09-17 | 2026-09-17 | Solar Panels | Meyer Burger | Black 385 |  | 0.385 | 4 | 200 | 36 |  | Fixed | Roof
NJADRE1560449326 | Administratively Determined Incentive Program | RIVER EDGE | 7661 | 12.705 | Residential | Behind the Meter | No | Venture Home Solar, LLC | PSE&G |  | Accepted | 2025-08-27 | 2025-09-17 | 2026-09-17 | Solar Panels | Meyer Burger | Black 385 |  | 0.385 | 12 | 20 | 34 |  | Fixed | Roof
NJADRE1560449326 | Administratively Determined Incentive Program | RIVER EDGE | 7661 | 12.705 | Residential | Behind the Meter | No | Venture Home Solar, LLC | PSE&G |  | Accepted | 2025-08-27 | 2025-09-17 | 2026-09-17 | Solar Panels | Meyer Burger | Black 385 |  | 0.385 | 8 | 200 | 34 |  | Fixed | Roof
NJADRE1560449326 | Administratively Determined Incentive Program | RIVER EDGE | 7661 | 12.705 | Residential | Behind the Meter | No | Venture Home Solar, LLC | PSE&G |  | Accepted | 2025-08-27 | 2025-09-17 | 2026-09-17 | Solar Panels | Meyer Burger | Black 385 |  | 0.385 | 1 | 290 | 23 |  | Fixed | Roof
NJADRE1560449330 | Administratively Determined Incentive Program | Sicklerville | 8081 | 13.485 | Residential | Behind the Meter | Yes | Venture Home Solar, LLC | AC Electric |  | Accepted | 2025-08-27 | 2025-09-19 | 2026-09-19 | Solar Panels | Hanwha | Q.TRON BLK M-G2.H+ 435 |  | 0.435 | 5 | 229 | 30 |  | Fixed | Roof
NJADRE1560449330 | Administratively Determined Incentive Program | Sicklerville | 8081 | 13.485 | Residential | Behind the Meter | Yes | Venture Home Solar, LLC | AC Electric |  | Accepted | 2025-08-27 | 2025-09-19 | 2026-09-19 | Solar Panels | Hanwha | Q.TRON BLK M-G2.H+ 435 |  | 0.435 | 6 | 229 | 30 |  | Fixed | Roof
NJADRE1560449330 | Administratively Determined Incentive Program | Sicklerville | 8081 | 13.485 | Residential | Behind the Meter | Yes | Venture Home Solar, LLC | AC Electric |  | Accepted | 2025-08-27 | 2025-09-19 | 2026-09-19 | Inverters | Enphase | IQ8HC-72-M-DOM-US (240V) | 380 |  | 31 |  |  | 0.98 |  | Outside
NJADRE1560449330 | Administratively Determined Incentive Program | Sicklerville | 8081 | 13.485 | Residential | Behind the Meter | Yes | Venture Home Solar, LLC | AC Electric |  | Accepted | 2025-08-27 | 2025-09-19 | 2026-09-19 | Solar Panels | Hanwha | Q.TRON BLK M-G2.H+ 435 |  | 0.435 | 1 | 139 | 42 |  | Fixed | Roof
NJADRE1560449330 | Administratively Determined Incentive Program | Sicklerville | 8081 | 13.485 | Residential | Behind the Meter | Yes | Venture Home Solar, LLC | AC Electric |  | Accepted | 2025-08-27 | 2025-09-19 | 2026-09-19 | Solar Panels | Hanwha | Q.TRON BLK M-G2.H+ 435 |  | 0.435 | 5 | 49 | 30 |  | Fixed | Roof
NJADRE1560449330 | Administratively Determined Incentive Program | Sicklerville | 8081 | 13.485 | Residential | Behind the Meter | Yes | Venture Home Solar, LLC | AC Electric |  | Accepted | 2025-08-27 | 2025-09-19 | 2026-09-19 | Solar Panels | Hanwha | Q.TRON BLK M-G2.H+ 435 |  | 0.435 | 14 | 49 | 30 |  | Fixed | Roof
NJADRE1560449332 | Administratively Determined Incentive Program | West Deptford | 8096 | 16.53 | Residential | Behind the Meter | Yes | Venture Home Solar, LLC | PSE&G |  | Accepted | 2025-08-27 | 2025-09-17 | 2026-09-17 | Solar Panels | Hanwha | Q.TRON BLK M-G2.H+ 435 |  | 0.435 | 12 | 124 | 48 |  | Fixed | Roof
NJADRE1560449332 | Administratively Determined Incentive Program | West Deptford | 8096 | 16.53 | Residential | Behind the Meter | Yes | Venture Home Solar, LLC | PSE&G |  | Accepted | 2025-08-27 | 2025-09-17 | 2026-09-17 | Solar Panels | Hanwha | Q.TRON BLK M-G2.H+ 435 |  | 0.435 | 14 | 304 | 18 |  | Fixed | Roof
NJADRE1560449332 | Administratively Determined Incentive Program | West Deptford | 8096 | 16.53 | Residential | Behind the Meter | Yes | Venture Home Solar, LLC | PSE&G |  | Accepted | 2025-08-27 | 2025-09-17 | 2026-09-17 | Solar Panels | Hanwha | Q.TRON BLK M-G2.H+ 435 |  | 0.435 | 6 | 286 | 31 |  | Fixed | Roof
NJADRE1560449332 | Administratively Determined Incentive Program | West Deptford | 8096 | 16.53 | Residential | Behind the Meter | Yes | Venture Home Solar, LLC | PSE&G |  | Accepted | 2025-08-27 | 2025-09-17 | 2026-09-17 | Solar Panels | Hanwha | Q.TRON BLK M-G2.H+ 435 |  | 0.435 | 4 | 304 | 24 |  | Fixed | Roof
NJADRE1560449332 | Administratively Determined Incentive Program | West Deptford | 8096 | 16.53 | Residential | Behind the Meter | Yes | Venture Home Solar, LLC | PSE&G |  | Accepted | 2025-08-27 | 2025-09-17 | 2026-09-17 | Solar Panels | Hanwha | Q.TRON BLK M-G2.H+ 435 |  | 0.435 | 2 | 111 | 48 |  | Fixed | Roof
NJADRE1560449374 | Administratively Determined Incentive Program | Keyport | 7735 | 7.38 | Residential | Behind the Meter | Yes | Sunrun Installation Services, Inc. | JCP&L |  | Accepted | 2025-08-27 | 2025-09-17 | 2026-09-17 | Inverters | SolarEdge Technologies | SE5700H-USMN | 5760 |  | 1 |  |  | 0.99 |  | Outdoor
NJADRE1560449374 | Administratively Determined Incentive Program | Keyport | 7735 | 7.38 | Residential | Behind the Meter | Yes | Sunrun Installation Services, Inc. | JCP&L |  | Accepted | 2025-08-27 | 2025-09-17 | 2026-09-17 | Solar Panels | Elin Energy (Sirius PV) | ELNSM54M-HC-410 |  | 0.41 | 8 | 98 | 18 |  | Fixed | Roof
NJADRE1560449374 | Administratively Determined Incentive Program | Keyport | 7735 | 7.38 | Residential | Behind the Meter | Yes | Sunrun Installation Services, Inc. | JCP&L |  | Accepted | 2025-08-27 | 2025-09-17 | 2026-09-17 | Solar Panels | Elin Energy (Sirius PV) | ELNSM54M-HC-410 |  | 0.41 | 10 | 278 | 18 |  | Fixed | Roof
NJADRE1560449375 | Administratively Determined Incentive Program | Lumberton Twp | 8048 | 16.81 | Residential | Behind the Meter | Yes | Sunrun Installation Services, Inc. | PSE&G |  | Accepted | 2025-08-27 | 2025-09-17 | 2026-09-17 | Inverters | SOLAREDGE TECHNOLOGIES | SE5700H-USMN | 5760 |  | 2 |  |  | 0.99 |  | Outdoor
NJADRE1560449375 | Administratively Determined Incentive Program | Lumberton Twp | 8048 | 16.81 | Residential | Behind the Meter | Yes | Sunrun Installation Services, Inc. | PSE&G |  | Accepted | 2025-08-27 | 2025-09-17 | 2026-09-17 | Solar Panels | ELIN ENERGY | ELNSM54M-HC-410 |  | 0.41 | 8 | 121 | 30 |  | Fixed | Roof
NJADRE1560449375 | Administratively Determined Incentive Program | Lumberton Twp | 8048 | 16.81 | Residential | Behind the Meter | Yes | Sunrun Installation Services, Inc. | PSE&G |  | Accepted | 2025-08-27 | 2025-09-17 | 2026-09-17 | Solar Panels | ELIN ENERGY | ELNSM54M-HC-410 |  | 0.41 | 25 | 300 | 30 |  | Fixed | Roof
NJADRE1560449375 | Administratively Determined Incentive Program | Lumberton Twp | 8048 | 16.81 | Residential | Behind the Meter | Yes | Sunrun Installation Services, Inc. | PSE&G |  | Accepted | 2025-08-27 | 2025-09-17 | 2026-09-17 | Solar Panels | ELIN ENERGY | ELNSM54M-HC-410 |  | 0.41 | 4 | 31 | 30 |  | Fixed | Roof
NJADRE1560449375 | Administratively Determined Incentive Program | Lumberton Twp | 8048 | 16.81 | Residential | Behind the Meter | Yes | Sunrun Installation Services, Inc. | PSE&G |  | Accepted | 2025-08-27 | 2025-09-17 | 2026-09-17 | Solar Panels | ELIN ENERGY | ELNSM54M-HC-410 |  | 0.41 | 4 | 211 | 30 |  | Fixed | Roof
NJADRE1560449378 | Administratively Determined Incentive Program | Greenwich | 8323 | 17.63 | Residential | Behind the Meter | Yes | Trinity Solar, LLC | AC Electric |  | Accepted | 2025-08-27 | 2025-09-18 | 2026-09-18 | Inverters | Solar Edge | USE5700H-US | 5760 |  | 1 |  |  | 0.97 |  | Outside
NJADRE1560449378 | Administratively Determined Incentive Program | Greenwich | 8323 | 17.63 | Residential | Behind the Meter | Yes | Trinity Solar, LLC | AC Electric |  | Accepted | 2025-08-27 | 2025-09-18 | 2026-09-18 | Inverters | Solar Edge | USE7600H-US | 7600 |  | 1 |  |  | 0.97 |  | Outside
NJADRE1560449378 | Administratively Determined Incentive Program | Greenwich | 8323 | 17.63 | Residential | Behind the Meter | Yes | Trinity Solar, LLC | AC Electric |  | Accepted | 2025-08-27 | 2025-09-18 | 2026-09-18 | Solar Panels | Hanwha | Q.PEAK DUO BLK ML-G10.C+ 410 |  | 0.41 | 30 | 156 | 18 |  | Fixed | Roof
NJADRE1560449378 | Administratively Determined Incentive Program | Greenwich | 8323 | 17.63 | Residential | Behind the Meter | Yes | Trinity Solar, LLC | AC Electric |  | Accepted | 2025-08-27 | 2025-09-18 | 2026-09-18 | Solar Panels | Hanwha | Q.PEAK DUO BLK ML-G10.C+ 410 |  | 0.41 | 13 | 336 | 18 |  | Fixed | Roof
NJADRE1560449393 | Administratively Determined Incentive Program | Cape May Court House | 8210 | 8.265 | Residential | Behind the Meter | No | RCL Enterprises, Inc. | AC Electric |  | Accepted | 2025-08-27 | 2025-09-18 | 2026-09-18 | Solar Panels | QTRON | BLKMG2H |  | 0.435 | 19 | 187 | 32 |  | Fixed | Roof
NJADRE1560449393 | Administratively Determined Incentive Program | Cape May Court House | 8210 | 8.265 | Residential | Behind the Meter | No | RCL Enterprises, Inc. | AC Electric |  | Accepted | 2025-08-27 | 2025-09-18 | 2026-09-18 | Inverters | Enphase | IQ8HC | 380 |  | 19 |  |  | 0.97 |  | Outside
NJADRE1560449419 | Administratively Determined Incentive Program | Orange | 7050 | 6.15 | Residential | Behind the Meter | Yes | Trinity Solar, LLC | PSE&G |  | Accepted | 2025-08-27 | 2025-09-17 | 2026-09-17 | Solar Panels | HANWHA 410 (Q.PEAK DUO BLK ML-G10+ 410) | HANWHA 410 (Q.PEAK DUO BLK ML-G10+ 410) |  | 0.41 | 6 | 30 | 30 |  | Fixed | Roof
NJADRE1560449419 | Administratively Determined Incentive Program | Orange | 7050 | 6.15 | Residential | Behind the Meter | Yes | Trinity Solar, LLC | PSE&G |  | Accepted | 2025-08-27 | 2025-09-17 | 2026-09-17 | Inverters | SOLAREDGE | SE5700H-US | 5700 |  | 1 |  |  | 0.97 |  | Outside
NJADRE1560449419 | Administratively Determined Incentive Program | Orange | 7050 | 6.15 | Residential | Behind the Meter | Yes | Trinity Solar, LLC | PSE&G |  | Accepted | 2025-08-27 | 2025-09-17 | 2026-09-17 | Solar Panels | HANWHA 410 (Q.PEAK DUO BLK ML-G10+ 410) | HANWHA 410 (Q.PEAK DUO BLK ML-G10+ 410) |  | 0.41 | 9 | 210 | 30 |  | Fixed | Roof
NJADRE1560449433 | Administratively Determined Incentive Program | Hamilton Twp Mer | 8611 | 11.89 | Residential | Behind the Meter | Yes | Sunrun Installation Services, Inc. | PSE&G |  | Accepted | 2025-08-27 | 2025-09-18 | 2026-09-18 | Inverters | SOLAREDGE TECHNOLOGIES | SE10000H-USMN | 10000 |  | 1 |  |  | 0.99 |  | Outside
NJADRE1560449433 | Administratively Determined Incentive Program | Hamilton Twp Mer | 8611 | 11.89 | Residential | Behind the Meter | Yes | Sunrun Installation Services, Inc. | PSE&G |  | Accepted | 2025-08-27 | 2025-09-18 | 2026-09-18 | Solar Panels | ELIN ENERGY (SIRIUS PV) | ELNSM54M-HC-410 |  | 0.41 | 14 | 86 | 34 |  | Fixed | Roof
NJADRE1560449433 | Administratively Determined Incentive Program | Hamilton Twp Mer | 8611 | 11.89 | Residential | Behind the Meter | Yes | Sunrun Installation Services, Inc. | PSE&G |  | Accepted | 2025-08-27 | 2025-09-18 | 2026-09-18 | Solar Panels | ELIN ENERGY (SIRIUS PV) | ELNSM54M-HC-410 |  | 0.41 | 15 | 266 | 10 |  | Fixed | Roof
NJADRE1560449486 | Administratively Determined Incentive Program | SPRINGFIELD TWP BUR | 8022 | 11.9 | Residential | Behind the Meter | No | JNR Consultants, LLC | PSE&G |  | Accepted | 2025-08-28 | 2025-09-29 | 2026-09-29 | Inverters | SMA | SBSE9.6 | 9600 |  | 1 |  |  | 0.981 |  | Outside
NJADRE1560449486 | Administratively Determined Incentive Program | SPRINGFIELD TWP BUR | 8022 | 11.9 | Residential | Behind the Meter | No | JNR Consultants, LLC | PSE&G |  | Accepted | 2025-08-28 | 2025-09-29 | 2026-09-29 | Solar Panels | Jinko | JKM425M-78H |  | 0.425 | 28 | 180 | 20 |  | Fixed | Ground
NJADRE1560449486 | Administratively Determined Incentive Program | SPRINGFIELD TWP BUR | 8022 | 11.9 | Residential | Behind the Meter | No | JNR Consultants, LLC | PSE&G |  | Accepted | 2025-08-28 | 2025-09-29 | 2026-09-29 | Meters | Elkor | Watts On Mark 2 | 10000 |  | 1 |  |  |  | Yes | Outdoor
NJADRE1560449524 | Administratively Determined Incentive Program | Rutherford Boro | 7070 | 6.45 | Residential | Behind the Meter | No | Green Power Energy, LLC | PSE&G |  | Accepted | 2025-08-27 | 2025-09-17 | 2026-09-17 | Inverters | Enphase | IQ8MC-72-M-US [240V] | 320 |  | 15 |  |  | 0.98 |  | Outside
NJADRE1560449524 | Administratively Determined Incentive Program | Rutherford Boro | 7070 | 6.45 | Residential | Behind the Meter | No | Green Power Energy, LLC | PSE&G |  | Accepted | 2025-08-27 | 2025-09-17 | 2026-09-17 | Solar Panels | SEG Solar | SEG-430-BTD-BG |  | 0.43 | 15 | 115 | 30 |  | Fixed | Roof
NJADRE1560449532 | Administratively Determined Incentive Program | Bayville | 8721 | 7.92 | Residential | Behind the Meter | No | Over the Top Solar | JCP&L |  | Accepted | 2025-09-02 | 2025-09-23 | 2026-09-23 | Solar Panels | SILFAB | SIL-440QD |  | 0.44 | 9 | 142 | 30 |  | Fixed | Roof
NJADRE1560449532 | Administratively Determined Incentive Program | Bayville | 8721 | 7.92 | Residential | Behind the Meter | No | Over the Top Solar | JCP&L |  | Accepted | 2025-09-02 | 2025-09-23 | 2026-09-23 | Solar Panels | SILFAB | SIL-440QD |  | 0.44 | 9 | 142 | 23 |  | Fixed | Roof
NJADRE1560449532 | Administratively Determined Incentive Program | Bayville | 8721 | 7.92 | Residential | Behind the Meter | No | Over the Top Solar | JCP&L |  | Accepted | 2025-09-02 | 2025-09-23 | 2026-09-23 | Inverters | ENPHASE | IQ8A-72-2-US | 349 |  | 18 |  |  | 0.977 |  | Outside
NJADRE1560449539 | Administratively Determined Incentive Program | Paramus | 7652 | 25.01 | Residential | Behind the Meter | No | Tesla Energy Operations, Inc. | PSE&G |  | Accepted | 2025-08-27 | 2025-09-17 | 2026-09-17 | Inverters | Tesla | 1707000-XX-Y 11.5 kW | 11500 |  | 2 |  |  | 0.98 |  | Outdoor
NJADRE1560449539 | Administratively Determined Incentive Program | Paramus | 7652 | 25.01 | Residential | Behind the Meter | No | Tesla Energy Operations, Inc. | PSE&G |  | Accepted | 2025-08-27 | 2025-09-17 | 2026-09-17 | Electric Storage Battery | Tesla | Powerwall 3 |  |  | 2 |  |  |  | Lithium Ion |  | OUTSIDE
NJADRE1560449539 | Administratively Determined Incentive Program | Paramus | 7652 | 25.01 | Residential | Behind the Meter | No | Tesla Energy Operations, Inc. | PSE&G |  | Accepted | 2025-08-27 | 2025-09-17 | 2026-09-17 | Solar Panels | Hanwha | Q.PEAK DUO BLK ML-G10+/TS 410 |  | 0.41 | 61 | 197 | 10 |  | Fixed | Roof
NJADRE1560449550 | Administratively Determined Incentive Program | GLASSBORO | 8028 | 10.375 | Residential | Behind the Meter | Yes | Big Wave Roofing and Solar, LLC | AC Electric |  | Accepted | 2025-08-27 | 2025-09-29 | 2026-09-29 | Inverters | Enphase | IQ8HC-72-M-DOM-US | 380 |  | 25 |  |  | 0.98 |  | Outdoor
NJADRE1560449550 | Administratively Determined Incentive Program | GLASSBORO | 8028 | 10.375 | Residential | Behind the Meter | Yes | Big Wave Roofing and Solar, LLC | AC Electric |  | Accepted | 2025-08-27 | 2025-09-29 | 2026-09-29 | Solar Panels | Q cells | Q.PEAK DUO BLK ML-G10.C+415w |  | 0.415 | 25 | 252 | 20 |  | Fixed | Roof
NJADRE1560449560 | Administratively Determined Incentive Program | NORTH BRUNSWICK | 8902 | 12.035 | Residential | Behind the Meter | Yes | Fusion Solar Energy, LLC | PSE&G |  | Accepted | 2025-08-27 | 2025-09-17 | 2026-09-17 | Inverters | ENPHASE | IQ8HC-72-M-DOM-US | 380 |  | 29 |  |  | 0.97 |  | Outside | Roof
NJADRE1560449560 | Administratively Determined Incentive Program | NORTH BRUNSWICK | 8902 | 12.035 | Residential | Behind the Meter | Yes | Fusion Solar Energy, LLC | PSE&G |  | Accepted | 2025-08-27 | 2025-09-17 | 2026-09-17 | Solar Panels | QCELLS | Q.PEAK DUO BLK ML-G10.C+ 415 |  | 0.415 | 3 | 269.99 | 30 |  | Fixed | Roof
NJADRE1560449560 | Administratively Determined Incentive Program | NORTH BRUNSWICK | 8902 | 12.035 | Residential | Behind the Meter | Yes | Fusion Solar Energy, LLC | PSE&G |  | Accepted | 2025-08-27 | 2025-09-17 | 2026-09-17 | Solar Panels | QCELLS | Q.PEAK DUO BLK ML-G10.C+ 415 |  | 0.415 | 12 | 180.51 | 29 |  | Fixed | Roof
NJADRE1560449560 | Administratively Determined Incentive Program | NORTH BRUNSWICK | 8902 | 12.035 | Residential | Behind the Meter | Yes | Fusion Solar Energy, LLC | PSE&G |  | Accepted | 2025-08-27 | 2025-09-17 | 2026-09-17 | Solar Panels | QCELLS | Q.PEAK DUO BLK ML-G10.C+ 415 |  | 0.415 | 7 | 89.53 | 20 |  | Fixed | Roof
NJADRE1560449560 | Administratively Determined Incentive Program | NORTH BRUNSWICK | 8902 | 12.035 | Residential | Behind the Meter | Yes | Fusion Solar Energy, LLC | PSE&G |  | Accepted | 2025-08-27 | 2025-09-17 | 2026-09-17 | Solar Panels | QCELLS | Q.PEAK DUO BLK ML-G10.C+ 415 |  | 0.415 | 7 | 269.99 | 19 |  | Fixed | Roof
NJADRE1560449593 | Administratively Determined Incentive Program | MOORESTOWN | 8057 | 5.72 | Residential | Behind the Meter | Yes | Velocity Energy & Home Solution, Inc. | PSE&G |  | Accepted | 2025-08-27 | 2025-09-17 | 2026-09-17 | Inverters | enphase | iq8hc | 380 |  | 13 |  |  | 0.99 |  | Outside | behind panels
NJADRE1560449593 | Administratively Determined Incentive Program | MOORESTOWN | 8057 | 5.72 | Residential | Behind the Meter | Yes | Velocity Energy & Home Solution, Inc. | PSE&G |  | Accepted | 2025-08-27 | 2025-09-17 | 2026-09-17 | Solar Panels | sil | 440w |  | 0.44 | 5 | 217 | 32 |  | Fixed | Roof
NJADRE1560449593 | Administratively Determined Incentive Program | MOORESTOWN | 8057 | 5.72 | Residential | Behind the Meter | Yes | Velocity Energy & Home Solution, Inc. | PSE&G |  | Accepted | 2025-08-27 | 2025-09-17 | 2026-09-17 | Solar Panels | sil | 440w |  | 0.44 | 8 | 127 | 18 |  | Fixed | Roof
NJADRE1560449613 | Administratively Determined Incentive Program | SOMERVILLE | 8876 | 10.935 | Residential | Behind the Meter | No | Power Home Remodeling Group | JCP&L |  | Accepted | 2025-08-27 | 2025-09-17 | 2026-09-17 | Meters | SolarEdge | Revenue Grade Data Ansi C12.20 |  |  | 1 |  |  |  | Yes | Outdoor
NJADRE1560449613 | Administratively Determined Incentive Program | SOMERVILLE | 8876 | 10.935 | Residential | Behind the Meter | No | Power Home Remodeling Group | JCP&L |  | Accepted | 2025-08-27 | 2025-09-17 | 2026-09-17 | Solar Panels | JA Solar | JAM54S31 405/MR |  | 0.405 | 19 | 214 | 14 |  | Fixed | Roof
NJADRE1560449613 | Administratively Determined Incentive Program | SOMERVILLE | 8876 | 10.935 | Residential | Behind the Meter | No | Power Home Remodeling Group | JCP&L |  | Accepted | 2025-08-27 | 2025-09-17 | 2026-09-17 | Solar Panels | JA Solar | JAM54S31 405/MR |  | 0.405 | 8 | 214 | 23 |  | Fixed | Roof
NJADRE1560449613 | Administratively Determined Incentive Program | SOMERVILLE | 8876 | 10.935 | Residential | Behind the Meter | No | Power Home Remodeling Group | JCP&L |  | Accepted | 2025-08-27 | 2025-09-17 | 2026-09-17 | Inverters | SolarEdge | SE10000H-US | 10000 |  | 1 |  |  | 0.99 |  | Outside
NJADRE1560449648 | Administratively Determined Incentive Program | Atco | 8004 | 10.27 | Residential | Behind the Meter | Yes | Freedom Forever New Jersey, LLC | AC Electric |  | Accepted | 2025-08-27 | 2025-09-17 | 2026-09-17 | Solar Panels | Canadian Solar | CS3N-395MS |  | 0.395 | 3 | 222 | 23 |  | Fixed | Roof
NJADRE1560449648 | Administratively Determined Incentive Program | Atco | 8004 | 10.27 | Residential | Behind the Meter | Yes | Freedom Forever New Jersey, LLC | AC Electric |  | Accepted | 2025-08-27 | 2025-09-17 | 2026-09-17 | Solar Panels | Canadian Solar | CS3N-395MS |  | 0.395 | 23 | 42 | 23 |  | Fixed | Roof
NJADRE1560449648 | Administratively Determined Incentive Program | Atco | 8004 | 10.27 | Residential | Behind the Meter | Yes | Freedom Forever New Jersey, LLC | AC Electric |  | Accepted | 2025-08-27 | 2025-09-17 | 2026-09-17 | Inverters | Solar Edge | SE10000H-USRGM [SI1] | 10000 |  | 1 |  |  | 0.99 |  | Outside
NJADRE1560449649 | Administratively Determined Incentive Program | Cherry Hill | 8003 | 6.88 | Residential | Behind the Meter | No | Integrity Solar & Home Solutions, LLC | PSE&G |  | Accepted | 2025-08-27 | 2025-09-17 | 2026-09-17 | Inverters | ENPHASE | IQ8+ | 290 |  | 16 |  |  | 0.98 |  | Other | UNDER EACH PANEL
NJADRE1560449649 | Administratively Determined Incentive Program | Cherry Hill | 8003 | 6.88 | Residential | Behind the Meter | No | Integrity Solar & Home Solutions, LLC | PSE&G |  | Accepted | 2025-08-27 | 2025-09-17 | 2026-09-17 | Solar Panels | JINKO | JKM430N-54HL4-B |  | 0.43 | 16 | 144 | 21 |  | Fixed | Roof
NJADRE1560449664 | Administratively Determined Incentive Program | Gloucester City | 8030 | 11.89 | Residential | Behind the Meter | Yes | Define Solar, LLC | PSE&G |  | Accepted | 2025-08-27 | 2025-09-17 | 2026-09-17 | Solar Panels | Znshine | ZXM7-SH108 410 |  | 0.41 | 6 | 307 | 30 |  | Fixed | Roof
NJADRE1560449664 | Administratively Determined Incentive Program | Gloucester City | 8030 | 11.89 | Residential | Behind the Meter | Yes | Define Solar, LLC | PSE&G |  | Accepted | 2025-08-27 | 2025-09-17 | 2026-09-17 | Inverters | Enphase | IQ8PLUS-72-2-US | 290 |  | 6 |  |  | 0.976 |  | Outside | Under each pv panel
NJADRE1560449664 | Administratively Determined Incentive Program | Gloucester City | 8030 | 11.89 | Residential | Behind the Meter | Yes | Define Solar, LLC | PSE&G |  | Accepted | 2025-08-27 | 2025-09-17 | 2026-09-17 | Solar Panels | Znshine | ZXM7-SH108 410 |  | 0.41 | 10 | 127 | 30 |  | Fixed | Roof
NJADRE1560449664 | Administratively Determined Incentive Program | Gloucester City | 8030 | 11.89 | Residential | Behind the Meter | Yes | Define Solar, LLC | PSE&G |  | Accepted | 2025-08-27 | 2025-09-17 | 2026-09-17 | Inverters | Enphase | IQ8PLUS-72-2-US | 290 |  | 13 |  |  | 0.976 |  | Outside | Under each pv panel
NJADRE1560449664 | Administratively Determined Incentive Program | Gloucester City | 8030 | 11.89 | Residential | Behind the Meter | Yes | Define Solar, LLC | PSE&G |  | Accepted | 2025-08-27 | 2025-09-17 | 2026-09-17 | Solar Panels | Znshine | ZXM7-SH108 410 |  | 0.41 | 13 | 127 | 15 |  | Fixed | Roof
NJADRE1560449664 | Administratively Determined Incentive Program | Gloucester City | 8030 | 11.89 | Residential | Behind the Meter | Yes | Define Solar, LLC | PSE&G |  | Accepted | 2025-08-27 | 2025-09-17 | 2026-09-17 | Inverters | Enphase | IQ8PLUS-72-2-US | 290 |  | 10 |  |  | 0.976 |  | Outside | Under each pv panel
NJADRE1560449680 | Administratively Determined Incentive Program | MARLTON | 8053 | 9.96 | Residential | Behind the Meter | Yes | Big Wave Roofing and Solar, LLC | PSE&G |  | Accepted | 2025-08-27 | 2025-09-29 | 2026-09-29 | Solar Panels | Q cells | QCELLS Q.PEAK DUO BLK ML-G10.C+415w |  | 0.415 | 10 | 225 | 22 |  | Fixed | Roof
NJADRE1560449680 | Administratively Determined Incentive Program | MARLTON | 8053 | 9.96 | Residential | Behind the Meter | Yes | Big Wave Roofing and Solar, LLC | PSE&G |  | Accepted | 2025-08-27 | 2025-09-29 | 2026-09-29 | Solar Panels | Q cells | Q.PEAK DUO BLK ML-G10.C+415w |  | 0.415 | 10 | 225 | 22 |  | Fixed | Roof
NJADRE1560449680 | Administratively Determined Incentive Program | MARLTON | 8053 | 9.96 | Residential | Behind the Meter | Yes | Big Wave Roofing and Solar, LLC | PSE&G |  | Accepted | 2025-08-27 | 2025-09-29 | 2026-09-29 | Inverters | Enphase | IQ8HC-72-M-DOM-US | 380 |  | 24 |  |  | 0.98 |  | Outdoor
NJADRE1560449680 | Administratively Determined Incentive Program | MARLTON | 8053 | 9.96 | Residential | Behind the Meter | Yes | Big Wave Roofing and Solar, LLC | PSE&G |  | Accepted | 2025-08-27 | 2025-09-29 | 2026-09-29 | Solar Panels | Q cells | Q.PEAK DUO BLK ML-G10.C+415w |  | 0.415 | 4 | 165 | 30 |  | Fixed | Roof
NJADRE1560449681 | Administratively Determined Incentive Program | Union | 7083 | 6.37 | Residential | Behind the Meter | Yes | Power Energy Solutions, LLC | PSE&G |  | Accepted | 2025-08-27 | 2025-09-17 | 2026-09-17 | Solar Panels | Canadian Solar | CS6R.1-54TM-455 |  | 0.455 | 6 | 79 | 31 |  | Fixed | Roof
NJADRE1560449681 | Administratively Determined Incentive Program | Union | 7083 | 6.37 | Residential | Behind the Meter | Yes | Power Energy Solutions, LLC | PSE&G |  | Accepted | 2025-08-27 | 2025-09-17 | 2026-09-17 | Inverters | SolarEdge | SE3800H-US | 4 |  | 1 |  |  | 0.97 |  | Outdoor
NJADRE1560449681 | Administratively Determined Incentive Program | Union | 7083 | 6.37 | Residential | Behind the Meter | Yes | Power Energy Solutions, LLC | PSE&G |  | Accepted | 2025-08-27 | 2025-09-17 | 2026-09-17 | Solar Panels | Canadian Solar | CS6R.1-54TM-455 |  | 0.455 | 8 | 259 | 31 |  | Fixed | Roof
NJADRE1560449691 | Administratively Determined Incentive Program | Pennsauken | 8109 | 9.02 | Residential | Behind the Meter | Yes | Define Solar, LLC | PSE&G |  | Accepted | 2025-08-27 | 2025-09-17 | 2026-09-17 | Inverters | Enphase | IQ8PLUS-72-2-US | 290 |  | 9 |  |  | 0.976 |  | Outside | Under each pv panel
NJADRE1560449691 | Administratively Determined Incentive Program | Pennsauken | 8109 | 9.02 | Residential | Behind the Meter | Yes | Define Solar, LLC | PSE&G |  | Accepted | 2025-08-27 | 2025-09-17 | 2026-09-17 | Solar Panels | Znshine | ZXM7-SH108 410 |  | 0.41 | 10 | 261 | 30 |  | Fixed | Roof
NJADRE1560449691 | Administratively Determined Incentive Program | Pennsauken | 8109 | 9.02 | Residential | Behind the Meter | Yes | Define Solar, LLC | PSE&G |  | Accepted | 2025-08-27 | 2025-09-17 | 2026-09-17 | Inverters | Enphase | IQ8PLUS-72-2-US | 290 |  | 3 |  |  | 0.976 |  | Outside | Under each pv panel
NJADRE1560449691 | Administratively Determined Incentive Program | Pennsauken | 8109 | 9.02 | Residential | Behind the Meter | Yes | Define Solar, LLC | PSE&G |  | Accepted | 2025-08-27 | 2025-09-17 | 2026-09-17 | Solar Panels | Znshine | ZXM7-SH108 410 |  | 0.41 | 3 | 171 | 30 |  | Fixed | Roof
NJADRE1560449691 | Administratively Determined Incentive Program | Pennsauken | 8109 | 9.02 | Residential | Behind the Meter | Yes | Define Solar, LLC | PSE&G |  | Accepted | 2025-08-27 | 2025-09-17 | 2026-09-17 | Inverters | Enphase | IQ8PLUS-72-2-US | 290 |  | 10 |  |  | 0.976 |  | Outside | Under each pv panel
NJADRE1560449691 | Administratively Determined Incentive Program | Pennsauken | 8109 | 9.02 | Residential | Behind the Meter | Yes | Define Solar, LLC | PSE&G |  | Accepted | 2025-08-27 | 2025-09-17 | 2026-09-17 | Solar Panels | Znshine | ZXM7-SH108 410 |  | 0.41 | 9 | 261 | 30 |  | Fixed | Roof
NJADRE1560449708 | Administratively Determined Incentive Program | Gloucester Twp | 8081 | 7.48 | Residential | Behind the Meter | Yes | Velocity Energy & Home Solutions, Inc. | AC Electric |  | Accepted | 2025-08-27 | 2025-09-17 | 2026-09-17 | Solar Panels | sil | 440w |  | 0.44 | 17 | 134 | 20 |  | Fixed | Roof
NJADRE1560449708 | Administratively Determined Incentive Program | Gloucester Twp | 8081 | 7.48 | Residential | Behind the Meter | Yes | Velocity Energy & Home Solutions, Inc. | AC Electric |  | Accepted | 2025-08-27 | 2025-09-17 | 2026-09-17 | Inverters | enphase | iq8hc | 380 |  | 17 |  |  | 0.99 |  | Outside | behind panels
NJADRE1560449717 | Administratively Determined Incentive Program | Mount Laurel Twp | 8054 | 11.61 | Residential | Behind the Meter | No | Sun Up Zero Down, LLC | PSE&G |  | Accepted | 2025-08-27 | 2025-09-17 | 2026-09-17 | Meters | Enphase | TBD |  |  | 1 |  |  |  | Yes | Outdoor
NJADRE1560449717 | Administratively Determined Incentive Program | Mount Laurel Twp | 8054 | 11.61 | Residential | Behind the Meter | No | Sun Up Zero Down, LLC | PSE&G |  | Accepted | 2025-08-27 | 2025-09-17 | 2026-09-17 | Solar Panels | SEG | SEG-430-BTD-BG |  | 0.43 | 27 | 195 | 55 |  | Fixed | Roof
NJADRE1560449717 | Administratively Determined Incentive Program | Mount Laurel Twp | 8054 | 11.61 | Residential | Behind the Meter | No | Sun Up Zero Down, LLC | PSE&G |  | Accepted | 2025-08-27 | 2025-09-17 | 2026-09-17 | Inverters | Enphase | IQ8PLUS-72-2-US | 290 |  | 27 |  |  | 0.976 |  | Outdoor
NJADRE1560449721 | Administratively Determined Incentive Program | West Deptford | 8066 | 7.92 | Residential | Behind the Meter | Yes | Velocity Energy & Home Solutions, Inc. | PSE&G |  | Accepted | 2025-08-27 | 2025-09-17 | 2026-09-17 | Inverters | enphase | iq8hc | 380 |  | 18 |  |  | 0.99 |  | Outside | behind panesl
NJADRE1560449721 | Administratively Determined Incentive Program | West Deptford | 8066 | 7.92 | Residential | Behind the Meter | Yes | Velocity Energy & Home Solutions, Inc. | PSE&G |  | Accepted | 2025-08-27 | 2025-09-17 | 2026-09-17 | Solar Panels | sil | 440w |  | 0.44 | 18 | 234 | 31 |  | Fixed | Roof
NJADRE1560449724 | Administratively Determined Incentive Program | West Windsor | 8550 | 10.25 | Residential | Behind the Meter | Yes | Pro Custom Solar dba Momentum Solar | PSE&G |  | Accepted | 2025-08-27 | 2025-09-17 | 2026-09-17 | Solar Panels | HANWHA | HANWHA Q.PEAK DUO BLK ML-G10+410 |  | 0.41 | 5 | 94 | 38 |  | Fixed | Roof
NJADRE1560449724 | Administratively Determined Incentive Program | West Windsor | 8550 | 10.25 | Residential | Behind the Meter | Yes | Pro Custom Solar dba Momentum Solar | PSE&G |  | Accepted | 2025-08-27 | 2025-09-17 | 2026-09-17 | Solar Panels | HANWHA | HANWHA Q.PEAK DUO BLK ML-G10+410 |  | 0.41 | 5 | 274 | 38 |  | Fixed | Roof
NJADRE1560449724 | Administratively Determined Incentive Program | West Windsor | 8550 | 10.25 | Residential | Behind the Meter | Yes | Pro Custom Solar dba Momentum Solar | PSE&G |  | Accepted | 2025-08-27 | 2025-09-17 | 2026-09-17 | Solar Panels | HANWHA | HANWHA Q.PEAK DUO BLK ML-G10+410 |  | 0.41 | 3 | 4 | 32 |  | Fixed | Roof
NJADRE1560449724 | Administratively Determined Incentive Program | West Windsor | 8550 | 10.25 | Residential | Behind the Meter | Yes | Pro Custom Solar dba Momentum Solar | PSE&G |  | Accepted | 2025-08-27 | 2025-09-17 | 2026-09-17 | Solar Panels | HANWHA | HANWHA Q.PEAK DUO BLK ML-G10+410 |  | 0.41 | 5 | 184 | 33 |  | Fixed | Roof
NJADRE1560449724 | Administratively Determined Incentive Program | West Windsor | 8550 | 10.25 | Residential | Behind the Meter | Yes | Pro Custom Solar dba Momentum Solar | PSE&G |  | Accepted | 2025-08-27 | 2025-09-17 | 2026-09-17 | Solar Panels | HANWHA | HANWHA Q.PEAK DUO BLK ML-G10+410 |  | 0.41 | 3 | 94 | 38 |  | Fixed | Roof
NJADRE1560449724 | Administratively Determined Incentive Program | West Windsor | 8550 | 10.25 | Residential | Behind the Meter | Yes | Pro Custom Solar dba Momentum Solar | PSE&G |  | Accepted | 2025-08-27 | 2025-09-17 | 2026-09-17 | Inverters | ENPHASE | IQ8HC-72-M-DOM-US | 380 |  | 25 |  |  | 0.97 |  | Outdoor
NJADRE1560449724 | Administratively Determined Incentive Program | West Windsor | 8550 | 10.25 | Residential | Behind the Meter | Yes | Pro Custom Solar dba Momentum Solar | PSE&G |  | Accepted | 2025-08-27 | 2025-09-17 | 2026-09-17 | Solar Panels | HANWHA | HANWHA Q.PEAK DUO BLK ML-G10+410 |  | 0.41 | 4 | 184 | 32 |  | Fixed | Roof
NJADRE1560449742 | Administratively Determined Incentive Program | LAMBERTVILLE | 8530 | 13.33 | Residential | Behind the Meter | No | Green Power Energy, LLC | JCP&L |  | Accepted | 2025-08-27 | 2025-09-17 | 2026-09-17 | Solar Panels | SEG Solar | SEG-430-BTD-BG |  | 0.43 | 9 | 256 | 27 |  | Fixed | Roof
NJADRE1560449742 | Administratively Determined Incentive Program | LAMBERTVILLE | 8530 | 13.33 | Residential | Behind the Meter | No | Green Power Energy, LLC | JCP&L |  | Accepted | 2025-08-27 | 2025-09-17 | 2026-09-17 | Solar Panels | SEG Solar | SEG-430-BTD-BG |  | 0.43 | 12 | 166 | 23 |  | Fixed | Roof
NJADRE1560449742 | Administratively Determined Incentive Program | LAMBERTVILLE | 8530 | 13.33 | Residential | Behind the Meter | No | Green Power Energy, LLC | JCP&L |  | Accepted | 2025-08-27 | 2025-09-17 | 2026-09-17 | Solar Panels | SEG Solar | SEG-430-BTD-BG |  | 0.43 | 5 | 76 | 27 |  | Fixed | Roof
NJADRE1560449742 | Administratively Determined Incentive Program | LAMBERTVILLE | 8530 | 13.33 | Residential | Behind the Meter | No | Green Power Energy, LLC | JCP&L |  | Accepted | 2025-08-27 | 2025-09-17 | 2026-09-17 | Solar Panels | SEG Solar | SEG-430-BTD-BG |  | 0.43 | 5 | 256 | 27 |  | Fixed | Roof
NJADRE1560449742 | Administratively Determined Incentive Program | LAMBERTVILLE | 8530 | 13.33 | Residential | Behind the Meter | No | Green Power Energy, LLC | JCP&L |  | Accepted | 2025-08-27 | 2025-09-17 | 2026-09-17 | Inverters | Enphase | IQ8MC-72-M-US [240V] | 320 |  | 31 |  |  | 0.98 |  | Outside
NJADRE1560449743 | Administratively Determined Incentive Program | Hamilton | 8330 | 8.8 | Residential | Behind the Meter | Yes | Velocity Energy & Home Solutions, Inc. | AC Electric |  | Accepted | 2025-08-27 | 2025-09-17 | 2026-09-17 | Solar Panels | SIL | 440W |  | 0.44 | 10 | 22 | 30 |  | Fixed | Roof
NJADRE1560449743 | Administratively Determined Incentive Program | Hamilton | 8330 | 8.8 | Residential | Behind the Meter | Yes | Velocity Energy & Home Solutions, Inc. | AC Electric |  | Accepted | 2025-08-27 | 2025-09-17 | 2026-09-17 | Inverters | enphase | iq8hc | 380 |  | 20 |  |  | 0.99 |  | Outside | behind panels
NJADRE1560449743 | Administratively Determined Incentive Program | Hamilton | 8330 | 8.8 | Residential | Behind the Meter | Yes | Velocity Energy & Home Solutions, Inc. | AC Electric |  | Accepted | 2025-08-27 | 2025-09-17 | 2026-09-17 | Solar Panels | SIL | 440W |  | 0.44 | 2 | 202 | 20 |  | Fixed | Roof
NJADRE1560449743 | Administratively Determined Incentive Program | Hamilton | 8330 | 8.8 | Residential | Behind the Meter | Yes | Velocity Energy & Home Solutions, Inc. | AC Electric |  | Accepted | 2025-08-27 | 2025-09-17 | 2026-09-17 | Solar Panels | SIL | 440W |  | 0.44 | 8 | 202 | 26 |  | Fixed | Roof
NJADRE1560449753 | Administratively Determined Incentive Program | FRANKLIN TOWNSHIP | 8873 | 14.525 | Residential | Behind the Meter | Yes | Fusion Solar Energy, LLC | PSE&G |  | Accepted | 2025-08-27 | 2025-09-17 | 2026-09-17 | Solar Panels | QCELLS | Q.PEAK DUO BLK ML-G10.C+ 415 |  | 0.415 | 14 | 216.08 | 25 |  | Fixed | Roof
NJADRE1560449753 | Administratively Determined Incentive Program | FRANKLIN TOWNSHIP | 8873 | 14.525 | Residential | Behind the Meter | Yes | Fusion Solar Energy, LLC | PSE&G |  | Accepted | 2025-08-27 | 2025-09-17 | 2026-09-17 | Inverters | ENPHASE | IQ8HC-72-M-DOM-US | 380 |  | 35 |  |  | 0.97 |  | Outside | Roof
NJADRE1560449753 | Administratively Determined Incentive Program | FRANKLIN TOWNSHIP | 8873 | 14.525 | Residential | Behind the Meter | Yes | Fusion Solar Energy, LLC | PSE&G |  | Accepted | 2025-08-27 | 2025-09-17 | 2026-09-17 | Solar Panels | QCELLS | Q.PEAK DUO BLK ML-G10.C+ 415 |  | 0.415 | 10 | 36.08 | 19 |  | Fixed | Roof
NJADRE1560449753 | Administratively Determined Incentive Program | FRANKLIN TOWNSHIP | 8873 | 14.525 | Residential | Behind the Meter | Yes | Fusion Solar Energy, LLC | PSE&G |  | Accepted | 2025-08-27 | 2025-09-17 | 2026-09-17 | Solar Panels | QCELLS | Q.PEAK DUO BLK ML-G10.C+ 415 |  | 0.415 | 11 | 36.08 | 17 |  | Fixed | Roof
NJADRE1560449754 | Administratively Determined Incentive Program | Folsom | 8094 | 14.08 | Residential | Behind the Meter | Yes | Velocity Energy & Home Solutions, Inc. | AC Electric |  | Accepted | 2025-08-27 | 2025-09-17 | 2026-09-17 | Solar Panels | sil | 440w |  | 0.44 | 8 | 2 | 20 |  | Fixed | Roof
NJADRE1560449754 | Administratively Determined Incentive Program | Folsom | 8094 | 14.08 | Residential | Behind the Meter | Yes | Velocity Energy & Home Solutions, Inc. | AC Electric |  | Accepted | 2025-08-27 | 2025-09-17 | 2026-09-17 | Inverters | enphase | iq8hc | 380 |  | 32 |  |  | 0.99 |  | Outside | behind panels
NJADRE1560449754 | Administratively Determined Incentive Program | Folsom | 8094 | 14.08 | Residential | Behind the Meter | Yes | Velocity Energy & Home Solutions, Inc. | AC Electric |  | Accepted | 2025-08-27 | 2025-09-17 | 2026-09-17 | Solar Panels | sil | 440 |  | 0.44 | 6 | 2 | 19 |  | Fixed | Roof
NJADRE1560449754 | Administratively Determined Incentive Program | Folsom | 8094 | 14.08 | Residential | Behind the Meter | Yes | Velocity Energy & Home Solutions, Inc. | AC Electric |  | Accepted | 2025-08-27 | 2025-09-17 | 2026-09-17 | Solar Panels | sil | 440w |  | 0.44 | 5 | 90 | 16 |  | Fixed | Roof
NJADRE1560449754 | Administratively Determined Incentive Program | Folsom | 8094 | 14.08 | Residential | Behind the Meter | Yes | Velocity Energy & Home Solutions, Inc. | AC Electric |  | Accepted | 2025-08-27 | 2025-09-17 | 2026-09-17 | Solar Panels | sil | 440w |  | 0.44 | 3 | 270 | 20 |  | Fixed | Roof
NJADRE1560449754 | Administratively Determined Incentive Program | Folsom | 8094 | 14.08 | Residential | Behind the Meter | Yes | Velocity Energy & Home Solutions, Inc. | AC Electric |  | Accepted | 2025-08-27 | 2025-09-17 | 2026-09-17 | Solar Panels | sil | 440w |  | 0.44 | 2 | 90 | 16 |  | Fixed | Roof
NJADRE1560449754 | Administratively Determined Incentive Program | Folsom | 8094 | 14.08 | Residential | Behind the Meter | Yes | Velocity Energy & Home Solutions, Inc. | AC Electric |  | Accepted | 2025-08-27 | 2025-09-17 | 2026-09-17 | Solar Panels | sil | 440w |  | 0.44 | 2 | 270 | 16 |  | Fixed | Roof
NJADRE1560449754 | Administratively Determined Incentive Program | Folsom | 8094 | 14.08 | Residential | Behind the Meter | Yes | Velocity Energy & Home Solutions, Inc. | AC Electric |  | Accepted | 2025-08-27 | 2025-09-17 | 2026-09-17 | Solar Panels | sil | 440w |  | 0.44 | 6 | 270 | 16 |  | Fixed | Roof
NJADRE1560449760 | Administratively Determined Incentive Program | Dunellen | 8812 | 9.02 | Residential | Behind the Meter | Yes | Pro Custom Solar dba Momentum Solar | PSE&G |  | Accepted | 2025-09-03 | 2025-09-30 | 2026-09-30 | Inverters | ENPHASE | IQ8HC-72-M-DOM-US | 380 |  | 22 |  |  | 0.97 |  | Outdoor
NJADRE1560449760 | Administratively Determined Incentive Program | Dunellen | 8812 | 9.02 | Residential | Behind the Meter | Yes | Pro Custom Solar dba Momentum Solar | PSE&G |  | Accepted | 2025-09-03 | 2025-09-30 | 2026-09-30 | Solar Panels | HANWHA | HANWHA Q.PEAK DUO BLK ML-G10+410 |  | 0.41 | 16 | 168 | 25 |  | Fixed | Roof
NJADRE1560449760 | Administratively Determined Incentive Program | Dunellen | 8812 | 9.02 | Residential | Behind the Meter | Yes | Pro Custom Solar dba Momentum Solar | PSE&G |  | Accepted | 2025-09-03 | 2025-09-30 | 2026-09-30 | Solar Panels | HANWHA | HANWHA Q.PEAK DUO BLK ML-G10+410 |  | 0.41 | 6 | 348 | 25 |  | Fixed | Roof
NJADRE1560449762 | Administratively Determined Incentive Program | Oaklyn | 8107 | 7.92 | Residential | Behind the Meter | Yes | Velocity Energy & Home Solutions, Inc. | PSE&G |  | Accepted | 2025-08-27 | 2025-09-17 | 2026-09-17 | Inverters | enphase | iq8hc | 380 |  | 18 |  |  | 0.99 |  | Outside | behind panels
NJADRE1560449762 | Administratively Determined Incentive Program | Oaklyn | 8107 | 7.92 | Residential | Behind the Meter | Yes | Velocity Energy & Home Solutions, Inc. | PSE&G |  | Accepted | 2025-08-27 | 2025-09-17 | 2026-09-17 | Solar Panels | sil | 440w |  | 0.44 | 15 | 130 | 35 |  | Fixed | Roof
NJADRE1560449762 | Administratively Determined Incentive Program | Oaklyn | 8107 | 7.92 | Residential | Behind the Meter | Yes | Velocity Energy & Home Solutions, Inc. | PSE&G |  | Accepted | 2025-08-27 | 2025-09-17 | 2026-09-17 | Solar Panels | sil | 440w |  | 0.44 | 3 | 130 | 13 |  | Fixed | Roof
NJADRE1560449767 | Administratively Determined Incentive Program | Linden | 7036 | 5.72 | Residential | Behind the Meter | Yes | Velocity Energy & Home Solutions, Inc. | PSE&G |  | Accepted | 2025-08-27 | 2025-09-17 | 2026-09-17 | Solar Panels | sil | 440w |  | 0.44 | 3 | 247 | 21 |  | Fixed | Roof
NJADRE1560449767 | Administratively Determined Incentive Program | Linden | 7036 | 5.72 | Residential | Behind the Meter | Yes | Velocity Energy & Home Solutions, Inc. | PSE&G |  | Accepted | 2025-08-27 | 2025-09-17 | 2026-09-17 | Inverters | enphase | iq8hc | 380 |  | 13 |  |  | 0.99 |  | Outside | behind panels
NJADRE1560449767 | Administratively Determined Incentive Program | Linden | 7036 | 5.72 | Residential | Behind the Meter | Yes | Velocity Energy & Home Solutions, Inc. | PSE&G |  | Accepted | 2025-08-27 | 2025-09-17 | 2026-09-17 | Solar Panels | sil | 440 |  | 0.44 | 10 | 157 | 21 |  | Fixed | Roof
NJADRE1560449769 | Administratively Determined Incentive Program | Livingston | 7039 | 24.64 | Residential | Behind the Meter | Yes | Brilliant Installations, Inc. | PSE&G |  | Accepted | 2025-08-27 | 2025-09-17 | 2026-09-17 | Inverters | SOLAREDGE | USE7600H-USMNBL75 | 7600 |  | 1 |  |  | 0.97 |  | Outdoor
NJADRE1560449769 | Administratively Determined Incentive Program | Livingston | 7039 | 24.64 | Residential | Behind the Meter | Yes | Brilliant Installations, Inc. | PSE&G |  | Accepted | 2025-08-27 | 2025-09-17 | 2026-09-17 | Solar Panels | SILFAB SOLAR | SIL-440 QD |  | 0.44 | 27 | 181 | 6 |  | Fixed | Roof
NJADRE1560449769 | Administratively Determined Incentive Program | Livingston | 7039 | 24.64 | Residential | Behind the Meter | Yes | Brilliant Installations, Inc. | PSE&G |  | Accepted | 2025-08-27 | 2025-09-17 | 2026-09-17 | Inverters | SOLAREDGE | USE10000H-USMNBL75 | 10000 |  | 1 |  |  | 0.97 |  | Outdoor
NJADRE1560449769 | Administratively Determined Incentive Program | Livingston | 7039 | 24.64 | Residential | Behind the Meter | Yes | Brilliant Installations, Inc. | PSE&G |  | Accepted | 2025-08-27 | 2025-09-17 | 2026-09-17 | Solar Panels | SILFAB SOLAR | SIL-440 QD |  | 0.44 | 29 | 117 | 6 |  | Fixed | Roof
NJADRE1560449774 | Administratively Determined Incentive Program | River Edge | 7661 | 5.59 | Residential | Behind the Meter | No | Infinity Solar Systems, LLC | PSE&G |  | Accepted | 2025-08-27 | 2025-09-17 | 2026-09-17 | Solar Panels | SEG Solar | SEG-430-BTD-BG |  | 0.43 | 13 | 193 | 36 |  | Fixed | Roof
NJADRE1560449774 | Administratively Determined Incentive Program | River Edge | 7661 | 5.59 | Residential | Behind the Meter | No | Infinity Solar Systems, LLC | PSE&G |  | Accepted | 2025-08-27 | 2025-09-17 | 2026-09-17 | Inverters | Enphase Energy | IQ8MC-72-M-US | 320 |  | 13 |  |  | 0.97 |  | Outside
NJADRE1560449824 | Administratively Determined Incentive Program | Haddon Township | 8059 | 7.48 | Residential | Behind the Meter | Yes | Velocity Energy & Home Solutions, Inc. | PSE&G |  | Accepted | 2025-08-27 | 2025-09-17 | 2026-09-17 | Inverters | enphase | iq8hc | 290 |  | 17 |  |  | 0.99 |  | Outside | behind panels
NJADRE1560449824 | Administratively Determined Incentive Program | Haddon Township | 8059 | 7.48 | Residential | Behind the Meter | Yes | Velocity Energy & Home Solutions, Inc. | PSE&G |  | Accepted | 2025-08-27 | 2025-09-17 | 2026-09-17 | Solar Panels | sil | 440w |  | 0.44 | 12 | 95 | 35 |  | Fixed | Roof
NJADRE1560449824 | Administratively Determined Incentive Program | Haddon Township | 8059 | 7.48 | Residential | Behind the Meter | Yes | Velocity Energy & Home Solutions, Inc. | PSE&G |  | Accepted | 2025-08-27 | 2025-09-17 | 2026-09-17 | Solar Panels | sil | 440w |  | 0.44 | 5 | 275 | 35 |  | Fixed | Roof
NJADRE1560449989 | Administratively Determined Incentive Program | Toms River | 8753 | 10.935 | Residential | Behind the Meter | No | Power Home Remodeling Group | JCP&L |  | Accepted | 2025-08-27 | 2025-09-17 | 2026-09-17 | Solar Panels | JA Solar | JAM54S31 405/MR |  | 0.405 | 3 | 101 | 19 |  | Fixed | Roof
NJADRE1560449989 | Administratively Determined Incentive Program | Toms River | 8753 | 10.935 | Residential | Behind the Meter | No | Power Home Remodeling Group | JCP&L |  | Accepted | 2025-08-27 | 2025-09-17 | 2026-09-17 | Inverters | SolarEdge | SE7600H-US | 7600 |  | 1 |  |  | 0.99 |  | Outside
NJADRE1560449989 | Administratively Determined Incentive Program | Toms River | 8753 | 10.935 | Residential | Behind the Meter | No | Power Home Remodeling Group | JCP&L |  | Accepted | 2025-08-27 | 2025-09-17 | 2026-09-17 | Solar Panels | JA Solar | JAM54S31 405/MR |  | 0.405 | 13 | 101 | 19 |  | Fixed | Roof
NJADRE1560449989 | Administratively Determined Incentive Program | Toms River | 8753 | 10.935 | Residential | Behind the Meter | No | Power Home Remodeling Group | JCP&L |  | Accepted | 2025-08-27 | 2025-09-17 | 2026-09-17 | Meters | SolarEdge | Revenue Grade Data Ansi C12.20 |  |  | 1 |  |  |  | Yes | Outdoor
NJADRE1560449989 | Administratively Determined Incentive Program | Toms River | 8753 | 10.935 | Residential | Behind the Meter | No | Power Home Remodeling Group | JCP&L |  | Accepted | 2025-08-27 | 2025-09-17 | 2026-09-17 | Solar Panels | JA Solar | JAM54S31 405/MR |  | 0.405 | 2 | 191 | 26 |  | Fixed | Roof
NJADRE1560449989 | Administratively Determined Incentive Program | Toms River | 8753 | 10.935 | Residential | Behind the Meter | No | Power Home Remodeling Group | JCP&L |  | Accepted | 2025-08-27 | 2025-09-17 | 2026-09-17 | Solar Panels | JA Solar | JAM54S31 405/MR |  | 0.405 | 9 | 281 | 18 |  | Fixed | Roof
NJADRE1560450489 | Administratively Determined Incentive Program | Clark Twp | 7066 | 9.46 | Residential | Behind the Meter | No | Green Power Energy, LLC | PSE&G |  | Accepted | 2025-08-27 | 2025-09-17 | 2026-09-17 | Solar Panels | SEG Solar | SEG-430-BTD-BG |  | 0.43 | 2 | 39 | 9 |  | Fixed | Roof
NJADRE1560450489 | Administratively Determined Incentive Program | Clark Twp | 7066 | 9.46 | Residential | Behind the Meter | No | Green Power Energy, LLC | PSE&G |  | Accepted | 2025-08-27 | 2025-09-17 | 2026-09-17 | Inverters | Enphase | IQ8MC-72-M-US [240V] | 320 |  | 22 |  |  | 0.98 |  | Outside
NJADRE1560450489 | Administratively Determined Incentive Program | Clark Twp | 7066 | 9.46 | Residential | Behind the Meter | No | Green Power Energy, LLC | PSE&G |  | Accepted | 2025-08-27 | 2025-09-17 | 2026-09-17 | Solar Panels | SEG Solar | SEG-430-BTD-BG |  | 0.43 | 10 | 219 | 9 |  | Fixed | Roof
NJADRE1560450489 | Administratively Determined Incentive Program | Clark Twp | 7066 | 9.46 | Residential | Behind the Meter | No | Green Power Energy, LLC | PSE&G |  | Accepted | 2025-08-27 | 2025-09-17 | 2026-09-17 | Solar Panels | SEG Solar | SEG-430-BTD-BG |  | 0.43 | 10 | 39 | 9 |  | Fixed | Roof
NJADRE1560451456 | Administratively Determined Incentive Program | Evesham | 8053 | 11.62 | Residential | Behind the Meter | Yes | Big Wave Roofing and Solar, LLC | PSE&G |  | Accepted | 2025-08-27 | 2025-09-29 | 2026-09-29 | Inverters | Enphase | IQ8HC-72-M-DOM-US | 380 |  | 28 |  |  | 0.98 |  | Outdoor
NJADRE1560451456 | Administratively Determined Incentive Program | Evesham | 8053 | 11.62 | Residential | Behind the Meter | Yes | Big Wave Roofing and Solar, LLC | PSE&G |  | Accepted | 2025-08-27 | 2025-09-29 | 2026-09-29 | Solar Panels | Q cells | Q.PEAK DUO BLK ML-G10.C+415w |  | 0.415 | 28 | 202 | 40 |  | Fixed | Roof
NJADRE1560453894 | Administratively Determined Incentive Program | RUNNEMEDE | 8078 | 11.44 | Residential | Behind the Meter | Yes | Velocity Energy & Home Solutions, Inc. | PSE&G |  | Accepted | 2025-08-27 | 2025-09-17 | 2026-09-17 | Inverters | enphase | iq8hc | 380 |  | 26 |  |  | 0.99 |  | Outside | behind panels
NJADRE1560453894 | Administratively Determined Incentive Program | RUNNEMEDE | 8078 | 11.44 | Residential | Behind the Meter | Yes | Velocity Energy & Home Solutions, Inc. | PSE&G |  | Accepted | 2025-08-27 | 2025-09-17 | 2026-09-17 | Solar Panels | sil | 440w |  | 0.44 | 6 | 327 | 23 |  | Fixed | Roof
NJADRE1560453894 | Administratively Determined Incentive Program | RUNNEMEDE | 8078 | 11.44 | Residential | Behind the Meter | Yes | Velocity Energy & Home Solutions, Inc. | PSE&G |  | Accepted | 2025-08-27 | 2025-09-17 | 2026-09-17 | Solar Panels | sil | 440w |  | 0.44 | 8 | 237 | 24 |  | Fixed | Roof
NJADRE1560453894 | Administratively Determined Incentive Program | RUNNEMEDE | 8078 | 11.44 | Residential | Behind the Meter | Yes | Velocity Energy & Home Solutions, Inc. | PSE&G |  | Accepted | 2025-08-27 | 2025-09-17 | 2026-09-17 | Solar Panels | sil | 440w |  | 0.44 | 6 | 57 | 24 |  | Fixed | Roof
NJADRE1560453894 | Administratively Determined Incentive Program | RUNNEMEDE | 8078 | 11.44 | Residential | Behind the Meter | Yes | Velocity Energy & Home Solutions, Inc. | PSE&G |  | Accepted | 2025-08-27 | 2025-09-17 | 2026-09-17 | Solar Panels | sil | 440w |  | 0.44 | 6 | 147 | 23 |  | Fixed | Roof
NJADRE1560455484 | Administratively Determined Incentive Program | Marlton | 8053 | 15.4 | Residential | Behind the Meter | No | SES, LLC | AC Electric |  | Accepted | 2025-08-27 | 2025-09-24 | 2026-09-24 | Solar Panels | JA Solar | JAM54D41-MB |  | 0.44 | 15 | 354 | 18 |  | Fixed | Roof
NJADRE1560455484 | Administratively Determined Incentive Program | Marlton | 8053 | 15.4 | Residential | Behind the Meter | No | SES, LLC | AC Electric |  | Accepted | 2025-08-27 | 2025-09-24 | 2026-09-24 | Solar Panels | JA Solar | JAM54D41-MB |  | 0.44 | 20 | 174 | 18 |  | Fixed | Roof
NJADRE1560455484 | Administratively Determined Incentive Program | Marlton | 8053 | 15.4 | Residential | Behind the Meter | No | SES, LLC | AC Electric |  | Accepted | 2025-08-27 | 2025-09-24 | 2026-09-24 | Inverters | SolarEdge | SE7600H-US | 7577 |  | 2 |  |  | 0.99 |  | Outdoor
NJADRE1560455484 | Administratively Determined Incentive Program | Marlton | 8053 | 15.4 | Residential | Behind the Meter | No | SES, LLC | AC Electric |  | Accepted | 2025-08-27 | 2025-09-24 | 2026-09-24 | Meters | SolarEdge | SE-RGM-TR |  |  | 1 |  |  |  | Yes | Outdoor
NJADRE1560455484 | Administratively Determined Incentive Program | Marlton | 8053 | 15.4 | Residential | Behind the Meter | No | SES, LLC | AC Electric |  | Accepted | 2025-08-27 | 2025-09-24 | 2026-09-24 | Meters | SolarEdge | SE-RGM-TR |  |  | 1 |  |  |  | Yes | Outdoor
NJADRE1560459774 | Administratively Determined Incentive Program | Mahwah | 7430 | 13.12 | Residential | Behind the Meter | Yes | Pro Custom Solar dba Momentum Solar | Orange Rockland Electric |  | Accepted | 2025-08-27 | 2025-09-22 | 2026-09-22 | Solar Panels | Hanwha | Q. Peak duo blk ML-G10 +410 |  | 0.41 | 10 | 74 | 38 |  | Fixed | Roof
NJADRE1560459774 | Administratively Determined Incentive Program | Mahwah | 7430 | 13.12 | Residential | Behind the Meter | Yes | Pro Custom Solar dba Momentum Solar | Orange Rockland Electric |  | Accepted | 2025-08-27 | 2025-09-22 | 2026-09-22 | Solar Panels | Hanwha | Q. Peak duo blk ML-G10 +410 |  | 0.41 | 11 | 164 | 32 |  | Fixed | Roof
NJADRE1560459774 | Administratively Determined Incentive Program | Mahwah | 7430 | 13.12 | Residential | Behind the Meter | Yes | Pro Custom Solar dba Momentum Solar | Orange Rockland Electric |  | Accepted | 2025-08-27 | 2025-09-22 | 2026-09-22 | Solar Panels | Hanwha | Q. Peak duo blk ML-G10 +410 |  | 0.41 | 5 | 344 | 32 |  | Fixed | Roof
NJADRE1560459774 | Administratively Determined Incentive Program | Mahwah | 7430 | 13.12 | Residential | Behind the Meter | Yes | Pro Custom Solar dba Momentum Solar | Orange Rockland Electric |  | Accepted | 2025-08-27 | 2025-09-22 | 2026-09-22 | Inverters | Enphase | IQ8HC-72-M-DOM-US | 380 |  | 32 |  |  | 0.97 |  | Outdoor
NJADRE1560459774 | Administratively Determined Incentive Program | Mahwah | 7430 | 13.12 | Residential | Behind the Meter | Yes | Pro Custom Solar dba Momentum Solar | Orange Rockland Electric |  | Accepted | 2025-08-27 | 2025-09-22 | 2026-09-22 | Solar Panels | Hanwha | Q. Peak duo blk ML-G10 +410 |  | 0.41 | 6 | 254 | 38 |  | Fixed | Roof
NJADRE1560460054 | Administratively Determined Incentive Program | Westville | 8093 | 4.92 | Residential | Behind the Meter | Yes | Freedom Forever New Jersey, LLC | PSE&G |  | Accepted | 2025-08-27 | 2025-09-17 | 2026-09-17 | Inverters | Solar Edge | SE3800H-US | 3800 |  | 1 |  |  | 0.99 |  | Outside
NJADRE1560460054 | Administratively Determined Incentive Program | Westville | 8093 | 4.92 | Residential | Behind the Meter | Yes | Freedom Forever New Jersey, LLC | PSE&G |  | Accepted | 2025-08-27 | 2025-09-17 | 2026-09-17 | Solar Panels | Hanwha | Q.PEAK DUO BLK ML-G10.C+ 410 |  | 0.41 | 12 | 150 | 34 |  | Fixed | Roof
NJADRE1560460184 | Administratively Determined Incentive Program | Brielle | 8730 | 7.47 | Residential | Behind the Meter | No | Maier Solar Engineering dba Solar Me | JCP&L |  | Accepted | 2025-08-27 | 2025-09-17 | 2026-09-17 | Solar Panels | QCELL - HANWHA | Q.PEAK DUO BLK ML-G10+415W |  | 0.415 | 16 | 198 | 30 |  | Fixed | Roof
NJADRE1560460184 | Administratively Determined Incentive Program | Brielle | 8730 | 7.47 | Residential | Behind the Meter | No | Maier Solar Engineering dba Solar Me | JCP&L |  | Accepted | 2025-08-27 | 2025-09-17 | 2026-09-17 | Solar Panels | QCELL - HANWHA | Q.PEAK DUO BLK ML-G10+415W |  | 0.415 | 1 | 289 | 30 |  | Fixed | Roof
NJADRE1560460184 | Administratively Determined Incentive Program | Brielle | 8730 | 7.47 | Residential | Behind the Meter | No | Maier Solar Engineering dba Solar Me | JCP&L |  | Accepted | 2025-08-27 | 2025-09-17 | 2026-09-17 | Solar Panels | QCELL - HANWHA | Q.PEAK DUO BLK ML-G10+415W |  | 0.415 | 1 | 109 | 30 |  | Fixed | Roof
NJADRE1560460184 | Administratively Determined Incentive Program | Brielle | 8730 | 7.47 | Residential | Behind the Meter | No | Maier Solar Engineering dba Solar Me | JCP&L |  | Accepted | 2025-08-27 | 2025-09-17 | 2026-09-17 | Inverters | ENPHASE | IQ8AC-72-M-US | 349 |  | 18 |  |  | 0.97 |  | Outdoor | ON RACKING
NJADRE1560460205 | Administratively Determined Incentive Program | Sewell | 8080 | 9.72 | Residential | Behind the Meter | No | Azimuth Renewable Energy, LLC | AC Electric |  | Accepted | 2025-08-27 | 2025-09-22 | 2026-09-22 | Solar Panels | Trina | TSM-NE09RC.05 (405W) |  | 0.405 | 8 | 121 | 33 |  | Fixed | Roof
NJADRE1560460205 | Administratively Determined Incentive Program | Sewell | 8080 | 9.72 | Residential | Behind the Meter | No | Azimuth Renewable Energy, LLC | AC Electric |  | Accepted | 2025-08-27 | 2025-09-22 | 2026-09-22 | Inverters | Enphase | IQ8 Plus | 290 |  | 24 |  |  | 0.98 |  | Outdoor
NJADRE1560460205 | Administratively Determined Incentive Program | Sewell | 8080 | 9.72 | Residential | Behind the Meter | No | Azimuth Renewable Energy, LLC | AC Electric |  | Accepted | 2025-08-27 | 2025-09-22 | 2026-09-22 | Meters | Enphase | Gateway |  |  | 1 |  |  |  | Yes | Outdoor
NJADRE1560460205 | Administratively Determined Incentive Program | Sewell | 8080 | 9.72 | Residential | Behind the Meter | No | Azimuth Renewable Energy, LLC | AC Electric |  | Accepted | 2025-08-27 | 2025-09-22 | 2026-09-22 | Solar Panels | Trina | TSM-NE09RC.05 (405W) |  | 0.405 | 2 | 121 | 43 |  | Fixed | Roof
NJADRE1560460205 | Administratively Determined Incentive Program | Sewell | 8080 | 9.72 | Residential | Behind the Meter | No | Azimuth Renewable Energy, LLC | AC Electric |  | Accepted | 2025-08-27 | 2025-09-22 | 2026-09-22 | Solar Panels | Trina | TSM-NE09RC.05 (405W) |  | 0.405 | 7 | 211 | 34 |  | Fixed | Roof
NJADRE1560460205 | Administratively Determined Incentive Program | Sewell | 8080 | 9.72 | Residential | Behind the Meter | No | Azimuth Renewable Energy, LLC | AC Electric |  | Accepted | 2025-08-27 | 2025-09-22 | 2026-09-22 | Solar Panels | Trina | TSM-NE09RC.05 (405W) |  | 0.405 | 4 | 211 | 33 |  | Fixed | Roof
NJADRE1560460205 | Administratively Determined Incentive Program | Sewell | 8080 | 9.72 | Residential | Behind the Meter | No | Azimuth Renewable Energy, LLC | AC Electric |  | Accepted | 2025-08-27 | 2025-09-22 | 2026-09-22 | Solar Panels | Trina | TSM-NE09RC.05 (405W) |  | 0.405 | 3 | 120 | 43 |  | Fixed | Roof
NJADRE1560460220 | Administratively Determined Incentive Program | Wayne | 7470 | 14.79 | Residential | Behind the Meter | No | Maier Solar Engineering dba Solar Me | PSE&G |  | Accepted | 2025-08-27 | 2025-09-17 | 2026-09-17 | Solar Panels | QCELL - HANWHA | QTRON- BLK-MG2+435 |  | 0.435 | 34 | 231 | 31 |  | Fixed | Roof
NJADRE1560460220 | Administratively Determined Incentive Program | Wayne | 7470 | 14.79 | Residential | Behind the Meter | No | Maier Solar Engineering dba Solar Me | PSE&G |  | Accepted | 2025-08-27 | 2025-09-17 | 2026-09-17 | Inverters | ENPHASE | IQ8AC-72-M-US | 349 |  | 34 |  |  | 0.97 |  | Outdoor | ON RACKING
NJADRE1560460232 | Administratively Determined Incentive Program | Palisades Park | 7650 | 6.45 | Residential | Behind the Meter | No | Infinity Solar Systems, LLC | PSE&G |  | Accepted | 2025-08-27 | 2025-09-17 | 2026-09-17 | Solar Panels | SEG Solar | SEG-430-BTD-BG |  | 0.43 | 7 | 217 | 16 |  | Fixed | Roof
NJADRE1560460232 | Administratively Determined Incentive Program | Palisades Park | 7650 | 6.45 | Residential | Behind the Meter | No | Infinity Solar Systems, LLC | PSE&G |  | Accepted | 2025-08-27 | 2025-09-17 | 2026-09-17 | Inverters | Enphase Energy | IQ8MC-72-M-US | 320 |  | 15 |  |  | 0.97 |  | Outside
NJADRE1560460232 | Administratively Determined Incentive Program | Palisades Park | 7650 | 6.45 | Residential | Behind the Meter | No | Infinity Solar Systems, LLC | PSE&G |  | Accepted | 2025-08-27 | 2025-09-17 | 2026-09-17 | Solar Panels | SEG Solar | SEG-430-BTD-BG |  | 0.43 | 8 | 127 | 16 |  | Fixed | Roof
NJADRE1560460240 | Administratively Determined Incentive Program | Piscataway | 8854 | 9.135 | Residential | Behind the Meter | No | Voltaic Solaire, LLC | PSE&G |  | Accepted | 2025-08-27 | 2025-09-29 | 2026-09-29 | Solar Panels | HYUNDAI | HIN-T435NF |  | 0.435 | 4 | 91 | 33 |  | Fixed | Roof
NJADRE1560460240 | Administratively Determined Incentive Program | Piscataway | 8854 | 9.135 | Residential | Behind the Meter | No | Voltaic Solaire, LLC | PSE&G |  | Accepted | 2025-08-27 | 2025-09-29 | 2026-09-29 | Solar Panels | HYUNDAI | HIN-T435NF |  | 0.435 | 17 | 271 | 33 |  | Fixed | Roof
NJADRE1560460240 | Administratively Determined Incentive Program | Piscataway | 8854 | 9.135 | Residential | Behind the Meter | No | Voltaic Solaire, LLC | PSE&G |  | Accepted | 2025-08-27 | 2025-09-29 | 2026-09-29 | Inverters | Solaredge | SE7600H-US | 7600 |  | 1 |  |  | 0.98 |  | Outside
NJADRE1560460242 | Administratively Determined Incentive Program | Hamilton | 8330 | 8.715 | Residential | Behind the Meter | Yes | Big Wave Roofing and Solar, LLC | AC Electric |  | Accepted | 2025-08-27 | 2025-09-29 | 2026-09-29 | Solar Panels | Q cells | Q.PEAK DUO BLK ML-G10.C+415w |  | 0.415 | 15 | 123 | 25 |  | Fixed | Roof
NJADRE1560460242 | Administratively Determined Incentive Program | Hamilton | 8330 | 8.715 | Residential | Behind the Meter | Yes | Big Wave Roofing and Solar, LLC | AC Electric |  | Accepted | 2025-08-27 | 2025-09-29 | 2026-09-29 | Solar Panels | Q cells | Q.PEAK DUO BLK ML-G10.C+415w |  | 0.415 | 6 | 123 | 45 |  | Fixed | Roof
NJADRE1560460242 | Administratively Determined Incentive Program | Hamilton | 8330 | 8.715 | Residential | Behind the Meter | Yes | Big Wave Roofing and Solar, LLC | AC Electric |  | Accepted | 2025-08-27 | 2025-09-29 | 2026-09-29 | Inverters | Enphase | IQ8HC-72-M-DOM-US | 380 |  | 21 |  |  | 0.98 |  | Outdoor
NJADRE1560460254 | Administratively Determined Incentive Program | West Deptford | 8096 | 12.18 | Residential | Behind the Meter | Yes | SunnyMac, LLC | PSE&G |  | Accepted | 2025-08-27 | 2025-09-17 | 2026-09-17 | Solar Panels | HANWHA | Q.TRON BLK M-G2.H+ |  | 0.435 | 10 | 300 | 36 |  | Fixed | Roof
NJADRE1560460254 | Administratively Determined Incentive Program | West Deptford | 8096 | 12.18 | Residential | Behind the Meter | Yes | SunnyMac, LLC | PSE&G |  | Accepted | 2025-08-27 | 2025-09-17 | 2026-09-17 | Inverters | SOLAREDGE HOME HUB | SE10000H-US | 10000 |  | 1 |  |  | 0.99 |  | Outdoor | next to meter
NJADRE1560460254 | Administratively Determined Incentive Program | West Deptford | 8096 | 12.18 | Residential | Behind the Meter | Yes | SunnyMac, LLC | PSE&G |  | Accepted | 2025-08-27 | 2025-09-17 | 2026-09-17 | Solar Panels | HANWHA | Q.TRON BLK M-G2.H+ |  | 0.435 | 18 | 120 | 36 |  | Fixed | Roof
NJADRE1560460268 | Administratively Determined Incentive Program | Lacey Township | 8731 | 9.89 | Residential | Behind the Meter | Yes | Solar Mite Solutions, LLC | JCP&L |  | Accepted | 2025-08-27 | 2025-09-17 | 2026-09-17 | Solar Panels | Jinko | JKM430N-54HL4-B |  | 0.43 | 23 | 150 | 35 |  | Fixed | Roof
NJADRE1560460268 | Administratively Determined Incentive Program | Lacey Township | 8731 | 9.89 | Residential | Behind the Meter | Yes | Solar Mite Solutions, LLC | JCP&L |  | Accepted | 2025-08-27 | 2025-09-17 | 2026-09-17 | Inverters | Enphase | IQ8PLUS-72-M-US | 290 |  | 23 |  |  | 0.98 |  | Outside
NJADRE1560460271 | Administratively Determined Incentive Program | Clementon | 8021 | 10.66 | Residential | Behind the Meter | Yes | Pro Custom Solar dba Momentum Solar | AC Electric |  | Accepted | 2025-08-27 | 2025-09-22 | 2026-09-22 | Solar Panels | Hanwha | Q. Peak duo blk ML-G10 +410 |  | 0.41 | 7 | 36 | 22 |  | Fixed | Roof
NJADRE1560460271 | Administratively Determined Incentive Program | Clementon | 8021 | 10.66 | Residential | Behind the Meter | Yes | Pro Custom Solar dba Momentum Solar | AC Electric |  | Accepted | 2025-08-27 | 2025-09-22 | 2026-09-22 | Inverters | Enphase | IQ8HC-72-M-DOM-US | 380 |  | 26 |  |  | 0.97 |  | Outdoor
NJADRE1560460271 | Administratively Determined Incentive Program | Clementon | 8021 | 10.66 | Residential | Behind the Meter | Yes | Pro Custom Solar dba Momentum Solar | AC Electric |  | Accepted | 2025-08-27 | 2025-09-22 | 2026-09-22 | Solar Panels | Hanwha | Q. Peak duo blk ML-G10 +410 |  | 0.41 | 9 | 216 | 21 |  | Fixed | Roof
NJADRE1560460271 | Administratively Determined Incentive Program | Clementon | 8021 | 10.66 | Residential | Behind the Meter | Yes | Pro Custom Solar dba Momentum Solar | AC Electric |  | Accepted | 2025-08-27 | 2025-09-22 | 2026-09-22 | Solar Panels | Hanwha | Q. Peak duo blk ML-G10 +410 |  | 0.41 | 10 | 36 | 21 |  | Fixed | Roof
NJADRE1560460279 | Administratively Determined Incentive Program | Southampton | 8088 | 10.005 | Residential | Behind the Meter | Yes | SunnyMac, LLC | PSE&G |  | Accepted | 2025-08-27 | 2025-09-17 | 2026-09-17 | Solar Panels | HANWHA | Q.TRON BLK M-G2.H+ |  | 0.435 | 12 | 270 | 25 |  | Fixed | Roof
NJADRE1560460279 | Administratively Determined Incentive Program | Southampton | 8088 | 10.005 | Residential | Behind the Meter | Yes | SunnyMac, LLC | PSE&G |  | Accepted | 2025-08-27 | 2025-09-17 | 2026-09-17 | Solar Panels | HANWHA | Q.TRON BLK M-G2.H+ |  | 0.435 | 5 | 90 | 25 |  | Fixed | Roof
NJADRE1560460279 | Administratively Determined Incentive Program | Southampton | 8088 | 10.005 | Residential | Behind the Meter | Yes | SunnyMac, LLC | PSE&G |  | Accepted | 2025-08-27 | 2025-09-17 | 2026-09-17 | Inverters | SOLAREDGE HOME HUB | SE7600H-US | 7600 |  | 1 |  |  | 0.99 |  | Outdoor | next to meter
NJADRE1560460279 | Administratively Determined Incentive Program | Southampton | 8088 | 10.005 | Residential | Behind the Meter | Yes | SunnyMac, LLC | PSE&G |  | Accepted | 2025-08-27 | 2025-09-17 | 2026-09-17 | Solar Panels | HANWHA | Q.TRON BLK M-G2.H+ |  | 0.435 | 6 | 90 | 5 |  | Fixed | Roof
NJADRE1560460313 | Administratively Determined Incentive Program | Willingboro | 8046 | 14.355 | Residential | Behind the Meter | Yes | SunnyMac, LLC | PSE&G |  | Accepted | 2025-08-27 | 2025-09-17 | 2026-09-17 | Solar Panels | HANWHA | Q.TRON BLK M-G2.H+ |  | 0.435 | 2 | 223 | 20 |  | Fixed | Roof
NJADRE1560460313 | Administratively Determined Incentive Program | Willingboro | 8046 | 14.355 | Residential | Behind the Meter | Yes | SunnyMac, LLC | PSE&G |  | Accepted | 2025-08-27 | 2025-09-17 | 2026-09-17 | Solar Panels | HANWHA | Q.TRON BLK M-G2.H+ |  | 0.435 | 4 | 223 | 7 |  | Fixed | Roof
NJADRE1560460313 | Administratively Determined Incentive Program | Willingboro | 8046 | 14.355 | Residential | Behind the Meter | Yes | SunnyMac, LLC | PSE&G |  | Accepted | 2025-08-27 | 2025-09-17 | 2026-09-17 | Inverters | SOLAREDGE HOME HUB | SE10000H-US | 10000 |  | 1 |  |  | 0.99 |  | Outdoor | next to meter
NJADRE1560460313 | Administratively Determined Incentive Program | Willingboro | 8046 | 14.355 | Residential | Behind the Meter | Yes | SunnyMac, LLC | PSE&G |  | Accepted | 2025-08-27 | 2025-09-17 | 2026-09-17 | Solar Panels | HANWHA | Q.TRON BLK M-G2.H+ |  | 0.435 | 11 | 223 | 22 |  | Fixed | Roof
NJADRE1560460313 | Administratively Determined Incentive Program | Willingboro | 8046 | 14.355 | Residential | Behind the Meter | Yes | SunnyMac, LLC | PSE&G |  | Accepted | 2025-08-27 | 2025-09-17 | 2026-09-17 | Solar Panels | HANWHA | Q.TRON BLK M-G2.H+ |  | 0.435 | 12 | 43 | 22 |  | Fixed | Roof
NJADRE1560460313 | Administratively Determined Incentive Program | Willingboro | 8046 | 14.355 | Residential | Behind the Meter | Yes | SunnyMac, LLC | PSE&G |  | Accepted | 2025-08-27 | 2025-09-17 | 2026-09-17 | Solar Panels | HANWHA | Q.TRON BLK M-G2.H+ |  | 0.435 | 4 | 43 | 20 |  | Fixed | Roof
NJADRE1560460315 | Administratively Determined Incentive Program | Blairstown | 7825 | 21.12 | Residential | Behind the Meter | No | Reliable Power and Solar | JCP&L |  | Accepted | 2025-08-27 | 2025-09-17 | 2026-09-17 | Inverters | Enphase | IQ8 plus | 290 |  | 48 |  |  | 0.97 |  | Outdoor
NJADRE1560460315 | Administratively Determined Incentive Program | Blairstown | 7825 | 21.12 | Residential | Behind the Meter | No | Reliable Power and Solar | JCP&L |  | Accepted | 2025-08-27 | 2025-09-17 | 2026-09-17 | Solar Panels | SEG | SEG440BTDBG |  | 0.44 | 48 | 179 | 15 |  | Fixed | Ground
NJADRE1560460316 | Administratively Determined Incentive Program | North Plainfield Boro | 7063 | 9.43 | Residential | Behind the Meter | Yes | Sunrun Installation Services, Inc. | PSE&G |  | Accepted | 2025-08-27 | 2025-09-17 | 2026-09-17 | Inverters | SOLAREDGE TECHNOLOGIES | SE7600H-USMN | 7600 |  | 1 |  |  | 0.99 |  | Outside
NJADRE1560460316 | Administratively Determined Incentive Program | North Plainfield Boro | 7063 | 9.43 | Residential | Behind the Meter | Yes | Sunrun Installation Services, Inc. | PSE&G |  | Accepted | 2025-08-27 | 2025-09-17 | 2026-09-17 | Solar Panels | Hanwha Q-Cells | Q.PEAK DUO BLK ML-G10+ 410 |  | 0.41 | 9 | 132 | 40 |  | Fixed | Roof
NJADRE1560460316 | Administratively Determined Incentive Program | North Plainfield Boro | 7063 | 9.43 | Residential | Behind the Meter | Yes | Sunrun Installation Services, Inc. | PSE&G |  | Accepted | 2025-08-27 | 2025-09-17 | 2026-09-17 | Solar Panels | Hanwha Q-Cells | Q.PEAK DUO BLK ML-G10+ 410 |  | 0.41 | 14 | 312 | 20 |  | Fixed | Roof
NJADRE1560460317 | Administratively Determined Incentive Program | South Orange Village | 7079 | 8.17 | Residential | Behind the Meter | No | Velocity Energy & Home Solutions, Inc. | PSE&G |  | Accepted | 2025-08-27 | 2025-09-17 | 2026-09-17 | Solar Panels | seg | 430w |  | 0.43 | 11 | 316 | 31 |  | Fixed | Roof
NJADRE1560460317 | Administratively Determined Incentive Program | South Orange Village | 7079 | 8.17 | Residential | Behind the Meter | No | Velocity Energy & Home Solutions, Inc. | PSE&G |  | Accepted | 2025-08-27 | 2025-09-17 | 2026-09-17 | Inverters | enphase | iq8hc | 380 |  | 16 |  |  | 0.99 |  | Outside | behind panels
NJADRE1560460317 | Administratively Determined Incentive Program | South Orange Village | 7079 | 8.17 | Residential | Behind the Meter | No | Velocity Energy & Home Solutions, Inc. | PSE&G |  | Accepted | 2025-08-27 | 2025-09-17 | 2026-09-17 | Solar Panels | seg | 430w |  | 0.43 | 8 | 136 | 31 |  | Fixed | Roof
NJADRE1560460332 | Administratively Determined Incentive Program | Franklin Twp | 8540 | 12.615 | Residential | Behind the Meter | No | Maier Solar Engineering dba Solar Me | PSE&G |  | Accepted | 2025-08-27 | 2025-09-17 | 2026-09-17 | Inverters | ENPHASE | IQ8MC-72-M-US | 320 |  | 29 |  |  | 0.97 |  | Outdoor | ON RACKING
NJADRE1560460332 | Administratively Determined Incentive Program | Franklin Twp | 8540 | 12.615 | Residential | Behind the Meter | No | Maier Solar Engineering dba Solar Me | PSE&G |  | Accepted | 2025-08-27 | 2025-09-17 | 2026-09-17 | Solar Panels | QCELL - HANWHA | QTRON- BLK-MG2+435 |  | 0.435 | 6 | 237 | 30 |  | Fixed | Roof
NJADRE1560460332 | Administratively Determined Incentive Program | Franklin Twp | 8540 | 12.615 | Residential | Behind the Meter | No | Maier Solar Engineering dba Solar Me | PSE&G |  | Accepted | 2025-08-27 | 2025-09-17 | 2026-09-17 | Solar Panels | QCELL - HANWHA | QTRON- BLK-MG2+435 |  | 0.435 | 23 | 237 | 30 |  | Fixed | Roof
NJADRE1560460335 | Administratively Determined Incentive Program | Southampton | 8088 | 14.685 | Residential | Behind the Meter | No | Paradise Solar and Electrical, LLC | AC Electric |  | Accepted | 2025-09-02 | 2025-09-23 | 2026-09-23 | Solar Panels | CanadianSolar | CS6.2-48TM 445H |  | 0.445 | 3 | 110 | 18 |  | Fixed | Roof
NJADRE1560460335 | Administratively Determined Incentive Program | Southampton | 8088 | 14.685 | Residential | Behind the Meter | No | Paradise Solar and Electrical, LLC | AC Electric |  | Accepted | 2025-09-02 | 2025-09-23 | 2026-09-23 | Solar Panels | CanadianSolar | CS6.2-48TM 445H |  | 0.445 | 10 | 200 | 18 |  | Fixed | Roof
NJADRE1560460335 | Administratively Determined Incentive Program | Southampton | 8088 | 14.685 | Residential | Behind the Meter | No | Paradise Solar and Electrical, LLC | AC Electric |  | Accepted | 2025-09-02 | 2025-09-23 | 2026-09-23 | Solar Panels | CanadianSolar | CS6.2-48TM 445H |  | 0.445 | 20 | 110 | 18 |  | Fixed | Roof
NJADRE1560460335 | Administratively Determined Incentive Program | Southampton | 8088 | 14.685 | Residential | Behind the Meter | No | Paradise Solar and Electrical, LLC | AC Electric |  | Accepted | 2025-09-02 | 2025-09-23 | 2026-09-23 | Inverters | Enphase | IQ8+ | 290 |  | 33 |  |  | 0.976 |  | Outside | under modules
NJADRE1560460336 | Administratively Determined Incentive Program | Deptford | 8096 | 9.545 | Residential | Behind the Meter | Yes | SunnyMac, LLC | PSE&G |  | Accepted | 2025-08-27 | 2025-09-19 | 2026-09-19 | Solar Panels | HANWHA | Q.TRON BLK M-G2.H+ |  | 0.415 | 15 | 94 | 18 |  | Fixed | Roof
NJADRE1560460336 | Administratively Determined Incentive Program | Deptford | 8096 | 9.545 | Residential | Behind the Meter | Yes | SunnyMac, LLC | PSE&G |  | Accepted | 2025-08-27 | 2025-09-19 | 2026-09-19 | Solar Panels | HANWHA | Q.TRON BLK M-G2.H+ |  | 0.415 | 8 | 184 | 16 |  | Fixed | Roof
NJADRE1560460336 | Administratively Determined Incentive Program | Deptford | 8096 | 9.545 | Residential | Behind the Meter | Yes | SunnyMac, LLC | PSE&G |  | Accepted | 2025-08-27 | 2025-09-19 | 2026-09-19 | Inverters | SOLAREDGE | SE7600H-US | 7600 |  | 1 |  |  | 0.99 |  | Outdoor | next to meter
NJADRE1560460338 | Administratively Determined Incentive Program | Hightstown | 8520 | 6.56 | Residential | Behind the Meter | Yes | Pro Custom Solar dba Momentum Solar | JCP&L |  | Accepted | 2025-08-29 | 2025-09-25 | 2026-09-25 | Inverters | ENPHASE | IQ8HC-72-M-DOM-US | 380 |  | 16 |  |  | 0.97 |  | Outdoor
NJADRE1560460338 | Administratively Determined Incentive Program | Hightstown | 8520 | 6.56 | Residential | Behind the Meter | Yes | Pro Custom Solar dba Momentum Solar | JCP&L |  | Accepted | 2025-08-29 | 2025-09-25 | 2026-09-25 | Solar Panels | HANWHA | q.peak duo blk-g10+410 |  | 0.41 | 16 | 191 | 27 |  | Fixed | Roof
NJADRE1560460342 | Administratively Determined Incentive Program | Irvington | 7111 | 8.61 | Residential | Behind the Meter | Yes | Pro Custom Solar dba Momentum Solar | PSE&G |  | Accepted | 2025-08-27 | 2025-09-22 | 2026-09-22 | Solar Panels | Hanwha | Q. Peak duo blk ML-G10 +410 |  | 0.41 | 10 | 38 | 44 |  | Fixed | Roof
NJADRE1560460342 | Administratively Determined Incentive Program | Irvington | 7111 | 8.61 | Residential | Behind the Meter | Yes | Pro Custom Solar dba Momentum Solar | PSE&G |  | Accepted | 2025-08-27 | 2025-09-22 | 2026-09-22 | Inverters | Enphase | IQ8HC-72-M-DOM-US | 380 |  | 21 |  |  | 0.97 |  | Outdoor
NJADRE1560460342 | Administratively Determined Incentive Program | Irvington | 7111 | 8.61 | Residential | Behind the Meter | Yes | Pro Custom Solar dba Momentum Solar | PSE&G |  | Accepted | 2025-08-27 | 2025-09-22 | 2026-09-22 | Solar Panels | Hanwha | Q. Peak duo blk ML-G10 +410 |  | 0.41 | 11 | 218 | 45 |  | Fixed | Roof
NJADRE1560460343 | Administratively Determined Incentive Program | Edison | 8837 | 9.43 | Residential | Behind the Meter | Yes | Freedom Forever New Jersey, LLC | PSE&G |  | Accepted | 2025-08-27 | 2025-09-17 | 2026-09-17 | Solar Panels | Hanwha | Q.PEAK DUO BLK ML-G10.C+ 410 |  | 0.41 | 10 | 265 | 18 |  | Fixed | Roof
NJADRE1560460343 | Administratively Determined Incentive Program | Edison | 8837 | 9.43 | Residential | Behind the Meter | Yes | Freedom Forever New Jersey, LLC | PSE&G |  | Accepted | 2025-08-27 | 2025-09-17 | 2026-09-17 | Solar Panels | Hanwha | Q.PEAK DUO BLK ML-G10.C+ 410 |  | 0.41 | 13 | 265 | 18 |  | Fixed | Roof
NJADRE1560460343 | Administratively Determined Incentive Program | Edison | 8837 | 9.43 | Residential | Behind the Meter | Yes | Freedom Forever New Jersey, LLC | PSE&G |  | Accepted | 2025-08-27 | 2025-09-17 | 2026-09-17 | Inverters | Solar Edge | SE7600H-US | 7600 |  | 1 |  |  | 0.99 |  | Outside
NJADRE1560460344 | Administratively Determined Incentive Program | East Windsor | 8520 | 8.19 | Residential | Behind the Meter | No | Power Energy Solutions, LLC | JCP&L |  | Accepted | 2025-08-27 | 2025-09-17 | 2026-09-17 | Solar Panels | Canadian Solar | CS6.1-54TM-455 |  | 0.455 | 4 | 103 | 32 |  | Fixed | Roof
NJADRE1560460344 | Administratively Determined Incentive Program | East Windsor | 8520 | 8.19 | Residential | Behind the Meter | No | Power Energy Solutions, LLC | JCP&L |  | Accepted | 2025-08-27 | 2025-09-17 | 2026-09-17 | Inverters | Enphase | IQ8MC-72-M-US | 330 |  | 18 |  |  | 0.97 |  | Outdoor
NJADRE1560460344 | Administratively Determined Incentive Program | East Windsor | 8520 | 8.19 | Residential | Behind the Meter | No | Power Energy Solutions, LLC | JCP&L |  | Accepted | 2025-08-27 | 2025-09-17 | 2026-09-17 | Solar Panels | Canadian Solar | CS6.1-54TM-455 |  | 0.455 | 3 | 102 | 36 |  | Fixed | Roof
NJADRE1560460344 | Administratively Determined Incentive Program | East Windsor | 8520 | 8.19 | Residential | Behind the Meter | No | Power Energy Solutions, LLC | JCP&L |  | Accepted | 2025-08-27 | 2025-09-17 | 2026-09-17 | Solar Panels | Canadian Solar | CS6.1-54TM-455 |  | 0.455 | 4 | 192 | 26 |  | Fixed | Roof
NJADRE1560460344 | Administratively Determined Incentive Program | East Windsor | 8520 | 8.19 | Residential | Behind the Meter | No | Power Energy Solutions, LLC | JCP&L |  | Accepted | 2025-08-27 | 2025-09-17 | 2026-09-17 | Solar Panels | Canadian Solar | CS6.1-54TM-455 |  | 0.455 | 4 | 102 | 36 |  | Fixed | Roof
NJADRE1560460344 | Administratively Determined Incentive Program | East Windsor | 8520 | 8.19 | Residential | Behind the Meter | No | Power Energy Solutions, LLC | JCP&L |  | Accepted | 2025-08-27 | 2025-09-17 | 2026-09-17 | Solar Panels | Canadian Solar | CS6.1-54TM-455 |  | 0.455 | 3 | 192 | 27 |  | Fixed | Roof
NJADRE1560460345 | Administratively Determined Incentive Program | Newfield | 8322 | 9.03 | Residential | Behind the Meter | No | Velocity Energy & Home Solutions, Inc. | AC Electric |  | Accepted | 2025-08-27 | 2025-09-17 | 2026-09-17 | Solar Panels | lr | 400w |  | 0.43 | 10 | 99 | 29 |  | Fixed | Roof
NJADRE1560460345 | Administratively Determined Incentive Program | Newfield | 8322 | 9.03 | Residential | Behind the Meter | No | Velocity Energy & Home Solutions, Inc. | AC Electric |  | Accepted | 2025-08-27 | 2025-09-17 | 2026-09-17 | Solar Panels | lr | 400w |  | 0.43 | 11 | 188 | 37 |  | Fixed | Roof
NJADRE1560460345 | Administratively Determined Incentive Program | Newfield | 8322 | 9.03 | Residential | Behind the Meter | No | Velocity Energy & Home Solutions, Inc. | AC Electric |  | Accepted | 2025-08-27 | 2025-09-17 | 2026-09-17 | Inverters | enphase | iq8hc | 380 |  | 20 |  |  | 0.99 |  | Outside | behind panels
NJADRE1560460361 | Administratively Determined Incentive Program | Cedarville | 8311 | 11.61 | Residential | Behind the Meter | No | Velocity Energy & Home Solutions, Inc. | AC Electric |  | Accepted | 2025-08-27 | 2025-09-17 | 2026-09-17 | Solar Panels | seg | 430w |  | 0.43 | 10 | 164 | 49 |  | Fixed | Roof
NJADRE1560460361 | Administratively Determined Incentive Program | Cedarville | 8311 | 11.61 | Residential | Behind the Meter | No | Velocity Energy & Home Solutions, Inc. | AC Electric |  | Accepted | 2025-08-27 | 2025-09-17 | 2026-09-17 | Inverters | enphase | iq8hc | 380 |  | 27 |  |  | 0.99 |  | Outside | behind panels
NJADRE1560460361 | Administratively Determined Incentive Program | Cedarville | 8311 | 11.61 | Residential | Behind the Meter | No | Velocity Energy & Home Solutions, Inc. | AC Electric |  | Accepted | 2025-08-27 | 2025-09-17 | 2026-09-17 | Solar Panels | seg | 430w |  | 0.43 | 8 | 74 | 31 |  | Fixed | Roof
NJADRE1560460361 | Administratively Determined Incentive Program | Cedarville | 8311 | 11.61 | Residential | Behind the Meter | No | Velocity Energy & Home Solutions, Inc. | AC Electric |  | Accepted | 2025-08-27 | 2025-09-17 | 2026-09-17 | Solar Panels | seg | 430w |  | 0.43 | 9 | 254 | 31 |  | Fixed | Roof
NJADRE1560460371 | Administratively Determined Incentive Program | Irvington | 7111 | 4.73 | Residential | Behind the Meter | Yes | Solar Mite Solutions, LLC | PSE&G |  | Accepted | 2025-08-27 | 2025-09-17 | 2026-09-17 | Inverters | Enphase | IQ8PLUS-72-M-US | 290 |  | 11 |  |  | 0.98 |  | Outside
NJADRE1560460371 | Administratively Determined Incentive Program | Irvington | 7111 | 4.73 | Residential | Behind the Meter | Yes | Solar Mite Solutions, LLC | PSE&G |  | Accepted | 2025-08-27 | 2025-09-17 | 2026-09-17 | Solar Panels | Jinko | JKM430N-54HL4-B |  | 0.43 | 11 | 212 | 45 |  | Fixed | Roof
NJADRE1560460374 | Administratively Determined Incentive Program | East Brunswick | 8816 | 9.02 | Residential | Behind the Meter | Yes | Pro Custom Solar dba Momentum Solar | PSE&G |  | Accepted | 2025-08-27 | 2025-09-22 | 2026-09-22 | Solar Panels | Hanwha | q.peak duo blk-g10+410 |  | 0.41 | 2 | 188 | 34 |  | Fixed | Roof
NJADRE1560460374 | Administratively Determined Incentive Program | East Brunswick | 8816 | 9.02 | Residential | Behind the Meter | Yes | Pro Custom Solar dba Momentum Solar | PSE&G |  | Accepted | 2025-08-27 | 2025-09-22 | 2026-09-22 | Inverters | ENPHASE | IQ8HC-72-M-DOM-US | 378 |  | 22 |  |  | 0.97 |  | Outdoor
NJADRE1560460374 | Administratively Determined Incentive Program | East Brunswick | 8816 | 9.02 | Residential | Behind the Meter | Yes | Pro Custom Solar dba Momentum Solar | PSE&G |  | Accepted | 2025-08-27 | 2025-09-22 | 2026-09-22 | Solar Panels | Hanwha | q.peak duo blk-g10+410 |  | 0.41 | 10 | 278 | 42 |  | Fixed | Roof
NJADRE1560460374 | Administratively Determined Incentive Program | East Brunswick | 8816 | 9.02 | Residential | Behind the Meter | Yes | Pro Custom Solar dba Momentum Solar | PSE&G |  | Accepted | 2025-08-27 | 2025-09-22 | 2026-09-22 | Solar Panels | HANWHA | q.peak duo blk-g10+410 |  | 0.41 | 5 | 98 | 34 |  | Fixed | Roof
NJADRE1560460374 | Administratively Determined Incentive Program | East Brunswick | 8816 | 9.02 | Residential | Behind the Meter | Yes | Pro Custom Solar dba Momentum Solar | PSE&G |  | Accepted | 2025-08-27 | 2025-09-22 | 2026-09-22 | Solar Panels | HANWHA | q.peak duo blk-g10+410 |  | 0.41 | 5 | 278 | 34 |  | Fixed | Roof
NJADRE1560460379 | Administratively Determined Incentive Program | Egg Harbor City | 8215 | 6.88 | Residential | Behind the Meter | No | Velocity Energy & Home Solutions, Inc. | AC Electric |  | Accepted | 2025-08-27 | 2025-09-23 | 2026-09-23 | Inverters | ENPHASE | IQ8PLUS | 290 |  | 16 |  |  | 0.99 |  | Outside | BEHIND PANELS
NJADRE1560460379 | Administratively Determined Incentive Program | Egg Harbor City | 8215 | 6.88 | Residential | Behind the Meter | No | Velocity Energy & Home Solutions, Inc. | AC Electric |  | Accepted | 2025-08-27 | 2025-09-23 | 2026-09-23 | Solar Panels | seg | 430w |  | 0.43 | 16 | 162 | 28 |  | Fixed | Roof
NJADRE1560460391 | Administratively Determined Incentive Program | Milford | 8848 | 11.89 | Residential | Behind the Meter | No | Trinity Solar, LLC | JCP&L |  | Accepted | 2025-08-27 | 2025-09-17 | 2026-09-17 | Inverters | Solar Edge | USE10000H-USMNBL75 | 10000 |  | 1 |  |  | 0.97 |  | Outdoor
NJADRE1560460391 | Administratively Determined Incentive Program | Milford | 8848 | 11.89 | Residential | Behind the Meter | No | Trinity Solar, LLC | JCP&L |  | Accepted | 2025-08-27 | 2025-09-17 | 2026-09-17 | Solar Panels | HANWHA | (Q.PEAK DUO BLK ML-G10.C+ 410) |  | 0.41 | 6 | 305 | 18 |  | Fixed | Roof
NJADRE1560460391 | Administratively Determined Incentive Program | Milford | 8848 | 11.89 | Residential | Behind the Meter | No | Trinity Solar, LLC | JCP&L |  | Accepted | 2025-08-27 | 2025-09-17 | 2026-09-17 | Solar Panels | HANWHA | (Q.PEAK DUO BLK ML-G10.C+ 410) |  | 0.41 | 8 | 125 | 18 |  | Fixed | Roof
NJADRE1560460391 | Administratively Determined Incentive Program | Milford | 8848 | 11.89 | Residential | Behind the Meter | No | Trinity Solar, LLC | JCP&L |  | Accepted | 2025-08-27 | 2025-09-17 | 2026-09-17 | Solar Panels | HANWHA | (Q.PEAK DUO BLK ML-G10.C+ 410) |  | 0.41 | 15 | 125 | 44 |  | Fixed | Roof
NJADRE1560460394 | Administratively Determined Incentive Program | Ridgewood | 7450 | 22.14 | Residential | Behind the Meter | Yes | Pro Custom Solar dba Momentum Solar | PSE&G |  | Accepted | 2025-08-27 | 2025-09-22 | 2026-09-22 | Solar Panels | Hanwha | q.peak duo blk-g10+410 |  | 0.41 | 6 | 350 | 26 |  | Fixed | Roof
NJADRE1560460394 | Administratively Determined Incentive Program | Ridgewood | 7450 | 22.14 | Residential | Behind the Meter | Yes | Pro Custom Solar dba Momentum Solar | PSE&G |  | Accepted | 2025-08-27 | 2025-09-22 | 2026-09-22 | Inverters | ENPHASE | IQ8HC-72-M-DOM-US | 380 |  | 54 |  |  | 0.97 |  | Outdoor
NJADRE1560460394 | Administratively Determined Incentive Program | Ridgewood | 7450 | 22.14 | Residential | Behind the Meter | Yes | Pro Custom Solar dba Momentum Solar | PSE&G |  | Accepted | 2025-08-27 | 2025-09-22 | 2026-09-22 | Solar Panels | hanwha | q.peak duo blk-g10+410 |  | 0.41 | 8 | 80 | 29 |  | Fixed | Roof
NJADRE1560460394 | Administratively Determined Incentive Program | Ridgewood | 7450 | 22.14 | Residential | Behind the Meter | Yes | Pro Custom Solar dba Momentum Solar | PSE&G |  | Accepted | 2025-08-27 | 2025-09-22 | 2026-09-22 | Solar Panels | hanwha | q.peak duo blk-g10+410 |  | 0.41 | 4 | 170 | 16 |  | Fixed | Roof
NJADRE1560460394 | Administratively Determined Incentive Program | Ridgewood | 7450 | 22.14 | Residential | Behind the Meter | Yes | Pro Custom Solar dba Momentum Solar | PSE&G |  | Accepted | 2025-08-27 | 2025-09-22 | 2026-09-22 | Solar Panels | Hanwha | q.peak duo blk-g10+410 |  | 0.41 | 19 | 170 | 26 |  | Fixed | Roof
NJADRE1560460394 | Administratively Determined Incentive Program | Ridgewood | 7450 | 22.14 | Residential | Behind the Meter | Yes | Pro Custom Solar dba Momentum Solar | PSE&G |  | Accepted | 2025-08-27 | 2025-09-22 | 2026-09-22 | Solar Panels | hanwha | q.peak duo blk-g10+410 |  | 0.41 | 17 | 260 | 29 |  | Fixed | Roof
NJADRE1560460395 | Administratively Determined Incentive Program | South Plainfield | 7080 | 9.43 | Residential | Behind the Meter | Yes | Sunrun Installation Services, Inc. | PSE&G |  | Accepted | 2025-08-27 | 2025-09-18 | 2026-09-18 | Electric Storage Battery | Tesla | POWERWALL 3 1707000-XX-Y |  |  | 1 |  |  |  | Lithium Ion |  | OUTSIDE
NJADRE1560460395 | Administratively Determined Incentive Program | South Plainfield | 7080 | 9.43 | Residential | Behind the Meter | Yes | Sunrun Installation Services, Inc. | PSE&G |  | Accepted | 2025-08-27 | 2025-09-18 | 2026-09-18 | Solar Panels | HANWHA Q-CELLS | Q.PEAK DUO BLK ML-G10.C+ 410 |  | 0.41 | 6 | 253 | 22 |  | Fixed | Roof
NJADRE1560460395 | Administratively Determined Incentive Program | South Plainfield | 7080 | 9.43 | Residential | Behind the Meter | Yes | Sunrun Installation Services, Inc. | PSE&G |  | Accepted | 2025-08-27 | 2025-09-18 | 2026-09-18 | Solar Panels | HANWHA Q-CELLS | Q.PEAK DUO BLK ML-G10.C+ 410 |  | 0.41 | 3 | 162 | 20 |  | Fixed | Roof
NJADRE1560460395 | Administratively Determined Incentive Program | South Plainfield | 7080 | 9.43 | Residential | Behind the Meter | Yes | Sunrun Installation Services, Inc. | PSE&G |  | Accepted | 2025-08-27 | 2025-09-18 | 2026-09-18 | Solar Panels | HANWHA Q-CELLS | Q.PEAK DUO BLK ML-G10.C+ 410 |  | 0.41 | 2 | 73 | 22 |  | Fixed | Roof
NJADRE1560460395 | Administratively Determined Incentive Program | South Plainfield | 7080 | 9.43 | Residential | Behind the Meter | Yes | Sunrun Installation Services, Inc. | PSE&G |  | Accepted | 2025-08-27 | 2025-09-18 | 2026-09-18 | Inverters | Tesla | POWERWALL 3 1707000-XX-Y | 11500 |  | 1 |  |  | 0.97 |  | Outdoor
NJADRE1560460395 | Administratively Determined Incentive Program | South Plainfield | 7080 | 9.43 | Residential | Behind the Meter | Yes | Sunrun Installation Services, Inc. | PSE&G |  | Accepted | 2025-08-27 | 2025-09-18 | 2026-09-18 | Solar Panels | HANWHA Q-CELLS | Q.PEAK DUO BLK ML-G10.C+ 410 |  | 0.41 | 6 | 342 | 20 |  | Fixed | Roof
NJADRE1560460395 | Administratively Determined Incentive Program | South Plainfield | 7080 | 9.43 | Residential | Behind the Meter | Yes | Sunrun Installation Services, Inc. | PSE&G |  | Accepted | 2025-08-27 | 2025-09-18 | 2026-09-18 | Solar Panels | HANWHA Q-CELLS | Q.PEAK DUO BLK ML-G10.C+ 410 |  | 0.41 | 3 | 253 | 14 |  | Fixed | Roof
NJADRE1560460395 | Administratively Determined Incentive Program | South Plainfield | 7080 | 9.43 | Residential | Behind the Meter | Yes | Sunrun Installation Services, Inc. | PSE&G |  | Accepted | 2025-08-27 | 2025-09-18 | 2026-09-18 | Solar Panels | HANWHA Q-CELLS | Q.PEAK DUO BLK ML-G10.C+ 410 |  | 0.41 | 3 | 73 | 20 |  | Fixed | Roof
NJADRE1560460417 | Administratively Determined Incentive Program | Teaneck Twp | 7666 | 8.6 | Residential | Behind the Meter | No | Maier Solar Engineering dba Solar Me | PSE&G |  | Accepted | 2025-08-27 | 2025-09-17 | 2026-09-17 | Solar Panels | QCELLS | Q -TRON BLK M-G2+ /AC |  | 0.43 | 6 | 19 | 12 |  | Fixed | Roof
NJADRE1560460417 | Administratively Determined Incentive Program | Teaneck Twp | 7666 | 8.6 | Residential | Behind the Meter | No | Maier Solar Engineering dba Solar Me | PSE&G |  | Accepted | 2025-08-27 | 2025-09-17 | 2026-09-17 | Solar Panels | QCELLS | Q -TRON BLK M-G2+ /AC |  | 0.43 | 14 | 199 | 35 |  | Fixed | Roof
NJADRE1560460417 | Administratively Determined Incentive Program | Teaneck Twp | 7666 | 8.6 | Residential | Behind the Meter | No | Maier Solar Engineering dba Solar Me | PSE&G |  | Accepted | 2025-08-27 | 2025-09-17 | 2026-09-17 | Inverters | QCELLS | Q MI.349B-G1 | 349 |  | 20 |  |  | 0.97 |  | Outdoor | ON PANEL
NJADRE1560460419 | Administratively Determined Incentive Program | Somerset | 8873 | 5.67 | Residential | Behind the Meter | No | Power Home Remodeling Group | PSE&G |  | Accepted | 2025-08-27 | 2025-09-18 | 2026-09-18 | Inverters | SolarEdge | SE3800H-US | 3800 |  | 1 |  |  | 0.99 |  | Outside
NJADRE1560460419 | Administratively Determined Incentive Program | Somerset | 8873 | 5.67 | Residential | Behind the Meter | No | Power Home Remodeling Group | PSE&G |  | Accepted | 2025-08-27 | 2025-09-18 | 2026-09-18 | Solar Panels | JA Solar | JAM54S31 405/MR |  | 0.405 | 14 | 210 | 42 |  | Fixed | Roof
NJADRE1560460419 | Administratively Determined Incentive Program | Somerset | 8873 | 5.67 | Residential | Behind the Meter | No | Power Home Remodeling Group | PSE&G |  | Accepted | 2025-08-27 | 2025-09-18 | 2026-09-18 | Meters | SolarEdge | Revenue Grade Data Ansi C12.20 |  |  | 1 |  |  |  | Yes | Outdoor
NJADRE1560460427 | Administratively Determined Incentive Program | Long Branch | 7740 | 16.81 | Residential | Behind the Meter | Yes | Sunrun Installation Services, Inc. | JCP&L |  | Accepted | 2025-08-27 | 2025-09-25 | 2026-09-25 | Solar Panels | ELIN ENERGY | ELNSM54M-HC-410 |  | 0.41 | 8 | 241 | 15 |  | Fixed | Roof
NJADRE1560460427 | Administratively Determined Incentive Program | Long Branch | 7740 | 16.81 | Residential | Behind the Meter | Yes | Sunrun Installation Services, Inc. | JCP&L |  | Accepted | 2025-08-27 | 2025-09-25 | 2026-09-25 | Solar Panels | ELIN ENERGY | ELNSM54M-HC-410 |  | 0.41 | 7 | 60 | 40 |  | Fixed | Roof
NJADRE1560460427 | Administratively Determined Incentive Program | Long Branch | 7740 | 16.81 | Residential | Behind the Meter | Yes | Sunrun Installation Services, Inc. | JCP&L |  | Accepted | 2025-08-27 | 2025-09-25 | 2026-09-25 | Inverters | SOLAREDGE TECHNOLOGIES | SE5700H-USMN | 5760 |  | 2 |  |  | 0.99 |  | Outside
NJADRE1560460427 | Administratively Determined Incentive Program | Long Branch | 7740 | 16.81 | Residential | Behind the Meter | Yes | Sunrun Installation Services, Inc. | JCP&L |  | Accepted | 2025-08-27 | 2025-09-25 | 2026-09-25 | Solar Panels | ELIN ENERGY | ELNSM54M-HC-410 |  | 0.41 | 12 | 241 | 40 |  | Fixed | Roof
NJADRE1560460427 | Administratively Determined Incentive Program | Long Branch | 7740 | 16.81 | Residential | Behind the Meter | Yes | Sunrun Installation Services, Inc. | JCP&L |  | Accepted | 2025-08-27 | 2025-09-25 | 2026-09-25 | Solar Panels | ELIN ENERGY | ELNSM54M-HC-410 |  | 0.41 | 14 | 241 | 36 |  | Fixed | Roof
NJADRE1560460433 | Administratively Determined Incentive Program | Cape May | 8204 | 15.05 | Residential | Behind the Meter | Yes | RCL Enterprises, Inc. | AC Electric |  | Accepted | 2025-08-27 | 2025-09-17 | 2026-09-17 | Solar Panels | SEG Solar | SEG-430-BTD-BG |  | 0.43 | 35 | 144 | 25 |  | Fixed | Ground
NJADRE1560460433 | Administratively Determined Incentive Program | Cape May | 8204 | 15.05 | Residential | Behind the Meter | Yes | RCL Enterprises, Inc. | AC Electric |  | Accepted | 2025-08-27 | 2025-09-17 | 2026-09-17 | Inverters | Enphase | IQ8+ | 290 |  | 35 |  |  | 0.97 |  | Outside
NJADRE1560460437 | Administratively Determined Incentive Program | Newark | 7103 | 2.58 | Residential | Behind the Meter | Yes | Velocity Energy & Home Solutions, Inc. | PSE&G |  | Accepted | 2025-08-27 | 2025-09-17 | 2026-09-17 | Solar Panels | seg | 430w |  | 0.43 | 6 | 196 | 28 |  | Fixed | Roof
NJADRE1560460437 | Administratively Determined Incentive Program | Newark | 7103 | 2.58 | Residential | Behind the Meter | Yes | Velocity Energy & Home Solutions, Inc. | PSE&G |  | Accepted | 2025-08-27 | 2025-09-17 | 2026-09-17 | Inverters | enphase | iq8plus | 290 |  | 6 |  |  | 0.99 |  | Outside | behind panels
NJADRE1560461350 | Administratively Determined Incentive Program | WEST CALDWELL | 7006 | 14.62 | Residential | Behind the Meter | Yes | SunnyMac, LLC | PSE&G |  | Accepted | 2025-08-27 | 2025-09-19 | 2026-09-19 | Solar Panels | HANWHA | Q.TRON BLK M-G2.H+ |  | 0.43 | 20 | 219 | 19 |  | Fixed | Roof
NJADRE1560461350 | Administratively Determined Incentive Program | WEST CALDWELL | 7006 | 14.62 | Residential | Behind the Meter | Yes | SunnyMac, LLC | PSE&G |  | Accepted | 2025-08-27 | 2025-09-19 | 2026-09-19 | Solar Panels | HANWHA | Q.TRON BLK M-G2.H+ |  | 0.43 | 8 | 219 | 18 |  | Fixed | Roof
NJADRE1560461350 | Administratively Determined Incentive Program | WEST CALDWELL | 7006 | 14.62 | Residential | Behind the Meter | Yes | SunnyMac, LLC | PSE&G |  | Accepted | 2025-08-27 | 2025-09-19 | 2026-09-19 | Solar Panels | HANWHA | Q.TRON BLK M-G2.H+ |  | 0.43 | 6 | 39 | 19 |  | Fixed | Roof
NJADRE1560461350 | Administratively Determined Incentive Program | WEST CALDWELL | 7006 | 14.62 | Residential | Behind the Meter | Yes | SunnyMac, LLC | PSE&G |  | Accepted | 2025-08-27 | 2025-09-19 | 2026-09-19 | Inverters | SOLAREDGE | SE10000H-US | 10000 |  | 1 |  |  | 0.99 |  | Outdoor | next to meter
NJADRE1560461391 | Administratively Determined Incentive Program | Newark | 7103 | 6.45 | Residential | Behind the Meter | Yes | Velocity Energy & Home Solutions, Inc. | PSE&G |  | Accepted | 2025-08-27 | 2025-09-23 | 2026-09-23 | Inverters | enphase | iq8plus | 290 |  | 15 |  |  | 0.99 |  | Outside | behind panels
NJADRE1560461391 | Administratively Determined Incentive Program | Newark | 7103 | 6.45 | Residential | Behind the Meter | Yes | Velocity Energy & Home Solutions, Inc. | PSE&G |  | Accepted | 2025-08-27 | 2025-09-23 | 2026-09-23 | Solar Panels | seg | 430w |  | 0.43 | 15 | 196 | 28 |  | Fixed | Roof
NJADRE1560461569 | Administratively Determined Incentive Program | WILLINGBORO | 8046 | 8.645 | Residential | Behind the Meter | Yes | Power Energy Solutions, LLC | PSE&G |  | Accepted | 2025-08-27 | 2025-09-18 | 2026-09-18 | Solar Panels | Canadian Solar | CS6.1-54TM-455 |  | 0.455 | 13 | 234 | 24 |  | Fixed | Roof
NJADRE1560461569 | Administratively Determined Incentive Program | WILLINGBORO | 8046 | 8.645 | Residential | Behind the Meter | Yes | Power Energy Solutions, LLC | PSE&G |  | Accepted | 2025-08-27 | 2025-09-18 | 2026-09-18 | Solar Panels | Canadian Solar | CS6.1-54TM-455 |  | 0.455 | 4 | 144 | 20 |  | Fixed | Roof
NJADRE1560461569 | Administratively Determined Incentive Program | WILLINGBORO | 8046 | 8.645 | Residential | Behind the Meter | Yes | Power Energy Solutions, LLC | PSE&G |  | Accepted | 2025-08-27 | 2025-09-18 | 2026-09-18 | Solar Panels | Canadian Solar | CS6.1-54TM-455 |  | 0.455 | 2 | 324 | 20 |  | Fixed | Roof
NJADRE1560461569 | Administratively Determined Incentive Program | WILLINGBORO | 8046 | 8.645 | Residential | Behind the Meter | Yes | Power Energy Solutions, LLC | PSE&G |  | Accepted | 2025-08-27 | 2025-09-18 | 2026-09-18 | Inverters | Enphase | IQ8MC-72-M-US | 330 |  | 19 |  |  | 0.97 |  | Outdoor
NJADRE1560461574 | Administratively Determined Incentive Program | CLEMENTON | 8021 | 9.135 | Residential | Behind the Meter | Yes | SunnyMac, LLC | AC Electric |  | Accepted | 2025-08-27 | 2025-09-18 | 2026-09-18 | Solar Panels | HANWHA | Q.TRON BLK M-G2.H+ |  | 0.435 | 6 | 203 | 47 |  | Fixed | Roof
NJADRE1560461574 | Administratively Determined Incentive Program | CLEMENTON | 8021 | 9.135 | Residential | Behind the Meter | Yes | SunnyMac, LLC | AC Electric |  | Accepted | 2025-08-27 | 2025-09-18 | 2026-09-18 | Inverters | SOLAREDGE HOME HUB | SE7600H-US | 7600 |  | 1 |  |  | 0.99 |  | Outdoor | next to meter
NJADRE1560461574 | Administratively Determined Incentive Program | CLEMENTON | 8021 | 9.135 | Residential | Behind the Meter | Yes | SunnyMac, LLC | AC Electric |  | Accepted | 2025-08-27 | 2025-09-18 | 2026-09-18 | Solar Panels | HANWHA | Q.TRON BLK M-G2.H+ |  | 0.435 | 15 | 23 | 23 |  | Fixed | Roof
NJADRE1560461581 | Administratively Determined Incentive Program | South Plainfield | 7080 | 4.92 | Residential | Behind the Meter | Yes | Pro Custom Solar dba Momentum Solar | PSE&G |  | Accepted | 2025-08-27 | 2025-09-18 | 2026-09-18 | Inverters | Enphase | IQ8HC-72-M-DOM-US | 380 |  | 12 |  |  | 0.97 |  | Outdoor
NJADRE1560461581 | Administratively Determined Incentive Program | South Plainfield | 7080 | 4.92 | Residential | Behind the Meter | Yes | Pro Custom Solar dba Momentum Solar | PSE&G |  | Accepted | 2025-08-27 | 2025-09-18 | 2026-09-18 | Solar Panels | Hanwha | Q. Peak duo blk ML-G10 +410 |  | 0.41 | 12 | 156 | 29 |  | Fixed | Roof
NJADRE1560461582 | Administratively Determined Incentive Program | MAPLEWOOD | 7040 | 8.7 | Residential | Behind the Meter | No | Maier Solar Engineering dba Solar Me | PSE&G |  | Accepted | 2025-08-27 | 2025-09-18 | 2026-09-18 | Solar Panels | QCELL - HANWHA | QTRON- BLK-MG2+435 |  | 0.435 | 2 | 120 | 2 |  | Fixed | Roof
NJADRE1560461582 | Administratively Determined Incentive Program | MAPLEWOOD | 7040 | 8.7 | Residential | Behind the Meter | No | Maier Solar Engineering dba Solar Me | PSE&G |  | Accepted | 2025-08-27 | 2025-09-18 | 2026-09-18 | Inverters | ENPHASE | IQ8AC-72-M-US | 349 |  | 20 |  |  | 0.97 |  | Outdoor | ON RACKING
NJADRE1560461582 | Administratively Determined Incentive Program | MAPLEWOOD | 7040 | 8.7 | Residential | Behind the Meter | No | Maier Solar Engineering dba Solar Me | PSE&G |  | Accepted | 2025-08-27 | 2025-09-18 | 2026-09-18 | Solar Panels | QCELL - HANWHA | QTRON- BLK-MG2+435 |  | 0.435 | 3 | 210 | 7 |  | Fixed | Roof
NJADRE1560461582 | Administratively Determined Incentive Program | MAPLEWOOD | 7040 | 8.7 | Residential | Behind the Meter | No | Maier Solar Engineering dba Solar Me | PSE&G |  | Accepted | 2025-08-27 | 2025-09-18 | 2026-09-18 | Solar Panels | QCELL - HANWHA | QTRON- BLK-MG2+435 |  | 0.435 | 2 | 300 | 2 |  | Fixed | Roof
NJADRE1560461582 | Administratively Determined Incentive Program | MAPLEWOOD | 7040 | 8.7 | Residential | Behind the Meter | No | Maier Solar Engineering dba Solar Me | PSE&G |  | Accepted | 2025-08-27 | 2025-09-18 | 2026-09-18 | Solar Panels | QCELL - HANWHA | QTRON- BLK-MG2+435 |  | 0.435 | 3 | 120 | 33 |  | Fixed | Roof
NJADRE1560461582 | Administratively Determined Incentive Program | MAPLEWOOD | 7040 | 8.7 | Residential | Behind the Meter | No | Maier Solar Engineering dba Solar Me | PSE&G |  | Accepted | 2025-08-27 | 2025-09-18 | 2026-09-18 | Solar Panels | QCELL - HANWHA | QTRON- BLK-MG2+435 |  | 0.435 | 8 | 120 | 7 |  | Fixed | Roof
NJADRE1560461582 | Administratively Determined Incentive Program | MAPLEWOOD | 7040 | 8.7 | Residential | Behind the Meter | No | Maier Solar Engineering dba Solar Me | PSE&G |  | Accepted | 2025-08-27 | 2025-09-18 | 2026-09-18 | Solar Panels | QCELL - HANWHA | QTRON- BLK-MG2+435 |  | 0.435 | 2 | 300 | 7 |  | Fixed | Roof
NJADRE1560461586 | Administratively Determined Incentive Program | Forked River | 8731 | 11.07 | Residential | Behind the Meter | Yes | Trinity Solar, LLC | JCP&L |  | Accepted | 2025-08-27 | 2025-09-18 | 2026-09-18 | Inverters | Solar Edge | USE10000H-US | 10000 |  | 1 |  |  | 0.97 |  | Outside
NJADRE1560461586 | Administratively Determined Incentive Program | Forked River | 8731 | 11.07 | Residential | Behind the Meter | Yes | Trinity Solar, LLC | JCP&L |  | Accepted | 2025-08-27 | 2025-09-18 | 2026-09-18 | Solar Panels | Hanwha | Q.PEAK DUO BLK ML-G10.C+ 410 |  | 0.41 | 23 | 184 | 20 |  | Fixed | Roof
NJADRE1560461586 | Administratively Determined Incentive Program | Forked River | 8731 | 11.07 | Residential | Behind the Meter | Yes | Trinity Solar, LLC | JCP&L |  | Accepted | 2025-08-27 | 2025-09-18 | 2026-09-18 | Solar Panels | Hanwha | Q.PEAK DUO BLK ML-G10.C+ 410 |  | 0.41 | 4 | 4 | 20 |  | Fixed | Roof
NJADRE1560461587 | Administratively Determined Incentive Program | Shiloh | 8353 | 12.18 | Residential | Behind the Meter | Yes | SunnyMac, LLC | AC Electric |  | Accepted | 2025-08-27 | 2025-09-18 | 2026-09-18 | Solar Panels | HANWHA | Q.TRON BLK M-G2.H+ |  | 0.435 | 4 | 229 | 40 |  | Fixed | Roof
NJADRE1560461587 | Administratively Determined Incentive Program | Shiloh | 8353 | 12.18 | Residential | Behind the Meter | Yes | SunnyMac, LLC | AC Electric |  | Accepted | 2025-08-27 | 2025-09-18 | 2026-09-18 | Solar Panels | HANWHA | Q.TRON BLK M-G2.H+ |  | 0.435 | 14 | 267 | 30 |  | Fixed | Roof
NJADRE1560461587 | Administratively Determined Incentive Program | Shiloh | 8353 | 12.18 | Residential | Behind the Meter | Yes | SunnyMac, LLC | AC Electric |  | Accepted | 2025-08-27 | 2025-09-18 | 2026-09-18 | Solar Panels | HANWHA | Q.TRON BLK M-G2.H+ |  | 0.435 | 4 | 139 | 30 |  | Fixed | Roof
NJADRE1560461587 | Administratively Determined Incentive Program | Shiloh | 8353 | 12.18 | Residential | Behind the Meter | Yes | SunnyMac, LLC | AC Electric |  | Accepted | 2025-08-27 | 2025-09-18 | 2026-09-18 | Solar Panels | HANWHA | Q.TRON BLK M-G2.H+ |  | 0.435 | 6 | 139 | 40 |  | Fixed | Roof
NJADRE1560461587 | Administratively Determined Incentive Program | Shiloh | 8353 | 12.18 | Residential | Behind the Meter | Yes | SunnyMac, LLC | AC Electric |  | Accepted | 2025-08-27 | 2025-09-18 | 2026-09-18 | Inverters | SOLAREDGE HOME HUB | SE5700H-US | 5760 |  | 2 |  |  | 0.99 |  | Outdoor | next to meter
NJADRE1560461589 | Administratively Determined Incentive Program | BELVIDERE | 7823 | 6.48 | Residential | Behind the Meter | Yes | Bright Ops, Inc. | JCP&L |  | Accepted | 2025-08-27 | 2025-09-19 | 2026-09-19 | Inverters | SolarEdge Technologies | SE5700H-USMN | 5760 |  | 1 |  |  | 0.992 |  | Outdoor | Outside
NJADRE1560461589 | Administratively Determined Incentive Program | BELVIDERE | 7823 | 6.48 | Residential | Behind the Meter | Yes | Bright Ops, Inc. | JCP&L |  | Accepted | 2025-08-27 | 2025-09-19 | 2026-09-19 | Solar Panels | JA Solar | JAM54S31-405/MR |  | 0.405 | 11 | 224 | 34 |  | Fixed | Roof
NJADRE1560461589 | Administratively Determined Incentive Program | BELVIDERE | 7823 | 6.48 | Residential | Behind the Meter | Yes | Bright Ops, Inc. | JCP&L |  | Accepted | 2025-08-27 | 2025-09-19 | 2026-09-19 | Solar Panels | JA Solar | JAM54S31-405/MR |  | 0.405 | 3 | 54 | 34 |  | Fixed | Roof
NJADRE1560461589 | Administratively Determined Incentive Program | BELVIDERE | 7823 | 6.48 | Residential | Behind the Meter | Yes | Bright Ops, Inc. | JCP&L |  | Accepted | 2025-08-27 | 2025-09-19 | 2026-09-19 | Solar Panels | JA Solar | JAM54S31-405/MR |  | 0.405 | 2 | 144 | 30 |  | Fixed | Roof
NJADRE1560461602 | Administratively Determined Incentive Program | CRANBURY | 8512 | 10.53 | Residential | Behind the Meter | No | Power Home Remodeling Group | PSE&G |  | Accepted | 2025-08-27 | 2025-09-18 | 2026-09-18 | Solar Panels | JA Solar | JAM54S31 405/MR |  | 0.405 | 10 | 182 | 24 |  | Fixed | Roof
NJADRE1560461602 | Administratively Determined Incentive Program | CRANBURY | 8512 | 10.53 | Residential | Behind the Meter | No | Power Home Remodeling Group | PSE&G |  | Accepted | 2025-08-27 | 2025-09-18 | 2026-09-18 | Solar Panels | JA Solar | JAM54S31 405/MR |  | 0.405 | 6 | 92 | 23 |  | Fixed | Roof
NJADRE1560461602 | Administratively Determined Incentive Program | CRANBURY | 8512 | 10.53 | Residential | Behind the Meter | No | Power Home Remodeling Group | PSE&G |  | Accepted | 2025-08-27 | 2025-09-18 | 2026-09-18 | Solar Panels | JA Solar | JAM54S31 405/MR |  | 0.405 | 7 | 272 | 23 |  | Fixed | Roof
NJADRE1560461602 | Administratively Determined Incentive Program | CRANBURY | 8512 | 10.53 | Residential | Behind the Meter | No | Power Home Remodeling Group | PSE&G |  | Accepted | 2025-08-27 | 2025-09-18 | 2026-09-18 | Solar Panels | JA Solar | JAM54S31 405/MR |  | 0.405 | 3 | 182 | 22 |  | Fixed | Roof
NJADRE1560461602 | Administratively Determined Incentive Program | CRANBURY | 8512 | 10.53 | Residential | Behind the Meter | No | Power Home Remodeling Group | PSE&G |  | Accepted | 2025-08-27 | 2025-09-18 | 2026-09-18 | Inverters | SolarEdge | SE7600H-US | 7600 |  | 1 |  |  | 0.99 |  | Outside
NJADRE1560461602 | Administratively Determined Incentive Program | CRANBURY | 8512 | 10.53 | Residential | Behind the Meter | No | Power Home Remodeling Group | PSE&G |  | Accepted | 2025-08-27 | 2025-09-18 | 2026-09-18 | Meters | JA Solar | Revenue Grade Data Ansi C12.20 |  |  | 1 |  |  |  | Yes | Outdoor
NJADRE1560461609 | Administratively Determined Incentive Program | ROBBINSVILLE | 8691 | 15.66 | Residential | Behind the Meter | No | Maier Solar Engineering dba Solar Me | JCP&L |  | Accepted | 2025-08-27 | 2025-09-18 | 2026-09-18 | Solar Panels | HYUNDAI | HIN-T435NF |  | 0.435 | 6 | 167 | 30 |  | Fixed | Roof
NJADRE1560461609 | Administratively Determined Incentive Program | ROBBINSVILLE | 8691 | 15.66 | Residential | Behind the Meter | No | Maier Solar Engineering dba Solar Me | JCP&L |  | Accepted | 2025-08-27 | 2025-09-18 | 2026-09-18 | Inverters | ENPHASE | IQ8AC-72-M-US | 349 |  | 36 |  |  | 0.97 |  | Outdoor | ON RACKING
NJADRE1560461609 | Administratively Determined Incentive Program | ROBBINSVILLE | 8691 | 15.66 | Residential | Behind the Meter | No | Maier Solar Engineering dba Solar Me | JCP&L |  | Accepted | 2025-08-27 | 2025-09-18 | 2026-09-18 | Solar Panels | HYUNDAI | HIN-T435NF |  | 0.435 | 6 | 167 | 30 |  | Fixed | Roof
NJADRE1560461609 | Administratively Determined Incentive Program | ROBBINSVILLE | 8691 | 15.66 | Residential | Behind the Meter | No | Maier Solar Engineering dba Solar Me | JCP&L |  | Accepted | 2025-08-27 | 2025-09-18 | 2026-09-18 | Solar Panels | HYUNDAI | HIN-T435NF |  | 0.435 | 14 | 257 | 30 |  | Fixed | Roof
NJADRE1560461609 | Administratively Determined Incentive Program | ROBBINSVILLE | 8691 | 15.66 | Residential | Behind the Meter | No | Maier Solar Engineering dba Solar Me | JCP&L |  | Accepted | 2025-08-27 | 2025-09-18 | 2026-09-18 | Solar Panels | HYUNDAI | HIN-T435NF |  | 0.435 | 10 | 77 | 30 |  | Fixed | Roof
NJADRE1560461611 | Administratively Determined Incentive Program | Edison | 8820 | 9.02 | Residential | Behind the Meter | Yes | Freedom Forever New Jersey, LLC | PSE&G |  | Accepted | 2025-08-27 | 2025-09-18 | 2026-09-18 | Solar Panels | Hanwha | Q.PEAK DUO BLK ML-G10.C+ 410 |  | 0.41 | 14 | 87 | 23 |  | Fixed | Roof
NJADRE1560461611 | Administratively Determined Incentive Program | Edison | 8820 | 9.02 | Residential | Behind the Meter | Yes | Freedom Forever New Jersey, LLC | PSE&G |  | Accepted | 2025-08-27 | 2025-09-18 | 2026-09-18 | Inverters | Enphase | IQ8HC-72-M-DOM-US | 320 |  | 22 |  |  | 0.99 |  | Outside
NJADRE1560461611 | Administratively Determined Incentive Program | Edison | 8820 | 9.02 | Residential | Behind the Meter | Yes | Freedom Forever New Jersey, LLC | PSE&G |  | Accepted | 2025-08-27 | 2025-09-18 | 2026-09-18 | Solar Panels | Hanwha | Q.PEAK DUO BLK ML-G10.C+ 410 |  | 0.41 | 8 | 177 | 22 |  | Fixed | Roof
NJADRE1560461628 | Administratively Determined Incentive Program | Brick | 8724 | 3.44 | Residential | Behind the Meter | Yes | Pro Custom Solar dba Momentum Solar | JCP&L |  | Accepted | 2025-08-27 | 2025-09-22 | 2026-09-22 | Inverters | Enphase | IQ8HC-72-M-DOM-US | 380 |  | 8 |  |  | 0.97 |  | Outdoor
NJADRE1560461628 | Administratively Determined Incentive Program | Brick | 8724 | 3.44 | Residential | Behind the Meter | Yes | Pro Custom Solar dba Momentum Solar | JCP&L |  | Accepted | 2025-08-27 | 2025-09-22 | 2026-09-22 | Solar Panels | Hanwha | q.tron blk m-g2 + 430 |  | 0.43 | 5 | 116 | 22 |  | Fixed | Roof
NJADRE1560461628 | Administratively Determined Incentive Program | Brick | 8724 | 3.44 | Residential | Behind the Meter | Yes | Pro Custom Solar dba Momentum Solar | JCP&L |  | Accepted | 2025-08-27 | 2025-09-22 | 2026-09-22 | Solar Panels | Hanwha | q.tron blk m-g2 + 430 |  | 0.43 | 3 | 296 | 17 |  | Fixed | Roof
NJADRE1560461640 | Administratively Determined Incentive Program | Wood Ridge | 7075 | 8.7 | Residential | Behind the Meter | No | Maier Solar Engineering dba Solar Me | PSE&G |  | Accepted | 2025-08-27 | 2025-09-18 | 2026-09-18 | Inverters | ENPHASE | IQ8AC-72-M-US | 349 |  | 20 |  |  | 0.97 |  | Outdoor | ON RACKING
NJADRE1560461640 | Administratively Determined Incentive Program | Wood Ridge | 7075 | 8.7 | Residential | Behind the Meter | No | Maier Solar Engineering dba Solar Me | PSE&G |  | Accepted | 2025-08-27 | 2025-09-18 | 2026-09-18 | Solar Panels | HYUNDAI | HIN-T435NF |  | 0.435 | 8 | 214 | 24 |  | Fixed | Roof
NJADRE1560461640 | Administratively Determined Incentive Program | Wood Ridge | 7075 | 8.7 | Residential | Behind the Meter | No | Maier Solar Engineering dba Solar Me | PSE&G |  | Accepted | 2025-08-27 | 2025-09-18 | 2026-09-18 | Solar Panels | HYUNDAI | HIN-T435NF |  | 0.435 | 10 | 214 | 23 |  | Fixed | Roof
NJADRE1560461640 | Administratively Determined Incentive Program | Wood Ridge | 7075 | 8.7 | Residential | Behind the Meter | No | Maier Solar Engineering dba Solar Me | PSE&G |  | Accepted | 2025-08-27 | 2025-09-18 | 2026-09-18 | Solar Panels | HYUNDAI | HIN-T435NF |  | 0.435 | 2 | 214 | 19 |  | Fixed | Roof
NJADRE1560461653 | Administratively Determined Incentive Program | Englewood Cliffs | 7632 | 11.48 | Residential | Behind the Meter | No | Tesla Energy Operations, Inc. | PSE&G |  | Accepted | 2025-08-27 | 2025-09-18 | 2026-09-18 | Electric Storage Battery | Tesla | Powerwall 3 |  |  | 2 |  |  |  | Lithium Ion |  | OUTSIDE
NJADRE1560461653 | Administratively Determined Incentive Program | Englewood Cliffs | 7632 | 11.48 | Residential | Behind the Meter | No | Tesla Energy Operations, Inc. | PSE&G |  | Accepted | 2025-08-27 | 2025-09-18 | 2026-09-18 | Solar Panels | Hanwha | Q.PEAK DUO BLK ML-G10+/TS 410 |  | 0.41 | 8 | 217 | 45 |  | Fixed | Roof
NJADRE1560461653 | Administratively Determined Incentive Program | Englewood Cliffs | 7632 | 11.48 | Residential | Behind the Meter | No | Tesla Energy Operations, Inc. | PSE&G |  | Accepted | 2025-08-27 | 2025-09-18 | 2026-09-18 | Solar Panels | Hanwha | Q.PEAK DUO BLK ML-G10+/TS 410 |  | 0.41 | 10 | 307 | 25 |  | Fixed | Roof
NJADRE1560461653 | Administratively Determined Incentive Program | Englewood Cliffs | 7632 | 11.48 | Residential | Behind the Meter | No | Tesla Energy Operations, Inc. | PSE&G |  | Accepted | 2025-08-27 | 2025-09-18 | 2026-09-18 | Solar Panels | Hanwha | Q.PEAK DUO BLK ML-G10+/TS 410 |  | 0.41 | 10 | 37 | 34 |  | Fixed | Roof
NJADRE1560461653 | Administratively Determined Incentive Program | Englewood Cliffs | 7632 | 11.48 | Residential | Behind the Meter | No | Tesla Energy Operations, Inc. | PSE&G |  | Accepted | 2025-08-27 | 2025-09-18 | 2026-09-18 | Inverters | Tesla | 1707000-XX-Y 11.5 kW | 11500 |  | 1 |  |  | 0.98 |  | Outdoor
NJADRE1560461657 | Administratively Determined Incentive Program | Iselin | 8830 | 9.72 | Residential | Behind the Meter | No | Power Home Remodeling Group | PSE&G |  | Accepted | 2025-08-27 | 2025-09-18 | 2026-09-18 | Inverters | SolarEdge | SE7600H-US | 7600 |  | 1 |  |  | 0.99 |  | Outside
NJADRE1560461657 | Administratively Determined Incentive Program | Iselin | 8830 | 9.72 | Residential | Behind the Meter | No | Power Home Remodeling Group | PSE&G |  | Accepted | 2025-08-27 | 2025-09-18 | 2026-09-18 | Solar Panels | JA Solar | JAM54S31 405/MR |  | 0.405 | 4 | 309 | 37 |  | Fixed | Roof
NJADRE1560461657 | Administratively Determined Incentive Program | Iselin | 8830 | 9.72 | Residential | Behind the Meter | No | Power Home Remodeling Group | PSE&G |  | Accepted | 2025-08-27 | 2025-09-18 | 2026-09-18 | Solar Panels | JA Solar | JAM54S31 405/MR |  | 0.405 | 4 | 129 | 41 |  | Fixed | Roof
NJADRE1560461657 | Administratively Determined Incentive Program | Iselin | 8830 | 9.72 | Residential | Behind the Meter | No | Power Home Remodeling Group | PSE&G |  | Accepted | 2025-08-27 | 2025-09-18 | 2026-09-18 | Solar Panels | JA Solar | JAM54S31 405/MR |  | 0.405 | 8 | 129 | 37 |  | Fixed | Roof
NJADRE1560461657 | Administratively Determined Incentive Program | Iselin | 8830 | 9.72 | Residential | Behind the Meter | No | Power Home Remodeling Group | PSE&G |  | Accepted | 2025-08-27 | 2025-09-18 | 2026-09-18 | Solar Panels | JA Solar | JAM54S31 405/MR |  | 0.405 | 4 | 309 | 41 |  | Fixed | Roof
NJADRE1560461657 | Administratively Determined Incentive Program | Iselin | 8830 | 9.72 | Residential | Behind the Meter | No | Power Home Remodeling Group | PSE&G |  | Accepted | 2025-08-27 | 2025-09-18 | 2026-09-18 | Meters | SolarEdge | Revenue Grade Data Ansi C12.20 |  |  | 1 |  |  |  | Yes | Outdoor
NJADRE1560461657 | Administratively Determined Incentive Program | Iselin | 8830 | 9.72 | Residential | Behind the Meter | No | Power Home Remodeling Group | PSE&G |  | Accepted | 2025-08-27 | 2025-09-18 | 2026-09-18 | Solar Panels | JA Solar | JAM54S31 405/MR |  | 0.405 | 4 | 309 | 35 |  | Fixed | Roof
NJADRE1560461658 | Administratively Determined Incentive Program | CLIFTON | 7013 | 1.23 | Residential | Behind the Meter | Yes | Pro Custom Solar dba Momentum Solar | PSE&G |  | Accepted | 2025-08-27 | 2025-09-22 | 2026-09-22 | Solar Panels | HANWHA | Q. Peak duo blk ML-G10 +410 |  | 0.41 | 3 | 341 | 26 |  | Fixed | Roof | Outdoor
NJADRE1560461658 | Administratively Determined Incentive Program | CLIFTON | 7013 | 1.23 | Residential | Behind the Meter | Yes | Pro Custom Solar dba Momentum Solar | PSE&G |  | Accepted | 2025-08-27 | 2025-09-22 | 2026-09-22 | Inverters | Enphase | IQ8HC-72-M-DOM-US | 380 |  | 3 |  |  | 0.97 |  | Outdoor
NJADRE1560461677 | Administratively Determined Incentive Program | Edison | 8820 | 7.79 | Residential | Behind the Meter | Yes | Freedom Forever New Jersey, LLC | PSE&G |  | Accepted | 2025-08-27 | 2025-09-18 | 2026-09-18 | Solar Panels | Hanwha | Q.PEAK DUO BLK ML-G10.C+ 410 |  | 0.41 | 9 | 267 | 23 |  | Fixed | Roof
NJADRE1560461677 | Administratively Determined Incentive Program | Edison | 8820 | 7.79 | Residential | Behind the Meter | Yes | Freedom Forever New Jersey, LLC | PSE&G |  | Accepted | 2025-08-27 | 2025-09-18 | 2026-09-18 | Inverters | Solar Edge | SE5700H-US | 5760 |  | 1 |  |  | 0.99 |  | Outside
NJADRE1560461677 | Administratively Determined Incentive Program | Edison | 8820 | 7.79 | Residential | Behind the Meter | Yes | Freedom Forever New Jersey, LLC | PSE&G |  | Accepted | 2025-08-27 | 2025-09-18 | 2026-09-18 | Solar Panels | Hanwha | Q.PEAK DUO BLK ML-G10.C+ 410 |  | 0.41 | 10 | 87 | 23 |  | Fixed | Roof
NJADRE1560461681 | Administratively Determined Incentive Program | Colonia | 7067 | 9.43 | Residential | Behind the Meter | No | Trinity Solar, LLC | PSE&G |  | Accepted | 2025-08-27 | 2025-09-18 | 2026-09-18 | Solar Panels | HANWHA | (Q.PEAK DUO BLK ML-G10+ 410) |  | 0.41 | 3 | 129 | 18 |  | Fixed | Roof
NJADRE1560461681 | Administratively Determined Incentive Program | Colonia | 7067 | 9.43 | Residential | Behind the Meter | No | Trinity Solar, LLC | PSE&G |  | Accepted | 2025-08-27 | 2025-09-18 | 2026-09-18 | Inverters | Tesla | TESLA 7.6kW (1538000-XX-Y) | 7600 |  | 1 |  |  | 0.97 |  | Outdoor
NJADRE1560461681 | Administratively Determined Incentive Program | Colonia | 7067 | 9.43 | Residential | Behind the Meter | No | Trinity Solar, LLC | PSE&G |  | Accepted | 2025-08-27 | 2025-09-18 | 2026-09-18 | Solar Panels | HANWHA | (Q.PEAK DUO BLK ML-G10+ 410) |  | 0.41 | 7 | 218 | 23 |  | Fixed | Roof
NJADRE1560461681 | Administratively Determined Incentive Program | Colonia | 7067 | 9.43 | Residential | Behind the Meter | No | Trinity Solar, LLC | PSE&G |  | Accepted | 2025-08-27 | 2025-09-18 | 2026-09-18 | Solar Panels | HANWHA | (Q.PEAK DUO BLK ML-G10+ 410) |  | 0.41 | 13 | 39 | 23 |  | Fixed | Roof
NJADRE1560461706 | Administratively Determined Incentive Program | Swedesboro | 8085 | 3.28 | Residential | Behind the Meter | Yes | Trinity Solar, LLC | AC Electric |  | Accepted | 2025-08-27 | 2025-09-18 | 2026-09-18 | Inverters | Enphase | IQ8PLUS-72-2-US | 290 |  | 8 |  |  | 0.97 |  | Outdoor
NJADRE1560461706 | Administratively Determined Incentive Program | Swedesboro | 8085 | 3.28 | Residential | Behind the Meter | Yes | Trinity Solar, LLC | AC Electric |  | Accepted | 2025-08-27 | 2025-09-18 | 2026-09-18 | Solar Panels | HANWHA | (Q.PEAK DUO BLK ML-G10+ 410) |  | 0.41 | 8 | 216 | 13 |  | Fixed | Roof
NJADRE1560461708 | Administratively Determined Incentive Program | Edgewater Park Township | 8010 | 7.38 | Residential | Behind the Meter | Yes | Freedom Forever New Jersey, LLC | PSE&G |  | Accepted | 2025-08-27 | 2025-09-18 | 2026-09-18 | Inverters | Solar Edge | SE5700H-US | 5760 |  | 1 |  |  | 0.99 |  | Outside
NJADRE1560461708 | Administratively Determined Incentive Program | Edgewater Park Township | 8010 | 7.38 | Residential | Behind the Meter | Yes | Freedom Forever New Jersey, LLC | PSE&G |  | Accepted | 2025-08-27 | 2025-09-18 | 2026-09-18 | Solar Panels | Hanwha | Q.PEAK DUO BLK ML-G10.C+ 410 |  | 0.41 | 8 | 162 | 24 |  | Fixed | Roof
NJADRE1560461708 | Administratively Determined Incentive Program | Edgewater Park Township | 8010 | 7.38 | Residential | Behind the Meter | Yes | Freedom Forever New Jersey, LLC | PSE&G |  | Accepted | 2025-08-27 | 2025-09-18 | 2026-09-18 | Solar Panels | Hanwha | Q.PEAK DUO BLK ML-G10.C+ 410 |  | 0.41 | 10 | 162 | 14 |  | Fixed | Roof
NJADRE1560461709 | Administratively Determined Incentive Program | Randolph | 7869 | 8.61 | Residential | Behind the Meter | Yes | Sunrun Installation Services, Inc. | JCP&L |  | Accepted | 2025-08-27 | 2025-09-18 | 2026-09-18 | Inverters | SOLAREDGE TECHNOLOGIES | SE5700H-USMN | 5760 |  | 1 |  |  | 0.99 |  | Outdoor
NJADRE1560461709 | Administratively Determined Incentive Program | Randolph | 7869 | 8.61 | Residential | Behind the Meter | Yes | Sunrun Installation Services, Inc. | JCP&L |  | Accepted | 2025-08-27 | 2025-09-18 | 2026-09-18 | Solar Panels | ELIN ENERGY | ELNSM54M-HC-410 |  | 0.41 | 12 | 237 | 34 |  | Fixed | Roof
NJADRE1560461709 | Administratively Determined Incentive Program | Randolph | 7869 | 8.61 | Residential | Behind the Meter | Yes | Sunrun Installation Services, Inc. | JCP&L |  | Accepted | 2025-08-27 | 2025-09-18 | 2026-09-18 | Solar Panels | ELIN ENERGY | ELNSM54M-HC-410 |  | 0.41 | 9 | 147 | 43 |  | Fixed | Roof
NJADRE1560461712 | Administratively Determined Incentive Program | Edison | 8820 | 7.79 | Residential | Behind the Meter | No | Tesla Energy Operations, Inc. | PSE&G |  | Accepted | 2025-08-27 | 2025-09-18 | 2026-09-18 | Solar Panels | Hanwha | Q.PEAK DUO BLK ML-G10+/TS 410 |  | 0.41 | 6 | 11 | 34 |  | Fixed | Roof
NJADRE1560461712 | Administratively Determined Incentive Program | Edison | 8820 | 7.79 | Residential | Behind the Meter | No | Tesla Energy Operations, Inc. | PSE&G |  | Accepted | 2025-08-27 | 2025-09-18 | 2026-09-18 | Solar Panels | Hanwha | Q.PEAK DUO BLK ML-G10+/TS 410 |  | 0.41 | 7 | 191 | 34 |  | Fixed | Roof
NJADRE1560461712 | Administratively Determined Incentive Program | Edison | 8820 | 7.79 | Residential | Behind the Meter | No | Tesla Energy Operations, Inc. | PSE&G |  | Accepted | 2025-08-27 | 2025-09-18 | 2026-09-18 | Solar Panels | Hanwha | Q.PEAK DUO BLK ML-G10+/TS 410 |  | 0.41 | 6 | 11 | 34 |  | Fixed | Roof
NJADRE1560461712 | Administratively Determined Incentive Program | Edison | 8820 | 7.79 | Residential | Behind the Meter | No | Tesla Energy Operations, Inc. | PSE&G |  | Accepted | 2025-08-27 | 2025-09-18 | 2026-09-18 | Inverters | Tesla | 7.6 kW Tesla Inc 1538000-XX-Y | 7600 |  | 1 |  |  | 0.98 |  | Outdoor
NJADRE1560461715 | Administratively Determined Incentive Program | North Caldwell | 7006 | 20.01 | Residential | Behind the Meter | No | Maier Solar Engineering dba Solar Me | PSE&G |  | Accepted | 2025-08-27 | 2025-09-18 | 2026-09-18 | Solar Panels | QCELL - HANWHA | QTRON- BLK-MG2+435 |  | 0.435 | 6 | 211 | 36 |  | Fixed | Roof
NJADRE1560461715 | Administratively Determined Incentive Program | North Caldwell | 7006 | 20.01 | Residential | Behind the Meter | No | Maier Solar Engineering dba Solar Me | PSE&G |  | Accepted | 2025-08-27 | 2025-09-18 | 2026-09-18 | Solar Panels | QCELL - HANWHA | QTRON- BLK-MG2+435 |  | 0.435 | 40 | 211 | 27 |  | Fixed | Roof
NJADRE1560461715 | Administratively Determined Incentive Program | North Caldwell | 7006 | 20.01 | Residential | Behind the Meter | No | Maier Solar Engineering dba Solar Me | PSE&G |  | Accepted | 2025-08-27 | 2025-09-18 | 2026-09-18 | Inverters | ENPHASE | IQ8AC-72-M-US | 349 |  | 46 |  |  | 0.97 |  | Outdoor | ON RACKING
NJADRE1560461724 | Administratively Determined Incentive Program | Stewartsville | 8886 | 5.67 | Residential | Behind the Meter | No | Power Home Remodeling Group | JCP&L |  | Accepted | 2025-08-27 | 2025-09-18 | 2026-09-18 | Meters | SolarEdge | Revenue Grade Data Ansi C12.20 |  |  | 1 |  |  |  | Yes | Outdoor
NJADRE1560461724 | Administratively Determined Incentive Program | Stewartsville | 8886 | 5.67 | Residential | Behind the Meter | No | Power Home Remodeling Group | JCP&L |  | Accepted | 2025-08-27 | 2025-09-18 | 2026-09-18 | Solar Panels | JA Solar | JAM54S31 405/MR |  | 0.405 | 4 | 142 | 40 |  | Fixed | Roof
NJADRE1560461724 | Administratively Determined Incentive Program | Stewartsville | 8886 | 5.67 | Residential | Behind the Meter | No | Power Home Remodeling Group | JCP&L |  | Accepted | 2025-08-27 | 2025-09-18 | 2026-09-18 | Solar Panels | JA Solar | JAM54S31 405/MR |  | 0.405 | 8 | 142 | 40 |  | Fixed | Roof
NJADRE1560461724 | Administratively Determined Incentive Program | Stewartsville | 8886 | 5.67 | Residential | Behind the Meter | No | Power Home Remodeling Group | JCP&L |  | Accepted | 2025-08-27 | 2025-09-18 | 2026-09-18 | Inverters | SolarEdge | SE3800H-US | 3800 |  | 1 |  |  | 0.99 |  | Outside
NJADRE1560461724 | Administratively Determined Incentive Program | Stewartsville | 8886 | 5.67 | Residential | Behind the Meter | No | Power Home Remodeling Group | JCP&L |  | Accepted | 2025-08-27 | 2025-09-18 | 2026-09-18 | Solar Panels | JA Solar | JAM54S31 405/MR |  | 0.405 | 2 | 232 | 40 |  | Fixed | Roof
NJADRE1560461725 | Administratively Determined Incentive Program | South Brunswick Township | 8810 | 8.2 | Residential | Behind the Meter | Yes | Sunrun Installation Services, Inc. | PSE&G |  | Accepted | 2025-08-27 | 2025-09-18 | 2026-09-18 | Inverters | Tesla | POWERWALL 3 1707000-XX- | 11500 |  | 1 |  |  | 0.97 |  | Outside
NJADRE1560461725 | Administratively Determined Incentive Program | South Brunswick Township | 8810 | 8.2 | Residential | Behind the Meter | Yes | Sunrun Installation Services, Inc. | PSE&G |  | Accepted | 2025-08-27 | 2025-09-18 | 2026-09-18 | Solar Panels | HANWHA Q-CELLS | Q.PEAK DUO BLK ML-G10.C+ 410 |  | 0.41 | 12 | 52 | 18 |  | Fixed | Roof
NJADRE1560461725 | Administratively Determined Incentive Program | South Brunswick Township | 8810 | 8.2 | Residential | Behind the Meter | Yes | Sunrun Installation Services, Inc. | PSE&G |  | Accepted | 2025-08-27 | 2025-09-18 | 2026-09-18 | Electric Storage Battery | Tesla | POWERWALL 3 1707000-XX- |  |  | 1 |  |  |  | Lithium Ion |  | OUTSIDE
NJADRE1560461725 | Administratively Determined Incentive Program | South Brunswick Township | 8810 | 8.2 | Residential | Behind the Meter | Yes | Sunrun Installation Services, Inc. | PSE&G |  | Accepted | 2025-08-27 | 2025-09-18 | 2026-09-18 | Solar Panels | HANWHA Q-CELLS | Q.PEAK DUO BLK ML-G10.C+ 410 |  | 0.41 | 8 | 232 | 18 |  | Fixed | Roof
NJADRE1560461731 | Administratively Determined Incentive Program | Hasbrouck Heights | 7604 | 9.43 | Residential | Behind the Meter | Yes | Sunrun Installation Services, Inc. | PSE&G |  | Accepted | 2025-08-27 | 2025-09-18 | 2026-09-18 | Inverters | SolarEdge Technologies | SE7600H-USMN | 7600 |  | 1 |  |  | 0.99 |  | Outdoor
NJADRE1560461731 | Administratively Determined Incentive Program | Hasbrouck Heights | 7604 | 9.43 | Residential | Behind the Meter | Yes | Sunrun Installation Services, Inc. | PSE&G |  | Accepted | 2025-08-27 | 2025-09-18 | 2026-09-18 | Solar Panels | Elin Energy (Sirius PV) | ELNSM54M-HC-410 |  | 0.41 | 15 | 127 | 40 |  | Fixed | Roof
NJADRE1560461731 | Administratively Determined Incentive Program | Hasbrouck Heights | 7604 | 9.43 | Residential | Behind the Meter | Yes | Sunrun Installation Services, Inc. | PSE&G |  | Accepted | 2025-08-27 | 2025-09-18 | 2026-09-18 | Solar Panels | Elin Energy (Sirius PV) | ELNSM54M-HC-410 |  | 0.41 | 8 | 307 | 40 |  | Fixed | Roof
NJADRE1560461737 | Administratively Determined Incentive Program | East Brunswicj | 8850 | 12.71 | Residential | Behind the Meter | Yes | Freedom Forever New Jersey, LLC | PSE&G |  | Accepted | 2025-08-27 | 2025-09-18 | 2026-09-18 | Inverters | Solar Edge | SE10000H-US | 10000 |  | 1 |  |  | 0.99 |  | Outside
NJADRE1560461737 | Administratively Determined Incentive Program | East Brunswicj | 8850 | 12.71 | Residential | Behind the Meter | Yes | Freedom Forever New Jersey, LLC | PSE&G |  | Accepted | 2025-08-27 | 2025-09-18 | 2026-09-18 | Solar Panels | Hanwha | Q.PEAK DUO BLK ML-G10.C+ 410 |  | 0.41 | 6 | 134 | 19 |  | Fixed | Roof
NJADRE1560461737 | Administratively Determined Incentive Program | East Brunswicj | 8850 | 12.71 | Residential | Behind the Meter | Yes | Freedom Forever New Jersey, LLC | PSE&G |  | Accepted | 2025-08-27 | 2025-09-18 | 2026-09-18 | Solar Panels | Hanwha | Q.PEAK DUO BLK ML-G10.C+ 410 |  | 0.41 | 5 | 314 | 19 |  | Fixed | Roof
NJADRE1560461737 | Administratively Determined Incentive Program | East Brunswicj | 8850 | 12.71 | Residential | Behind the Meter | Yes | Freedom Forever New Jersey, LLC | PSE&G |  | Accepted | 2025-08-27 | 2025-09-18 | 2026-09-18 | Solar Panels | Hanwha | Q.PEAK DUO BLK ML-G10.C+ 410 |  | 0.41 | 20 | 314 | 29 |  | Fixed | Roof
NJADRE1560461755 | Administratively Determined Incentive Program | CINNAMINSON | 8077 | 6.56 | Residential | Behind the Meter | Yes | Trinity Solar, LLC | PSE&G |  | Accepted | 2025-08-27 | 2025-09-18 | 2026-09-18 | Solar Panels | HANWHA | (Q.PEAK DUO BLK ML-G10.C+ 410) |  | 0.41 | 8 | 253 | 21 |  | Fixed | Roof
NJADRE1560461755 | Administratively Determined Incentive Program | CINNAMINSON | 8077 | 6.56 | Residential | Behind the Meter | Yes | Trinity Solar, LLC | PSE&G |  | Accepted | 2025-08-27 | 2025-09-18 | 2026-09-18 | Solar Panels | HANWHA | (Q.PEAK DUO BLK ML-G10.C+ 410) |  | 0.41 | 8 | 163 | 22 |  | Fixed | Roof
NJADRE1560461755 | Administratively Determined Incentive Program | CINNAMINSON | 8077 | 6.56 | Residential | Behind the Meter | Yes | Trinity Solar, LLC | PSE&G |  | Accepted | 2025-08-27 | 2025-09-18 | 2026-09-18 | Inverters | Solar Edge | USE5700H-USMNBL75 | 5760 |  | 1 |  |  | 0.97 |  | Outdoor
NJADRE1560461759 | Administratively Determined Incentive Program | Somerset | 8873 | 11.61 | Residential | Behind the Meter | No | Maier Solar Engineering dba Solar Me | PSE&G |  | Accepted | 2025-08-27 | 2025-09-18 | 2026-09-18 | Solar Panels | QCELL - HANWHA | Q -TRON BLK M-G2+ /AC |  | 0.43 | 14 | 10 | 19 |  | Fixed | Roof
NJADRE1560461759 | Administratively Determined Incentive Program | Somerset | 8873 | 11.61 | Residential | Behind the Meter | No | Maier Solar Engineering dba Solar Me | PSE&G |  | Accepted | 2025-08-27 | 2025-09-18 | 2026-09-18 | Solar Panels | QCELL - HANWHA | Q -TRON BLK M-G2+ /AC |  | 0.43 | 13 | 190 | 19 |  | Fixed | Roof
NJADRE1560461759 | Administratively Determined Incentive Program | Somerset | 8873 | 11.61 | Residential | Behind the Meter | No | Maier Solar Engineering dba Solar Me | PSE&G |  | Accepted | 2025-08-27 | 2025-09-18 | 2026-09-18 | Inverters | QCELLS | Q MI.349B-G1 | 349 |  | 27 |  |  | 0.97 |  | Outdoor | ON PANEL
NJADRE1560462922 | Administratively Determined Incentive Program | Linden | 7036 | 9.02 | Residential | Behind the Meter | Yes | Sunrun Installation Services, Inc. | PSE&G |  | Accepted | 2025-08-27 | 2025-09-18 | 2026-09-18 | Solar Panels | Elin Energy (Sirius PV) | ELNSM54M-HC-410 |  | 0.41 | 3 | 278 | 27 |  | Fixed | Roof
NJADRE1560462922 | Administratively Determined Incentive Program | Linden | 7036 | 9.02 | Residential | Behind the Meter | Yes | Sunrun Installation Services, Inc. | PSE&G |  | Accepted | 2025-08-27 | 2025-09-18 | 2026-09-18 | Inverters | SolarEdge Technologies | SE7600H-USMN | 7600 |  | 1 |  |  | 0.99 |  | Outdoor
NJADRE1560462922 | Administratively Determined Incentive Program | Linden | 7036 | 9.02 | Residential | Behind the Meter | Yes | Sunrun Installation Services, Inc. | PSE&G |  | Accepted | 2025-08-27 | 2025-09-18 | 2026-09-18 | Solar Panels | Elin Energy (Sirius PV) | ELNSM54M-HC-410 |  | 0.41 | 19 | 98 | 27 |  | Fixed | Roof
NJADRE1560462929 | Administratively Determined Incentive Program | Newark | 7112 | 4.98 | Residential | Behind the Meter | Yes | Fusion Solar Energy, LLC | PSE&G |  | Accepted | 2025-08-27 | 2025-09-18 | 2026-09-18 | Solar Panels | QCELLS | Q.PEAK DUO BLK ML-G10.C+ 415 |  | 0.415 | 12 | 218.89 | 5 |  | Fixed | Roof
NJADRE1560462929 | Administratively Determined Incentive Program | Newark | 7112 | 4.98 | Residential | Behind the Meter | Yes | Fusion Solar Energy, LLC | PSE&G |  | Accepted | 2025-08-27 | 2025-09-18 | 2026-09-18 | Inverters | ENPHASE | IQ8HC-72-M-DOM-US | 380 |  | 12 |  |  | 0.97 |  | Outside | Roof
NJADRE1560462932 | Administratively Determined Incentive Program | Red Bank | 7701 | 5.67 | Residential | Behind the Meter | Yes | Sunrun Installation Services, Inc. | JCP&L |  | Accepted | 2025-08-27 | 2025-09-18 | 2026-09-18 | Solar Panels | JA Solar | JAM54S31-405/MR |  | 0.405 | 6 | 83 | 31 |  | Fixed | Roof
NJADRE1560462932 | Administratively Determined Incentive Program | Red Bank | 7701 | 5.67 | Residential | Behind the Meter | Yes | Sunrun Installation Services, Inc. | JCP&L |  | Accepted | 2025-08-27 | 2025-09-18 | 2026-09-18 | Solar Panels | JA Solar | JAM54S31-405/MR |  | 0.405 | 8 | 263 | 31 |  | Fixed | Roof
NJADRE1560462932 | Administratively Determined Incentive Program | Red Bank | 7701 | 5.67 | Residential | Behind the Meter | Yes | Sunrun Installation Services, Inc. | JCP&L |  | Accepted | 2025-08-27 | 2025-09-18 | 2026-09-18 | Inverters | SolarEdge Technologies | SE3800H-USMN | 3800 |  | 1 |  |  | 0.99 |  | Outdoor
NJADRE1560462948 | Administratively Determined Incentive Program | Newark | 7112 | 3.32 | Residential | Behind the Meter | Yes | Fusion Solar Energy, LLC | PSE&G |  | Accepted | 2025-08-27 | 2025-09-18 | 2026-09-18 | Inverters | ENPHASE | IQ8HC-72-M-DOM-US | 380 |  | 8 |  |  | 0.97 |  | Outside | Roof
NJADRE1560462948 | Administratively Determined Incentive Program | Newark | 7112 | 3.32 | Residential | Behind the Meter | Yes | Fusion Solar Energy, LLC | PSE&G |  | Accepted | 2025-08-27 | 2025-09-18 | 2026-09-18 | Solar Panels | QCELLS | Q.PEAK DUO BLK ML-G10+_017 |  | 0.415 | 8 | 218.79 | 5 |  | Fixed | Roof
NJADRE1560462974 | Administratively Determined Incentive Program | Belleville | 7109 | 4.98 | Residential | Behind the Meter | Yes | Fusion Solar Energy, LLC | PSE&G |  | Accepted | 2025-08-27 | 2025-09-18 | 2026-09-18 | Solar Panels | QCELLS | Q.PEAK DUO BLK ML-G10.C+ 415 |  | 0.415 | 4 | 125.2 | 27 |  | Fixed | Roof
NJADRE1560462974 | Administratively Determined Incentive Program | Belleville | 7109 | 4.98 | Residential | Behind the Meter | Yes | Fusion Solar Energy, LLC | PSE&G |  | Accepted | 2025-08-27 | 2025-09-18 | 2026-09-18 | Solar Panels | QCELLS | Q.PEAK DUO BLK ML-G10.C+ 415 |  | 0.415 | 8 | 127.3 | 31 |  | Fixed | Roof
NJADRE1560462974 | Administratively Determined Incentive Program | Belleville | 7109 | 4.98 | Residential | Behind the Meter | Yes | Fusion Solar Energy, LLC | PSE&G |  | Accepted | 2025-08-27 | 2025-09-18 | 2026-09-18 | Inverters | ENPHASE | IQ8HC-72-M-DOM-US | 380 |  | 12 |  |  | 0.97 |  | Outside | Roof
NJADRE1560462977 | Administratively Determined Incentive Program | PENNINGTON | 8534 | 12.76 | Residential | Behind the Meter | No | Exact Solar | PSE&G |  | Accepted | 2025-08-28 | 2025-09-19 | 2026-09-19 | Inverters | Enphase | IQ8MC-72-M-US | 320 |  | 29 |  |  | 0.974 |  | Outdoor | Under the panels
NJADRE1560462977 | Administratively Determined Incentive Program | PENNINGTON | 8534 | 12.76 | Residential | Behind the Meter | No | Exact Solar | PSE&G |  | Accepted | 2025-08-28 | 2025-09-19 | 2026-09-19 | Solar Panels | VSUN | VSUN440N-108BMH |  | 0.44 | 14 | 170 | 36 |  | Fixed | Roof
NJADRE1560462977 | Administratively Determined Incentive Program | PENNINGTON | 8534 | 12.76 | Residential | Behind the Meter | No | Exact Solar | PSE&G |  | Accepted | 2025-08-28 | 2025-09-19 | 2026-09-19 | Solar Panels | VSUN | VSUN440N-108BMH |  | 0.44 | 15 | 170 | 36 |  | Fixed | Roof
NJADRE1560474704 | Administratively Determined Incentive Program | OLD BRIDGE | 8857 | 7.2 | Residential | Behind the Meter | No | Exact Solar | JCP&L |  | Accepted | 2025-08-28 | 2025-09-18 | 2026-09-18 | Inverters | Enphase | IQ8MC | 320 |  | 16 |  |  | 0.97 |  | Outside
NJADRE1560474704 | Administratively Determined Incentive Program | OLD BRIDGE | 8857 | 7.2 | Residential | Behind the Meter | No | Exact Solar | JCP&L |  | Accepted | 2025-08-28 | 2025-09-18 | 2026-09-18 | Solar Panels | Canadian Solar | CS6.1-54TM-450 |  | 0.45 | 16 | 122 | 27 |  | Fixed | Roof
NJADRE1560474713 | Administratively Determined Incentive Program | West Orange | 7052 | 4.92 | Residential | Behind the Meter | Yes | Sunrun Installation Services, Inc. | PSE&G |  | Accepted | 2025-08-28 | 2025-09-18 | 2026-09-18 | Inverters | SolarEdge Technologies | SE3800H-USMN | 3800 |  | 1 |  |  | 0.99 |  | Outdoor
NJADRE1560474713 | Administratively Determined Incentive Program | West Orange | 7052 | 4.92 | Residential | Behind the Meter | Yes | Sunrun Installation Services, Inc. | PSE&G |  | Accepted | 2025-08-28 | 2025-09-18 | 2026-09-18 | Solar Panels | Elin Energy (Sirius PV) | ELNSM54M-HC-410 |  | 0.41 | 9 | 100 | 21 |  | Fixed | Roof
NJADRE1560474713 | Administratively Determined Incentive Program | West Orange | 7052 | 4.92 | Residential | Behind the Meter | Yes | Sunrun Installation Services, Inc. | PSE&G |  | Accepted | 2025-08-28 | 2025-09-18 | 2026-09-18 | Solar Panels | Elin Energy (Sirius PV) | ELNSM54M-HC-410 |  | 0.41 | 3 | 100 | 21 |  | Fixed | Roof
NJADRE1560474715 | Administratively Determined Incentive Program | West New York | 7093 | 9.96 | Residential | Behind the Meter | Yes | Fusion Solar Energy, LLC | PSE&G |  | Accepted | 2025-08-28 | 2025-09-18 | 2026-09-18 | Solar Panels | QCELLS | Q.PEAK DUO BLK ML-G10.C+ 415 |  | 0.415 | 24 | 210.64 | 5 |  | Fixed | Roof
NJADRE1560474715 | Administratively Determined Incentive Program | West New York | 7093 | 9.96 | Residential | Behind the Meter | Yes | Fusion Solar Energy, LLC | PSE&G |  | Accepted | 2025-08-28 | 2025-09-18 | 2026-09-18 | Inverters | ENPHASE | IQ8HC-72-M-DOM-US | 380 |  | 24 |  |  | 0.97 |  | Outside | Roof
NJADRE1560474719 | Administratively Determined Incentive Program | Basking Ridge | 7920 | 9.84 | Residential | Behind the Meter | Yes | Sunrun Installation Services, Inc. | JCP&L |  | Accepted | 2025-08-28 | 2025-09-18 | 2026-09-18 | Solar Panels | Elin Energy (Sirius PV) | ELNSM54M-HC-410 |  | 0.41 | 12 | 141 | 30 |  | Fixed | Roof
NJADRE1560474719 | Administratively Determined Incentive Program | Basking Ridge | 7920 | 9.84 | Residential | Behind the Meter | Yes | Sunrun Installation Services, Inc. | JCP&L |  | Accepted | 2025-08-28 | 2025-09-18 | 2026-09-18 | Solar Panels | Elin Energy (Sirius PV) | ELNSM54M-HC-410 |  | 0.41 | 5 | 141 | 30 |  | Fixed | Roof
NJADRE1560474719 | Administratively Determined Incentive Program | Basking Ridge | 7920 | 9.84 | Residential | Behind the Meter | Yes | Sunrun Installation Services, Inc. | JCP&L |  | Accepted | 2025-08-28 | 2025-09-18 | 2026-09-18 | Solar Panels | Elin Energy (Sirius PV) | ELNSM54M-HC-410 |  | 0.41 | 3 | 231 | 45 |  | Fixed | Roof
NJADRE1560474719 | Administratively Determined Incentive Program | Basking Ridge | 7920 | 9.84 | Residential | Behind the Meter | Yes | Sunrun Installation Services, Inc. | JCP&L |  | Accepted | 2025-08-28 | 2025-09-18 | 2026-09-18 | Solar Panels | Elin Energy (Sirius PV) | ELNSM54M-HC-410 |  | 0.41 | 4 | 231 | 45 |  | Fixed | Roof
NJADRE1560474719 | Administratively Determined Incentive Program | Basking Ridge | 7920 | 9.84 | Residential | Behind the Meter | Yes | Sunrun Installation Services, Inc. | JCP&L |  | Accepted | 2025-08-28 | 2025-09-18 | 2026-09-18 | Inverters | SolarEdge Technologies | SE7600H-USMN | 7600 |  | 1 |  |  | 0.99 |  | Outdoor
NJADRE1560474721 | Administratively Determined Incentive Program | Paterson | 7514 | 144.495 | Commercial | Behind the Meter | No | Helios Solar Energy, LLC | PSE&G |  | Accepted | 2025-08-28 | 2025-09-19 | 2026-09-19 | Solar Panels | Heliene | Heliene 585 W |  | 0.585 | 247 | 194 | 10 |  | Fixed | Roof
NJADRE1560474721 | Administratively Determined Incentive Program | Paterson | 7514 | 144.495 | Commercial | Behind the Meter | No | Helios Solar Energy, LLC | PSE&G |  | Accepted | 2025-08-28 | 2025-09-19 | 2026-09-19 | Inverters | Solaredge | se110kus | 110000 |  | 1 |  |  | 0.98 |  | Outside
NJADRE1560474734 | Administratively Determined Incentive Program | WESTFIELD | 7090 | 10.875 | Residential | Behind the Meter | No | SunnyMac, LLC | PSE&G |  | Accepted | 2025-08-28 | 2025-09-18 | 2026-09-18 | Solar Panels | HANWHA | Q.TRON BLK M-G2+ |  | 0.435 | 4 | 262 | 17 |  | Fixed | Roof
NJADRE1560474734 | Administratively Determined Incentive Program | WESTFIELD | 7090 | 10.875 | Residential | Behind the Meter | No | SunnyMac, LLC | PSE&G |  | Accepted | 2025-08-28 | 2025-09-18 | 2026-09-18 | Inverters | SOLAREDGE HOME HUB | SE7600H-US | 7600 |  | 1 |  |  | 0.99 |  | Outdoor | next to meter
NJADRE1560474734 | Administratively Determined Incentive Program | WESTFIELD | 7090 | 10.875 | Residential | Behind the Meter | No | SunnyMac, LLC | PSE&G |  | Accepted | 2025-08-28 | 2025-09-18 | 2026-09-18 | Solar Panels | HANWHA | Q.TRON BLK M-G2+ |  | 0.435 | 14 | 262 | 23 |  | Fixed | Roof
NJADRE1560474734 | Administratively Determined Incentive Program | WESTFIELD | 7090 | 10.875 | Residential | Behind the Meter | No | SunnyMac, LLC | PSE&G |  | Accepted | 2025-08-28 | 2025-09-18 | 2026-09-18 | Solar Panels | HANWHA | Q.TRON BLK M-G2+ |  | 0.435 | 7 | 172 | 23 |  | Fixed | Roof
NJADRE1560474738 | Administratively Determined Incentive Program | PENNSAUKEN TWP | 8110 | 3.69 | Residential | Behind the Meter | Yes | Sunrun Installation Services, Inc. | PSE&G |  | Accepted | 2025-08-28 | 2025-09-18 | 2026-09-18 | Inverters | SolarEdge Technologies | SE3800H-USMN | 3800 |  | 1 |  |  | 0.99 |  | Outdoor
NJADRE1560474738 | Administratively Determined Incentive Program | PENNSAUKEN TWP | 8110 | 3.69 | Residential | Behind the Meter | Yes | Sunrun Installation Services, Inc. | PSE&G |  | Accepted | 2025-08-28 | 2025-09-18 | 2026-09-18 | Solar Panels | Elin Energy (Sirius PV) | ELNSM54M-HC-410 |  | 0.41 | 9 | 41 | 18 |  | Fixed | Roof
NJADRE1560474747 | Administratively Determined Incentive Program | Monroe Township | 8831 | 12.71 | Residential | Behind the Meter | Yes | Pro Custom Solar dba Momentum Solar | JCP&L |  | Accepted | 2025-08-28 | 2025-09-18 | 2026-09-18 | Solar Panels | HANWHA | HANWHA Q.PEAK DUO BLK ML-G10+410 |  | 0.41 | 7 | 124 | 25 |  | Fixed | Roof
NJADRE1560474747 | Administratively Determined Incentive Program | Monroe Township | 8831 | 12.71 | Residential | Behind the Meter | Yes | Pro Custom Solar dba Momentum Solar | JCP&L |  | Accepted | 2025-08-28 | 2025-09-18 | 2026-09-18 | Solar Panels | HANWHA | HANWHA Q.PEAK DUO BLK ML-G10+410 |  | 0.41 | 11 | 304 | 25 |  | Fixed | Roof
NJADRE1560474747 | Administratively Determined Incentive Program | Monroe Township | 8831 | 12.71 | Residential | Behind the Meter | Yes | Pro Custom Solar dba Momentum Solar | JCP&L |  | Accepted | 2025-08-28 | 2025-09-18 | 2026-09-18 | Solar Panels | HANWHA | HANWHA Q.PEAK DUO BLK ML-G10+410 |  | 0.41 | 4 | 214 | 31 |  | Fixed | Roof
NJADRE1560474747 | Administratively Determined Incentive Program | Monroe Township | 8831 | 12.71 | Residential | Behind the Meter | Yes | Pro Custom Solar dba Momentum Solar | JCP&L |  | Accepted | 2025-08-28 | 2025-09-18 | 2026-09-18 | Solar Panels | HANWHA | HANWHA Q.PEAK DUO BLK ML-G10+410 |  | 0.41 | 9 | 214 | 38 |  | Fixed | Roof
NJADRE1560474747 | Administratively Determined Incentive Program | Monroe Township | 8831 | 12.71 | Residential | Behind the Meter | Yes | Pro Custom Solar dba Momentum Solar | JCP&L |  | Accepted | 2025-08-28 | 2025-09-18 | 2026-09-18 | Inverters | ENPHASE | IQ8HC-72-M-DOM-US | 380 |  | 31 |  |  | 0.97 |  | Outdoor
NJADRE1560474753 | Administratively Determined Incentive Program | EDISON | 8817 | 5.395 | Residential | Behind the Meter | Yes | Big Wave Roofing and Solar, LLC | PSE&G |  | Accepted | 2025-08-28 | 2025-09-29 | 2026-09-29 | Inverters | Enphase | IQ8HC-72-M-DOM-US | 380 |  | 13 |  |  | 0.98 |  | Outdoor
NJADRE1560474753 | Administratively Determined Incentive Program | EDISON | 8817 | 5.395 | Residential | Behind the Meter | Yes | Big Wave Roofing and Solar, LLC | PSE&G |  | Accepted | 2025-08-28 | 2025-09-29 | 2026-09-29 | Solar Panels | Q cells | Q.PEAK DUO BLK ML-G10.C+415w |  | 0.415 | 13 | 164 | 23 |  | Fixed | Roof
NJADRE1560474755 | Administratively Determined Incentive Program | Cherry Hill | 8002 | 16.095 | Residential | Behind the Meter | Yes | SunnyMac, LLC | PSE&G |  | Accepted | 2025-08-28 | 2025-09-18 | 2026-09-18 | Solar Panels | HANWHA | Q.TRON BLK M-G2.H+ |  | 0.435 | 21 | 35 | 6 |  | Fixed | Roof
NJADRE1560474755 | Administratively Determined Incentive Program | Cherry Hill | 8002 | 16.095 | Residential | Behind the Meter | Yes | SunnyMac, LLC | PSE&G |  | Accepted | 2025-08-28 | 2025-09-18 | 2026-09-18 | Inverters | SOLAREDGE HOME HUB | SE11400H-US | 11400 |  | 1 |  |  | 0.99 |  | Outdoor | next to meter
NJADRE1560474755 | Administratively Determined Incentive Program | Cherry Hill | 8002 | 16.095 | Residential | Behind the Meter | Yes | SunnyMac, LLC | PSE&G |  | Accepted | 2025-08-28 | 2025-09-18 | 2026-09-18 | Solar Panels | HANWHA | Q.TRON BLK M-G2.H+ |  | 0.435 | 16 | 215 | 6 |  | Fixed | Roof
NJADRE1560474760 | Administratively Determined Incentive Program | Jersey City | 7304 | 8.61 | Residential | Behind the Meter | Yes | Pro Custom Solar dba Momentum Solar | PSE&G |  | Accepted | 2025-08-28 | 2025-09-18 | 2026-09-18 | Inverters | ENPHASE | IQ8HC-72-M-DOM-US | 380 |  | 21 |  |  | 0.97 |  | Outdoor
NJADRE1560474760 | Administratively Determined Incentive Program | Jersey City | 7304 | 8.61 | Residential | Behind the Meter | Yes | Pro Custom Solar dba Momentum Solar | PSE&G |  | Accepted | 2025-08-28 | 2025-09-18 | 2026-09-18 | Solar Panels | HANWHA | HANWHA Q.PEAK DUO BLK ML-G10+410 |  | 0.41 | 15 | 126 | 22 |  | Fixed | Roof
NJADRE1560474760 | Administratively Determined Incentive Program | Jersey City | 7304 | 8.61 | Residential | Behind the Meter | Yes | Pro Custom Solar dba Momentum Solar | PSE&G |  | Accepted | 2025-08-28 | 2025-09-18 | 2026-09-18 | Solar Panels | HANWHA | HANWHA Q.PEAK DUO BLK ML-G10+410 |  | 0.41 | 6 | 306 | 22 |  | Fixed | Roof
NJADRE1560474767 | Administratively Determined Incentive Program | Trenton | 8620 | 5.74 | Residential | Behind the Meter | Yes | Sunrun Installation Services, Inc. | PSE&G |  | Accepted | 2025-08-28 | 2025-09-18 | 2026-09-18 | Solar Panels | Elin Energy (Sirius PV) | ELNSM54M-HC-410 |  | 0.41 | 14 | 112 | 23 |  | Fixed | Roof
NJADRE1560474767 | Administratively Determined Incentive Program | Trenton | 8620 | 5.74 | Residential | Behind the Meter | Yes | Sunrun Installation Services, Inc. | PSE&G |  | Accepted | 2025-08-28 | 2025-09-18 | 2026-09-18 | Inverters | SolarEdge Technologies | SE5700H-USMN | 5760 |  | 1 |  |  | 0.99 |  | Outdoor
NJADRE1560474771 | Administratively Determined Incentive Program | Allentown | 8501 | 11.31 | Residential | Behind the Meter | Yes | SunnyMac, LLC | PSE&G |  | Accepted | 2025-08-28 | 2025-09-18 | 2026-09-18 | Solar Panels | HANWHA | Q.TRON BLK M-G2.H+ |  | 0.435 | 3 | 126 | 8 |  | Fixed | Roof
NJADRE1560474771 | Administratively Determined Incentive Program | Allentown | 8501 | 11.31 | Residential | Behind the Meter | Yes | SunnyMac, LLC | PSE&G |  | Accepted | 2025-08-28 | 2025-09-18 | 2026-09-18 | Inverters | SOLAREDGE HOME HUB | SE7600H-US | 7600 |  | 1 |  |  | 0.99 |  | Outdoor | next to meter
NJADRE1560474771 | Administratively Determined Incentive Program | Allentown | 8501 | 11.31 | Residential | Behind the Meter | Yes | SunnyMac, LLC | PSE&G |  | Accepted | 2025-08-28 | 2025-09-18 | 2026-09-18 | Solar Panels | HANWHA | Q.TRON BLK M-G2.H+ |  | 0.435 | 14 | 306 | 8 |  | Fixed | Roof
NJADRE1560474771 | Administratively Determined Incentive Program | Allentown | 8501 | 11.31 | Residential | Behind the Meter | Yes | SunnyMac, LLC | PSE&G |  | Accepted | 2025-08-28 | 2025-09-18 | 2026-09-18 | Solar Panels | HANWHA | Q.TRON BLK M-G2.H+ |  | 0.435 | 4 | 126 | 40 |  | Fixed | Roof
NJADRE1560474771 | Administratively Determined Incentive Program | Allentown | 8501 | 11.31 | Residential | Behind the Meter | Yes | SunnyMac, LLC | PSE&G |  | Accepted | 2025-08-28 | 2025-09-18 | 2026-09-18 | Solar Panels | HANWHA | Q.TRON BLK M-G2.H+ |  | 0.435 | 5 | 306 | 13 |  | Fixed | Roof
NJADRE1560474772 | Administratively Determined Incentive Program | Clifton | 7011 | 4.92 | Residential | Behind the Meter | Yes | Sunrun Installation Services, Inc. | PSE&G |  | Accepted | 2025-08-28 | 2025-09-18 | 2026-09-18 | Solar Panels | ELIN ENERGY | ELNSM54M-HC-410 |  | 0.41 | 12 | 258 | 42 |  | Fixed | Roof
NJADRE1560474772 | Administratively Determined Incentive Program | Clifton | 7011 | 4.92 | Residential | Behind the Meter | Yes | Sunrun Installation Services, Inc. | PSE&G |  | Accepted | 2025-08-28 | 2025-09-18 | 2026-09-18 | Inverters | SOLAREDGE TECHNOLOGIES | SE3800H-USMN | 3800 |  | 1 |  |  | 0.99 |  | Outdoor
NJADRE1560474775 | Administratively Determined Incentive Program | Burlington | 8016 | 8.2 | Residential | Behind the Meter | Yes | Trinity Solar, LLC | PSE&G |  | Accepted | 2025-08-28 | 2025-09-18 | 2026-09-18 | Solar Panels | Hanwha | Q.PEAK DUO BLK ML-G10.C+ 410 |  | 0.41 | 10 | 341 | 28 |  | Fixed | Roof
NJADRE1560474775 | Administratively Determined Incentive Program | Burlington | 8016 | 8.2 | Residential | Behind the Meter | Yes | Trinity Solar, LLC | PSE&G |  | Accepted | 2025-08-28 | 2025-09-18 | 2026-09-18 | Solar Panels | Hanwha | Q.PEAK DUO BLK ML-G10.C+ 410 |  | 0.41 | 10 | 161 | 28 |  | Fixed | Roof
NJADRE1560474775 | Administratively Determined Incentive Program | Burlington | 8016 | 8.2 | Residential | Behind the Meter | Yes | Trinity Solar, LLC | PSE&G |  | Accepted | 2025-08-28 | 2025-09-18 | 2026-09-18 | Inverters | Solar Edge | USE7600H-US | 7600 |  | 1 |  |  | 0.97 |  | Outside
NJADRE1560474777 | Administratively Determined Incentive Program | WEST WINDSOR TWP | 8550 | 10.875 | Residential | Behind the Meter | No | Green Power Energy, LLC | PSE&G |  | Accepted | 2025-08-28 | 2025-09-18 | 2026-09-18 | Solar Panels | Hyundai | HiN-T435NF(BK) |  | 0.435 | 25 | 217 | 27 |  | Fixed | Roof
NJADRE1560474777 | Administratively Determined Incentive Program | WEST WINDSOR TWP | 8550 | 10.875 | Residential | Behind the Meter | No | Green Power Energy, LLC | PSE&G |  | Accepted | 2025-08-28 | 2025-09-18 | 2026-09-18 | Inverters | Enphase | IQ8MC-72-M-US [240V] | 320 |  | 25 |  |  | 0.98 |  | Outside
NJADRE1560474778 | Administratively Determined Incentive Program | Barnegat | 8005 | 9.02 | Residential | Behind the Meter | Yes | Sunrun Installation Services, Inc. | JCP&L |  | Accepted | 2025-08-28 | 2025-09-19 | 2026-09-19 | Solar Panels | ELIN ENERGY (SIRIUS PV) | ELNSM54M-HC-410 |  | 0.41 | 18 | 119 | 18 |  | Fixed | Roof
NJADRE1560474778 | Administratively Determined Incentive Program | Barnegat | 8005 | 9.02 | Residential | Behind the Meter | Yes | Sunrun Installation Services, Inc. | JCP&L |  | Accepted | 2025-08-28 | 2025-09-19 | 2026-09-19 | Inverters | SOLAREDGE TECHNOLOGIES | SE7600H-USMN | 7600 |  | 1 |  |  | 0.99 |  | Outside
NJADRE1560474778 | Administratively Determined Incentive Program | Barnegat | 8005 | 9.02 | Residential | Behind the Meter | Yes | Sunrun Installation Services, Inc. | JCP&L |  | Accepted | 2025-08-28 | 2025-09-19 | 2026-09-19 | Solar Panels | ELIN ENERGY (SIRIUS PV) | ELNSM54M-HC-410 |  | 0.41 | 4 | 299 | 18 |  | Fixed | Roof
NJADRE1560474785 | Administratively Determined Incentive Program | PENNSVILLE TOWNSHIP | 8070 | 7.395 | Residential | Behind the Meter | Yes | SunnyMac, LLC | AC Electric |  | Accepted | 2025-08-28 | 2025-09-26 | 2026-09-26 | Solar Panels | HANWHA | Q.TRON BLK M-G2.H+ |  | 0.435 | 17 | 38 | 21 |  | Fixed | Roof
NJADRE1560474785 | Administratively Determined Incentive Program | PENNSVILLE TOWNSHIP | 8070 | 7.395 | Residential | Behind the Meter | Yes | SunnyMac, LLC | AC Electric |  | Accepted | 2025-08-28 | 2025-09-26 | 2026-09-26 | Inverters | SOLAREDGE HOME HUB | SE5700H-US | 5760 |  | 1 |  |  | 0.99 |  | Outdoor | next to meter
NJADRE1560474805 | Administratively Determined Incentive Program | Berkeley Heights | 7922 | 10.32 | Residential | Behind the Meter | No | Green Power Energy, LLC | JCP&L |  | Accepted | 2025-08-28 | 2025-09-18 | 2026-09-18 | Solar Panels | REC | REC430AA Pure 2 |  | 0.43 | 2 | 232 | 40 |  | Fixed | Roof
NJADRE1560474805 | Administratively Determined Incentive Program | Berkeley Heights | 7922 | 10.32 | Residential | Behind the Meter | No | Green Power Energy, LLC | JCP&L |  | Accepted | 2025-08-28 | 2025-09-18 | 2026-09-18 | Solar Panels | REC | REC430AA Pure 2 |  | 0.43 | 22 | 142 | 30 |  | Fixed | Roof
NJADRE1560474805 | Administratively Determined Incentive Program | Berkeley Heights | 7922 | 10.32 | Residential | Behind the Meter | No | Green Power Energy, LLC | JCP&L |  | Accepted | 2025-08-28 | 2025-09-18 | 2026-09-18 | Inverters | Enphase | IQ8MC-72-M-US [240V] | 320 |  | 24 |  |  | 0.98 |  | Outside
NJADRE1560474809 | Administratively Determined Incentive Program | VOORHEES TOWNSHIP | 8043 | 14.79 | Residential | Behind the Meter | Yes | SunnyMac, LLC | PSE&G |  | Accepted | 2025-08-28 | 2025-09-18 | 2026-09-18 | Solar Panels | HANWHA | Q.TRON BLK M-G2.H+ |  | 0.435 | 7 | 198 | 28 |  | Fixed | Roof
NJADRE1560474809 | Administratively Determined Incentive Program | VOORHEES TOWNSHIP | 8043 | 14.79 | Residential | Behind the Meter | Yes | SunnyMac, LLC | PSE&G |  | Accepted | 2025-08-28 | 2025-09-18 | 2026-09-18 | Inverters | SOLAREDGE HOME HUB | SE10000H-US | 10000 |  | 1 |  |  | 0.99 |  | Outdoor | next to meter
NJADRE1560474809 | Administratively Determined Incentive Program | VOORHEES TOWNSHIP | 8043 | 14.79 | Residential | Behind the Meter | Yes | SunnyMac, LLC | PSE&G |  | Accepted | 2025-08-28 | 2025-09-18 | 2026-09-18 | Solar Panels | HANWHA | Q.TRON BLK M-G2.H+ |  | 0.435 | 17 | 198 | 28 |  | Fixed | Roof
NJADRE1560474809 | Administratively Determined Incentive Program | VOORHEES TOWNSHIP | 8043 | 14.79 | Residential | Behind the Meter | Yes | SunnyMac, LLC | PSE&G |  | Accepted | 2025-08-28 | 2025-09-18 | 2026-09-18 | Solar Panels | HANWHA | Q.TRON BLK M-G2.H+ |  | 0.435 | 10 | 288 | 30 |  | Fixed | Roof
NJADRE1560474810 | Administratively Determined Incentive Program | CHESTERFIELD | 8515 | 22.275 | Residential | Behind the Meter | No | Solar Energy World | PSE&G |  | Accepted | 2025-08-28 | 2025-09-18 | 2026-09-18 | Inverters | Tesla | 1538000-xx-y (7.6kW) | 7600 |  | 1 |  |  | 0.98 |  | Outside
NJADRE1560474810 | Administratively Determined Incentive Program | CHESTERFIELD | 8515 | 22.275 | Residential | Behind the Meter | No | Solar Energy World | PSE&G |  | Accepted | 2025-08-28 | 2025-09-18 | 2026-09-18 | Solar Panels | LONGi | LR5-54HPB-405M |  | 0.405 | 55 | 180 | 25 |  | Fixed | Ground
NJADRE1560474810 | Administratively Determined Incentive Program | CHESTERFIELD | 8515 | 22.275 | Residential | Behind the Meter | No | Solar Energy World | PSE&G |  | Accepted | 2025-08-28 | 2025-09-18 | 2026-09-18 | Inverters | Tesla | 1538000-xx-y (5.7kW) | 5700 |  | 2 |  |  | 0.98 |  | Outside
NJADRE1560474836 | Administratively Determined Incentive Program | NORTH BRUNSWICK | 8902 | 14.08 | Residential | Behind the Meter | Yes | Brilliant Installations, Inc. | PSE&G |  | Accepted | 2025-08-28 | 2025-09-24 | 2026-09-24 | Solar Panels | SILFAB SOLAR | SIL-440 QD |  | 0.44 | 11 | 128 | 16 |  | Fixed | Roof
NJADRE1560474836 | Administratively Determined Incentive Program | NORTH BRUNSWICK | 8902 | 14.08 | Residential | Behind the Meter | Yes | Brilliant Installations, Inc. | PSE&G |  | Accepted | 2025-08-28 | 2025-09-24 | 2026-09-24 | Inverters | SOLAREDGE | USE10000H-USMNBL75 | 10000 |  | 1 |  |  | 0.97 |  | Outdoor
NJADRE1560474836 | Administratively Determined Incentive Program | NORTH BRUNSWICK | 8902 | 14.08 | Residential | Behind the Meter | Yes | Brilliant Installations, Inc. | PSE&G |  | Accepted | 2025-08-28 | 2025-09-24 | 2026-09-24 | Solar Panels | SILFAB SOLAR | SIL-440 QD |  | 0.44 | 21 | 218 | 16 |  | Fixed | Roof
NJADRE1560474842 | Administratively Determined Incentive Program | IRVINGTON | 7111 | 3.28 | Residential | Behind the Meter | Yes | Pro Custom Solar dba Momentum Solar | PSE&G |  | Accepted | 2025-08-28 | 2025-09-18 | 2026-09-18 | Inverters | ENPHASE | IQ8HC-72-M-DOM-US | 380 |  | 8 |  |  | 0.97 |  | Outdoor
NJADRE1560474842 | Administratively Determined Incentive Program | IRVINGTON | 7111 | 3.28 | Residential | Behind the Meter | Yes | Pro Custom Solar dba Momentum Solar | PSE&G |  | Accepted | 2025-08-28 | 2025-09-18 | 2026-09-18 | Solar Panels | HANWHA | HANWHA Q.PEAK DUO BLK ML-G10+410 |  | 0.41 | 8 | 222 | 27 |  | Fixed | Roof
NJADRE1560474859 | Administratively Determined Incentive Program | Paterson | 7514 | 98.28 | Commercial | Behind the Meter | No | Helios Solar Energy, LLC | PSE&G |  | Accepted | 2025-08-28 | 2025-09-19 | 2026-09-19 | Solar Panels | Heliene | Heliene 585 W |  | 0.585 | 168 | 193 | 10 |  | Fixed | Roof | ROOFTOP
NJADRE1560474859 | Administratively Determined Incentive Program | Paterson | 7514 | 98.28 | Commercial | Behind the Meter | No | Helios Solar Energy, LLC | PSE&G |  | Accepted | 2025-08-28 | 2025-09-19 | 2026-09-19 | Inverters | Solaredge Technologies | se80kus | 80000 |  | 1 |  |  | 0.98 |  | Outdoor
NJADRE1560474866 | Administratively Determined Incentive Program | New Brunswick | 8901 | 6.45 | Residential | Behind the Meter | Yes | Pro Custom Solar dba Momentum Solar | PSE&G |  | Accepted | 2025-08-28 | 2025-09-22 | 2026-09-22 | Inverters | ENPHASE | IQ8HC-72-M-DOM-US | 380 |  | 15 |  |  | 0.97 |  | Outdoor
NJADRE1560474866 | Administratively Determined Incentive Program | New Brunswick | 8901 | 6.45 | Residential | Behind the Meter | Yes | Pro Custom Solar dba Momentum Solar | PSE&G |  | Accepted | 2025-08-28 | 2025-09-22 | 2026-09-22 | Solar Panels | HANWHA | HANWHA Q.TRON BLK M-G2+ 430 |  | 0.43 | 7 | 129 | 23 |  | Fixed | Roof
NJADRE1560474866 | Administratively Determined Incentive Program | New Brunswick | 8901 | 6.45 | Residential | Behind the Meter | Yes | Pro Custom Solar dba Momentum Solar | PSE&G |  | Accepted | 2025-08-28 | 2025-09-22 | 2026-09-22 | Solar Panels | HANWHA | HANWHA Q.TRON BLK M-G2+ 430 |  | 0.43 | 8 | 309 | 22 |  | Fixed | Roof
NJADRE1560474887 | Administratively Determined Incentive Program | West Caldwell | 7006 | 5.655 | Residential | Behind the Meter | No | Green Power Energy, LLC | PSE&G |  | Accepted | 2025-08-28 | 2025-09-18 | 2026-09-18 | Solar Panels | Enphase | HiN-T435NF(BK) |  | 0.435 | 13 | 204 | 23 |  | Fixed | Roof
NJADRE1560474887 | Administratively Determined Incentive Program | West Caldwell | 7006 | 5.655 | Residential | Behind the Meter | No | Green Power Energy, LLC | PSE&G |  | Accepted | 2025-08-28 | 2025-09-18 | 2026-09-18 | Inverters | Enphase | IQ8MC-72-M-US [240V] | 320 |  | 13 |  |  | 0.98 |  | Outside
NJADRE1560474889 | Administratively Determined Incentive Program | HILLSDALE | 7642 | 6.02 | Residential | Behind the Meter | No | Infinity Solar Systems, LLC | PSE&G |  | Accepted | 2025-08-28 | 2025-09-18 | 2026-09-18 | Inverters | Enphase Energy | IQ8MC-72-M-US | 320 |  | 14 |  |  | 0.97 |  | Outside
NJADRE1560474889 | Administratively Determined Incentive Program | HILLSDALE | 7642 | 6.02 | Residential | Behind the Meter | No | Infinity Solar Systems, LLC | PSE&G |  | Accepted | 2025-08-28 | 2025-09-18 | 2026-09-18 | Solar Panels | SEG Solar | SEG-430-BTD-BG |  | 0.43 | 14 | 204 | 23 |  | Fixed | Roof
NJADRE1560474898 | Administratively Determined Incentive Program | MONROE TOWNSHIP | 8831 | 25.52 | Farm | Behind the Meter | Yes | Advanced Solar & Energy Solutions, LLC | JCP&L |  | Accepted | 2025-08-28 | 2025-09-30 | 2026-09-30 | Inverters | sunny boy | SUNNY BOY SMART ENERGY-US SBSE11.5-US-50 INVERTER | 200 |  | 2 |  |  | 0.97 |  | Outside
NJADRE1560474898 | Administratively Determined Incentive Program | MONROE TOWNSHIP | 8831 | 25.52 | Farm | Behind the Meter | Yes | Advanced Solar & Energy Solutions, LLC | JCP&L |  | Accepted | 2025-08-28 | 2025-09-30 | 2026-09-30 | Solar Panels | axitec | AXITEC SOLAR AC-580MBT/144V (580W) SOLAR MODULES |  | 0.58 | 44 | 135 | 20 |  | Fixed | Roof
NJADRE1560474908 | Administratively Determined Incentive Program | Marlton | 8053 | 8.1 | Residential | Behind the Meter | No | Solar Energy World | PSE&G |  | Accepted | 2025-08-28 | 2025-09-18 | 2026-09-18 | Solar Panels | LONGi | LR5-54HPB-405M |  | 0.405 | 10 | 214 | 22 |  | Fixed | Roof
NJADRE1560474908 | Administratively Determined Incentive Program | Marlton | 8053 | 8.1 | Residential | Behind the Meter | No | Solar Energy World | PSE&G |  | Accepted | 2025-08-28 | 2025-09-18 | 2026-09-18 | Solar Panels | LONGi | LR5-54HPB-405M |  | 0.405 | 5 | 214 | 23 |  | Fixed | Roof
NJADRE1560474908 | Administratively Determined Incentive Program | Marlton | 8053 | 8.1 | Residential | Behind the Meter | No | Solar Energy World | PSE&G |  | Accepted | 2025-08-28 | 2025-09-18 | 2026-09-18 | Solar Panels | LONGi | LR5-54HPB-405M |  | 0.405 | 5 | 124 | 39 |  | Fixed | Roof
NJADRE1560474908 | Administratively Determined Incentive Program | Marlton | 8053 | 8.1 | Residential | Behind the Meter | No | Solar Energy World | PSE&G |  | Accepted | 2025-08-28 | 2025-09-18 | 2026-09-18 | Inverters | Enphase | IQ8+-72-M-US | 290 |  | 20 |  |  | 0.97 |  | Outside
NJADRE1560474909 | Administratively Determined Incentive Program | Cinnaminson | 8077 | 8.3 | Residential | Behind the Meter | Yes | Big Wave Roofing and Solar, LLC | PSE&G |  | Accepted | 2025-08-28 | 2025-09-18 | 2026-09-18 | Solar Panels | Q cells | Q.PEAK DUO BLK ML-G10.C+415w |  | 0.415 | 18 | 142 | 25 |  | Fixed | Roof
NJADRE1560474909 | Administratively Determined Incentive Program | Cinnaminson | 8077 | 8.3 | Residential | Behind the Meter | Yes | Big Wave Roofing and Solar, LLC | PSE&G |  | Accepted | 2025-08-28 | 2025-09-18 | 2026-09-18 | Solar Panels | Q cells | Q.PEAK DUO BLK ML-G10.C+415w |  | 0.415 | 2 | 232 | 27 |  | Fixed | Roof
NJADRE1560474909 | Administratively Determined Incentive Program | Cinnaminson | 8077 | 8.3 | Residential | Behind the Meter | Yes | Big Wave Roofing and Solar, LLC | PSE&G |  | Accepted | 2025-08-28 | 2025-09-18 | 2026-09-18 | Inverters | Enphase | IQ8HC-72-M-DOM-US | 380 |  | 20 |  |  | 0.98 |  | Outdoor
NJADRE1560474919 | Administratively Determined Incentive Program | TITUSVILLE | 8560 | 6.02 | Residential | Behind the Meter | No | Green Power Energy, LLC | JCP&L |  | Accepted | 2025-08-28 | 2025-09-18 | 2026-09-18 | Solar Panels | SEG Solar | SEG-430-BTD-BG |  | 0.43 | 10 | 140 | 20 |  | Fixed | Roof
NJADRE1560474919 | Administratively Determined Incentive Program | TITUSVILLE | 8560 | 6.02 | Residential | Behind the Meter | No | Green Power Energy, LLC | JCP&L |  | Accepted | 2025-08-28 | 2025-09-18 | 2026-09-18 | Solar Panels | SEG Solar | SEG-430-BTD-BG |  | 0.43 | 4 | 140 | 20 |  | Fixed | Roof
NJADRE1560474919 | Administratively Determined Incentive Program | TITUSVILLE | 8560 | 6.02 | Residential | Behind the Meter | No | Green Power Energy, LLC | JCP&L |  | Accepted | 2025-08-28 | 2025-09-18 | 2026-09-18 | Inverters | Enphase | IQ8MC-72-M-US [240V] | 320 |  | 14 |  |  | 0.98 |  | Outside
NJADRE1560474930 | Administratively Determined Incentive Program | HILLSIDE | 7205 | 7.31 | Residential | Behind the Meter | No | Infinity Solar Systems, LLC | PSE&G |  | Accepted | 2025-08-28 | 2025-09-18 | 2026-09-18 | Inverters | Enphase Energy | IQ8MC-72-M-US | 320 |  | 17 |  |  | 0.97 |  | Outside
NJADRE1560474930 | Administratively Determined Incentive Program | HILLSIDE | 7205 | 7.31 | Residential | Behind the Meter | No | Infinity Solar Systems, LLC | PSE&G |  | Accepted | 2025-08-28 | 2025-09-18 | 2026-09-18 | Solar Panels | SEG Solar | SEG-430-BTD-BG |  | 0.43 | 17 | 192 | 34 |  | Fixed | Roof
NJADRE1560474946 | Administratively Determined Incentive Program | Pemberton Township | 8015 | 5.22 | Residential | Behind the Meter | No | Skyline Solar, LLC | JCP&L |  | Accepted | 2025-08-28 | 2025-09-26 | 2026-09-26 | Inverters | Enphase | IQ8HC-72-M-DOM-US | 380 |  | 12 |  |  | 0.976 |  | Outside
NJADRE1560474946 | Administratively Determined Incentive Program | Pemberton Township | 8015 | 5.22 | Residential | Behind the Meter | No | Skyline Solar, LLC | JCP&L |  | Accepted | 2025-08-28 | 2025-09-26 | 2026-09-26 | Solar Panels | Hanwha | Q. Tron BLK M-G2.H+ |  | 0.435 | 12 | 179 | 18 |  | Fixed | Roof
NJADRE1560474952 | Administratively Determined Incentive Program | EDISON TWP | 8817 | 11.89 | Residential | Behind the Meter | Yes | Sunrun Installation Services, Inc. | PSE&G |  | Accepted | 2025-08-28 | 2025-09-18 | 2026-09-18 | Solar Panels | Elin Energy (Sirius PV) | ELNSM54M-HC-410 |  | 0.41 | 6 | 178 | 18 |  | Fixed | Roof
NJADRE1560474952 | Administratively Determined Incentive Program | EDISON TWP | 8817 | 11.89 | Residential | Behind the Meter | Yes | Sunrun Installation Services, Inc. | PSE&G |  | Accepted | 2025-08-28 | 2025-09-18 | 2026-09-18 | Inverters | SolarEdge Technologies | SE10000H-USMN | 10000 |  | 1 |  |  | 0.99 |  | Outdoor
NJADRE1560474952 | Administratively Determined Incentive Program | EDISON TWP | 8817 | 11.89 | Residential | Behind the Meter | Yes | Sunrun Installation Services, Inc. | PSE&G |  | Accepted | 2025-08-28 | 2025-09-18 | 2026-09-18 | Solar Panels | Elin Energy (Sirius PV) | ELNSM54M-HC-410 |  | 0.41 | 6 | 284 | 18 |  | Fixed | Roof
NJADRE1560474952 | Administratively Determined Incentive Program | EDISON TWP | 8817 | 11.89 | Residential | Behind the Meter | Yes | Sunrun Installation Services, Inc. | PSE&G |  | Accepted | 2025-08-28 | 2025-09-18 | 2026-09-18 | Solar Panels | Elin Energy (Sirius PV) | ELNSM54M-HC-410 |  | 0.41 | 8 | 104 | 18 |  | Fixed | Roof
NJADRE1560474952 | Administratively Determined Incentive Program | EDISON TWP | 8817 | 11.89 | Residential | Behind the Meter | Yes | Sunrun Installation Services, Inc. | PSE&G |  | Accepted | 2025-08-28 | 2025-09-18 | 2026-09-18 | Solar Panels | Elin Energy (Sirius PV) | ELNSM54M-HC-410 |  | 0.41 | 6 | 104 | 18 |  | Fixed | Roof
NJADRE1560474952 | Administratively Determined Incentive Program | EDISON TWP | 8817 | 11.89 | Residential | Behind the Meter | Yes | Sunrun Installation Services, Inc. | PSE&G |  | Accepted | 2025-08-28 | 2025-09-18 | 2026-09-18 | Solar Panels | Elin Energy (Sirius PV) | ELNSM54M-HC-410 |  | 0.41 | 3 | 358 | 18 |  | Fixed | Roof
NJADRE1560474975 | Administratively Determined Incentive Program | BRIDGEWATER TWP | 8807 | 7.31 | Residential | Behind the Meter | No | Green Power Energy, LLC | PSE&G |  | Accepted | 2025-08-28 | 2025-09-18 | 2026-09-18 | Solar Panels | SEG Solar | SEG-430-BTD-BG |  | 0.43 | 17 | 175 | 30 |  | Fixed | Roof
NJADRE1560474975 | Administratively Determined Incentive Program | BRIDGEWATER TWP | 8807 | 7.31 | Residential | Behind the Meter | No | Green Power Energy, LLC | PSE&G |  | Accepted | 2025-08-28 | 2025-09-18 | 2026-09-18 | Inverters | Enphase | IQ8MC-72-M-US [240V] | 320 |  | 17 |  |  | 0.98 |  | Outside
NJADRE1560474986 | Administratively Determined Incentive Program | West Windsor Township | 8550 | 4.73 | Residential | Behind the Meter | No | Infinity Solar Systems, LLC | PSE&G |  | Accepted | 2025-08-28 | 2025-09-18 | 2026-09-18 | Inverters | Enphase Energy | IQ8MC-72-M-US | 320 |  | 11 |  |  | 0.97 |  | Outside
NJADRE1560474986 | Administratively Determined Incentive Program | West Windsor Township | 8550 | 4.73 | Residential | Behind the Meter | No | Infinity Solar Systems, LLC | PSE&G |  | Accepted | 2025-08-28 | 2025-09-18 | 2026-09-18 | Solar Panels | SEG Solar | SEG-430-BTD-BG |  | 0.43 | 7 | 196 | 22 |  | Fixed | Roof
NJADRE1560474986 | Administratively Determined Incentive Program | West Windsor Township | 8550 | 4.73 | Residential | Behind the Meter | No | Infinity Solar Systems, LLC | PSE&G |  | Accepted | 2025-08-28 | 2025-09-18 | 2026-09-18 | Solar Panels | SEG Solar | SEG-430-BTD-BG |  | 0.43 | 4 | 104 | 23 |  | Fixed | Roof
NJADRE1560474996 | Administratively Determined Incentive Program | Cranbury | 8512 | 20.88 | Residential | Behind the Meter | No | Solar Energy World | PSE&G |  | Accepted | 2025-08-28 | 2025-09-18 | 2026-09-18 | Inverters | Enphase | IQ8MC-72-M-US | 320 |  | 48 |  |  | 0.97 |  | Outside
NJADRE1560474996 | Administratively Determined Incentive Program | Cranbury | 8512 | 20.88 | Residential | Behind the Meter | No | Solar Energy World | PSE&G |  | Accepted | 2025-08-28 | 2025-09-18 | 2026-09-18 | Solar Panels | HANWHA | Q.TRON BLKM-G2+ 435W |  | 0.435 | 14 | 275 | 32 |  | Fixed | Roof
NJADRE1560474996 | Administratively Determined Incentive Program | Cranbury | 8512 | 20.88 | Residential | Behind the Meter | No | Solar Energy World | PSE&G |  | Accepted | 2025-08-28 | 2025-09-18 | 2026-09-18 | Solar Panels | HANWHA | Q.TRON BLKM-G2+ 435W |  | 0.435 | 34 | 95 | 30 |  | Fixed | Roof
NJADRE1560475007 | Administratively Determined Incentive Program | PARAMUS | 7652 | 9.46 | Residential | Behind the Meter | No | Infinity Solar Systems, LLC | PSE&G |  | Accepted | 2025-08-28 | 2025-09-18 | 2026-09-18 | Solar Panels | SEG Solar | SEG-430-BTD-BG |  | 0.43 | 3 | 138 | 24 |  | Fixed | Roof
NJADRE1560475007 | Administratively Determined Incentive Program | PARAMUS | 7652 | 9.46 | Residential | Behind the Meter | No | Infinity Solar Systems, LLC | PSE&G |  | Accepted | 2025-08-28 | 2025-09-18 | 2026-09-18 | Inverters | Enphase | IQ8MC-72-M-US | 320 |  | 22 |  |  | 0.97 |  | Outdoor
NJADRE1560475007 | Administratively Determined Incentive Program | PARAMUS | 7652 | 9.46 | Residential | Behind the Meter | No | Infinity Solar Systems, LLC | PSE&G |  | Accepted | 2025-08-28 | 2025-09-18 | 2026-09-18 | Solar Panels | SEG Solar | SEG-430-BTD-BG |  | 0.43 | 17 | 139 | 11 |  | Fixed | Roof
NJADRE1560475007 | Administratively Determined Incentive Program | PARAMUS | 7652 | 9.46 | Residential | Behind the Meter | No | Infinity Solar Systems, LLC | PSE&G |  | Accepted | 2025-08-28 | 2025-09-18 | 2026-09-18 | Solar Panels | SEG Solar | SEG-430-BTD-BG |  | 0.43 | 2 | 128 | 15 |  | Fixed | Roof
NJADRE1560475008 | Administratively Determined Incentive Program | BUTLER | 7405 | 5.67 | Residential | Behind the Meter | No | Power Home Remodeling Group | Butler |  | Accepted | 2025-08-28 | 2025-09-19 | 2026-09-19 | Inverters | SolarEdge | SE3800H-US | 3800 |  | 1 |  |  | 0.99 |  | Outside
NJADRE1560475008 | Administratively Determined Incentive Program | BUTLER | 7405 | 5.67 | Residential | Behind the Meter | No | Power Home Remodeling Group | Butler |  | Accepted | 2025-08-28 | 2025-09-19 | 2026-09-19 | Meters | SolarEdge | Revenue Grade Data Ansi C12.20 |  |  | 1 |  |  |  | Yes | Outdoor
NJADRE1560475008 | Administratively Determined Incentive Program | BUTLER | 7405 | 5.67 | Residential | Behind the Meter | No | Power Home Remodeling Group | Butler |  | Accepted | 2025-08-28 | 2025-09-19 | 2026-09-19 | Solar Panels | JA Solar | JAM54S31 405/MR |  | 0.405 | 4 | 93 | 45 |  | Fixed | Roof
NJADRE1560475008 | Administratively Determined Incentive Program | BUTLER | 7405 | 5.67 | Residential | Behind the Meter | No | Power Home Remodeling Group | Butler |  | Accepted | 2025-08-28 | 2025-09-19 | 2026-09-19 | Solar Panels | JA Solar | JAM54S31 405/MR |  | 0.405 | 2 | 183 | 45 |  | Fixed | Roof
NJADRE1560475008 | Administratively Determined Incentive Program | BUTLER | 7405 | 5.67 | Residential | Behind the Meter | No | Power Home Remodeling Group | Butler |  | Accepted | 2025-08-28 | 2025-09-19 | 2026-09-19 | Solar Panels | JA Solar | JAM54S31 405/MR |  | 0.405 | 3 | 93 | 43 |  | Fixed | Roof
NJADRE1560475008 | Administratively Determined Incentive Program | BUTLER | 7405 | 5.67 | Residential | Behind the Meter | No | Power Home Remodeling Group | Butler |  | Accepted | 2025-08-28 | 2025-09-19 | 2026-09-19 | Solar Panels | JA Solar | JAM54S31 405/MR |  | 0.405 | 5 | 273 | 45 |  | Fixed | Roof
NJADRE1560475048 | Administratively Determined Incentive Program | HILLSIDE TWP | 7205 | 12.71 | Residential | Behind the Meter | Yes | Sunrun Installation Services, Inc. | PSE&G |  | Accepted | 2025-08-28 | 2025-09-19 | 2026-09-19 | Solar Panels | Hanwha Q-Cells | Q.PEAK DUO BLK ML-G10.C+ 410 (MD06G100A-017) |  | 0.41 | 6 | 185 | 21 |  | Fixed | Roof
NJADRE1560475048 | Administratively Determined Incentive Program | HILLSIDE TWP | 7205 | 12.71 | Residential | Behind the Meter | Yes | Sunrun Installation Services, Inc. | PSE&G |  | Accepted | 2025-08-28 | 2025-09-19 | 2026-09-19 | Solar Panels | Hanwha Q-Cells | Q.PEAK DUO BLK ML-G10.C+ 410 (MD06G100A-017) |  | 0.41 | 11 | 185 | 23 |  | Fixed | Roof
NJADRE1560475048 | Administratively Determined Incentive Program | HILLSIDE TWP | 7205 | 12.71 | Residential | Behind the Meter | Yes | Sunrun Installation Services, Inc. | PSE&G |  | Accepted | 2025-08-28 | 2025-09-19 | 2026-09-19 | Inverters | TESLA | Powerwall 3 1707000-xx-y | 11500 |  | 2 |  |  | 0.97 |  | Outdoor
NJADRE1560475048 | Administratively Determined Incentive Program | HILLSIDE TWP | 7205 | 12.71 | Residential | Behind the Meter | Yes | Sunrun Installation Services, Inc. | PSE&G |  | Accepted | 2025-08-28 | 2025-09-19 | 2026-09-19 | Electric Storage Battery | TESLA | Powerwall 3 1707000-xx-y |  |  | 2 |  |  |  | Lithium Ion |  | OUTSIDE
NJADRE1560475048 | Administratively Determined Incentive Program | HILLSIDE TWP | 7205 | 12.71 | Residential | Behind the Meter | Yes | Sunrun Installation Services, Inc. | PSE&G |  | Accepted | 2025-08-28 | 2025-09-19 | 2026-09-19 | Solar Panels | Hanwha Q-Cells | Q.PEAK DUO BLK ML-G10.C+ 410 (MD06G100A-017) |  | 0.41 | 8 | 95 | 21 |  | Fixed | Roof
NJADRE1560475048 | Administratively Determined Incentive Program | HILLSIDE TWP | 7205 | 12.71 | Residential | Behind the Meter | Yes | Sunrun Installation Services, Inc. | PSE&G |  | Accepted | 2025-08-28 | 2025-09-19 | 2026-09-19 | Solar Panels | Hanwha Q-Cells | Q.PEAK DUO BLK ML-G10.C+ 410 (MD06G100A-017) |  | 0.41 | 6 | 276 | 21 |  | Fixed | Roof
NJADRE1560475051 | Administratively Determined Incentive Program | PATERSON | 7504 | 6.45 | Residential | Behind the Meter | No | Infinity Solar Systems, LLC | PSE&G |  | Accepted | 2025-08-28 | 2025-09-19 | 2026-09-19 | Solar Panels | SEG Solar | SEG-430-BTD-BG |  | 0.43 | 5 | 9 | 38 |  | Fixed | Roof
NJADRE1560475051 | Administratively Determined Incentive Program | PATERSON | 7504 | 6.45 | Residential | Behind the Meter | No | Infinity Solar Systems, LLC | PSE&G |  | Accepted | 2025-08-28 | 2025-09-19 | 2026-09-19 | Solar Panels | SEG Solar | SEG-430-BTD-BG |  | 0.43 | 4 | 279 | 36 |  | Fixed | Roof
NJADRE1560475051 | Administratively Determined Incentive Program | PATERSON | 7504 | 6.45 | Residential | Behind the Meter | No | Infinity Solar Systems, LLC | PSE&G |  | Accepted | 2025-08-28 | 2025-09-19 | 2026-09-19 | Solar Panels | SEG Solar | SEG-430-BTD-BG |  | 0.43 | 3 | 99 | 36 |  | Fixed | Roof
NJADRE1560475051 | Administratively Determined Incentive Program | PATERSON | 7504 | 6.45 | Residential | Behind the Meter | No | Infinity Solar Systems, LLC | PSE&G |  | Accepted | 2025-08-28 | 2025-09-19 | 2026-09-19 | Solar Panels | SEG Solar | SEG-430-BTD-BG |  | 0.43 | 3 | 189 | 38 |  | Fixed | Roof
NJADRE1560475051 | Administratively Determined Incentive Program | PATERSON | 7504 | 6.45 | Residential | Behind the Meter | No | Infinity Solar Systems, LLC | PSE&G |  | Accepted | 2025-08-28 | 2025-09-19 | 2026-09-19 | Inverters | Enphase Energy | IQ8MC-72-M-US | 320 |  | 15 |  |  | 0.97 |  | Outside
NJADRE1560475056 | Administratively Determined Incentive Program | GLENDORA | 8029 | 11.745 | Residential | Behind the Meter | No | Solar Energy World | PSE&G |  | Accepted | 2025-08-28 | 2025-09-19 | 2026-09-19 | Solar Panels | LONGi | LR5-54HPB-405M |  | 0.405 | 9 | 177 | 20 |  | Fixed | Roof
NJADRE1560475056 | Administratively Determined Incentive Program | GLENDORA | 8029 | 11.745 | Residential | Behind the Meter | No | Solar Energy World | PSE&G |  | Accepted | 2025-08-28 | 2025-09-19 | 2026-09-19 | Solar Panels | LONGi | LR5-54HPB-405M |  | 0.405 | 5 | 177 | 25 |  | Fixed | Roof
NJADRE1560475056 | Administratively Determined Incentive Program | GLENDORA | 8029 | 11.745 | Residential | Behind the Meter | No | Solar Energy World | PSE&G |  | Accepted | 2025-08-28 | 2025-09-19 | 2026-09-19 | Solar Panels | LONGi | LR5-54HPB-405M |  | 0.405 | 6 | 267 | 25 |  | Fixed | Roof
NJADRE1560475056 | Administratively Determined Incentive Program | GLENDORA | 8029 | 11.745 | Residential | Behind the Meter | No | Solar Energy World | PSE&G |  | Accepted | 2025-08-28 | 2025-09-19 | 2026-09-19 | Inverters | Enphase | IQ8HC-72-M-DOM-US | 380 |  | 29 |  |  | 0.97 |  | Outside
NJADRE1560475056 | Administratively Determined Incentive Program | GLENDORA | 8029 | 11.745 | Residential | Behind the Meter | No | Solar Energy World | PSE&G |  | Accepted | 2025-08-28 | 2025-09-19 | 2026-09-19 | Solar Panels | LONGi | LR5-54HPB-405M |  | 0.405 | 3 | 85 | 25 |  | Fixed | Roof
NJADRE1560475056 | Administratively Determined Incentive Program | GLENDORA | 8029 | 11.745 | Residential | Behind the Meter | No | Solar Energy World | PSE&G |  | Accepted | 2025-08-28 | 2025-09-19 | 2026-09-19 | Solar Panels | LONGi | LR5-54HPB-405M |  | 0.405 | 6 | 357 | 20 |  | Fixed | Roof
NJADRE1560475059 | Administratively Determined Incentive Program | Burlington | 8016 | 6.45 | Residential | Behind the Meter | Yes | Pro Custom Solar dba Momentum Solar | PSE&G |  | Accepted | 2025-08-28 | 2025-09-22 | 2026-09-22 | Inverters | ENPHASE | IQ8HC-72-M-DOM-US | 380 |  | 15 |  |  | 0.97 |  | Outdoor
NJADRE1560475059 | Administratively Determined Incentive Program | Burlington | 8016 | 6.45 | Residential | Behind the Meter | Yes | Pro Custom Solar dba Momentum Solar | PSE&G |  | Accepted | 2025-08-28 | 2025-09-22 | 2026-09-22 | Solar Panels | HANWHA | HANWHA Q.TRON BLK M-G2+ 430 |  | 0.43 | 5 | 231 | 26 |  | Fixed | Roof
NJADRE1560475059 | Administratively Determined Incentive Program | Burlington | 8016 | 6.45 | Residential | Behind the Meter | Yes | Pro Custom Solar dba Momentum Solar | PSE&G |  | Accepted | 2025-08-28 | 2025-09-22 | 2026-09-22 | Solar Panels | HANWHA | HANWHA Q.TRON BLK M-G2+ 430 |  | 0.43 | 6 | 231 | 42 |  | Fixed | Roof
NJADRE1560475059 | Administratively Determined Incentive Program | Burlington | 8016 | 6.45 | Residential | Behind the Meter | Yes | Pro Custom Solar dba Momentum Solar | PSE&G |  | Accepted | 2025-08-28 | 2025-09-22 | 2026-09-22 | Solar Panels | HANWHA | HANWHA Q.TRON BLK M-G2+ 430 |  | 0.43 | 4 | 51 | 26 |  | Fixed | Roof
NJADRE1560475067 | Administratively Determined Incentive Program | Howell | 7731 | 7.36 | Residential | Behind the Meter | No | Infinity Solar Systems, LLC | JCP&L |  | Accepted | 2025-08-28 | 2025-09-18 | 2026-09-18 | Inverters | Enphase | IQ8X-80-M-US | 380 |  | 16 |  |  | 0.97 |  | Outdoor
NJADRE1560475067 | Administratively Determined Incentive Program | Howell | 7731 | 7.36 | Residential | Behind the Meter | No | Infinity Solar Systems, LLC | JCP&L |  | Accepted | 2025-08-28 | 2025-09-18 | 2026-09-18 | Solar Panels | REC Solar | REC 460AA PURE-RX |  | 0.46 | 16 | 192 | 18 |  | Fixed | Roof
NJADRE1560475078 | Administratively Determined Incentive Program | Buena Vista Township | 8350 | 8.8 | Residential | Behind the Meter | Yes | Brilliant Installations, Inc. | AC Electric |  | Accepted | 2025-08-28 | 2025-09-19 | 2026-09-19 | Inverters | SOLAREDGE | USE7600H-USMNBE75 | 7600 |  | 1 |  |  | 0.97 |  | Outdoor
NJADRE1560475078 | Administratively Determined Incentive Program | Buena Vista Township | 8350 | 8.8 | Residential | Behind the Meter | Yes | Brilliant Installations, Inc. | AC Electric |  | Accepted | 2025-08-28 | 2025-09-19 | 2026-09-19 | Solar Panels | SILFAB SOLAR | SIL-440 QD |  | 0.44 | 5 | 23 | 23 |  | Fixed | Roof
NJADRE1560475078 | Administratively Determined Incentive Program | Buena Vista Township | 8350 | 8.8 | Residential | Behind the Meter | Yes | Brilliant Installations, Inc. | AC Electric |  | Accepted | 2025-08-28 | 2025-09-19 | 2026-09-19 | Solar Panels | SILFAB SOLAR | SIL-440 QD |  | 0.44 | 6 | 203 | 23 |  | Fixed | Roof
NJADRE1560475078 | Administratively Determined Incentive Program | Buena Vista Township | 8350 | 8.8 | Residential | Behind the Meter | Yes | Brilliant Installations, Inc. | AC Electric |  | Accepted | 2025-08-28 | 2025-09-19 | 2026-09-19 | Solar Panels | SILFAB SOLAR | SIL-440 QD |  | 0.44 | 3 | 293 | 16 |  | Fixed | Roof
NJADRE1560475078 | Administratively Determined Incentive Program | Buena Vista Township | 8350 | 8.8 | Residential | Behind the Meter | Yes | Brilliant Installations, Inc. | AC Electric |  | Accepted | 2025-08-28 | 2025-09-19 | 2026-09-19 | Solar Panels | SILFAB SOLAR | SIL-440 QD |  | 0.44 | 3 | 113 | 16 |  | Fixed | Roof
NJADRE1560475078 | Administratively Determined Incentive Program | Buena Vista Township | 8350 | 8.8 | Residential | Behind the Meter | Yes | Brilliant Installations, Inc. | AC Electric |  | Accepted | 2025-08-28 | 2025-09-19 | 2026-09-19 | Solar Panels | SILFAB SOLAR | SIL-440 QD |  | 0.44 | 3 | 203 | 25 |  | Fixed | Roof
NJADRE1560475092 | Administratively Determined Incentive Program | Edgewater Park | 8010 | 6.96 | Residential | Behind the Meter | Yes | SunnyMac, LLC | PSE&G |  | Accepted | 2025-08-28 | 2025-09-18 | 2026-09-18 | Solar Panels | HANWHA | Q.TRON BLK M-G2.H+ |  | 0.435 | 3 | 134 | 26 |  | Fixed | Roof
NJADRE1560475092 | Administratively Determined Incentive Program | Edgewater Park | 8010 | 6.96 | Residential | Behind the Meter | Yes | SunnyMac, LLC | PSE&G |  | Accepted | 2025-08-28 | 2025-09-18 | 2026-09-18 | Inverters | SOLAREDGE HOME HUB | SE5700H-US | 5760 |  | 1 |  |  | 0.99 |  | Outdoor | next to meter
NJADRE1560475092 | Administratively Determined Incentive Program | Edgewater Park | 8010 | 6.96 | Residential | Behind the Meter | Yes | SunnyMac, LLC | PSE&G |  | Accepted | 2025-08-28 | 2025-09-18 | 2026-09-18 | Solar Panels | HANWHA | Q.TRON BLK M-G2.H+ |  | 0.435 | 13 | 134 | 26 |  | Fixed | Roof
NJADRE1560475408 | Administratively Determined Incentive Program | Moorestown | 8057 | 6.97 | Residential | Behind the Meter | No | Big Wave Roofing and Solar, LLC | PSE&G |  | Accepted | 2025-08-28 | 2025-09-18 | 2026-09-18 | Inverters | Enphase | IQ8HC-72-M-DOM-US | 380 |  | 17 |  |  | 0.98 |  | Outdoor
NJADRE1560475408 | Administratively Determined Incentive Program | Moorestown | 8057 | 6.97 | Residential | Behind the Meter | No | Big Wave Roofing and Solar, LLC | PSE&G |  | Accepted | 2025-08-28 | 2025-09-18 | 2026-09-18 | Solar Panels | MISSION SOLAR | MSE410HT0B |  | 0.41 | 17 | 161 | 40 |  | Fixed | Roof
NJADRE1560475503 | Administratively Determined Incentive Program | Bayville | 8721 | 8.265 | Residential | Behind the Meter | Yes | SunnyMac, LLC | JCP&L |  | Accepted | 2025-08-28 | 2025-09-18 | 2026-09-18 | Solar Panels | HANWHA | Q.TRON BLK M-G2.H+ |  | 0.435 | 19 | 264 | 22 |  | Fixed | Roof
NJADRE1560475503 | Administratively Determined Incentive Program | Bayville | 8721 | 8.265 | Residential | Behind the Meter | Yes | SunnyMac, LLC | JCP&L |  | Accepted | 2025-08-28 | 2025-09-18 | 2026-09-18 | Inverters | SOLAREDGE ENERGY HUB | SE5700H-US | 5760 |  | 1 |  |  | 0.99 |  | Outdoor | next to meter
NJADRE1560475824 | Administratively Determined Incentive Program | Lindenwold | 8021 | 13.05 | Residential | Behind the Meter | Yes | SunnyMac, LLC | AC Electric |  | Accepted | 2025-08-28 | 2025-09-19 | 2026-09-19 | Solar Panels | HANWHA | Q.TRON BLK M-G2.H+ |  | 0.435 | 15 | 297 | 21 |  | Fixed | Roof
NJADRE1560475824 | Administratively Determined Incentive Program | Lindenwold | 8021 | 13.05 | Residential | Behind the Meter | Yes | SunnyMac, LLC | AC Electric |  | Accepted | 2025-08-28 | 2025-09-19 | 2026-09-19 | Inverters | SOLAREDGE HOME HUB | SE10000H-US | 10000 |  | 1 |  |  | 0.99 |  | Outdoor | next to meter
NJADRE1560475824 | Administratively Determined Incentive Program | Lindenwold | 8021 | 13.05 | Residential | Behind the Meter | Yes | SunnyMac, LLC | AC Electric |  | Accepted | 2025-08-28 | 2025-09-19 | 2026-09-19 | Solar Panels | HANWHA | Q.TRON BLK M-G2.H+ |  | 0.435 | 15 | 117 | 21 |  | Fixed | Roof
NJADRE1560479888 | Administratively Determined Incentive Program | EAST WINDSOR | 8520 | 7.83 | Residential | Behind the Meter | Yes | SunnyMac, LLC | JCP&L |  | Accepted | 2025-08-28 | 2025-09-19 | 2026-09-19 | Solar Panels | HANWHA | Q.TRON BLK M-G2.H+ |  | 0.435 | 8 | 216 | 25 |  | Fixed | Roof
NJADRE1560479888 | Administratively Determined Incentive Program | EAST WINDSOR | 8520 | 7.83 | Residential | Behind the Meter | Yes | SunnyMac, LLC | JCP&L |  | Accepted | 2025-08-28 | 2025-09-19 | 2026-09-19 | Solar Panels | HANWHA | Q.TRON BLK M-G2.H+ |  | 0.435 | 7 | 216 | 19 |  | Fixed | Roof
NJADRE1560479888 | Administratively Determined Incentive Program | EAST WINDSOR | 8520 | 7.83 | Residential | Behind the Meter | Yes | SunnyMac, LLC | JCP&L |  | Accepted | 2025-08-28 | 2025-09-19 | 2026-09-19 | Inverters | SOLAREDGE HOME HUB | SE5700H-US | 5760 |  | 1 |  |  | 0.99 |  | Outdoor | next to meter
NJADRE1560479888 | Administratively Determined Incentive Program | EAST WINDSOR | 8520 | 7.83 | Residential | Behind the Meter | Yes | SunnyMac, LLC | JCP&L |  | Accepted | 2025-08-28 | 2025-09-19 | 2026-09-19 | Solar Panels | HANWHA | Q.TRON BLK M-G2.H+ |  | 0.435 | 3 | 36 | 19 |  | Fixed | Roof
NJADRE1560482087 | Administratively Determined Incentive Program | PATERSON | 7514 | 3.44 | Residential | Behind the Meter | Yes | Big Wave Roofing and Solar, LLC | PSE&G |  | Accepted | 2025-08-28 | 2025-09-19 | 2026-09-19 | Solar Panels | QCELLS | Q.TRON BLK M-G2+ 430W W |  | 0.43 | 3 | 104 | 24 |  | Fixed | Roof
NJADRE1560482087 | Administratively Determined Incentive Program | PATERSON | 7514 | 3.44 | Residential | Behind the Meter | Yes | Big Wave Roofing and Solar, LLC | PSE&G |  | Accepted | 2025-08-28 | 2025-09-19 | 2026-09-19 | Inverters | Enphase | IQ8HC-72-M-DOM-US | 380 |  | 8 |  |  | 0.97 |  | Outside
NJADRE1560482087 | Administratively Determined Incentive Program | PATERSON | 7514 | 3.44 | Residential | Behind the Meter | Yes | Big Wave Roofing and Solar, LLC | PSE&G |  | Accepted | 2025-08-28 | 2025-09-19 | 2026-09-19 | Solar Panels | QCELLS | Q.TRON BLK M-G2+ 430W W |  | 0.43 | 5 | 104 | 15 |  | Fixed | Roof
NJADRE1560483399 | Administratively Determined Incentive Program | POMPTON LAKES | 7442 | 7.79 | Residential | Behind the Meter | No | Sunrun Installation Services, Inc. | JCP&L |  | Accepted | 2025-08-28 | 2025-09-19 | 2026-09-19 | Solar Panels | HANWHA Q-CELLS | Q.PEAK DUO BLK ML-G10.C+ 410 |  | 0.41 | 19 | 160 | 21 |  | Fixed | Roof
NJADRE1560483399 | Administratively Determined Incentive Program | POMPTON LAKES | 7442 | 7.79 | Residential | Behind the Meter | No | Sunrun Installation Services, Inc. | JCP&L |  | Accepted | 2025-08-28 | 2025-09-19 | 2026-09-19 | Inverters | Tesla | POWERWALL 3 1707000-XX-Y | 11500 |  | 1 |  |  | 0.97 |  | Outdoor
NJADRE1560483399 | Administratively Determined Incentive Program | POMPTON LAKES | 7442 | 7.79 | Residential | Behind the Meter | No | Sunrun Installation Services, Inc. | JCP&L |  | Accepted | 2025-08-28 | 2025-09-19 | 2026-09-19 | Electric Storage Battery | Tesla | POWERWALL 3 1707000-XX-Y |  |  | 1 |  |  |  | Lithium Ion |  | OUTSIDE
NJADRE1560483414 | Administratively Determined Incentive Program | PISCATAWAY | 8854 | 14.19 | Residential | Behind the Meter | Yes | Pro Custom Solar dba Momentum Solar | PSE&G |  | Accepted | 2025-08-28 | 2025-09-19 | 2026-09-19 | Solar Panels | Hanwha | q.tron blk m-g2 + 430 |  | 0.43 | 5 | 332 | 26 |  | Fixed | Roof
NJADRE1560483414 | Administratively Determined Incentive Program | PISCATAWAY | 8854 | 14.19 | Residential | Behind the Meter | Yes | Pro Custom Solar dba Momentum Solar | PSE&G |  | Accepted | 2025-08-28 | 2025-09-19 | 2026-09-19 | Solar Panels | Hanwha | q.tron blk m-g2 + 430 |  | 0.43 | 4 | 332 | 13 |  | Fixed | Roof
NJADRE1560483414 | Administratively Determined Incentive Program | PISCATAWAY | 8854 | 14.19 | Residential | Behind the Meter | Yes | Pro Custom Solar dba Momentum Solar | PSE&G |  | Accepted | 2025-08-28 | 2025-09-19 | 2026-09-19 | Inverters | Enphase | IQ8HC-72-M-DOM-US | 380 |  | 33 |  |  | 0.97 |  | Outdoor
NJADRE1560483414 | Administratively Determined Incentive Program | PISCATAWAY | 8854 | 14.19 | Residential | Behind the Meter | Yes | Pro Custom Solar dba Momentum Solar | PSE&G |  | Accepted | 2025-08-28 | 2025-09-19 | 2026-09-19 | Solar Panels | Hanwha | q.tron blk m-g2 + 430 |  | 0.43 | 24 | 152 | 26 |  | Fixed | Roof
NJADRE1560483424 | Administratively Determined Incentive Program | SOUTH AMBOY | 8879 | 9.545 | Residential | Behind the Meter | Yes | Fusion Solar Energy, LLC | JCP&L |  | Accepted | 2025-08-28 | 2025-09-19 | 2026-09-19 | Solar Panels | QCELLS | Q.PEAK DUO BLK ML-G10.C+ 415 |  | 0.415 | 13 | 239.6 | 44 |  | Fixed | Roof
NJADRE1560483424 | Administratively Determined Incentive Program | SOUTH AMBOY | 8879 | 9.545 | Residential | Behind the Meter | Yes | Fusion Solar Energy, LLC | JCP&L |  | Accepted | 2025-08-28 | 2025-09-19 | 2026-09-19 | Solar Panels | QCELLS | Q.PEAK DUO BLK ML-G10.C+ 415 |  | 0.415 | 1 | 239.6 | 18 |  | Fixed | Roof
NJADRE1560483424 | Administratively Determined Incentive Program | SOUTH AMBOY | 8879 | 9.545 | Residential | Behind the Meter | Yes | Fusion Solar Energy, LLC | JCP&L |  | Accepted | 2025-08-28 | 2025-09-19 | 2026-09-19 | Solar Panels | QCELLS | Q.PEAK DUO BLK ML-G10.C+ 415 |  | 0.415 | 1 | 149.61 | 19 |  | Fixed | Roof
NJADRE1560483424 | Administratively Determined Incentive Program | SOUTH AMBOY | 8879 | 9.545 | Residential | Behind the Meter | Yes | Fusion Solar Energy, LLC | JCP&L |  | Accepted | 2025-08-28 | 2025-09-19 | 2026-09-19 | Solar Panels | QCELLS | Q.PEAK DUO BLK ML-G10.C+ 415 |  | 0.415 | 3 | 59.6 | 9 |  | Fixed | Roof
NJADRE1560483424 | Administratively Determined Incentive Program | SOUTH AMBOY | 8879 | 9.545 | Residential | Behind the Meter | Yes | Fusion Solar Energy, LLC | JCP&L |  | Accepted | 2025-08-28 | 2025-09-19 | 2026-09-19 | Solar Panels | QCELLS | Q.PEAK DUO BLK ML-G10.C+ 415 |  | 0.415 | 5 | 59.6 | 44 |  | Fixed | Roof
NJADRE1560483424 | Administratively Determined Incentive Program | SOUTH AMBOY | 8879 | 9.545 | Residential | Behind the Meter | Yes | Fusion Solar Energy, LLC | JCP&L |  | Accepted | 2025-08-28 | 2025-09-19 | 2026-09-19 | Inverters | ENPHASE | IQ8HC-72-M-DOM-US | 380 |  | 23 |  |  | 0.97 |  | Outside | Roof
NJADRE1560483441 | Administratively Determined Incentive Program | EGG HARBOR TWP | 8234 | 6.02 | Residential | Behind the Meter | Yes | Big Wave Roofing and Solar, LLC | AC Electric |  | Accepted | 2025-08-28 | 2025-09-19 | 2026-09-19 | Solar Panels | Q cells | Q.TRON BLK M-G2+ 430W |  | 0.43 | 14 | 173 | 42 |  | Fixed | Roof
NJADRE1560483441 | Administratively Determined Incentive Program | EGG HARBOR TWP | 8234 | 6.02 | Residential | Behind the Meter | Yes | Big Wave Roofing and Solar, LLC | AC Electric |  | Accepted | 2025-08-28 | 2025-09-19 | 2026-09-19 | Inverters | Enphase | IQ8HC-72-M-DOM-US | 380 |  | 14 |  |  | 0.98 |  | Outdoor
NJADRE1560483443 | Administratively Determined Incentive Program | MIDDLESEX | 8846 | 89.9 | Commercial | Behind the Meter | No | Advanced Solar & Energy Solutions, LLC | PSE&G |  | Accepted | 2025-08-28 | 2025-09-30 | 2026-09-30 | Solar Panels | axitec | AXITEC SOLAR AC-580MBT/144V (580W) SOLAR MODULES |  | 0.58 | 155 | 161 | 6 |  | Fixed | Roof
NJADRE1560483443 | Administratively Determined Incentive Program | MIDDLESEX | 8846 | 89.9 | Commercial | Behind the Meter | No | Advanced Solar & Energy Solutions, LLC | PSE&G |  | Accepted | 2025-08-28 | 2025-09-30 | 2026-09-30 | Inverters | SMA | SunnyTripower COIi.El 62-US | 62000 |  | 1 |  |  | 0.97 |  | Outside
NJADRE1560483443 | Administratively Determined Incentive Program | MIDDLESEX | 8846 | 89.9 | Commercial | Behind the Meter | No | Advanced Solar & Energy Solutions, LLC | PSE&G |  | Accepted | 2025-08-28 | 2025-09-30 | 2026-09-30 | Inverters | sma | Sunny Tripowor COREi 50-US | 50000 |  | 1 |  |  | 0.97 |  | Outside
NJADRE1560483456 | Administratively Determined Incentive Program | PENNSAUKEN | 8109 | 11.34 | Residential | Behind the Meter | Yes | Solar Energy World | PSE&G |  | Accepted | 2025-08-28 | 2025-09-19 | 2026-09-19 | Inverters | Enphase | IQ8HC-72-M-DOM-US | 380 |  | 28 |  |  | 0.97 |  | Outside
NJADRE1560483456 | Administratively Determined Incentive Program | PENNSAUKEN | 8109 | 11.34 | Residential | Behind the Meter | Yes | Solar Energy World | PSE&G |  | Accepted | 2025-08-28 | 2025-09-19 | 2026-09-19 | Solar Panels | LONGi | LR5-54HPB-405M |  | 0.405 | 6 | 231 | 14 |  | Fixed | Roof
NJADRE1560483456 | Administratively Determined Incentive Program | PENNSAUKEN | 8109 | 11.34 | Residential | Behind the Meter | Yes | Solar Energy World | PSE&G |  | Accepted | 2025-08-28 | 2025-09-19 | 2026-09-19 | Solar Panels | LONGi | LR5-54HPB-405M |  | 0.405 | 13 | 141 | 19 |  | Fixed | Roof
NJADRE1560483456 | Administratively Determined Incentive Program | PENNSAUKEN | 8109 | 11.34 | Residential | Behind the Meter | Yes | Solar Energy World | PSE&G |  | Accepted | 2025-08-28 | 2025-09-19 | 2026-09-19 | Solar Panels | LONGi | LR5-54HPB-405M |  | 0.405 | 4 | 142 | 19 |  | Fixed | Roof
NJADRE1560483456 | Administratively Determined Incentive Program | PENNSAUKEN | 8109 | 11.34 | Residential | Behind the Meter | Yes | Solar Energy World | PSE&G |  | Accepted | 2025-08-28 | 2025-09-19 | 2026-09-19 | Solar Panels | LONGi | LR5-54HPB-405M |  | 0.405 | 5 | 51 | 14 |  | Fixed | Roof
NJADRE1560483460 | Administratively Determined Incentive Program | RARITAN | 8869 | 8.2 | Residential | Behind the Meter | No | Tesla Energy Operations, Inc. | PSE&G |  | Accepted | 2025-08-28 | 2025-09-19 | 2026-09-19 | Electric Storage Battery | Tesla | Powerwall 3 |  |  | 3 |  |  |  | Lithium Ion |  | OUTSIDE
NJADRE1560483460 | Administratively Determined Incentive Program | RARITAN | 8869 | 8.2 | Residential | Behind the Meter | No | Tesla Energy Operations, Inc. | PSE&G |  | Accepted | 2025-08-28 | 2025-09-19 | 2026-09-19 | Solar Panels | Hanwha | Q.PEAK DUO BLK ML-G10+/TS 410 |  | 0.41 | 16 | 175 | 27 |  | Fixed | Roof
NJADRE1560483460 | Administratively Determined Incentive Program | RARITAN | 8869 | 8.2 | Residential | Behind the Meter | No | Tesla Energy Operations, Inc. | PSE&G |  | Accepted | 2025-08-28 | 2025-09-19 | 2026-09-19 | Inverters | Tesla | 1707000-XX-Y 11.5 kW | 11500 |  | 1 |  |  | 0.98 |  | Outdoor
NJADRE1560483460 | Administratively Determined Incentive Program | RARITAN | 8869 | 8.2 | Residential | Behind the Meter | No | Tesla Energy Operations, Inc. | PSE&G |  | Accepted | 2025-08-28 | 2025-09-19 | 2026-09-19 | Solar Panels | Hanwha | Q.PEAK DUO BLK ML-G10+/TS 410 |  | 0.41 | 4 | 175 | 27 |  | Fixed | Roof
NJADRE1560483476 | Administratively Determined Incentive Program | NORTH PLAINFIELD BORO | 7060 | 7.38 | Residential | Behind the Meter | Yes | Sunrun Installation Services, Inc. | PSE&G |  | Accepted | 2025-08-28 | 2025-09-19 | 2026-09-19 | Solar Panels | ELIN ENERGY | ELNSM54M-HC-410 |  | 0.41 | 12 | 309 | 43 |  | Fixed | Roof
NJADRE1560483476 | Administratively Determined Incentive Program | NORTH PLAINFIELD BORO | 7060 | 7.38 | Residential | Behind the Meter | Yes | Sunrun Installation Services, Inc. | PSE&G |  | Accepted | 2025-08-28 | 2025-09-19 | 2026-09-19 | Inverters | SOLAREDGE TECHNOLOGIES | SE5700H-USMN | 5760 |  | 1 |  |  | 0.99 |  | Outdoor
NJADRE1560483476 | Administratively Determined Incentive Program | NORTH PLAINFIELD BORO | 7060 | 7.38 | Residential | Behind the Meter | Yes | Sunrun Installation Services, Inc. | PSE&G |  | Accepted | 2025-08-28 | 2025-09-19 | 2026-09-19 | Solar Panels | ELIN ENERGY | ELNSM54M-HC-410 |  | 0.41 | 6 | 129 | 43 |  | Fixed | Roof
NJADRE1560483492 | Administratively Determined Incentive Program | EDISON | 8820 | 15.91 | Residential | Behind the Meter | Yes | Pro Custom Solar dba Momentum Solar | PSE&G |  | Accepted | 2025-08-28 | 2025-09-19 | 2026-09-19 | Solar Panels | Hanwha | q.tron blk m-g2 + 430 |  | 0.43 | 4 | 80 | 36 |  | Fixed | Roof
NJADRE1560483492 | Administratively Determined Incentive Program | EDISON | 8820 | 15.91 | Residential | Behind the Meter | Yes | Pro Custom Solar dba Momentum Solar | PSE&G |  | Accepted | 2025-08-28 | 2025-09-19 | 2026-09-19 | Solar Panels | Hanwha | q.tron blk m-g2 + 430 |  | 0.43 | 7 | 80 | 36 |  | Fixed | Roof
NJADRE1560483492 | Administratively Determined Incentive Program | EDISON | 8820 | 15.91 | Residential | Behind the Meter | Yes | Pro Custom Solar dba Momentum Solar | PSE&G |  | Accepted | 2025-08-28 | 2025-09-19 | 2026-09-19 | Inverters | Enphase | IQ8HC-72-M-DOM-US | 380 |  | 37 |  |  | 0.97 |  | Outdoor
NJADRE1560483492 | Administratively Determined Incentive Program | EDISON | 8820 | 15.91 | Residential | Behind the Meter | Yes | Pro Custom Solar dba Momentum Solar | PSE&G |  | Accepted | 2025-08-28 | 2025-09-19 | 2026-09-19 | Solar Panels | Hanwha | q.tron blk m-g2 + 430 |  | 0.43 | 12 | 350 | 36 |  | Fixed | Roof
NJADRE1560483492 | Administratively Determined Incentive Program | EDISON | 8820 | 15.91 | Residential | Behind the Meter | Yes | Pro Custom Solar dba Momentum Solar | PSE&G |  | Accepted | 2025-08-28 | 2025-09-19 | 2026-09-19 | Solar Panels | Hanwha | q.tron blk m-g2 + 430 |  | 0.43 | 6 | 170 | 36 |  | Fixed | Roof
NJADRE1560483492 | Administratively Determined Incentive Program | EDISON | 8820 | 15.91 | Residential | Behind the Meter | Yes | Pro Custom Solar dba Momentum Solar | PSE&G |  | Accepted | 2025-08-28 | 2025-09-19 | 2026-09-19 | Solar Panels | Hanwha | q.tron blk m-g2 + 430 |  | 0.43 | 8 | 260 | 36 |  | Fixed | Roof
NJADRE1560483508 | Administratively Determined Incentive Program | NORTH ARLINGTON BORO | 7031 | 6.97 | Residential | Behind the Meter | Yes | Sunrun Installation Services, Inc. | PSE&G |  | Accepted | 2025-08-28 | 2025-09-25 | 2026-09-25 | Solar Panels | ELIN ENERGY | ELNSM54M-HC-410 |  | 0.41 | 10 | 200 | 40 |  | Fixed | Roof
NJADRE1560483508 | Administratively Determined Incentive Program | NORTH ARLINGTON BORO | 7031 | 6.97 | Residential | Behind the Meter | Yes | Sunrun Installation Services, Inc. | PSE&G |  | Accepted | 2025-08-28 | 2025-09-25 | 2026-09-25 | Inverters | SOLAREDGE TECHNOLOGIES | SE5700H-USMN | 5760 |  | 1 |  |  | 0.99 |  | Outdoor
NJADRE1560483508 | Administratively Determined Incentive Program | NORTH ARLINGTON BORO | 7031 | 6.97 | Residential | Behind the Meter | Yes | Sunrun Installation Services, Inc. | PSE&G |  | Accepted | 2025-08-28 | 2025-09-25 | 2026-09-25 | Solar Panels | ELIN ENERGY | ELNSM54M-HC-410 |  | 0.41 | 2 | 20 | 18 |  | Fixed | Roof
NJADRE1560483508 | Administratively Determined Incentive Program | NORTH ARLINGTON BORO | 7031 | 6.97 | Residential | Behind the Meter | Yes | Sunrun Installation Services, Inc. | PSE&G |  | Accepted | 2025-08-28 | 2025-09-25 | 2026-09-25 | Solar Panels | ELIN ENERGY | ELNSM54M-HC-410 |  | 0.41 | 5 | 20 | 40 |  | Fixed | Roof
NJADRE1560483511 | Administratively Determined Incentive Program | EAST BRUNSWICK | 8816 | 9.43 | Residential | Behind the Meter | No | Pro Custom Solar dba Momentum Solar | PSE&G |  | Accepted | 2025-08-28 | 2025-09-22 | 2026-09-22 | Solar Panels | Hanwha | q.peak duo blk-g10+410 |  | 0.41 | 3 | 129 | 18 |  | Fixed | Roof
NJADRE1560483511 | Administratively Determined Incentive Program | EAST BRUNSWICK | 8816 | 9.43 | Residential | Behind the Meter | No | Pro Custom Solar dba Momentum Solar | PSE&G |  | Accepted | 2025-08-28 | 2025-09-22 | 2026-09-22 | Solar Panels | Hanwha | q.peak duo blk-g10+410 |  | 0.41 | 15 | 219 | 18 |  | Fixed | Roof
NJADRE1560483511 | Administratively Determined Incentive Program | EAST BRUNSWICK | 8816 | 9.43 | Residential | Behind the Meter | No | Pro Custom Solar dba Momentum Solar | PSE&G |  | Accepted | 2025-08-28 | 2025-09-22 | 2026-09-22 | Solar Panels | HANWHA | q.peak duo blk-g10+410 |  | 0.41 | 5 | 39 | 19 |  | Fixed | Roof
NJADRE1560483511 | Administratively Determined Incentive Program | EAST BRUNSWICK | 8816 | 9.43 | Residential | Behind the Meter | No | Pro Custom Solar dba Momentum Solar | PSE&G |  | Accepted | 2025-08-28 | 2025-09-22 | 2026-09-22 | Inverters | ENPHASE | IQ8MC | 380 |  | 23 |  |  | 0.97 |  | Outdoor
NJADRE1560483512 | Administratively Determined Incentive Program | MANVILLE | 8835 | 11.62 | Residential | Behind the Meter | Yes | Fusion Solar Energy, LLC | PSE&G |  | Accepted | 2025-08-28 | 2025-09-19 | 2026-09-19 | Solar Panels | QCELLS | Q.PEAK DUO BLK ML-G10.C+ 415 |  | 0.415 | 1 | 128.6 | 41 |  | Fixed | Roof
NJADRE1560483512 | Administratively Determined Incentive Program | MANVILLE | 8835 | 11.62 | Residential | Behind the Meter | Yes | Fusion Solar Energy, LLC | PSE&G |  | Accepted | 2025-08-28 | 2025-09-19 | 2026-09-19 | Solar Panels | QCELLS | Q.PEAK DUO BLK ML-G10.C+ 415 |  | 0.415 | 2 | 38.6 | 19 |  | Fixed | Roof
NJADRE1560483512 | Administratively Determined Incentive Program | MANVILLE | 8835 | 11.62 | Residential | Behind the Meter | Yes | Fusion Solar Energy, LLC | PSE&G |  | Accepted | 2025-08-28 | 2025-09-19 | 2026-09-19 | Solar Panels | QCELLS | Q.PEAK DUO BLK ML-G10.C+ 415 |  | 0.415 | 11 | 38.6 | 38 |  | Fixed | Roof
NJADRE1560483512 | Administratively Determined Incentive Program | MANVILLE | 8835 | 11.62 | Residential | Behind the Meter | Yes | Fusion Solar Energy, LLC | PSE&G |  | Accepted | 2025-08-28 | 2025-09-19 | 2026-09-19 | Solar Panels | QCELLS | Q.PEAK DUO BLK ML-G10.C+ 415 |  | 0.415 | 10 | 218.6 | 38 |  | Fixed | Roof
NJADRE1560483512 | Administratively Determined Incentive Program | MANVILLE | 8835 | 11.62 | Residential | Behind the Meter | Yes | Fusion Solar Energy, LLC | PSE&G |  | Accepted | 2025-08-28 | 2025-09-19 | 2026-09-19 | Inverters | ENPHASE | IQ8HC-72-M-DOM-US | 380 |  | 28 |  |  | 0.97 |  | Outside | Roof
NJADRE1560483512 | Administratively Determined Incentive Program | MANVILLE | 8835 | 11.62 | Residential | Behind the Meter | Yes | Fusion Solar Energy, LLC | PSE&G |  | Accepted | 2025-08-28 | 2025-09-19 | 2026-09-19 | Solar Panels | QCELLS | Q.PEAK DUO BLK ML-G10.C+ 415 |  | 0.415 | 2 | 38.59 | 29 |  | Fixed | Roof
NJADRE1560483512 | Administratively Determined Incentive Program | MANVILLE | 8835 | 11.62 | Residential | Behind the Meter | Yes | Fusion Solar Energy, LLC | PSE&G |  | Accepted | 2025-08-28 | 2025-09-19 | 2026-09-19 | Solar Panels | QCELLS | Q.PEAK DUO BLK ML-G10.C+ 415 |  | 0.415 | 2 | 218.59 | 29 |  | Fixed | Roof
NJADRE1560483521 | Administratively Determined Incentive Program | RIO GRANDE | 8242 | 6.15 | Residential | Behind the Meter | Yes | Trinity Solar, LLC | AC Electric |  | Accepted | 2025-08-28 | 2025-09-19 | 2026-09-19 | Inverters | Solar Edge | USE5700H-USMNBL75 | 5760 |  | 1 |  |  | 0.97 |  | Outdoor
NJADRE1560483521 | Administratively Determined Incentive Program | RIO GRANDE | 8242 | 6.15 | Residential | Behind the Meter | Yes | Trinity Solar, LLC | AC Electric |  | Accepted | 2025-08-28 | 2025-09-19 | 2026-09-19 | Solar Panels | HANWHA | Q.PEAK DUO BLK ML-G10+ 410 |  | 0.41 | 15 | 125 | 5 |  | Fixed | Roof
NJADRE1560483525 | Administratively Determined Incentive Program | BLAIRSTOWN | 7825 | 15.48 | Residential | Behind the Meter | Yes | Pro Custom Solar dba Momentum Solar | JCP&L |  | Accepted | 2025-08-28 | 2025-09-19 | 2026-09-19 | Inverters | Enphase | IQ8HC-72-M-DOM-US | 380 |  | 36 |  |  | 0.97 |  | Outdoor
NJADRE1560483525 | Administratively Determined Incentive Program | BLAIRSTOWN | 7825 | 15.48 | Residential | Behind the Meter | Yes | Pro Custom Solar dba Momentum Solar | JCP&L |  | Accepted | 2025-08-28 | 2025-09-19 | 2026-09-19 | Solar Panels | Hanwha | q.tron blk m-g2 + 430 |  | 0.43 | 28 | 210 | 45 |  | Fixed | Roof
NJADRE1560483525 | Administratively Determined Incentive Program | BLAIRSTOWN | 7825 | 15.48 | Residential | Behind the Meter | Yes | Pro Custom Solar dba Momentum Solar | JCP&L |  | Accepted | 2025-08-28 | 2025-09-19 | 2026-09-19 | Solar Panels | Hanwha | q.tron blk m-g2 + 430 |  | 0.43 | 3 | 30 | 21 |  | Fixed | Roof
NJADRE1560483525 | Administratively Determined Incentive Program | BLAIRSTOWN | 7825 | 15.48 | Residential | Behind the Meter | Yes | Pro Custom Solar dba Momentum Solar | JCP&L |  | Accepted | 2025-08-28 | 2025-09-19 | 2026-09-19 | Solar Panels | Hanwha | q.tron blk m-g2 + 430 |  | 0.43 | 5 | 30 | 45 |  | Fixed | Roof
NJADRE1560483541 | Administratively Determined Incentive Program | PROSPECT PARK | 7508 | 7.695 | Residential | Behind the Meter | No | Power Home Remodeling Group | PSE&G |  | Accepted | 2025-08-28 | 2025-09-19 | 2026-09-19 | Meters | 1 | Revenue Grade Data Ansi C12.20 |  |  | 1 |  |  |  | Yes | Outdoor
NJADRE1560483541 | Administratively Determined Incentive Program | PROSPECT PARK | 7508 | 7.695 | Residential | Behind the Meter | No | Power Home Remodeling Group | PSE&G |  | Accepted | 2025-08-28 | 2025-09-19 | 2026-09-19 | Solar Panels | JA Solar | JAM54S31 405/MR |  | 0.405 | 5 | 228 | 30 |  | Fixed | Roof
NJADRE1560483541 | Administratively Determined Incentive Program | PROSPECT PARK | 7508 | 7.695 | Residential | Behind the Meter | No | Power Home Remodeling Group | PSE&G |  | Accepted | 2025-08-28 | 2025-09-19 | 2026-09-19 | Solar Panels | JA Solar | JAM54S31 405/MR |  | 0.405 | 3 | 228 | 12 |  | Fixed | Roof
NJADRE1560483541 | Administratively Determined Incentive Program | PROSPECT PARK | 7508 | 7.695 | Residential | Behind the Meter | No | Power Home Remodeling Group | PSE&G |  | Accepted | 2025-08-28 | 2025-09-19 | 2026-09-19 | Inverters | SolarEdge | SE5700H-US | 5760 |  | 1 |  |  | 0.99 |  | Outside
NJADRE1560483541 | Administratively Determined Incentive Program | PROSPECT PARK | 7508 | 7.695 | Residential | Behind the Meter | No | Power Home Remodeling Group | PSE&G |  | Accepted | 2025-08-28 | 2025-09-19 | 2026-09-19 | Solar Panels | JA Solar | JAM54S31 405/MR |  | 0.405 | 11 | 48 | 30 |  | Fixed | Roof
NJADRE1560483542 | Administratively Determined Incentive Program | Mount Laurel Twp | 8054 | 10.25 | Residential | Behind the Meter | Yes | Sunrun Installation Services, Inc. | PSE&G |  | Accepted | 2025-08-28 | 2025-09-19 | 2026-09-19 | Solar Panels | Elin Energy (Sirius PV) | ELNSM54M-HC-410 |  | 0.41 | 9 | 262 | 21 |  | Fixed | Roof
NJADRE1560483542 | Administratively Determined Incentive Program | Mount Laurel Twp | 8054 | 10.25 | Residential | Behind the Meter | Yes | Sunrun Installation Services, Inc. | PSE&G |  | Accepted | 2025-08-28 | 2025-09-19 | 2026-09-19 | Inverters | SolarEdge Technologies | SE7600H-USMN | 7600 |  | 1 |  |  | 0.99 |  | Outdoor | Next to meter
NJADRE1560483542 | Administratively Determined Incentive Program | Mount Laurel Twp | 8054 | 10.25 | Residential | Behind the Meter | Yes | Sunrun Installation Services, Inc. | PSE&G |  | Accepted | 2025-08-28 | 2025-09-19 | 2026-09-19 | Solar Panels | Elin Energy (Sirius PV) | ELNSM54M-HC-410 |  | 0.41 | 16 | 82 | 21 |  | Fixed | Roof
NJADRE1560483545 | Administratively Determined Incentive Program | Waretown | 8758 | 10.935 | Residential | Behind the Meter | No | Solar Energy World | JCP&L |  | Accepted | 2025-08-28 | 2025-09-19 | 2026-09-19 | Solar Panels | LONGi | LR5-54HPB-405M |  | 0.405 | 10 | 22 | 36 |  | Fixed | Roof
NJADRE1560483545 | Administratively Determined Incentive Program | Waretown | 8758 | 10.935 | Residential | Behind the Meter | No | Solar Energy World | JCP&L |  | Accepted | 2025-08-28 | 2025-09-19 | 2026-09-19 | Solar Panels | LONGi | LR5-54HPB-405M |  | 0.405 | 9 | 291 | 41 |  | Fixed | Roof
NJADRE1560483545 | Administratively Determined Incentive Program | Waretown | 8758 | 10.935 | Residential | Behind the Meter | No | Solar Energy World | JCP&L |  | Accepted | 2025-08-28 | 2025-09-19 | 2026-09-19 | Solar Panels | LONGi | LR5-54HPB-405M |  | 0.405 | 8 | 112 | 40 |  | Fixed | Roof
NJADRE1560483545 | Administratively Determined Incentive Program | Waretown | 8758 | 10.935 | Residential | Behind the Meter | No | Solar Energy World | JCP&L |  | Accepted | 2025-08-28 | 2025-09-19 | 2026-09-19 | Inverters | Enphase | IQ8+-72-M-US | 290 |  | 27 |  |  | 0.97 |  | Outside
NJADRE1560483549 | Administratively Determined Incentive Program | South Plainfield | 7080 | 12.3 | Residential | Behind the Meter | Yes | Sunrun Installation Services, Inc. | PSE&G |  | Accepted | 2025-08-28 | 2025-09-19 | 2026-09-19 | Solar Panels | Elin Energy (Sirius PV) | ELNSM54M-HC-410 |  | 0.41 | 17 | 126 | 30 |  | Fixed | Roof
NJADRE1560483549 | Administratively Determined Incentive Program | South Plainfield | 7080 | 12.3 | Residential | Behind the Meter | Yes | Sunrun Installation Services, Inc. | PSE&G |  | Accepted | 2025-08-28 | 2025-09-19 | 2026-09-19 | Inverters | SolarEdge Technologies | SE10000H-USMN | 10000 |  | 1 |  |  | 0.99 |  | Outdoor
NJADRE1560483549 | Administratively Determined Incentive Program | South Plainfield | 7080 | 12.3 | Residential | Behind the Meter | Yes | Sunrun Installation Services, Inc. | PSE&G |  | Accepted | 2025-08-28 | 2025-09-19 | 2026-09-19 | Solar Panels | Elin Energy (Sirius PV) | ELNSM54M-HC-410 |  | 0.41 | 13 | 306 | 30 |  | Fixed | Roof
NJADRE1560483564 | Administratively Determined Incentive Program | Hammonton | 8037 | 17.4 | Residential | Behind the Meter | Yes | SunnyMac, LLC | AC Electric |  | Accepted | 2025-08-28 | 2025-09-22 | 2026-09-22 | Solar Panels | HANWHA | Q.TRON BLK M-G2 H+ |  | 0.435 | 20 | 123 | 18 |  | Fixed | Roof
NJADRE1560483564 | Administratively Determined Incentive Program | Hammonton | 8037 | 17.4 | Residential | Behind the Meter | Yes | SunnyMac, LLC | AC Electric |  | Accepted | 2025-08-28 | 2025-09-22 | 2026-09-22 | Solar Panels | HANWHA | Q.TRON BLK M-G2 H+ |  | 0.435 | 20 | 303 | 18 |  | Fixed | Roof
NJADRE1560483564 | Administratively Determined Incentive Program | Hammonton | 8037 | 17.4 | Residential | Behind the Meter | Yes | SunnyMac, LLC | AC Electric |  | Accepted | 2025-08-28 | 2025-09-22 | 2026-09-22 | Inverters | SOLAREDGE HOME HUB | SE7600H-US | 7600 |  | 1 |  |  | 0.99 |  | Outdoor | next to meter
NJADRE1560483564 | Administratively Determined Incentive Program | Hammonton | 8037 | 17.4 | Residential | Behind the Meter | Yes | SunnyMac, LLC | AC Electric |  | Accepted | 2025-08-28 | 2025-09-22 | 2026-09-22 | Inverters | SOLAREDGE HOME HUB | SE5700H-US | 5760 |  | 1 |  |  | 0.99 |  | Outdoor | next to meter
NJADRE1560483570 | Administratively Determined Incentive Program | EDISON | 8837 | 8.7 | Residential | Behind the Meter | No | SunnyMac, LLC | PSE&G |  | Accepted | 2025-08-28 | 2025-09-19 | 2026-09-19 | Solar Panels | HANWHA | Q.TRON BLK M-G2.H+ |  | 0.435 | 20 | 88 | 26 |  | Fixed | Roof
NJADRE1560483570 | Administratively Determined Incentive Program | EDISON | 8837 | 8.7 | Residential | Behind the Meter | No | SunnyMac, LLC | PSE&G |  | Accepted | 2025-08-28 | 2025-09-19 | 2026-09-19 | Inverters | SOLAREDGE ENERGY HUB | SE5700H-US | 5760 |  | 1 |  |  | 0.99 |  | Outdoor | next to meter
NJADRE1560483572 | Administratively Determined Incentive Program | FAIRFIELD | 7004 | 6.09 | Residential | Behind the Meter | No | SEA BRIGHT SOLAR, LLC | PSE&G |  | Accepted | 2025-08-28 | 2025-09-19 | 2026-09-19 | Inverters | Enphase | IQ8A-72-M-US | 349 |  | 14 |  |  | 0.97 |  | Outdoor
NJADRE1560483572 | Administratively Determined Incentive Program | FAIRFIELD | 7004 | 6.09 | Residential | Behind the Meter | No | SEA BRIGHT SOLAR, LLC | PSE&G |  | Accepted | 2025-08-28 | 2025-09-19 | 2026-09-19 | Solar Panels | QCell | Q.TRON BLK M-G2+ 435 |  | 0.435 | 9 | 122 | 34 |  | Fixed | Roof
NJADRE1560483572 | Administratively Determined Incentive Program | FAIRFIELD | 7004 | 6.09 | Residential | Behind the Meter | No | SEA BRIGHT SOLAR, LLC | PSE&G |  | Accepted | 2025-08-28 | 2025-09-19 | 2026-09-19 | Solar Panels | QCell | Q.TRON BLK M-G2+ 435 |  | 0.435 | 5 | 122 | 34 |  | Fixed | Roof
NJADRE1560483573 | Administratively Determined Incentive Program | East Brunswick | 8816 | 7.31 | Residential | Behind the Meter | No | Pro Custom Solar dba Momentum Solar | PSE&G |  | Accepted | 2025-08-28 | 2025-09-22 | 2026-09-22 | Inverters | ENPHASE | IQ8PLUS-72-2-US | 290 |  | 17 |  |  | 0.97 |  | Outdoor
NJADRE1560483573 | Administratively Determined Incentive Program | East Brunswick | 8816 | 7.31 | Residential | Behind the Meter | No | Pro Custom Solar dba Momentum Solar | PSE&G |  | Accepted | 2025-08-28 | 2025-09-22 | 2026-09-22 | Solar Panels | HANWHA | Q.TRON BLK M-G2+430 |  | 0.43 | 17 | 234 | 32 |  | Fixed | Roof
NJADRE1560483578 | Administratively Determined Incentive Program | LAKEWOOD | 8701 | 15.47 | Residential | Behind the Meter | Yes | Powerlutions, LLC | JCP&L |  | Accepted | 2025-08-28 | 2025-09-19 | 2026-09-19 | Solar Panels | CANADIAN | CS6.1-54TM-455H |  | 0.455 | 4 | 186 | 37 |  | Fixed | Roof
NJADRE1560483578 | Administratively Determined Incentive Program | LAKEWOOD | 8701 | 15.47 | Residential | Behind the Meter | Yes | Powerlutions, LLC | JCP&L |  | Accepted | 2025-08-28 | 2025-09-19 | 2026-09-19 | Solar Panels | CANADIAN | CS6.1-54TM-455H |  | 0.455 | 21 | 276 | 30 |  | Fixed | Roof
NJADRE1560483578 | Administratively Determined Incentive Program | LAKEWOOD | 8701 | 15.47 | Residential | Behind the Meter | Yes | Powerlutions, LLC | JCP&L |  | Accepted | 2025-08-28 | 2025-09-19 | 2026-09-19 | Solar Panels | CANADIAN | CS6.1-54TM-455H |  | 0.455 | 9 | 96 | 30 |  | Fixed | Roof
NJADRE1560483578 | Administratively Determined Incentive Program | LAKEWOOD | 8701 | 15.47 | Residential | Behind the Meter | Yes | Powerlutions, LLC | JCP&L |  | Accepted | 2025-08-28 | 2025-09-19 | 2026-09-19 | Inverters | Enphase | IQ8MC-72-M-US | 320 |  | 34 |  |  | 0.98 |  | Outdoor
NJADRE1560483580 | Administratively Determined Incentive Program | Bridgewater | 8807 | 7.83 | Residential | Behind the Meter | No | Maier Solar Engineering dba Solar Me | JCP&L |  | Accepted | 2025-08-28 | 2025-09-19 | 2026-09-19 | Solar Panels | QCELL - HANWHA | QTRON- BLK-MG2+435 |  | 0.435 | 1 | 175 | 37 |  | Fixed | Roof
NJADRE1560483580 | Administratively Determined Incentive Program | Bridgewater | 8807 | 7.83 | Residential | Behind the Meter | No | Maier Solar Engineering dba Solar Me | JCP&L |  | Accepted | 2025-08-28 | 2025-09-19 | 2026-09-19 | Solar Panels | QCELL - HANWHA | QTRON- BLK-MG2+435 |  | 0.435 | 17 | 175 | 40 |  | Fixed | Roof
NJADRE1560483580 | Administratively Determined Incentive Program | Bridgewater | 8807 | 7.83 | Residential | Behind the Meter | No | Maier Solar Engineering dba Solar Me | JCP&L |  | Accepted | 2025-08-28 | 2025-09-19 | 2026-09-19 | Inverters | ENPHASE | IQ8AC-72-M-US | 349 |  | 18 |  |  | 0.97 |  | Outdoor | ON RACKING
NJADRE1560483582 | Administratively Determined Incentive Program | Belleville Twp | 7109 | 8.61 | Residential | Behind the Meter | Yes | Sunrun Installation Services, Inc. | PSE&G |  | Accepted | 2025-08-28 | 2025-09-19 | 2026-09-19 | Inverters | SolarEdge Technologies | SE5700H-USMN | 5760 |  | 1 |  |  | 0.99 |  | Outdoor
NJADRE1560483582 | Administratively Determined Incentive Program | Belleville Twp | 7109 | 8.61 | Residential | Behind the Meter | Yes | Sunrun Installation Services, Inc. | PSE&G |  | Accepted | 2025-08-28 | 2025-09-19 | 2026-09-19 | Solar Panels | Hanwha Q-Cells | Q.PEAK DUO BLK ML-G10.C+ 410 (MD06G100A-017) |  | 0.41 | 12 | 201 | 34 |  | Fixed | Roof
NJADRE1560483582 | Administratively Determined Incentive Program | Belleville Twp | 7109 | 8.61 | Residential | Behind the Meter | Yes | Sunrun Installation Services, Inc. | PSE&G |  | Accepted | 2025-08-28 | 2025-09-19 | 2026-09-19 | Solar Panels | Hanwha Q-Cells | Q.PEAK DUO BLK ML-G10.C+ 410 (MD06G100A-017) |  | 0.41 | 9 | 21 | 34 |  | Fixed | Roof
NJADRE1560483585 | Administratively Determined Incentive Program | EDISON | 8837 | 14.56 | Residential | Behind the Meter | Yes | Power Energy Solutions, LLC | PSE&G |  | Accepted | 2025-08-28 | 2025-09-19 | 2026-09-19 | Solar Panels | Canadian Solar | CS6.1-54TM-455 |  | 0.455 | 12 | 12 | 34 |  | Fixed | Roof
NJADRE1560483585 | Administratively Determined Incentive Program | EDISON | 8837 | 14.56 | Residential | Behind the Meter | Yes | Power Energy Solutions, LLC | PSE&G |  | Accepted | 2025-08-28 | 2025-09-19 | 2026-09-19 | Solar Panels | Canadian Solar | CS6.1-54TM-455 |  | 0.455 | 20 | 192 | 34 |  | Fixed | Roof
NJADRE1560483585 | Administratively Determined Incentive Program | EDISON | 8837 | 14.56 | Residential | Behind the Meter | Yes | Power Energy Solutions, LLC | PSE&G |  | Accepted | 2025-08-28 | 2025-09-19 | 2026-09-19 | Inverters | Enphase | IQ8MC-72-M-US | 330 |  | 32 |  |  | 0.97 |  | Outdoor
NJADRE1560483760 | Administratively Determined Incentive Program | SEAVILLE | 8230 | 8.265 | Residential | Behind the Meter | Yes | SunnyMac, LLC | AC Electric |  | Accepted | 2025-08-28 | 2025-09-19 | 2026-09-19 | Inverters | SOLAREDGE ENERGY HUB | SE5700H-US | 5760 |  | 1 |  |  | 0.99 |  | Outdoor | next to meter
NJADRE1560483760 | Administratively Determined Incentive Program | SEAVILLE | 8230 | 8.265 | Residential | Behind the Meter | Yes | SunnyMac, LLC | AC Electric |  | Accepted | 2025-08-28 | 2025-09-19 | 2026-09-19 | Solar Panels | HANWHA | Q.TRON BLK M-G2 H+ |  | 0.435 | 19 | 95 | 15 |  | Fixed | Roof
NJADRE1560483767 | Administratively Determined Incentive Program | Parsippany | 7054 | 9.89 | Residential | Behind the Meter | No | Pro Custom Solar dba Momentum Solar | JCP&L |  | Accepted | 2025-08-28 | 2025-09-22 | 2026-09-22 | Inverters | ENPHASE | IQ8MC-72-M-US | 320 |  | 23 |  |  | 0.97 |  | Outdoor
NJADRE1560483767 | Administratively Determined Incentive Program | Parsippany | 7054 | 9.89 | Residential | Behind the Meter | No | Pro Custom Solar dba Momentum Solar | JCP&L |  | Accepted | 2025-08-28 | 2025-09-22 | 2026-09-22 | Solar Panels | HANWHA | Q.TRON BLK M-G2+430 |  | 0.43 | 9 | 217 | 26 |  | Fixed | Roof
NJADRE1560483767 | Administratively Determined Incentive Program | Parsippany | 7054 | 9.89 | Residential | Behind the Meter | No | Pro Custom Solar dba Momentum Solar | JCP&L |  | Accepted | 2025-08-28 | 2025-09-22 | 2026-09-22 | Solar Panels | ENPHASE | Q.TRON BLK M-G2+430 |  | 0.43 | 10 | 37 | 26 |  | Fixed | Roof
NJADRE1560483767 | Administratively Determined Incentive Program | Parsippany | 7054 | 9.89 | Residential | Behind the Meter | No | Pro Custom Solar dba Momentum Solar | JCP&L |  | Accepted | 2025-08-28 | 2025-09-22 | 2026-09-22 | Solar Panels | Hanwha | Q.TRON BLK M-G2+430 |  | 0.43 | 4 | 217 | 26 |  | Fixed | Roof
NJADRE1560484073 | Administratively Determined Incentive Program | Southampton Twp | 8088 | 24.36 | Residential | Behind the Meter | Yes | SunnyMac, LLC | PSE&G |  | Accepted | 2025-08-28 | 2025-09-19 | 2026-09-19 | Solar Panels | HANWHA | Q.TRON BLK M-G2 H+ |  | 0.435 | 10 | 65 | 26 |  | Fixed | Roof
NJADRE1560484073 | Administratively Determined Incentive Program | Southampton Twp | 8088 | 24.36 | Residential | Behind the Meter | Yes | SunnyMac, LLC | PSE&G |  | Accepted | 2025-08-28 | 2025-09-19 | 2026-09-19 | Solar Panels | HANWHA | Q.TRON BLK M-G2 H+ |  | 0.435 | 16 | 335 | 18 |  | Fixed | Roof
NJADRE1560484073 | Administratively Determined Incentive Program | Southampton Twp | 8088 | 24.36 | Residential | Behind the Meter | Yes | SunnyMac, LLC | PSE&G |  | Accepted | 2025-08-28 | 2025-09-19 | 2026-09-19 | Inverters | SOLAREDGE HOME HUB | SE10000H-US | 10000 |  | 1 |  |  | 0.99 |  | Outdoor | next to meter
NJADRE1560484073 | Administratively Determined Incentive Program | Southampton Twp | 8088 | 24.36 | Residential | Behind the Meter | Yes | SunnyMac, LLC | PSE&G |  | Accepted | 2025-08-28 | 2025-09-19 | 2026-09-19 | Solar Panels | HANWHA | Q.TRON BLK M-G2 H+ |  | 0.435 | 6 | 65 | 28 |  | Fixed | Roof
NJADRE1560484073 | Administratively Determined Incentive Program | Southampton Twp | 8088 | 24.36 | Residential | Behind the Meter | Yes | SunnyMac, LLC | PSE&G |  | Accepted | 2025-08-28 | 2025-09-19 | 2026-09-19 | Solar Panels | HANWHA | Q.TRON BLK M-G2 H+ |  | 0.435 | 16 | 155 | 18 |  | Fixed | Roof
NJADRE1560484073 | Administratively Determined Incentive Program | Southampton Twp | 8088 | 24.36 | Residential | Behind the Meter | Yes | SunnyMac, LLC | PSE&G |  | Accepted | 2025-08-28 | 2025-09-19 | 2026-09-19 | Solar Panels | HANWHA | Q.TRON BLK M-G2 H+ |  | 0.435 | 8 | 65 | 15 |  | Fixed | Roof
NJADRE1560484073 | Administratively Determined Incentive Program | Southampton Twp | 8088 | 24.36 | Residential | Behind the Meter | Yes | SunnyMac, LLC | PSE&G |  | Accepted | 2025-08-28 | 2025-09-19 | 2026-09-19 | Inverters | SOLAREDGE HOME HUB | SE7600H-US | 7600 |  | 1 |  |  | 0.99 |  | Outdoor | next to meter
NJADRE1560484084 | Administratively Determined Incentive Program | HAMMONTON | 8037 | 11.745 | Residential | Behind the Meter | No | Solar Energy World | AC Electric |  | Accepted | 2025-08-28 | 2025-09-19 | 2026-09-19 | Inverters | Enphase | IQ8MC-72-M-US | 320 |  | 27 |  |  | 0.97 |  | Outside
NJADRE1560484084 | Administratively Determined Incentive Program | HAMMONTON | 8037 | 11.745 | Residential | Behind the Meter | No | Solar Energy World | AC Electric |  | Accepted | 2025-08-28 | 2025-09-19 | 2026-09-19 | Solar Panels | HANWHA | Q.TRON BLKM-G2+ 435W |  | 0.435 | 27 | 186 | 18 |  | Fixed | Roof
NJADRE1560484095 | Administratively Determined Incentive Program | Hightstown | 8520 | 12.3 | Residential | Behind the Meter | Yes | Sunrun Installation Services, Inc. | JCP&L |  | Accepted | 2025-08-28 | 2025-09-19 | 2026-09-19 | Solar Panels | Elin Energy (Sirius PV) | ELNSM54M-HC-410 |  | 0.41 | 11 | 91 | 20 |  | Fixed | Roof
NJADRE1560484095 | Administratively Determined Incentive Program | Hightstown | 8520 | 12.3 | Residential | Behind the Meter | Yes | Sunrun Installation Services, Inc. | JCP&L |  | Accepted | 2025-08-28 | 2025-09-19 | 2026-09-19 | Solar Panels | Elin Energy (Sirius PV) | ELNSM54M-HC-410 |  | 0.41 | 5 | 91 | 20 |  | Fixed | Roof
NJADRE1560484095 | Administratively Determined Incentive Program | Hightstown | 8520 | 12.3 | Residential | Behind the Meter | Yes | Sunrun Installation Services, Inc. | JCP&L |  | Accepted | 2025-08-28 | 2025-09-19 | 2026-09-19 | Inverters | SolarEdge Technologies | SE10000H-USMN | 10000 |  | 1 |  |  | 0.99 |  | Outdoor
NJADRE1560484095 | Administratively Determined Incentive Program | Hightstown | 8520 | 12.3 | Residential | Behind the Meter | Yes | Sunrun Installation Services, Inc. | JCP&L |  | Accepted | 2025-08-28 | 2025-09-19 | 2026-09-19 | Solar Panels | Elin Energy (Sirius PV) | ELNSM54M-HC-410 |  | 0.41 | 14 | 271 | 26 |  | Fixed | Roof
NJADRE1560484096 | Administratively Determined Incentive Program | Cherry Hill Township | 8003 | 7.885 | Residential | Behind the Meter | Yes | SunnyMac, LLC | PSE&G |  | Accepted | 2025-08-28 | 2025-09-19 | 2026-09-19 | Solar Panels | HANWHA | Q.PEAK DUO BLK ML-G10.C+ |  | 0.415 | 9 | 91 | 31 |  | Fixed | Roof
NJADRE1560484096 | Administratively Determined Incentive Program | Cherry Hill Township | 8003 | 7.885 | Residential | Behind the Meter | Yes | SunnyMac, LLC | PSE&G |  | Accepted | 2025-08-28 | 2025-09-19 | 2026-09-19 | Solar Panels | HANWHA | Q.PEAK DUO BLK ML-G10.C+ |  | 0.415 | 10 | 271 | 31 |  | Fixed | Roof
NJADRE1560484096 | Administratively Determined Incentive Program | Cherry Hill Township | 8003 | 7.885 | Residential | Behind the Meter | Yes | SunnyMac, LLC | PSE&G |  | Accepted | 2025-08-28 | 2025-09-19 | 2026-09-19 | Inverters | SOLAREDGE HOME HUB | SE5700H-US | 5760 |  | 1 |  |  | 0.99 |  | Outdoor | next to meter
NJADRE1560484101 | Administratively Determined Incentive Program | MORRISTOWN | 7960 | 11.07 | Residential | Behind the Meter | No | Tesla Energy Operations, Inc | JCP&L |  | Accepted | 2025-08-28 | 2025-09-19 | 2026-09-19 | Solar Panels | Hanwha | Q.PEAK DUO BLK ML-G10+/TS 410 |  | 0.41 | 20 | 204 | 34 |  | Fixed | Roof
NJADRE1560484101 | Administratively Determined Incentive Program | MORRISTOWN | 7960 | 11.07 | Residential | Behind the Meter | No | Tesla Energy Operations, Inc | JCP&L |  | Accepted | 2025-08-28 | 2025-09-19 | 2026-09-19 | Electric Storage Battery | Tesla | Powerwall 3 |  |  | 2 |  |  |  | Lithium Ion |  | OUTSIDE
NJADRE1560484101 | Administratively Determined Incentive Program | MORRISTOWN | 7960 | 11.07 | Residential | Behind the Meter | No | Tesla Energy Operations, Inc | JCP&L |  | Accepted | 2025-08-28 | 2025-09-19 | 2026-09-19 | Inverters | Tesla | 1707000-XX-Y 11.5 kW | 11500 |  | 1 |  |  | 0.98 |  | Outdoor
NJADRE1560484101 | Administratively Determined Incentive Program | MORRISTOWN | 7960 | 11.07 | Residential | Behind the Meter | No | Tesla Energy Operations, Inc | JCP&L |  | Accepted | 2025-08-28 | 2025-09-19 | 2026-09-19 | Solar Panels | Hanwha | Q.PEAK DUO BLK ML-G10+/TS 410 |  | 0.41 | 7 | 204 | 34 |  | Fixed | Roof
NJADRE1560484106 | Administratively Determined Incentive Program | LODI | 7644 | 3.69 | Residential | Behind the Meter | Yes | Freedom Forever New Jersey, LLC | PSE&G |  | Accepted | 2025-08-28 | 2025-09-19 | 2026-09-19 | Solar Panels | Hanwha | Q.PEAK DUO BLK ML-G10.C+ 410 |  | 0.41 | 2 | 217 | 36 |  | Fixed | Roof
NJADRE1560484106 | Administratively Determined Incentive Program | LODI | 7644 | 3.69 | Residential | Behind the Meter | Yes | Freedom Forever New Jersey, LLC | PSE&G |  | Accepted | 2025-08-28 | 2025-09-19 | 2026-09-19 | Solar Panels | Hanwha | Q.PEAK DUO BLK ML-G10.C+ 410 |  | 0.41 | 3 | 127 | 36 |  | Fixed | Roof
NJADRE1560484106 | Administratively Determined Incentive Program | LODI | 7644 | 3.69 | Residential | Behind the Meter | Yes | Freedom Forever New Jersey, LLC | PSE&G |  | Accepted | 2025-08-28 | 2025-09-19 | 2026-09-19 | Solar Panels | Hanwha | Q.PEAK DUO BLK ML-G10.C+ 410 |  | 0.41 | 4 | 217 | 23 |  | Fixed | Roof
NJADRE1560484106 | Administratively Determined Incentive Program | LODI | 7644 | 3.69 | Residential | Behind the Meter | Yes | Freedom Forever New Jersey, LLC | PSE&G |  | Accepted | 2025-08-28 | 2025-09-19 | 2026-09-19 | Inverters | Solar Ege | SE3800H-US | 3800 |  | 1 |  |  | 0.99 |  | Outside
NJADRE1560484110 | Administratively Determined Incentive Program | WINSLOW TOWNSHIP | 8081 | 10.005 | Residential | Behind the Meter | Yes | SunnyMac, LLC | AC Electric |  | Accepted | 2025-08-28 | 2025-09-19 | 2026-09-19 | Solar Panels | HANWHA | Q.TRON BLK M-G2.H+ |  | 0.435 | 23 | 138 | 29 |  | Fixed | Roof
NJADRE1560484110 | Administratively Determined Incentive Program | WINSLOW TOWNSHIP | 8081 | 10.005 | Residential | Behind the Meter | Yes | SunnyMac, LLC | AC Electric |  | Accepted | 2025-08-28 | 2025-09-19 | 2026-09-19 | Inverters | SOLAREDGE HOME HUB | SE7600H-US | 7600 |  | 1 |  |  | 0.99 |  | Outdoor | next to meter
NJADRE1560484115 | Administratively Determined Incentive Program | HAMILTON TOWNSHIP | 8690 | 6.525 | Residential | Behind the Meter | Yes | SunnyMac, LLC | PSE&G |  | Accepted | 2025-08-28 | 2025-09-19 | 2026-09-19 | Solar Panels | HANWHA | Q.TRON BLK M-G2.H+ |  | 0.435 | 15 | 191 | 40 |  | Fixed | Roof
NJADRE1560484115 | Administratively Determined Incentive Program | HAMILTON TOWNSHIP | 8690 | 6.525 | Residential | Behind the Meter | Yes | SunnyMac, LLC | PSE&G |  | Accepted | 2025-08-28 | 2025-09-19 | 2026-09-19 | Inverters | SOLAREDGE HOME HUB | SE5700H-US | 5760 |  | 1 |  |  | 0.99 |  | Outdoor | next to meter
NJADRE1560484127 | Administratively Determined Incentive Program | COLUMBUS | 8022 | 20.88 | Residential | Behind the Meter | No | Solar Energy World | PSE&G |  | Accepted | 2025-08-28 | 2025-09-19 | 2026-09-19 | Solar Panels | HANWHA | Q.TRON BLKM-G2+ 435W |  | 0.435 | 24 | 132 | 34 |  | Fixed | Roof
NJADRE1560484127 | Administratively Determined Incentive Program | COLUMBUS | 8022 | 20.88 | Residential | Behind the Meter | No | Solar Energy World | PSE&G |  | Accepted | 2025-08-28 | 2025-09-19 | 2026-09-19 | Solar Panels | HANWHA | Q.TRON BLKM-G2+ 435W |  | 0.435 | 24 | 312 | 34 |  | Fixed | Roof
NJADRE1560484127 | Administratively Determined Incentive Program | COLUMBUS | 8022 | 20.88 | Residential | Behind the Meter | No | Solar Energy World | PSE&G |  | Accepted | 2025-08-28 | 2025-09-19 | 2026-09-19 | Inverters | Enphase | IQ8MC-72-M-US | 320 |  | 48 |  |  | 0.97 |  | Outside
NJADRE1560484131 | Administratively Determined Incentive Program | SPARTA | 7871 | 11.61 | Residential | Behind the Meter | No | Green Power Energy, LLC | JCP&L |  | Accepted | 2025-08-28 | 2025-09-19 | 2026-09-19 | Inverters | Enphase Energy | Q8MC-72-M-US [240V] | 320 |  | 27 |  |  | 0.98 |  | Outdoor | Roof
NJADRE1560484131 | Administratively Determined Incentive Program | SPARTA | 7871 | 11.61 | Residential | Behind the Meter | No | Green Power Energy, LLC | JCP&L |  | Accepted | 2025-08-28 | 2025-09-19 | 2026-09-19 | Solar Panels | SEG Solar | SEG-430-BTD-BG |  | 0.43 | 27 | 203 | 20 |  | Fixed | Roof
NJADRE1560484143 | Administratively Determined Incentive Program | Brick | 8724 | 11.89 | Residential | Behind the Meter | Yes | Sunrun Installation Services, Inc. | JCP&L |  | Accepted | 2025-08-28 | 2025-09-25 | 2026-09-25 | Inverters | SolarEdge Technologies | SE10000H-USMN | 10000 |  | 1 |  |  | 0.99 |  | Outdoor
NJADRE1560484143 | Administratively Determined Incentive Program | Brick | 8724 | 11.89 | Residential | Behind the Meter | Yes | Sunrun Installation Services, Inc. | JCP&L |  | Accepted | 2025-08-28 | 2025-09-25 | 2026-09-25 | Solar Panels | Elin Energy (Sirius PV) | ELNSM54M-HC-410 |  | 0.41 | 4 | 78 | 24 |  | Fixed | Roof
NJADRE1560484143 | Administratively Determined Incentive Program | Brick | 8724 | 11.89 | Residential | Behind the Meter | Yes | Sunrun Installation Services, Inc. | JCP&L |  | Accepted | 2025-08-28 | 2025-09-25 | 2026-09-25 | Solar Panels | Elin Energy (Sirius PV) | ELNSM54M-HC-410 |  | 0.41 | 9 | 258 | 22 |  | Fixed | Roof
NJADRE1560484143 | Administratively Determined Incentive Program | Brick | 8724 | 11.89 | Residential | Behind the Meter | Yes | Sunrun Installation Services, Inc. | JCP&L |  | Accepted | 2025-08-28 | 2025-09-25 | 2026-09-25 | Solar Panels | Elin Energy (Sirius PV) | ELNSM54M-HC-410 |  | 0.41 | 7 | 258 | 22 |  | Fixed | Roof
NJADRE1560484143 | Administratively Determined Incentive Program | Brick | 8724 | 11.89 | Residential | Behind the Meter | Yes | Sunrun Installation Services, Inc. | JCP&L |  | Accepted | 2025-08-28 | 2025-09-25 | 2026-09-25 | Solar Panels | Elin Energy (Sirius PV) | ELNSM54M-HC-410 |  | 0.41 | 9 | 78 | 22 |  | Fixed | Roof
NJADRE1560484160 | Administratively Determined Incentive Program | Jackson | 8527 | 17.1 | Residential | Behind the Meter | No | SunPurity, LLC | JCP&L |  | Accepted | 2025-08-28 | 2025-09-22 | 2026-09-22 | Inverters | SolarEdge | SE11400H-US | 11400 |  | 1 |  |  | 0.99 |  | Outdoor
NJADRE1560484160 | Administratively Determined Incentive Program | Jackson | 8527 | 17.1 | Residential | Behind the Meter | No | SunPurity, LLC | JCP&L |  | Accepted | 2025-08-28 | 2025-09-22 | 2026-09-22 | Solar Panels | Sunpower | SPR-MAX6-475 |  | 0.475 | 9 | 227 | 30 |  | Fixed | Roof
NJADRE1560484160 | Administratively Determined Incentive Program | Jackson | 8527 | 17.1 | Residential | Behind the Meter | No | SunPurity, LLC | JCP&L |  | Accepted | 2025-08-28 | 2025-09-22 | 2026-09-22 | Solar Panels | Sunpower | SPR-MAX6-475 |  | 0.475 | 4 | 227 | 30 |  | Fixed | Roof
NJADRE1560484160 | Administratively Determined Incentive Program | Jackson | 8527 | 17.1 | Residential | Behind the Meter | No | SunPurity, LLC | JCP&L |  | Accepted | 2025-08-28 | 2025-09-22 | 2026-09-22 | Solar Panels | Sunpower | SPR-MAX6-475 |  | 0.475 | 23 | 47 | 30 |  | Fixed | Roof
NJADRE1560484172 | Administratively Determined Incentive Program | PARSIPPANY | 7054 | 5.67 | Residential | Behind the Meter | No | Power Home Remodeling Group | JCP&L |  | Accepted | 2025-08-28 | 2025-09-19 | 2026-09-19 | Meters | SolarEdge | Revenue Grade Data Ansi C12.20 |  |  | 1 |  |  |  | Yes | Outdoor
NJADRE1560484172 | Administratively Determined Incentive Program | PARSIPPANY | 7054 | 5.67 | Residential | Behind the Meter | No | Power Home Remodeling Group | JCP&L |  | Accepted | 2025-08-28 | 2025-09-19 | 2026-09-19 | Solar Panels | JA Solar | JAM54S31 405/MR |  | 0.405 | 14 | 169 | 18 |  | Fixed | Roof
NJADRE1560484172 | Administratively Determined Incentive Program | PARSIPPANY | 7054 | 5.67 | Residential | Behind the Meter | No | Power Home Remodeling Group | JCP&L |  | Accepted | 2025-08-28 | 2025-09-19 | 2026-09-19 | Inverters | SolarEdge | SE3800H-US | 3800 |  | 1 |  |  | 0.99 |  | Outside
NJADRE1560484174 | Administratively Determined Incentive Program | MEDFORD LAKES | 8055 | 12.47 | Residential | Behind the Meter | No | Raynor Electric, LLC | PSE&G |  | Accepted | 2025-08-28 | 2025-09-19 | 2026-09-19 | Meters | solaredge | SE10000 |  |  | 1 |  |  |  | Yes | Outdoor
NJADRE1560484174 | Administratively Determined Incentive Program | MEDFORD LAKES | 8055 | 12.47 | Residential | Behind the Meter | No | Raynor Electric, LLC | PSE&G |  | Accepted | 2025-08-28 | 2025-09-19 | 2026-09-19 | Solar Panels | SEG | SEG430 |  | 0.43 | 12 | 122 | 20 |  | Fixed | Roof
NJADRE1560484174 | Administratively Determined Incentive Program | MEDFORD LAKES | 8055 | 12.47 | Residential | Behind the Meter | No | Raynor Electric, LLC | PSE&G |  | Accepted | 2025-08-28 | 2025-09-19 | 2026-09-19 | Inverters | Solar Edge | SE10000HDUS | 10000 |  | 1 |  |  | 0.99 |  | Outdoor | Next to utility meter
NJADRE1560484174 | Administratively Determined Incentive Program | MEDFORD LAKES | 8055 | 12.47 | Residential | Behind the Meter | No | Raynor Electric, LLC | PSE&G |  | Accepted | 2025-08-28 | 2025-09-19 | 2026-09-19 | Solar Panels | SEG | Seg430 |  | 0.43 | 17 | 122 | 20 |  | Fixed | Roof
NJADRE1560484180 | Administratively Determined Incentive Program | PLAINFIELD | 7062 | 8.61 | Residential | Behind the Meter | Yes | Freedom Forever New Jersey, LLC | PSE&G |  | Accepted | 2025-08-28 | 2025-09-19 | 2026-09-19 | Inverters | Solar Edge | SE7600H-US | 7600 |  | 1 |  |  | 0.99 |  | Outside
NJADRE1560484180 | Administratively Determined Incentive Program | PLAINFIELD | 7062 | 8.61 | Residential | Behind the Meter | Yes | Freedom Forever New Jersey, LLC | PSE&G |  | Accepted | 2025-08-28 | 2025-09-19 | 2026-09-19 | Solar Panels | Hanwha | Q.PEAK DUO BLK ML-G10.C+ 410 |  | 0.41 | 15 | 230 | 33 |  | Fixed | Roof
NJADRE1560484180 | Administratively Determined Incentive Program | PLAINFIELD | 7062 | 8.61 | Residential | Behind the Meter | Yes | Freedom Forever New Jersey, LLC | PSE&G |  | Accepted | 2025-08-28 | 2025-09-19 | 2026-09-19 | Solar Panels | Hanwha | Q.PEAK DUO BLK ML-G10.C+ 410 |  | 0.41 | 6 | 299 | 10 |  | Fixed | Roof
NJADRE1560484205 | Administratively Determined Incentive Program | PLAINSBORO | 8536 | 10.53 | Residential | Behind the Meter | No | Solar Energy World | PSE&G |  | Accepted | 2025-08-28 | 2025-09-19 | 2026-09-19 | Solar Panels | LONGi | LR5-54HPB-405M |  | 0.405 | 2 | 224 | 19 |  | Fixed | Roof
NJADRE1560484205 | Administratively Determined Incentive Program | PLAINSBORO | 8536 | 10.53 | Residential | Behind the Meter | No | Solar Energy World | PSE&G |  | Accepted | 2025-08-28 | 2025-09-19 | 2026-09-19 | Inverters | Enphase | IQ8+-72-M-US | 290 |  | 26 |  |  | 0.97 |  | Outside
NJADRE1560484205 | Administratively Determined Incentive Program | PLAINSBORO | 8536 | 10.53 | Residential | Behind the Meter | No | Solar Energy World | PSE&G |  | Accepted | 2025-08-28 | 2025-09-19 | 2026-09-19 | Solar Panels | LONGi | LR5-54HPB-405M |  | 0.405 | 9 | 88 | 18 |  | Fixed | Roof
NJADRE1560484205 | Administratively Determined Incentive Program | PLAINSBORO | 8536 | 10.53 | Residential | Behind the Meter | No | Solar Energy World | PSE&G |  | Accepted | 2025-08-28 | 2025-09-19 | 2026-09-19 | Solar Panels | LONGi | LR5-54HPB-405M |  | 0.405 | 15 | 224 | 19 |  | Fixed | Roof
NJADRE1560484208 | Administratively Determined Incentive Program | WOODSTOWN | 8098 | 10.32 | Residential | Behind the Meter | No | RCL Enterprises, Inc. | AC Electric |  | Accepted | 2025-08-28 | 2025-09-19 | 2026-09-19 | Inverters | Enphase | IQ8HC | 380 |  | 24 |  |  | 0.97 |  | Outside
NJADRE1560484208 | Administratively Determined Incentive Program | WOODSTOWN | 8098 | 10.32 | Residential | Behind the Meter | No | RCL Enterprises, Inc. | AC Electric |  | Accepted | 2025-08-28 | 2025-09-19 | 2026-09-19 | Solar Panels | SEG Solar | SEG430BTD |  | 0.43 | 9 | 221 | 26 |  | Fixed | Roof
NJADRE1560484208 | Administratively Determined Incentive Program | WOODSTOWN | 8098 | 10.32 | Residential | Behind the Meter | No | RCL Enterprises, Inc. | AC Electric |  | Accepted | 2025-08-28 | 2025-09-19 | 2026-09-19 | Solar Panels | SEG Solar | SEG430BTD |  | 0.43 | 15 | 221 | 20 |  | Fixed | Roof
NJADRE1560484230 | Administratively Determined Incentive Program | HOWELL | 7731 | 15.39 | Residential | Behind the Meter | Yes | Solar Energy World | JCP&L |  | Accepted | 2025-08-28 | 2025-09-19 | 2026-09-19 | Solar Panels | LONGi | LR5-54HPB-405M |  | 0.405 | 19 | 130 | 19 |  | Fixed | Roof
NJADRE1560484230 | Administratively Determined Incentive Program | HOWELL | 7731 | 15.39 | Residential | Behind the Meter | Yes | Solar Energy World | JCP&L |  | Accepted | 2025-08-28 | 2025-09-19 | 2026-09-19 | Inverters | Enphase | IQ8HC-72-M-DOM-US | 380 |  | 38 |  |  | 0.97 |  | Outside
NJADRE1560484230 | Administratively Determined Incentive Program | HOWELL | 7731 | 15.39 | Residential | Behind the Meter | Yes | Solar Energy World | JCP&L |  | Accepted | 2025-08-28 | 2025-09-19 | 2026-09-19 | Solar Panels | LONGi | LR5-54HPB-405M |  | 0.405 | 19 | 312 | 18 |  | Fixed | Roof
NJADRE1560484234 | Administratively Determined Incentive Program | Cedar Brook | 8018 | 7.38 | Residential | Behind the Meter | Yes | Freedom Forever New Jersey, LLC | PSE&G |  | Accepted | 2025-08-28 | 2025-09-22 | 2026-09-22 | Solar Panels | Hanwha | Q.PEAK DUO BLK ML-G10+ 410 |  | 0.41 | 18 | 143 | 30 |  | Fixed | Roof
NJADRE1560484234 | Administratively Determined Incentive Program | Cedar Brook | 8018 | 7.38 | Residential | Behind the Meter | Yes | Freedom Forever New Jersey, LLC | PSE&G |  | Accepted | 2025-08-28 | 2025-09-22 | 2026-09-22 | Inverters | Tesla | TESLA TESLA POWERWALL 3 | 12 |  | 1 |  |  | 0.99 |  | Outside
NJADRE1560484237 | Administratively Determined Incentive Program | BRIDGETON | 8302 | 8.6 | Residential | Behind the Meter | No | RCL Enterprises, Inc. | AC Electric |  | Accepted | 2025-08-28 | 2025-09-19 | 2026-09-19 | Inverters | Enphase | IQ8Plus | 290 |  | 20 |  |  | 0.97 |  | Outside
NJADRE1560484237 | Administratively Determined Incentive Program | BRIDGETON | 8302 | 8.6 | Residential | Behind the Meter | No | RCL Enterprises, Inc. | AC Electric |  | Accepted | 2025-08-28 | 2025-09-19 | 2026-09-19 | Solar Panels | SEG Solar | SEG430BTD |  | 0.43 | 18 | 174 | 26 |  | Fixed | Roof
NJADRE1560484237 | Administratively Determined Incentive Program | BRIDGETON | 8302 | 8.6 | Residential | Behind the Meter | No | RCL Enterprises, Inc. | AC Electric |  | Accepted | 2025-08-28 | 2025-09-19 | 2026-09-19 | Solar Panels | SEG Solar | SEG430BTD |  | 0.43 | 2 | 174 | 26 |  | Fixed | Roof
NJADRE1560484242 | Administratively Determined Incentive Program | Raritan Township | 8551 | 12.3 | Residential | Behind the Meter | No | Tesla Energy Operations, Inc. | JCP&L |  | Accepted | 2025-08-28 | 2025-09-19 | 2026-09-19 | Solar Panels | Hanwha | Q.PEAK DUO BLK ML-G10+/TS 410 |  | 0.41 | 13 | 127 | 34 |  | Fixed | Roof
NJADRE1560484242 | Administratively Determined Incentive Program | Raritan Township | 8551 | 12.3 | Residential | Behind the Meter | No | Tesla Energy Operations, Inc. | JCP&L |  | Accepted | 2025-08-28 | 2025-09-19 | 2026-09-19 | Solar Panels | Hanwha | Q.PEAK DUO BLK ML-G10+/TS 410 |  | 0.41 | 3 | 127 | 34 |  | Fixed | Roof
NJADRE1560484242 | Administratively Determined Incentive Program | Raritan Township | 8551 | 12.3 | Residential | Behind the Meter | No | Tesla Energy Operations, Inc. | JCP&L |  | Accepted | 2025-08-28 | 2025-09-19 | 2026-09-19 | Inverters | Tesla | 1707000-XX-Y 11.5 kW | 11500 |  | 1 |  |  | 0.98 |  | Outdoor
NJADRE1560484242 | Administratively Determined Incentive Program | Raritan Township | 8551 | 12.3 | Residential | Behind the Meter | No | Tesla Energy Operations, Inc. | JCP&L |  | Accepted | 2025-08-28 | 2025-09-19 | 2026-09-19 | Solar Panels | Hanwha | Q.PEAK DUO BLK ML-G10+/TS 410 |  | 0.41 | 14 | 127 | 34 |  | Fixed | Roof
NJADRE1560484242 | Administratively Determined Incentive Program | Raritan Township | 8551 | 12.3 | Residential | Behind the Meter | No | Tesla Energy Operations, Inc. | JCP&L |  | Accepted | 2025-08-28 | 2025-09-19 | 2026-09-19 | Electric Storage Battery | Tesla | Powerwall 3 |  |  | 2 |  |  |  | Lithium Ion |  | OUTSIDE
NJADRE1560484249 | Administratively Determined Incentive Program | Monroe Twp | 8831 | 7.38 | Residential | Behind the Meter | Yes | Sunrun Installation Services, Inc. | JCP&L |  | Accepted | 2025-08-28 | 2025-09-25 | 2026-09-25 | Inverters | SolarEdge Technologies | SE5700H-USMN | 5760 |  | 1 |  |  | 0.99 |  | Outdoor | Next to meter
NJADRE1560484249 | Administratively Determined Incentive Program | Monroe Twp | 8831 | 7.38 | Residential | Behind the Meter | Yes | Sunrun Installation Services, Inc. | JCP&L |  | Accepted | 2025-08-28 | 2025-09-25 | 2026-09-25 | Solar Panels | Elin Energy (Sirius PV) | ELNSM54M-HC-410 |  | 0.41 | 18 | 103 | 32 |  | Fixed | Roof
NJADRE1560484252 | Administratively Determined Incentive Program | GREENWICH | 8323 | 8.6 | Residential | Behind the Meter | No | RCL Enterprises, Inc. | AC Electric |  | Accepted | 2025-08-28 | 2025-09-19 | 2026-09-19 | Inverters | Enphase | IQ8plus | 290 |  | 20 |  |  | 0.97 |  | Outside
NJADRE1560484252 | Administratively Determined Incentive Program | GREENWICH | 8323 | 8.6 | Residential | Behind the Meter | No | RCL Enterprises, Inc. | AC Electric |  | Accepted | 2025-08-28 | 2025-09-19 | 2026-09-19 | Solar Panels | SEG Solar | SEG430BTD |  | 0.43 | 20 | 267 | 18 |  | Fixed | Roof
NJADRE1560484259 | Administratively Determined Incentive Program | Washington Twp | 8080 | 10.375 | Residential | Behind the Meter | Yes | Fusion Solar Energy, LLC | AC Electric |  | Accepted | 2025-08-28 | 2025-09-19 | 2026-09-19 | Solar Panels | QCELLS | Q.PEAK DUO BLK ML-G10.C+ 415 |  | 0.415 | 20 | 135.43 | 26 |  | Fixed | Roof
NJADRE1560484259 | Administratively Determined Incentive Program | Washington Twp | 8080 | 10.375 | Residential | Behind the Meter | Yes | Fusion Solar Energy, LLC | AC Electric |  | Accepted | 2025-08-28 | 2025-09-19 | 2026-09-19 | Inverters | ENPHASE | IQ8HC-72-M-DOM-US | 380 |  | 25 |  |  | 0.97 |  | Outside | Roof
NJADRE1560484259 | Administratively Determined Incentive Program | Washington Twp | 8080 | 10.375 | Residential | Behind the Meter | Yes | Fusion Solar Energy, LLC | AC Electric |  | Accepted | 2025-08-28 | 2025-09-19 | 2026-09-19 | Solar Panels | QCELLS | Q.PEAK DUO BLK ML-G10.C+ 415 |  | 0.415 | 5 | 135.43 | 27 |  | Fixed | Roof
NJADRE1560484265 | Administratively Determined Incentive Program | Harrison Twp | 8062 | 15.91 | Residential | Behind the Meter | Yes | RCL Enterprises, Inc. | AC Electric |  | Accepted | 2025-08-28 | 2025-09-19 | 2026-09-19 | Solar Panels | SEG Solar | SEG430BTD |  | 0.43 | 11 | 102 | 26 |  | Fixed | Roof
NJADRE1560484265 | Administratively Determined Incentive Program | Harrison Twp | 8062 | 15.91 | Residential | Behind the Meter | Yes | RCL Enterprises, Inc. | AC Electric |  | Accepted | 2025-08-28 | 2025-09-19 | 2026-09-19 | Inverters | Enphase | IQ8HC | 380 |  | 37 |  |  | 0.97 |  | Outside
NJADRE1560484265 | Administratively Determined Incentive Program | Harrison Twp | 8062 | 15.91 | Residential | Behind the Meter | Yes | RCL Enterprises, Inc. | AC Electric |  | Accepted | 2025-08-28 | 2025-09-19 | 2026-09-19 | Solar Panels | SEG Solar | SEG430BTD |  | 0.43 | 16 | 102 | 26 |  | Fixed | Roof
NJADRE1560484265 | Administratively Determined Incentive Program | Harrison Twp | 8062 | 15.91 | Residential | Behind the Meter | Yes | RCL Enterprises, Inc. | AC Electric |  | Accepted | 2025-08-28 | 2025-09-19 | 2026-09-19 | Solar Panels | SEG Solar | SEG430BTD |  | 0.43 | 10 | 282 | 26 |  | Fixed | Roof
NJADRE1560484273 | Administratively Determined Incentive Program | Salem | 8079 | 15.05 | Residential | Behind the Meter | Yes | RCL Enterprises, Inc. | AC Electric |  | Accepted | 2025-08-28 | 2025-09-19 | 2026-09-19 | Solar Panels | QTRON | BLKMG2H |  | 0.43 | 8 | 72 | 5 |  | Fixed | Roof
NJADRE1560484273 | Administratively Determined Incentive Program | Salem | 8079 | 15.05 | Residential | Behind the Meter | Yes | RCL Enterprises, Inc. | AC Electric |  | Accepted | 2025-08-28 | 2025-09-19 | 2026-09-19 | Inverters | Enphase | IQ8HC | 380 |  | 35 |  |  | 0.97 |  | Outside
NJADRE1560484273 | Administratively Determined Incentive Program | Salem | 8079 | 15.05 | Residential | Behind the Meter | Yes | RCL Enterprises, Inc. | AC Electric |  | Accepted | 2025-08-28 | 2025-09-19 | 2026-09-19 | Solar Panels | QTRON | BLKMG2H |  | 0.43 | 13 | 161 | 24 |  | Fixed | Roof
NJADRE1560484273 | Administratively Determined Incentive Program | Salem | 8079 | 15.05 | Residential | Behind the Meter | Yes | RCL Enterprises, Inc. | AC Electric |  | Accepted | 2025-08-28 | 2025-09-19 | 2026-09-19 | Solar Panels | QTRON | BLKMG2H |  | 0.43 | 14 | 341 | 24 |  | Fixed | Roof
NJADRE1560484275 | Administratively Determined Incentive Program | Neptune | 7753 | 7.29 | Residential | Behind the Meter | No | Power Home Remodeling Group | JCP&L |  | Accepted | 2025-08-28 | 2025-09-22 | 2026-09-22 | Solar Panels | JA Solar | JAM54S31 405/MR |  | 0.405 | 5 | 265 | 22 |  | Fixed | Roof
NJADRE1560484275 | Administratively Determined Incentive Program | Neptune | 7753 | 7.29 | Residential | Behind the Meter | No | Power Home Remodeling Group | JCP&L |  | Accepted | 2025-08-28 | 2025-09-22 | 2026-09-22 | Solar Panels | JA Solar | JAM54S31 405/MR |  | 0.405 | 9 | 175 | 23 |  | Fixed | Roof
NJADRE1560484275 | Administratively Determined Incentive Program | Neptune | 7753 | 7.29 | Residential | Behind the Meter | No | Power Home Remodeling Group | JCP&L |  | Accepted | 2025-08-28 | 2025-09-22 | 2026-09-22 | Solar Panels | JA Solar | JAM54S31 405/MR |  | 0.405 | 4 | 85 | 22 |  | Fixed | Roof
NJADRE1560484275 | Administratively Determined Incentive Program | Neptune | 7753 | 7.29 | Residential | Behind the Meter | No | Power Home Remodeling Group | JCP&L |  | Accepted | 2025-08-28 | 2025-09-22 | 2026-09-22 | Inverters | SolarEdge | SE5700H-US | 5760 |  | 1 |  |  | 0.99 |  | Outside
NJADRE1560484275 | Administratively Determined Incentive Program | Neptune | 7753 | 7.29 | Residential | Behind the Meter | No | Power Home Remodeling Group | JCP&L |  | Accepted | 2025-08-28 | 2025-09-22 | 2026-09-22 | Meters | SolarEdge | Revenue Grade Data Ansi C12.20 |  |  | 1 |  |  |  | Yes | Outdoor
NJADRE1560485023 | Administratively Determined Incentive Program | Elizabeth | 7202 | 4.98 | Residential | Behind the Meter | Yes | Fusion Solar Energy, LLC | PSE&G |  | Accepted | 2025-08-28 | 2025-09-19 | 2026-09-19 | Solar Panels | Q CELLS | Q.PEAK DUO BLK ML-G10.C+ |  | 0.415 | 12 | 147.41 | 22 |  | Fixed | Roof
NJADRE1560485023 | Administratively Determined Incentive Program | Elizabeth | 7202 | 4.98 | Residential | Behind the Meter | Yes | Fusion Solar Energy, LLC | PSE&G |  | Accepted | 2025-08-28 | 2025-09-19 | 2026-09-19 | Inverters | ENPHASE | IQ8HC-72-M-DOM-US | 380 |  | 12 |  |  | 0.97 |  | Outside | Roof
NJADRE1560485029 | Administratively Determined Incentive Program | HAMILTON | 8610 | 10.56 | Residential | Behind the Meter | No | Rise Solutions and Contracting, LLC | PSE&G |  | Accepted | 2025-08-28 | 2025-09-19 | 2026-09-19 | Solar Panels | Silfab | SIL440QD |  | 0.44 | 19 | 146 | 24 |  | Fixed | Roof
NJADRE1560485029 | Administratively Determined Incentive Program | HAMILTON | 8610 | 10.56 | Residential | Behind the Meter | No | Rise Solutions and Contracting, LLC | PSE&G |  | Accepted | 2025-08-28 | 2025-09-19 | 2026-09-19 | Meters | Enphase | IQ ENVOY |  |  | 1 |  |  |  | Yes | Indoor
NJADRE1560485029 | Administratively Determined Incentive Program | HAMILTON | 8610 | 10.56 | Residential | Behind the Meter | No | Rise Solutions and Contracting, LLC | PSE&G |  | Accepted | 2025-08-28 | 2025-09-19 | 2026-09-19 | Inverters | Enphase | IQ8AC | 349 |  | 24 |  |  | 0.97 |  | Outdoor
NJADRE1560485029 | Administratively Determined Incentive Program | HAMILTON | 8610 | 10.56 | Residential | Behind the Meter | No | Rise Solutions and Contracting, LLC | PSE&G |  | Accepted | 2025-08-28 | 2025-09-19 | 2026-09-19 | Solar Panels | Silfab | SIL440QD |  | 0.44 | 5 | 326 | 24 |  | Fixed | Roof
NJADRE1560485033 | Administratively Determined Incentive Program | HAMILTON | 8690 | 16.72 | Residential | Behind the Meter | No | Rise Solutions and Contracting, LLC | PSE&G |  | Accepted | 2025-08-28 | 2025-09-23 | 2026-09-23 | Solar Panels | Silfab | SIL440QD |  | 0.44 | 19 | 130 | 24 |  | Fixed | Roof
NJADRE1560485033 | Administratively Determined Incentive Program | HAMILTON | 8690 | 16.72 | Residential | Behind the Meter | No | Rise Solutions and Contracting, LLC | PSE&G |  | Accepted | 2025-08-28 | 2025-09-23 | 2026-09-23 | Meters | Enphase | IQ ENVOY |  |  | 1 |  |  |  | Yes | Outdoor
NJADRE1560485033 | Administratively Determined Incentive Program | HAMILTON | 8690 | 16.72 | Residential | Behind the Meter | No | Rise Solutions and Contracting, LLC | PSE&G |  | Accepted | 2025-08-28 | 2025-09-23 | 2026-09-23 | Solar Panels | Silfab | SIL440QD |  | 0.44 | 15 | 310 | 24 |  | Fixed | Roof
NJADRE1560485033 | Administratively Determined Incentive Program | HAMILTON | 8690 | 16.72 | Residential | Behind the Meter | No | Rise Solutions and Contracting, LLC | PSE&G |  | Accepted | 2025-08-28 | 2025-09-23 | 2026-09-23 | Solar Panels | Silfab | SIL440QD |  | 0.44 | 4 | 220 | 24 |  | Fixed | Roof
NJADRE1560485033 | Administratively Determined Incentive Program | HAMILTON | 8690 | 16.72 | Residential | Behind the Meter | No | Rise Solutions and Contracting, LLC | PSE&G |  | Accepted | 2025-08-28 | 2025-09-23 | 2026-09-23 | Inverters | Enphase | IQ8AC | 349 |  | 38 |  |  | 0.97 |  | Outdoor
NJADRE1560485559 | Administratively Determined Incentive Program | CHESTERFIELD | 8515 | 18.48 | Residential | Behind the Meter | No | Supreme Solar Services, LLC | PSE&G |  | Accepted | 2025-08-28 | 2025-09-23 | 2026-09-23 | Electric Storage Battery | Enphase | IQBATTERY-10C-1P-NA |  |  | 3 |  |  |  | Lithium Ion |  | Outside
NJADRE1560485559 | Administratively Determined Incentive Program | CHESTERFIELD | 8515 | 18.48 | Residential | Behind the Meter | No | Supreme Solar Services, LLC | PSE&G |  | Accepted | 2025-08-28 | 2025-09-23 | 2026-09-23 | Solar Panels | Phono Star | PS440M8GFH-18/VNHB |  | 0.44 | 24 | 145 | 30 |  | Fixed | Roof
NJADRE1560485559 | Administratively Determined Incentive Program | CHESTERFIELD | 8515 | 18.48 | Residential | Behind the Meter | No | Supreme Solar Services, LLC | PSE&G |  | Accepted | 2025-08-28 | 2025-09-23 | 2026-09-23 | Inverters | Enphase | IQ8AC | 349 |  | 42 |  |  | 0.975 |  | Outdoor
NJADRE1560485559 | Administratively Determined Incentive Program | CHESTERFIELD | 8515 | 18.48 | Residential | Behind the Meter | No | Supreme Solar Services, LLC | PSE&G |  | Accepted | 2025-08-28 | 2025-09-23 | 2026-09-23 | Solar Panels | Phono Star | PS440M8GFH-18/VNHB |  | 0.44 | 18 | 235 | 20 |  | Fixed | Roof
NJADRE1560486401 | Administratively Determined Incentive Program | MT LAUREL TOWNSHIP | 8054 | 23.22 | Residential | Behind the Meter | No | Sun Up Zero Down, LLC | PSE&G |  | Accepted | 2025-08-29 | 2025-09-22 | 2026-09-22 | Solar Panels | SEG | SEG-430-BTD-BG |  | 0.43 | 54 | 241 | 34 |  | Fixed | Roof
NJADRE1560486401 | Administratively Determined Incentive Program | MT LAUREL TOWNSHIP | 8054 | 23.22 | Residential | Behind the Meter | No | Sun Up Zero Down, LLC | PSE&G |  | Accepted | 2025-08-29 | 2025-09-22 | 2026-09-22 | Inverters | Enphase | IQ8PLUS-72-2-US | 290 |  | 54 |  |  | 0.976 |  | Outdoor
NJADRE1560486401 | Administratively Determined Incentive Program | MT LAUREL TOWNSHIP | 8054 | 23.22 | Residential | Behind the Meter | No | Sun Up Zero Down, LLC | PSE&G |  | Accepted | 2025-08-29 | 2025-09-22 | 2026-09-22 | Meters | Enphase | TBD |  |  | 1 |  |  |  | Yes | Outdoor
NJADRE1560486402 | Administratively Determined Incentive Program | ELMER | 8318 | 6.88 | Residential | Behind the Meter | Yes | RCL Enterprises, Inc. | AC Electric |  | Accepted | 2025-08-29 | 2025-09-22 | 2026-09-22 | Inverters | Enphase | IQ8HC | 380 |  | 16 |  |  | 0.97 |  | Outside
NJADRE1560486402 | Administratively Determined Incentive Program | ELMER | 8318 | 6.88 | Residential | Behind the Meter | Yes | RCL Enterprises, Inc. | AC Electric |  | Accepted | 2025-08-29 | 2025-09-22 | 2026-09-22 | Solar Panels | QTRON | BLKMG2H |  | 0.43 | 16 | 174 | 18 |  | Fixed | Roof
NJADRE1560486411 | Administratively Determined Incentive Program | Princeton Junction | 8550 | 9.1 | Residential | Behind the Meter | No | Power Energy Solutions, LLC | PSE&G |  | Accepted | 2025-08-29 | 2025-09-19 | 2026-09-19 | Inverters | Enphase | IQ8MC-72-M-US | 330 |  | 20 |  |  | 0.97 |  | Outdoor
NJADRE1560486411 | Administratively Determined Incentive Program | Princeton Junction | 8550 | 9.1 | Residential | Behind the Meter | No | Power Energy Solutions, LLC | PSE&G |  | Accepted | 2025-08-29 | 2025-09-19 | 2026-09-19 | Solar Panels | Canadian Solar | CS6.1-54TM-455 |  | 0.455 | 20 | 281 | 31 |  | Fixed | Roof
NJADRE1560486427 | Administratively Determined Incentive Program | BELLEVILLE | 7109 | 3.69 | Residential | Behind the Meter | Yes | Sunrun Installation Services, Inc. | PSE&G |  | Accepted | 2025-08-29 | 2025-09-25 | 2026-09-25 | Electric Storage Battery | TESLA | Powerwall 3 1707000-xx-y |  |  | 1 |  |  |  | Lithium Ion |  | OUTSIDE
NJADRE1560486427 | Administratively Determined Incentive Program | BELLEVILLE | 7109 | 3.69 | Residential | Behind the Meter | Yes | Sunrun Installation Services, Inc. | PSE&G |  | Accepted | 2025-08-29 | 2025-09-25 | 2026-09-25 | Inverters | TESLA | Powerwall 3 1707000-xx-y | 11500 |  | 1 |  |  | 0.97 |  | Outdoor
NJADRE1560486427 | Administratively Determined Incentive Program | BELLEVILLE | 7109 | 3.69 | Residential | Behind the Meter | Yes | Sunrun Installation Services, Inc. | PSE&G |  | Accepted | 2025-08-29 | 2025-09-25 | 2026-09-25 | Solar Panels | Hanwha Q-Cells | Q.PEAK DUO BLK ML-G10.C+ 410 (MD06G100A-017) |  | 0.41 | 3 | 18 | 42 |  | Fixed | Roof
NJADRE1560486427 | Administratively Determined Incentive Program | BELLEVILLE | 7109 | 3.69 | Residential | Behind the Meter | Yes | Sunrun Installation Services, Inc. | PSE&G |  | Accepted | 2025-08-29 | 2025-09-25 | 2026-09-25 | Solar Panels | Hanwha Q-Cells | Q.PEAK DUO BLK ML-G10.C+ 410 (MD06G100A-017) |  | 0.41 | 6 | 199 | 42 |  | Fixed | Roof
NJADRE1560486431 | Administratively Determined Incentive Program | Cinnaminson | 8077 | 8.265 | Residential | Behind the Meter | Yes | SunnyMac, LLC | PSE&G |  | Accepted | 2025-08-29 | 2025-09-22 | 2026-09-22 | Inverters | SOLAREDGE HOME HUB | SE5700H-US | 5760 |  | 1 |  |  | 0.99 |  | Outdoor | next to meter
NJADRE1560486431 | Administratively Determined Incentive Program | Cinnaminson | 8077 | 8.265 | Residential | Behind the Meter | Yes | SunnyMac, LLC | PSE&G |  | Accepted | 2025-08-29 | 2025-09-22 | 2026-09-22 | Solar Panels | HANWHA | Q.TRON BLK M-G2 H+ |  | 0.435 | 3 | 150 | 19 |  | Fixed | Roof
NJADRE1560486431 | Administratively Determined Incentive Program | Cinnaminson | 8077 | 8.265 | Residential | Behind the Meter | Yes | SunnyMac, LLC | PSE&G |  | Accepted | 2025-08-29 | 2025-09-22 | 2026-09-22 | Solar Panels | HANWHA | Q.TRON BLK M-G2 H+ |  | 0.435 | 8 | 150 | 9 |  | Fixed | Roof
NJADRE1560486431 | Administratively Determined Incentive Program | Cinnaminson | 8077 | 8.265 | Residential | Behind the Meter | Yes | SunnyMac, LLC | PSE&G |  | Accepted | 2025-08-29 | 2025-09-22 | 2026-09-22 | Solar Panels | HANWHA | Q.TRON BLK M-G2 H+c |  | 0.435 | 8 | 150 | 18 |  | Fixed | Roof
NJADRE1560486442 | Administratively Determined Incentive Program | Hillside | 7205 | 4.18 | Residential | Behind the Meter | No | Freedom Forever New Jersey, LLC | PSE&G |  | Accepted | 2025-08-29 | 2025-09-22 | 2026-09-22 | Solar Panels | Silfab | SIL-380 HC |  | 0.38 | 6 | 128 | 31 |  | Fixed | Roof
NJADRE1560486442 | Administratively Determined Incentive Program | Hillside | 7205 | 4.18 | Residential | Behind the Meter | No | Freedom Forever New Jersey, LLC | PSE&G |  | Accepted | 2025-08-29 | 2025-09-22 | 2026-09-22 | Inverters | Solar Edge | SE3800H-USRGM [SI1] | 3800 |  | 1 |  |  | 0.99 |  | Outside
NJADRE1560486442 | Administratively Determined Incentive Program | Hillside | 7205 | 4.18 | Residential | Behind the Meter | No | Freedom Forever New Jersey, LLC | PSE&G |  | Accepted | 2025-08-29 | 2025-09-22 | 2026-09-22 | Solar Panels | Silfab | SIL-380 HC |  | 0.38 | 5 | 308 | 31 |  | Fixed | Roof
NJADRE1560486444 | Administratively Determined Incentive Program | Union | 7083 | 5.33 | Residential | Behind the Meter | Yes | Pro Custom Solar dba Momentum Solar | PSE&G |  | Accepted | 2025-08-29 | 2025-09-22 | 2026-09-22 | Inverters | ENPHASE | IQ8HC-72-M-DOM-US | 380 |  | 13 |  |  | 0.97 |  | Outdoor
NJADRE1560486444 | Administratively Determined Incentive Program | Union | 7083 | 5.33 | Residential | Behind the Meter | Yes | Pro Custom Solar dba Momentum Solar | PSE&G |  | Accepted | 2025-08-29 | 2025-09-22 | 2026-09-22 | Solar Panels | HANWHA | HANWHA Q.PEAK DUO BLK ML-G10+410 |  | 0.41 | 11 | 148 | 31 |  | Fixed | Roof
NJADRE1560486444 | Administratively Determined Incentive Program | Union | 7083 | 5.33 | Residential | Behind the Meter | Yes | Pro Custom Solar dba Momentum Solar | PSE&G |  | Accepted | 2025-08-29 | 2025-09-22 | 2026-09-22 | Solar Panels | HANWHA | HANWHA Q.PEAK DUO BLK ML-G10+410 |  | 0.41 | 2 | 328 | 6 |  | Fixed | Roof
NJADRE1560486447 | Administratively Determined Incentive Program | Montclair | 7043 | 11.5 | Residential | Behind the Meter | No | Infinity Solar Systems, LLC | PSE&G |  | Accepted | 2025-08-29 | 2025-09-22 | 2026-09-22 | Solar Panels | REC Solar | REC 460AA PURE-RX |  | 0.46 | 4 | 286 | 27 |  | Fixed | Roof
NJADRE1560486447 | Administratively Determined Incentive Program | Montclair | 7043 | 11.5 | Residential | Behind the Meter | No | Infinity Solar Systems, LLC | PSE&G |  | Accepted | 2025-08-29 | 2025-09-22 | 2026-09-22 | Inverters | REC Solar | IQ8X-80-M-US | 380 |  | 25 |  |  | 0.97 |  | Outdoor
NJADRE1560486447 | Administratively Determined Incentive Program | Montclair | 7043 | 11.5 | Residential | Behind the Meter | No | Infinity Solar Systems, LLC | PSE&G |  | Accepted | 2025-08-29 | 2025-09-22 | 2026-09-22 | Solar Panels | REC Solar | REC 460AA PURE-RX |  | 0.46 | 3 | 196 | 28 |  | Fixed | Roof
NJADRE1560486447 | Administratively Determined Incentive Program | Montclair | 7043 | 11.5 | Residential | Behind the Meter | No | Infinity Solar Systems, LLC | PSE&G |  | Accepted | 2025-08-29 | 2025-09-22 | 2026-09-22 | Solar Panels | REC Solar | REC 460AA PURE-RX |  | 0.46 | 16 | 106 | 27 |  | Fixed | Roof
NJADRE1560486447 | Administratively Determined Incentive Program | Montclair | 7043 | 11.5 | Residential | Behind the Meter | No | Infinity Solar Systems, LLC | PSE&G |  | Accepted | 2025-08-29 | 2025-09-22 | 2026-09-22 | Solar Panels | REC Solar | REC 460AA PURE-RX |  | 0.46 | 2 | 106 | 25 |  | Fixed | Roof
NJADRE1560486455 | Administratively Determined Incentive Program | West Deptford | 8096 | 11.745 | Residential | Behind the Meter | Yes | SunnyMac, LLC | PSE&G |  | Accepted | 2025-08-29 | 2025-09-22 | 2026-09-22 | Solar Panels | HANWHA | Q.TRON BLK M-G2 H+ |  | 0.435 | 6 | 24 | 20 |  | Fixed | Roof
NJADRE1560486455 | Administratively Determined Incentive Program | West Deptford | 8096 | 11.745 | Residential | Behind the Meter | Yes | SunnyMac, LLC | PSE&G |  | Accepted | 2025-08-29 | 2025-09-22 | 2026-09-22 | Solar Panels | HANWHA | Q.TRON BLK M-G2 H+ |  | 0.435 | 17 | 204 | 20 |  | Fixed | Roof
NJADRE1560486455 | Administratively Determined Incentive Program | West Deptford | 8096 | 11.745 | Residential | Behind the Meter | Yes | SunnyMac, LLC | PSE&G |  | Accepted | 2025-08-29 | 2025-09-22 | 2026-09-22 | Inverters | SOLAREDGE HOME HUB | SE7600H-US | 7600 |  | 1 |  |  | 0.99 |  | Outdoor | next to meter
NJADRE1560486455 | Administratively Determined Incentive Program | West Deptford | 8096 | 11.745 | Residential | Behind the Meter | Yes | SunnyMac, LLC | PSE&G |  | Accepted | 2025-08-29 | 2025-09-22 | 2026-09-22 | Solar Panels | HANWHA | Q.TRON BLK M-G2 H+ |  | 0.435 | 4 | 114 | 20 |  | Fixed | Roof
NJADRE1560486462 | Administratively Determined Incentive Program | Passaic | 7055 | 12.3 | Residential | Behind the Meter | Yes | Pro Custom Solar dba Momentum Solar | PSE&G |  | Accepted | 2025-08-29 | 2025-09-22 | 2026-09-22 | Solar Panels | HANWHA | HANWHA Q.PEAK DUO BLK ML-G10+410 |  | 0.41 | 7 | 215 | 4 |  | Fixed | Roof
NJADRE1560486462 | Administratively Determined Incentive Program | Passaic | 7055 | 12.3 | Residential | Behind the Meter | Yes | Pro Custom Solar dba Momentum Solar | PSE&G |  | Accepted | 2025-08-29 | 2025-09-22 | 2026-09-22 | Solar Panels | HANWHA | HANWHA Q.PEAK DUO BLK ML-G10+410 |  | 0.41 | 7 | 35 | 4 |  | Fixed | Roof
NJADRE1560486462 | Administratively Determined Incentive Program | Passaic | 7055 | 12.3 | Residential | Behind the Meter | Yes | Pro Custom Solar dba Momentum Solar | PSE&G |  | Accepted | 2025-08-29 | 2025-09-22 | 2026-09-22 | Inverters | ENPHASE | IQ8HC-72-M-DOM-US | 380 |  | 30 |  |  | 0.97 |  | Outdoor
NJADRE1560486462 | Administratively Determined Incentive Program | Passaic | 7055 | 12.3 | Residential | Behind the Meter | Yes | Pro Custom Solar dba Momentum Solar | PSE&G |  | Accepted | 2025-08-29 | 2025-09-22 | 2026-09-22 | Solar Panels | HANWHA | HANWHA Q.PEAK DUO BLK ML-G10+410 |  | 0.41 | 10 | 215 | 27 |  | Fixed | Roof
NJADRE1560486462 | Administratively Determined Incentive Program | Passaic | 7055 | 12.3 | Residential | Behind the Meter | Yes | Pro Custom Solar dba Momentum Solar | PSE&G |  | Accepted | 2025-08-29 | 2025-09-22 | 2026-09-22 | Solar Panels | HANWHA | HANWHA Q.PEAK DUO BLK ML-G10+410 |  | 0.41 | 6 | 35 | 27 |  | Fixed | Roof
NJADRE1560486463 | Administratively Determined Incentive Program | Ridgefield | 7657 | 8.2 | Residential | Behind the Meter | Yes | Sunrun Installation Services, Inc. | PSE&G |  | Accepted | 2025-08-29 | 2025-09-25 | 2026-09-25 | Inverters | SOLAREDGE TECHNOLOGIES | SE5700H-USMN | 5760 |  | 1 |  |  | 0.99 |  | Outside
NJADRE1560486463 | Administratively Determined Incentive Program | Ridgefield | 7657 | 8.2 | Residential | Behind the Meter | Yes | Sunrun Installation Services, Inc. | PSE&G |  | Accepted | 2025-08-29 | 2025-09-25 | 2026-09-25 | Solar Panels | ELIN ENERGY (SIRIUS PV) | ELNSM54M-HC-410 |  | 0.41 | 11 | 218 | 18 |  | Fixed | Roof
NJADRE1560486463 | Administratively Determined Incentive Program | Ridgefield | 7657 | 8.2 | Residential | Behind the Meter | Yes | Sunrun Installation Services, Inc. | PSE&G |  | Accepted | 2025-08-29 | 2025-09-25 | 2026-09-25 | Solar Panels | ELIN ENERGY (SIRIUS PV) | ELNSM54M-HC-410 |  | 0.41 | 9 | 128 | 19 |  | Fixed | Roof
NJADRE1560486468 | Administratively Determined Incentive Program | TRENTON | 8691 | 11.61 | Residential | Behind the Meter | No | Infinity Solar Systems, LLC | PSE&G |  | Accepted | 2025-08-29 | 2025-09-22 | 2026-09-22 | Solar Panels | SEG Solar | SEG-430-BTD-BG |  | 0.43 | 10 | 113 | 26 |  | Fixed | Roof
NJADRE1560486468 | Administratively Determined Incentive Program | TRENTON | 8691 | 11.61 | Residential | Behind the Meter | No | Infinity Solar Systems, LLC | PSE&G |  | Accepted | 2025-08-29 | 2025-09-22 | 2026-09-22 | Inverters | Enphase | IQ8MC-72-M-US | 320 |  | 27 |  |  | 0.97 |  | Outdoor
NJADRE1560486468 | Administratively Determined Incentive Program | TRENTON | 8691 | 11.61 | Residential | Behind the Meter | No | Infinity Solar Systems, LLC | PSE&G |  | Accepted | 2025-08-29 | 2025-09-22 | 2026-09-22 | Solar Panels | SEG Solar | SEG-430-BTD-BG |  | 0.43 | 17 | 113 | 26 |  | Fixed | Roof
NJADRE1560486469 | Administratively Determined Incentive Program | BURLINGTON | 8016 | 14.62 | Residential | Behind the Meter | Yes | SunnyMac, LLC | PSE&G |  | Accepted | 2025-08-29 | 2025-09-22 | 2026-09-22 | Solar Panels | HANWHA | Q.TRON BLK M-G2 H+ |  | 0.43 | 4 | 53 | 23 |  | Fixed | Roof
NJADRE1560486469 | Administratively Determined Incentive Program | BURLINGTON | 8016 | 14.62 | Residential | Behind the Meter | Yes | SunnyMac, LLC | PSE&G |  | Accepted | 2025-08-29 | 2025-09-22 | 2026-09-22 | Inverters | SOLAREDGE HOME HUB | SE10000H-US | 10000 |  | 1 |  |  | 0.99 |  | Outdoor | next to meter
NJADRE1560486469 | Administratively Determined Incentive Program | BURLINGTON | 8016 | 14.62 | Residential | Behind the Meter | Yes | SunnyMac, LLC | PSE&G |  | Accepted | 2025-08-29 | 2025-09-22 | 2026-09-22 | Solar Panels | HANWHA | Q.TRON BLK M-G2 H+ |  | 0.43 | 9 | 233 | 23 |  | Fixed | Roof
NJADRE1560486469 | Administratively Determined Incentive Program | BURLINGTON | 8016 | 14.62 | Residential | Behind the Meter | Yes | SunnyMac, LLC | PSE&G |  | Accepted | 2025-08-29 | 2025-09-22 | 2026-09-22 | Solar Panels | HANWHA | Q.TRON BLK M-G2 H+ |  | 0.43 | 10 | 53 | 19 |  | Fixed | Roof
NJADRE1560486469 | Administratively Determined Incentive Program | BURLINGTON | 8016 | 14.62 | Residential | Behind the Meter | Yes | SunnyMac, LLC | PSE&G |  | Accepted | 2025-08-29 | 2025-09-22 | 2026-09-22 | Solar Panels | HANWHA | Q.TRON BLK M-G2 H+ |  | 0.43 | 11 | 233 | 19 |  | Fixed | Roof
NJADRE1560486488 | Administratively Determined Incentive Program | Scotch Plains | 7076 | 8.17 | Residential | Behind the Meter | No | Green Power Energy, LLC | PSE&G |  | Accepted | 2025-08-29 | 2025-09-22 | 2026-09-22 | Solar Panels | SEG Solar | SEG-430-BTD-BG |  | 0.43 | 10 | 52 | 23 |  | Fixed | Roof
NJADRE1560486488 | Administratively Determined Incentive Program | Scotch Plains | 7076 | 8.17 | Residential | Behind the Meter | No | Green Power Energy, LLC | PSE&G |  | Accepted | 2025-08-29 | 2025-09-22 | 2026-09-22 | Solar Panels | SEG Solar | SEG-430-BTD-BG |  | 0.43 | 9 | 232 | 23 |  | Fixed | Roof
NJADRE1560486488 | Administratively Determined Incentive Program | Scotch Plains | 7076 | 8.17 | Residential | Behind the Meter | No | Green Power Energy, LLC | PSE&G |  | Accepted | 2025-08-29 | 2025-09-22 | 2026-09-22 | Inverters | Enphase | IQ8MC-72-M-US [240V] | 320 |  | 19 |  |  | 0.98 |  | Outside
NJADRE1560486492 | Administratively Determined Incentive Program | TOMS RIVER | 8753 | 8.17 | Residential | Behind the Meter | Yes | Pro Custom Solar dba Momentum Solar | JCP&L |  | Accepted | 2025-08-29 | 2025-09-22 | 2026-09-22 | Inverters | ENPHASE | IQ8HC-72-M-DOM-US | 380 |  | 19 |  |  | 0.97 |  | Outdoor
NJADRE1560486492 | Administratively Determined Incentive Program | TOMS RIVER | 8753 | 8.17 | Residential | Behind the Meter | Yes | Pro Custom Solar dba Momentum Solar | JCP&L |  | Accepted | 2025-08-29 | 2025-09-22 | 2026-09-22 | Solar Panels | HANWHA | Q.TRON BLK M-G2+ 430 |  | 0.43 | 15 | 94 | 9 |  | Fixed | Roof
NJADRE1560486492 | Administratively Determined Incentive Program | TOMS RIVER | 8753 | 8.17 | Residential | Behind the Meter | Yes | Pro Custom Solar dba Momentum Solar | JCP&L |  | Accepted | 2025-08-29 | 2025-09-22 | 2026-09-22 | Solar Panels | HANWHA | Q.TRON BLK M-G2+ 430 |  | 0.43 | 4 | 184 | 20 |  | Fixed | Roof
NJADRE1560486499 | Administratively Determined Incentive Program | Rockaway | 7866 | 13.53 | Residential | Behind the Meter | Yes | Define Solar, LLC | JCP&L |  | Accepted | 2025-08-29 | 2025-09-23 | 2026-09-23 | Solar Panels | Znshine | ZXM7-SH108 410 |  | 0.41 | 7 | 45 | 28 |  | Fixed | Roof
NJADRE1560486499 | Administratively Determined Incentive Program | Rockaway | 7866 | 13.53 | Residential | Behind the Meter | Yes | Define Solar, LLC | JCP&L |  | Accepted | 2025-08-29 | 2025-09-23 | 2026-09-23 | Solar Panels | Znshine | ZXM7-SH108 410 |  | 0.41 | 8 | 225 | 28 |  | Fixed | Roof
NJADRE1560486499 | Administratively Determined Incentive Program | Rockaway | 7866 | 13.53 | Residential | Behind the Meter | Yes | Define Solar, LLC | JCP&L |  | Accepted | 2025-08-29 | 2025-09-23 | 2026-09-23 | Inverters | Enphase | IQ8PLUS-72-2-US | 290 |  | 7 |  |  | 0.976 |  | Outside | Under each pv panel
NJADRE1560486499 | Administratively Determined Incentive Program | Rockaway | 7866 | 13.53 | Residential | Behind the Meter | Yes | Define Solar, LLC | JCP&L |  | Accepted | 2025-08-29 | 2025-09-23 | 2026-09-23 | Solar Panels | Znshine | ZXM7-SH108 410 |  | 0.41 | 18 | 135 | 19 |  | Fixed | Roof
NJADRE1560486499 | Administratively Determined Incentive Program | Rockaway | 7866 | 13.53 | Residential | Behind the Meter | Yes | Define Solar, LLC | JCP&L |  | Accepted | 2025-08-29 | 2025-09-23 | 2026-09-23 | Inverters | Enphase | IQ8PLUS-72-2-US | 290 |  | 18 |  |  | 0.976 |  | Outside | Under each pv panel
NJADRE1560486499 | Administratively Determined Incentive Program | Rockaway | 7866 | 13.53 | Residential | Behind the Meter | Yes | Define Solar, LLC | JCP&L |  | Accepted | 2025-08-29 | 2025-09-23 | 2026-09-23 | Inverters | Enphase | IQ8PLUS-72-2-US | 290 |  | 8 |  |  | 0.976 |  | Outside | Under each pv panel
NJADRE1560486504 | Administratively Determined Incentive Program | UNION TWP UNI | 7083 | 6.56 | Residential | Behind the Meter | Yes | Sunrun Installation Services, Inc. | PSE&G |  | Accepted | 2025-08-29 | 2025-09-25 | 2026-09-25 | Inverters | SOLAREDGE TECHNOLOGIES | SE5700H-USMN | 5760 |  | 1 |  |  | 0.99 |  | Outside
NJADRE1560486504 | Administratively Determined Incentive Program | UNION TWP UNI | 7083 | 6.56 | Residential | Behind the Meter | Yes | Sunrun Installation Services, Inc. | PSE&G |  | Accepted | 2025-08-29 | 2025-09-25 | 2026-09-25 | Solar Panels | ELIN ENERGY (SIRIUS PV) | ELNSM54M-HC-410 |  | 0.41 | 8 | 42 | 23 |  | Fixed | Roof
NJADRE1560486504 | Administratively Determined Incentive Program | UNION TWP UNI | 7083 | 6.56 | Residential | Behind the Meter | Yes | Sunrun Installation Services, Inc. | PSE&G |  | Accepted | 2025-08-29 | 2025-09-25 | 2026-09-25 | Solar Panels | ELIN ENERGY (SIRIUS PV) | ELNSM54M-HC-410 |  | 0.41 | 8 | 133 | 18 |  | Fixed | Roof
NJADRE1560486531 | Administratively Determined Incentive Program | Willingboro | 8046 | 15.91 | Residential | Behind the Meter | Yes | Pro Custom Solar dba Momentum Solar | PSE&G |  | Accepted | 2025-08-29 | 2025-09-30 | 2026-09-30 | Solar Panels | HANWHA | HANWHA Q.TRON BLK M-G2+ 430 |  | 0.43 | 12 | 28 | 18 |  | Fixed | Roof
NJADRE1560486531 | Administratively Determined Incentive Program | Willingboro | 8046 | 15.91 | Residential | Behind the Meter | Yes | Pro Custom Solar dba Momentum Solar | PSE&G |  | Accepted | 2025-08-29 | 2025-09-30 | 2026-09-30 | Inverters | ENPHASE | IQ8HC-72-M-DOM-US | 380 |  | 37 |  |  | 0.97 |  | Outdoor
NJADRE1560486531 | Administratively Determined Incentive Program | Willingboro | 8046 | 15.91 | Residential | Behind the Meter | Yes | Pro Custom Solar dba Momentum Solar | PSE&G |  | Accepted | 2025-08-29 | 2025-09-30 | 2026-09-30 | Solar Panels | HANWHA | HANWHA Q.TRON BLK M-G2+ 430 |  | 0.43 | 20 | 208 | 18 |  | Fixed | Roof
NJADRE1560486531 | Administratively Determined Incentive Program | Willingboro | 8046 | 15.91 | Residential | Behind the Meter | Yes | Pro Custom Solar dba Momentum Solar | PSE&G |  | Accepted | 2025-08-29 | 2025-09-30 | 2026-09-30 | Solar Panels | HANWHA | HANWHA Q.TRON BLK M-G2+ 430 |  | 0.43 | 5 | 28 | 18 |  | Fixed | Roof
NJADRE1560486536 | Administratively Determined Incentive Program | Clifton | 7013 | 5.74 | Residential | Behind the Meter | No | Trinity Solar, LLC | PSE&G |  | Accepted | 2025-08-29 | 2025-09-25 | 2026-09-25 | Inverters | Solar Edge | USE5700H-US | 5760 |  | 1 |  |  | 0.97 |  | Outside
NJADRE1560486536 | Administratively Determined Incentive Program | Clifton | 7013 | 5.74 | Residential | Behind the Meter | No | Trinity Solar, LLC | PSE&G |  | Accepted | 2025-08-29 | 2025-09-25 | 2026-09-25 | Solar Panels | Hanwha | Q.PEAK DUO BLK ML-G10.C+ 410 |  | 0.41 | 14 | 200 | 30 |  | Fixed | Roof
NJADRE1560486556 | Administratively Determined Incentive Program | Hammonton | 8037 | 7.735 | Residential | Behind the Meter | No | Power Energy Solutions, LLC | AC Electric |  | Accepted | 2025-08-29 | 2025-09-22 | 2026-09-22 | Solar Panels | Canadian Solar | CS6.1-54TM-455 |  | 0.455 | 7 | 242 | 22 |  | Fixed | Roof
NJADRE1560486556 | Administratively Determined Incentive Program | Hammonton | 8037 | 7.735 | Residential | Behind the Meter | No | Power Energy Solutions, LLC | AC Electric |  | Accepted | 2025-08-29 | 2025-09-22 | 2026-09-22 | Solar Panels | Canadian Solar | CS6.1-54TM-455 |  | 0.455 | 2 | 62 | 22 |  | Fixed | Roof
NJADRE1560486556 | Administratively Determined Incentive Program | Hammonton | 8037 | 7.735 | Residential | Behind the Meter | No | Power Energy Solutions, LLC | AC Electric |  | Accepted | 2025-08-29 | 2025-09-22 | 2026-09-22 | Inverters | Enphase | IQ8MC-72-M-US | 330 |  | 17 |  |  | 0.97 |  | Outdoor
NJADRE1560486556 | Administratively Determined Incentive Program | Hammonton | 8037 | 7.735 | Residential | Behind the Meter | No | Power Energy Solutions, LLC | AC Electric |  | Accepted | 2025-08-29 | 2025-09-22 | 2026-09-22 | Solar Panels | Canadian Solar | CS6.1-54TM-455 |  | 0.455 | 8 | 241 | 23 |  | Fixed | Roof
NJADRE1560486565 | Administratively Determined Incentive Program | Chester | 7930 | 20.64 | Residential | Behind the Meter | No | Green Power Energy, LLC | JCP&L |  | Accepted | 2025-08-29 | 2025-09-22 | 2026-09-22 | Solar Panels | SEG Solar | SEG-430-BTD-BG |  | 0.43 | 35 | 116 | 30 |  | Fixed | Roof
NJADRE1560486565 | Administratively Determined Incentive Program | Chester | 7930 | 20.64 | Residential | Behind the Meter | No | Green Power Energy, LLC | JCP&L |  | Accepted | 2025-08-29 | 2025-09-22 | 2026-09-22 | Solar Panels | SEG Solar | SEG-430-BTD-BG |  | 0.43 | 13 | 116 | 30 |  | Fixed | Roof
NJADRE1560486565 | Administratively Determined Incentive Program | Chester | 7930 | 20.64 | Residential | Behind the Meter | No | Green Power Energy, LLC | JCP&L |  | Accepted | 2025-08-29 | 2025-09-22 | 2026-09-22 | Inverters | Enphase | IQ8MC-72-M-US [240V] | 320 |  | 48 |  |  | 0.98 |  | Outside
NJADRE1560486576 | Administratively Determined Incentive Program | MONROE | 8831 | 16.15 | Residential | Behind the Meter | No | US Clean Energy Construction, Inc. | JCP&L |  | Accepted | 2025-08-29 | 2025-09-22 | 2026-09-22 | Inverters | SMA AMERICA | SMA SBSE-11.5-US | 11500 |  | 1 |  |  | 0.98 |  | Outdoor
NJADRE1560486576 | Administratively Determined Incentive Program | MONROE | 8831 | 16.15 | Residential | Behind the Meter | No | US Clean Energy Construction, Inc. | JCP&L |  | Accepted | 2025-08-29 | 2025-09-22 | 2026-09-22 | Solar Panels | Trina Solar | Trina 425 W |  | 0.425 | 17 | 268 | 35 |  | Fixed | Roof
NJADRE1560486576 | Administratively Determined Incentive Program | MONROE | 8831 | 16.15 | Residential | Behind the Meter | No | US Clean Energy Construction, Inc. | JCP&L |  | Accepted | 2025-08-29 | 2025-09-22 | 2026-09-22 | Meters | VISION METERING | Cat VM-2E2A1P |  |  | 1 |  |  |  | Yes | Outdoor
NJADRE1560486576 | Administratively Determined Incentive Program | MONROE | 8831 | 16.15 | Residential | Behind the Meter | No | US Clean Energy Construction, Inc. | JCP&L |  | Accepted | 2025-08-29 | 2025-09-22 | 2026-09-22 | Solar Panels | Trina Solar | Trina 425W |  | 0.425 | 21 | 88 | 35 |  | Fixed | Roof
NJADRE1560486584 | Administratively Determined Incentive Program | EDISON | 8820 | 19.78 | Residential | Behind the Meter | Yes | Pro Custom Solar dba Momentum Solar | PSE&G |  | Accepted | 2025-08-29 | 2025-09-22 | 2026-09-22 | Solar Panels | HANWHA | Q.TRON BLK M-G2+430 |  | 0.43 | 12 | 358 | 24 |  | Fixed | Roof
NJADRE1560486584 | Administratively Determined Incentive Program | EDISON | 8820 | 19.78 | Residential | Behind the Meter | Yes | Pro Custom Solar dba Momentum Solar | PSE&G |  | Accepted | 2025-08-29 | 2025-09-22 | 2026-09-22 | Inverters | ENPHASE | IQ8HC-72-M-DOM-US | 380 |  | 46 |  |  | 0.97 |  | Outdoor
NJADRE1560486584 | Administratively Determined Incentive Program | EDISON | 8820 | 19.78 | Residential | Behind the Meter | Yes | Pro Custom Solar dba Momentum Solar | PSE&G |  | Accepted | 2025-08-29 | 2025-09-22 | 2026-09-22 | Solar Panels | hanwha | Q.TRON BLK M-G2+430 |  | 0.43 | 6 | 358 | 24 |  | Fixed | Roof
NJADRE1560486584 | Administratively Determined Incentive Program | EDISON | 8820 | 19.78 | Residential | Behind the Meter | Yes | Pro Custom Solar dba Momentum Solar | PSE&G |  | Accepted | 2025-08-29 | 2025-09-22 | 2026-09-22 | Solar Panels | HANWHA | Q.TRON BLK M-G2+430 |  | 0.43 | 28 | 178 | 23 |  | Fixed | Roof
NJADRE1560486588 | Administratively Determined Incentive Program | WEST WINDSOR TOWNSHIP | 8550 | 16.15 | Residential | Behind the Meter | No | US Clean Energy Construction, Inc. | PSE&G |  | Accepted | 2025-08-29 | 2025-09-22 | 2026-09-22 | Meters | VISION METERING | Cat VM-2E2A1P |  |  | 1 |  |  |  | Yes | Outdoor
NJADRE1560486588 | Administratively Determined Incentive Program | WEST WINDSOR TOWNSHIP | 8550 | 16.15 | Residential | Behind the Meter | No | US Clean Energy Construction, Inc. | PSE&G |  | Accepted | 2025-08-29 | 2025-09-22 | 2026-09-22 | Solar Panels | Trina Solar | Trina 425 W |  | 0.425 | 26 | 179 | 20 |  | Fixed | Roof
NJADRE1560486588 | Administratively Determined Incentive Program | WEST WINDSOR TOWNSHIP | 8550 | 16.15 | Residential | Behind the Meter | No | US Clean Energy Construction, Inc. | PSE&G |  | Accepted | 2025-08-29 | 2025-09-22 | 2026-09-22 | Inverters | SMA AMERICA | SMA SBSE-11.5-US | 11500 |  | 1 |  |  | 0.98 |  | Outdoor
NJADRE1560486588 | Administratively Determined Incentive Program | WEST WINDSOR TOWNSHIP | 8550 | 16.15 | Residential | Behind the Meter | No | US Clean Energy Construction, Inc. | PSE&G |  | Accepted | 2025-08-29 | 2025-09-22 | 2026-09-22 | Solar Panels | Trina Solar | Trina 425W |  | 0.425 | 12 | 359 | 20 |  | Fixed | Roof
NJADRE1560486595 | Administratively Determined Incentive Program | NORTH PLAINFIELD | 7063 | 4.51 | Residential | Behind the Meter | Yes | Sunrun Installation Services, Inc. | PSE&G |  | Accepted | 2025-08-29 | 2025-09-22 | 2026-09-22 | Electric Storage Battery | TESLA | Powerwall 3 1707000-xx-y |  |  | 1 |  |  |  | Lithium Ion |  | OUTSIDE
NJADRE1560486595 | Administratively Determined Incentive Program | NORTH PLAINFIELD | 7063 | 4.51 | Residential | Behind the Meter | Yes | Sunrun Installation Services, Inc. | PSE&G |  | Accepted | 2025-08-29 | 2025-09-22 | 2026-09-22 | Inverters | TESLA | Powerwall 3 1707000-xx-y | 11500 |  | 1 |  |  | 0.97 |  | Outdoor | Next to meter
NJADRE1560486595 | Administratively Determined Incentive Program | NORTH PLAINFIELD | 7063 | 4.51 | Residential | Behind the Meter | Yes | Sunrun Installation Services, Inc. | PSE&G |  | Accepted | 2025-08-29 | 2025-09-22 | 2026-09-22 | Solar Panels | Hanwha Q-Cells | Q.PEAK DUO BLK ML-G10.C+ 410 (MD06G100A-017) |  | 0.41 | 6 | 220 | 25 |  | Fixed | Roof
NJADRE1560486595 | Administratively Determined Incentive Program | NORTH PLAINFIELD | 7063 | 4.51 | Residential | Behind the Meter | Yes | Sunrun Installation Services, Inc. | PSE&G |  | Accepted | 2025-08-29 | 2025-09-22 | 2026-09-22 | Solar Panels | Hanwha Q-Cells | Q.PEAK DUO BLK ML-G10.C+ 410 (MD06G100A-017) |  | 0.41 | 5 | 220 | 23 |  | Fixed | Roof
NJADRE1560486601 | Administratively Determined Incentive Program | PISCATAWAY | 8854 | 4.73 | Residential | Behind the Meter | Yes | Pro Custom Solar dba Momentum Solar | PSE&G |  | Accepted | 2025-08-29 | 2025-09-22 | 2026-09-22 | Inverters | ENPHASE | IQ8HC-72-M-DOM-US | 380 |  | 11 |  |  | 0.97 |  | Outdoor
NJADRE1560486601 | Administratively Determined Incentive Program | PISCATAWAY | 8854 | 4.73 | Residential | Behind the Meter | Yes | Pro Custom Solar dba Momentum Solar | PSE&G |  | Accepted | 2025-08-29 | 2025-09-22 | 2026-09-22 | Solar Panels | HANWHA | Q.TRON BLK M-G2+430 |  | 0.43 | 11 | 182 | 21 |  | Fixed | Roof
NJADRE1560486604 | Administratively Determined Incentive Program | LITTLE EGG HARBOR TWP | 8087 | 8.19 | Residential | Behind the Meter | Yes | Power Energy Solutions, LLC | AC Electric |  | Accepted | 2025-08-29 | 2025-09-22 | 2026-09-22 | Solar Panels | Canadian Solar | CS6.1-54TM-455 |  | 0.455 | 4 | 264 | 21 |  | Fixed | Roof
NJADRE1560486604 | Administratively Determined Incentive Program | LITTLE EGG HARBOR TWP | 8087 | 8.19 | Residential | Behind the Meter | Yes | Power Energy Solutions, LLC | AC Electric |  | Accepted | 2025-08-29 | 2025-09-22 | 2026-09-22 | Solar Panels | Canadian Solar | CS6.1-54TM-455 |  | 0.455 | 10 | 174 | 21 |  | Fixed | Roof
NJADRE1560486604 | Administratively Determined Incentive Program | LITTLE EGG HARBOR TWP | 8087 | 8.19 | Residential | Behind the Meter | Yes | Power Energy Solutions, LLC | AC Electric |  | Accepted | 2025-08-29 | 2025-09-22 | 2026-09-22 | Solar Panels | Canadian Solar | CS6.1-54TM-455 |  | 0.455 | 4 | 84 | 21 |  | Fixed | Roof
NJADRE1560486604 | Administratively Determined Incentive Program | LITTLE EGG HARBOR TWP | 8087 | 8.19 | Residential | Behind the Meter | Yes | Power Energy Solutions, LLC | AC Electric |  | Accepted | 2025-08-29 | 2025-09-22 | 2026-09-22 | Inverters | Enphase | IQ8MC-72-M-US | 330 |  | 18 |  |  | 0.97 |  | Outdoor
NJADRE1560486614 | Administratively Determined Incentive Program | Monmouth Junction | 8852 | 16.4 | Residential | Behind the Meter | Yes | Trinity Solar, LLC | PSE&G |  | Accepted | 2025-08-29 | 2025-09-22 | 2026-09-22 | Inverters | Solar Edge | USE7600H-US | 7600 |  | 1 |  |  | 0.97 |  | Outside
NJADRE1560486614 | Administratively Determined Incentive Program | Monmouth Junction | 8852 | 16.4 | Residential | Behind the Meter | Yes | Trinity Solar, LLC | PSE&G |  | Accepted | 2025-08-29 | 2025-09-22 | 2026-09-22 | Solar Panels | Hanwha | Q.PEAK DUO BLK ML-G10.C+ 410 |  | 0.41 | 40 | 141 | 38 |  | Fixed | Roof
NJADRE1560486614 | Administratively Determined Incentive Program | Monmouth Junction | 8852 | 16.4 | Residential | Behind the Meter | Yes | Trinity Solar, LLC | PSE&G |  | Accepted | 2025-08-29 | 2025-09-22 | 2026-09-22 | Inverters | Solar Edge | USE5700H-US | 5760 |  | 1 |  |  | 0.97 |  | Outside
NJADRE1560486616 | Administratively Determined Incentive Program | FORDS | 8863 | 8.6 | Residential | Behind the Meter | No | Green Power Energy, LLC | PSE&G |  | Accepted | 2025-08-29 | 2025-09-22 | 2026-09-22 | Solar Panels | SEG Solar | SEG-430-BTD-BG |  | 0.43 | 12 | 153 | 23 |  | Fixed | Roof
NJADRE1560486616 | Administratively Determined Incentive Program | FORDS | 8863 | 8.6 | Residential | Behind the Meter | No | Green Power Energy, LLC | PSE&G |  | Accepted | 2025-08-29 | 2025-09-22 | 2026-09-22 | Solar Panels | SEG Solar | SEG-430-BTD-BG |  | 0.43 | 8 | 153 | 23 |  | Fixed | Roof
NJADRE1560486616 | Administratively Determined Incentive Program | FORDS | 8863 | 8.6 | Residential | Behind the Meter | No | Green Power Energy, LLC | PSE&G |  | Accepted | 2025-08-29 | 2025-09-22 | 2026-09-22 | Inverters | Enphase | IQ8MC-72-M-US [240V] | 320 |  | 20 |  |  | 0.98 |  | Outside
NJADRE1560486617 | Administratively Determined Incentive Program | Lakewood | 8701 | 5.46 | Residential | Behind the Meter | Yes | Powerlutions, LLC | JCP&L |  | Accepted | 2025-08-29 | 2025-09-25 | 2026-09-25 | Solar Panels | CANADIAN | CS6.1-54TM-455H |  | 0.455 | 12 | 82 | 33 |  | Fixed | Roof
NJADRE1560486617 | Administratively Determined Incentive Program | Lakewood | 8701 | 5.46 | Residential | Behind the Meter | Yes | Powerlutions, LLC | JCP&L |  | Accepted | 2025-08-29 | 2025-09-25 | 2026-09-25 | Inverters | Enphase | IQ8MC-72-M-US | 320 |  | 12 |  |  | 0.98 |  | Outdoor
NJADRE1560486620 | Administratively Determined Incentive Program | VENTNOR CITY | 8406 | 4.92 | Residential | Behind the Meter | Yes | Define Solar, LLC | AC Electric |  | Accepted | 2025-08-29 | 2025-09-30 | 2026-09-30 | Solar Panels | Znshine | ZXM7-SH108 410 |  | 0.41 | 12 | 238 | 23 |  | Fixed | Roof
NJADRE1560486620 | Administratively Determined Incentive Program | VENTNOR CITY | 8406 | 4.92 | Residential | Behind the Meter | Yes | Define Solar, LLC | AC Electric |  | Accepted | 2025-08-29 | 2025-09-30 | 2026-09-30 | Inverters | Enphase | IQ8PLUS-72-2-US | 290 |  | 12 |  |  | 0.976 |  | Outside | Under each pv panel
NJADRE1560486622 | Administratively Determined Incentive Program | Roselle | 7203 | 18.92 | Residential | Behind the Meter | Yes | Pro Custom Solar dba Momentum Solar | PSE&G |  | Accepted | 2025-08-29 | 2025-09-30 | 2026-09-30 | Inverters | ENPHASE | IQ8HC-72-M-DOM-US | 380 |  | 44 |  |  | 0.97 |  | Outdoor
NJADRE1560486622 | Administratively Determined Incentive Program | Roselle | 7203 | 18.92 | Residential | Behind the Meter | Yes | Pro Custom Solar dba Momentum Solar | PSE&G |  | Accepted | 2025-08-29 | 2025-09-30 | 2026-09-30 | Solar Panels | HANWHA | HANWHA Q.TRON BLK M-G2+ 430 |  | 0.43 | 8 | 349 | 10 |  | Fixed | Roof
NJADRE1560486622 | Administratively Determined Incentive Program | Roselle | 7203 | 18.92 | Residential | Behind the Meter | Yes | Pro Custom Solar dba Momentum Solar | PSE&G |  | Accepted | 2025-08-29 | 2025-09-30 | 2026-09-30 | Solar Panels | HANWHA | HANWHA Q.TRON BLK M-G2+ 430 |  | 0.43 | 10 | 351 | 23 |  | Fixed | Roof
NJADRE1560486622 | Administratively Determined Incentive Program | Roselle | 7203 | 18.92 | Residential | Behind the Meter | Yes | Pro Custom Solar dba Momentum Solar | PSE&G |  | Accepted | 2025-08-29 | 2025-09-30 | 2026-09-30 | Solar Panels | HANWHA | HANWHA Q.TRON BLK M-G2+ 430 |  | 0.43 | 7 | 169 | 21 |  | Fixed | Roof
NJADRE1560486622 | Administratively Determined Incentive Program | Roselle | 7203 | 18.92 | Residential | Behind the Meter | Yes | Pro Custom Solar dba Momentum Solar | PSE&G |  | Accepted | 2025-08-29 | 2025-09-30 | 2026-09-30 | Solar Panels | HANWHA | HANWHA Q.TRON BLK M-G2+ 430 |  | 0.43 | 10 | 171 | 23 |  | Fixed | Roof
NJADRE1560486622 | Administratively Determined Incentive Program | Roselle | 7203 | 18.92 | Residential | Behind the Meter | Yes | Pro Custom Solar dba Momentum Solar | PSE&G |  | Accepted | 2025-08-29 | 2025-09-30 | 2026-09-30 | Solar Panels | HANWHA | HANWHA Q.TRON BLK M-G2+ 430 |  | 0.43 | 9 | 349 | 11 |  | Fixed | Roof
NJADRE1560486628 | Administratively Determined Incentive Program | Mays Landing | 8330 | 3.64 | Residential | Behind the Meter | No | Power Energy Solutions, LLC | AC Electric |  | Accepted | 2025-08-29 | 2025-09-22 | 2026-09-22 | Inverters | Enphase | IQ8MC-72-M-US | 330 |  | 8 |  |  | 0.97 |  | Outdoor
NJADRE1560486628 | Administratively Determined Incentive Program | Mays Landing | 8330 | 3.64 | Residential | Behind the Meter | No | Power Energy Solutions, LLC | AC Electric |  | Accepted | 2025-08-29 | 2025-09-22 | 2026-09-22 | Solar Panels | Canadian Solar | CS6.1-54TM-455 |  | 0.455 | 8 | 178 | 29 |  | Fixed | Roof
NJADRE1560486653 | Administratively Determined Incentive Program | Glassboro | 8028 | 14.19 | Residential | Behind the Meter | No | Sun Up Zero Down, LLC | AC Electric |  | Accepted | 2025-08-29 | 2025-09-22 | 2026-09-22 | Meters | Enphase | TBD |  |  | 1 |  |  |  | Yes | Outdoor
NJADRE1560486653 | Administratively Determined Incentive Program | Glassboro | 8028 | 14.19 | Residential | Behind the Meter | No | Sun Up Zero Down, LLC | AC Electric |  | Accepted | 2025-08-29 | 2025-09-22 | 2026-09-22 | Solar Panels | SEG | SEG-430-BTD-BG |  | 0.43 | 33 | 157 | 65 |  | Fixed | Roof
NJADRE1560486653 | Administratively Determined Incentive Program | Glassboro | 8028 | 14.19 | Residential | Behind the Meter | No | Sun Up Zero Down, LLC | AC Electric |  | Accepted | 2025-08-29 | 2025-09-22 | 2026-09-22 | Inverters | IQ8PLUS-72-2-US | Enphase | 290 |  | 33 |  |  | 0.976 |  | Outdoor
NJADRE1560486654 | Administratively Determined Incentive Program | VENTNOR CITY | 8406 | 6.15 | Residential | Behind the Meter | Yes | Define Solar, LLC | AC Electric |  | Accepted | 2025-08-29 | 2025-09-30 | 2026-09-30 | Solar Panels | Znshine | ZXM7-SH108 410 |  | 0.41 | 5 | 238 | 19 |  | Fixed | Roof
NJADRE1560486654 | Administratively Determined Incentive Program | VENTNOR CITY | 8406 | 6.15 | Residential | Behind the Meter | Yes | Define Solar, LLC | AC Electric |  | Accepted | 2025-08-29 | 2025-09-30 | 2026-09-30 | Inverters | Enphase | IQ8PLUS-72-2-US | 290 |  | 8 |  |  | 0.976 |  | Outside | Under each pv panel
NJADRE1560486654 | Administratively Determined Incentive Program | VENTNOR CITY | 8406 | 6.15 | Residential | Behind the Meter | Yes | Define Solar, LLC | AC Electric |  | Accepted | 2025-08-29 | 2025-09-30 | 2026-09-30 | Solar Panels | Znshine | ZXM7-SH108 410 |  | 0.41 | 8 | 238 | 19 |  | Fixed | Roof
NJADRE1560486654 | Administratively Determined Incentive Program | VENTNOR CITY | 8406 | 6.15 | Residential | Behind the Meter | Yes | Define Solar, LLC | AC Electric |  | Accepted | 2025-08-29 | 2025-09-30 | 2026-09-30 | Solar Panels | Znshine | ZXM7-SH108 410 |  | 0.41 | 2 | 58 | 19 |  | Fixed | Roof
NJADRE1560486654 | Administratively Determined Incentive Program | VENTNOR CITY | 8406 | 6.15 | Residential | Behind the Meter | Yes | Define Solar, LLC | AC Electric |  | Accepted | 2025-08-29 | 2025-09-30 | 2026-09-30 | Inverters | Enphase | IQ8PLUS-72-2-US | 290 |  | 2 |  |  | 0.976 |  | Outside | Under each pv panel
NJADRE1560486654 | Administratively Determined Incentive Program | VENTNOR CITY | 8406 | 6.15 | Residential | Behind the Meter | Yes | Define Solar, LLC | AC Electric |  | Accepted | 2025-08-29 | 2025-09-30 | 2026-09-30 | Inverters | Enphase | IQ8PLUS-72-2-US | 290 |  | 5 |  |  | 0.976 |  | Outside | Under each pv panel
NJADRE1560486656 | Administratively Determined Incentive Program | Lakewood | 8701 | 13.195 | Residential | Behind the Meter | Yes | Powerlutions, LLC | JCP&L |  | Accepted | 2025-08-29 | 2025-09-25 | 2026-09-25 | Inverters | Enphase | IQ8MC-72-M-US | 320 |  | 29 |  |  | 0.98 |  | Outdoor
NJADRE1560486656 | Administratively Determined Incentive Program | Lakewood | 8701 | 13.195 | Residential | Behind the Meter | Yes | Powerlutions, LLC | JCP&L |  | Accepted | 2025-08-29 | 2025-09-25 | 2026-09-25 | Solar Panels | CANADIAN | CS6.1-54TM-455H |  | 0.455 | 9 | 82 | 33 |  | Fixed | Roof
NJADRE1560486656 | Administratively Determined Incentive Program | Lakewood | 8701 | 13.195 | Residential | Behind the Meter | Yes | Powerlutions, LLC | JCP&L |  | Accepted | 2025-08-29 | 2025-09-25 | 2026-09-25 | Solar Panels | CANADIAN | CS6.1-54TM-455H |  | 0.455 | 20 | 262 | 33 |  | Fixed | Roof
NJADRE1560486669 | Administratively Determined Incentive Program | Pottersville | 7979 | 11 | Residential | Behind the Meter | No | Exact Solar | JCP&L |  | Accepted | 2025-09-02 | 2025-09-23 | 2026-09-23 | Solar Panels | Vsun | VSUN440N-108BMH-BB |  | 0.44 | 12 | 166.8 | 34 |  | Fixed | Roof
NJADRE1560486669 | Administratively Determined Incentive Program | Pottersville | 7979 | 11 | Residential | Behind the Meter | No | Exact Solar | JCP&L |  | Accepted | 2025-09-02 | 2025-09-23 | 2026-09-23 | Solar Panels | Vsun | VSUN440N-108BMH-BB |  | 0.44 | 7 | 76.6 | 34 |  | Fixed | Roof
NJADRE1560486669 | Administratively Determined Incentive Program | Pottersville | 7979 | 11 | Residential | Behind the Meter | No | Exact Solar | JCP&L |  | Accepted | 2025-09-02 | 2025-09-23 | 2026-09-23 | Inverters | Enphase | IQ8MC | 320 |  | 25 |  |  | 0.97 |  | Outside
NJADRE1560486669 | Administratively Determined Incentive Program | Pottersville | 7979 | 11 | Residential | Behind the Meter | No | Exact Solar | JCP&L |  | Accepted | 2025-09-02 | 2025-09-23 | 2026-09-23 | Solar Panels | Vsun | VSUN440N-108BMH-BB |  | 0.44 | 6 | 256.6 | 0 |  | Fixed | Roof
NJADRE1560486669 | Administratively Determined Incentive Program | Pottersville | 7979 | 11 | Residential | Behind the Meter | No | Exact Solar | JCP&L |  | Accepted | 2025-09-02 | 2025-09-23 | 2026-09-23 | Electric Storage Battery | Enphase | IQ10C |  |  | 2 |  |  |  | Lithium Ion |  | Inside
NJADRE1560486671 | Administratively Determined Incentive Program | Rahway | 7065 | 4.73 | Residential | Behind the Meter | Yes | Pro Custom Solar dba Momentum Solar | PSE&G |  | Accepted | 2025-08-29 | 2025-09-22 | 2026-09-22 | Solar Panels | HANWHA | HANWHA Q.TRON BLK M-G2+ 430 |  | 0.43 | 5 | 86 | 27 |  | Fixed | Roof
NJADRE1560486671 | Administratively Determined Incentive Program | Rahway | 7065 | 4.73 | Residential | Behind the Meter | Yes | Pro Custom Solar dba Momentum Solar | PSE&G |  | Accepted | 2025-08-29 | 2025-09-22 | 2026-09-22 | Inverters | ENPHASE | IQ8HC-72-M-DOM-US | 380 |  | 11 |  |  | 0.97 |  | Outdoor
NJADRE1560486671 | Administratively Determined Incentive Program | Rahway | 7065 | 4.73 | Residential | Behind the Meter | Yes | Pro Custom Solar dba Momentum Solar | PSE&G |  | Accepted | 2025-08-29 | 2025-09-22 | 2026-09-22 | Solar Panels | HANWHA | HANWHA Q.TRON BLK M-G2+ 430 |  | 0.43 | 4 | 266 | 27 |  | Fixed | Roof
NJADRE1560486671 | Administratively Determined Incentive Program | Rahway | 7065 | 4.73 | Residential | Behind the Meter | Yes | Pro Custom Solar dba Momentum Solar | PSE&G |  | Accepted | 2025-08-29 | 2025-09-22 | 2026-09-22 | Solar Panels | HANWHA | HANWHA Q.TRON BLK M-G2+ 430 |  | 0.43 | 2 | 266 | 27 |  | Fixed | Roof
NJADRE1560486677 | Administratively Determined Incentive Program | Lakewood | 8701 | 13.195 | Residential | Behind the Meter | No | Powerlutions, LLC | JCP&L |  | Accepted | 2025-08-29 | 2025-09-25 | 2026-09-25 | Solar Panels | CANADIAN | CS6.1-54TM-455H |  | 0.455 | 11 | 92 | 29 |  | Fixed | Roof
NJADRE1560486677 | Administratively Determined Incentive Program | Lakewood | 8701 | 13.195 | Residential | Behind the Meter | No | Powerlutions, LLC | JCP&L |  | Accepted | 2025-08-29 | 2025-09-25 | 2026-09-25 | Solar Panels | CANADIAN | CS6.1-54TM-455H |  | 0.455 | 18 | 272 | 29 |  | Fixed | Roof
NJADRE1560486677 | Administratively Determined Incentive Program | Lakewood | 8701 | 13.195 | Residential | Behind the Meter | No | Powerlutions, LLC | JCP&L |  | Accepted | 2025-08-29 | 2025-09-25 | 2026-09-25 | Inverters | Enphase | IQ8MC-72-M-US | 320 |  | 29 |  |  | 0.98 |  | Outdoor
NJADRE1560486682 | Administratively Determined Incentive Program | Ridgefield Park Village | 7660 | 8.2 | Residential | Behind the Meter | Yes | Sunrun Installation Services, Inc. | PSE&G |  | Accepted | 2025-08-29 | 2025-09-22 | 2026-09-22 | Solar Panels | ELIN ENERGY (SIRIUS PV) | ELNSM54M-HC-410 |  | 0.41 | 5 | 191 | 34 |  | Fixed | Roof
NJADRE1560486682 | Administratively Determined Incentive Program | Ridgefield Park Village | 7660 | 8.2 | Residential | Behind the Meter | Yes | Sunrun Installation Services, Inc. | PSE&G |  | Accepted | 2025-08-29 | 2025-09-22 | 2026-09-22 | Inverters | SOLAREDGE TECHNOLOGIES | SE5700H-USMN | 5760 |  | 1 |  |  | 0.99 |  | Outside
NJADRE1560486682 | Administratively Determined Incentive Program | Ridgefield Park Village | 7660 | 8.2 | Residential | Behind the Meter | Yes | Sunrun Installation Services, Inc. | PSE&G |  | Accepted | 2025-08-29 | 2025-09-22 | 2026-09-22 | Solar Panels | ELIN ENERGY (SIRIUS PV) | ELNSM54M-HC-410 |  | 0.41 | 10 | 101 | 27 |  | Fixed | Roof
NJADRE1560486682 | Administratively Determined Incentive Program | Ridgefield Park Village | 7660 | 8.2 | Residential | Behind the Meter | Yes | Sunrun Installation Services, Inc. | PSE&G |  | Accepted | 2025-08-29 | 2025-09-22 | 2026-09-22 | Solar Panels | ELIN ENERGY (SIRIUS PV) | ELNSM54M-HC-410 |  | 0.41 | 5 | 11 | 34 |  | Fixed | Roof
NJADRE1560486695 | Administratively Determined Incentive Program | MULLICA HILL | 8062 | 13.92 | Residential | Behind the Meter | Yes | SunnyMac, LLC | AC Electric |  | Accepted | 2025-08-29 | 2025-09-24 | 2026-09-24 | Solar Panels | HANWHA | Q.TRON BLK M-G2.H+ |  | 0.435 | 2 | 237 | 38 |  | Fixed | Roof
NJADRE1560486695 | Administratively Determined Incentive Program | MULLICA HILL | 8062 | 13.92 | Residential | Behind the Meter | Yes | SunnyMac, LLC | AC Electric |  | Accepted | 2025-08-29 | 2025-09-24 | 2026-09-24 | Inverters | SOLAREDGE HOME HUB | SE10000H-US | 10000 |  | 1 |  |  | 0.99 |  | Outdoor | next to meter
NJADRE1560486695 | Administratively Determined Incentive Program | MULLICA HILL | 8062 | 13.92 | Residential | Behind the Meter | Yes | SunnyMac, LLC | AC Electric |  | Accepted | 2025-08-29 | 2025-09-24 | 2026-09-24 | Solar Panels | HANWHA | Q.TRON BLK M-G2.H+ |  | 0.435 | 11 | 147 | 27 |  | Fixed | Roof
NJADRE1560486695 | Administratively Determined Incentive Program | MULLICA HILL | 8062 | 13.92 | Residential | Behind the Meter | Yes | SunnyMac, LLC | AC Electric |  | Accepted | 2025-08-29 | 2025-09-24 | 2026-09-24 | Solar Panels | HANWHA | Q.TRON BLK M-G2.H+ |  | 0.435 | 19 | 327 | 34 |  | Fixed | Roof
NJADRE1560486699 | Administratively Determined Incentive Program | SEWELL | 8080 | 17.82 | Residential | Behind the Meter | Yes | Define Solar, LLC | AC Electric |  | Accepted | 2025-08-29 | 2025-09-30 | 2026-09-30 | Inverters | Enphase | IQ8PLUS-72-2-US | 290 |  | 16 |  |  | 0.976 |  | Outside | Under each pv panel
NJADRE1560486699 | Administratively Determined Incentive Program | SEWELL | 8080 | 17.82 | Residential | Behind the Meter | Yes | Define Solar, LLC | AC Electric |  | Accepted | 2025-08-29 | 2025-09-30 | 2026-09-30 | Inverters | Enphase | IQ8PLUS-72-2-US | 290 |  | 3 |  |  | 0.976 |  | Outside | Under each pv panel
NJADRE1560486699 | Administratively Determined Incentive Program | SEWELL | 8080 | 17.82 | Residential | Behind the Meter | Yes | Define Solar, LLC | AC Electric |  | Accepted | 2025-08-29 | 2025-09-30 | 2026-09-30 | Solar Panels | Znshine | ZXM7-SH108 405 |  | 0.405 | 5 | 224 | 31 |  | Fixed | Roof
NJADRE1560486699 | Administratively Determined Incentive Program | SEWELL | 8080 | 17.82 | Residential | Behind the Meter | Yes | Define Solar, LLC | AC Electric |  | Accepted | 2025-08-29 | 2025-09-30 | 2026-09-30 | Inverters | Enphase | IQ8PLUS-72-2-US | 290 |  | 3 |  |  | 0.976 |  | Outside | Under each pv panel
NJADRE1560486699 | Administratively Determined Incentive Program | SEWELL | 8080 | 17.82 | Residential | Behind the Meter | Yes | Define Solar, LLC | AC Electric |  | Accepted | 2025-08-29 | 2025-09-30 | 2026-09-30 | Solar Panels | Znshine | ZXM7-SH108 405 |  | 0.405 | 16 | 223 | 30 |  | Fixed | Roof
NJADRE1560486699 | Administratively Determined Incentive Program | SEWELL | 8080 | 17.82 | Residential | Behind the Meter | Yes | Define Solar, LLC | AC Electric |  | Accepted | 2025-08-29 | 2025-09-30 | 2026-09-30 | Solar Panels | Znshine | ZXM7-SH108 405 |  | 0.405 | 3 | 223 | 30 |  | Fixed | Roof
NJADRE1560486699 | Administratively Determined Incentive Program | SEWELL | 8080 | 17.82 | Residential | Behind the Meter | Yes | Define Solar, LLC | AC Electric |  | Accepted | 2025-08-29 | 2025-09-30 | 2026-09-30 | Solar Panels | Znshine | ZXM7-SH108 405 |  | 0.405 | 17 | 30 | 43 |  | Fixed | Roof
NJADRE1560486699 | Administratively Determined Incentive Program | SEWELL | 8080 | 17.82 | Residential | Behind the Meter | Yes | Define Solar, LLC | AC Electric |  | Accepted | 2025-08-29 | 2025-09-30 | 2026-09-30 | Inverters | Enphase | IQ8PLUS-72-2-US | 290 |  | 5 |  |  | 0.976 |  | Outside | Under each pv panel
NJADRE1560486699 | Administratively Determined Incentive Program | SEWELL | 8080 | 17.82 | Residential | Behind the Meter | Yes | Define Solar, LLC | AC Electric |  | Accepted | 2025-08-29 | 2025-09-30 | 2026-09-30 | Inverters | Enphase | IQ8PLUS-72-2-US | 290 |  | 17 |  |  | 0.976 |  | Outside | Under each pv panel
NJADRE1560486699 | Administratively Determined Incentive Program | SEWELL | 8080 | 17.82 | Residential | Behind the Meter | Yes | Define Solar, LLC | AC Electric |  | Accepted | 2025-08-29 | 2025-09-30 | 2026-09-30 | Solar Panels | Znshine | ZXM7-SH108 405 |  | 0.405 | 3 | 133 | 50 |  | Fixed | Roof
NJADRE1560486708 | Administratively Determined Incentive Program | Cape May | 8204 | 9.57 | Residential | Behind the Meter | Yes | SunnyMac, LLC | AC Electric |  | Accepted | 2025-08-29 | 2025-09-22 | 2026-09-22 | Solar Panels | HANWHA | Q.TRON BLK M-G2 H+ |  | 0.435 | 11 | 283 | 19 |  | Fixed | Roof
NJADRE1560486708 | Administratively Determined Incentive Program | Cape May | 8204 | 9.57 | Residential | Behind the Meter | Yes | SunnyMac, LLC | AC Electric |  | Accepted | 2025-08-29 | 2025-09-22 | 2026-09-22 | Inverters | SOLAREDGE HOME HUB | SE7600H-US | 7600 |  | 1 |  |  | 0.99 |  | Outdoor | next to meter
NJADRE1560486708 | Administratively Determined Incentive Program | Cape May | 8204 | 9.57 | Residential | Behind the Meter | Yes | SunnyMac, LLC | AC Electric |  | Accepted | 2025-08-29 | 2025-09-22 | 2026-09-22 | Solar Panels | HANWHA | Q.TRON BLK M-G2 H+ |  | 0.435 | 11 | 103 | 19 |  | Fixed | Roof
NJADRE1560486723 | Administratively Determined Incentive Program | Cape May Court House | 8210 | 10.75 | Residential | Behind the Meter | No | EMT Renewables, LLC | AC Electric |  | Accepted | 2025-08-29 | 2025-09-23 | 2026-09-23 | Solar Panels | Q CELLS | Q TRON |  | 0.43 | 14 | 237 | 38 |  | Fixed | Roof
NJADRE1560486723 | Administratively Determined Incentive Program | Cape May Court House | 8210 | 10.75 | Residential | Behind the Meter | No | EMT Renewables, LLC | AC Electric |  | Accepted | 2025-08-29 | 2025-09-23 | 2026-09-23 | Inverters | ENPHASE | IQ8+ | 290 |  | 25 |  |  | 0.98 |  | Other | UNDER EACH PANEL
NJADRE1560486723 | Administratively Determined Incentive Program | Cape May Court House | 8210 | 10.75 | Residential | Behind the Meter | No | EMT Renewables, LLC | AC Electric |  | Accepted | 2025-08-29 | 2025-09-23 | 2026-09-23 | Solar Panels | Q CELLS | Q TRON |  | 0.43 | 11 | 57 | 38 |  | Fixed | Roof
NJADRE1560486983 | Administratively Determined Incentive Program | MATAWAN | 7747 | 12.15 | Residential | Behind the Meter | Yes | Define Solar, LLC | JCP&L |  | Accepted | 2025-08-29 | 2025-09-30 | 2026-09-30 | Inverters | Enphase | IQ8PLUS-72-2-US | 290 |  | 8 |  |  | 0.976 |  | Outside | Under each pv panel
NJADRE1560486983 | Administratively Determined Incentive Program | MATAWAN | 7747 | 12.15 | Residential | Behind the Meter | Yes | Define Solar, LLC | JCP&L |  | Accepted | 2025-08-29 | 2025-09-30 | 2026-09-30 | Solar Panels | Znshine | ZXM7-SH108 405 |  | 0.405 | 8 | 317 | 22 |  | Fixed | Roof
NJADRE1560486983 | Administratively Determined Incentive Program | MATAWAN | 7747 | 12.15 | Residential | Behind the Meter | Yes | Define Solar, LLC | JCP&L |  | Accepted | 2025-08-29 | 2025-09-30 | 2026-09-30 | Solar Panels | Znshine | ZXM7-SH108 405 |  | 0.405 | 6 | 137 | 23 |  | Fixed | Roof
NJADRE1560486983 | Administratively Determined Incentive Program | MATAWAN | 7747 | 12.15 | Residential | Behind the Meter | Yes | Define Solar, LLC | JCP&L |  | Accepted | 2025-08-29 | 2025-09-30 | 2026-09-30 | Inverters | Enphase | IQ8PLUS-72-2-US | 290 |  | 4 |  |  | 0.976 |  | Outside | Under each pv panel
NJADRE1560486983 | Administratively Determined Incentive Program | MATAWAN | 7747 | 12.15 | Residential | Behind the Meter | Yes | Define Solar, LLC | JCP&L |  | Accepted | 2025-08-29 | 2025-09-30 | 2026-09-30 | Solar Panels | Znshine | ZXM7-SH108 405 |  | 0.405 | 8 | 137 | 22 |  | Fixed | Roof
NJADRE1560486983 | Administratively Determined Incentive Program | MATAWAN | 7747 | 12.15 | Residential | Behind the Meter | Yes | Define Solar, LLC | JCP&L |  | Accepted | 2025-08-29 | 2025-09-30 | 2026-09-30 | Solar Panels | Znshine | ZXM7-SH108 405 |  | 0.405 | 4 | 317 | 23 |  | Fixed | Roof
NJADRE1560486983 | Administratively Determined Incentive Program | MATAWAN | 7747 | 12.15 | Residential | Behind the Meter | Yes | Define Solar, LLC | JCP&L |  | Accepted | 2025-08-29 | 2025-09-30 | 2026-09-30 | Inverters | Enphase | IQ8PLUS-72-2-US | 290 |  | 4 |  |  | 0.976 |  | Outside | Under each pv panel
NJADRE1560486983 | Administratively Determined Incentive Program | MATAWAN | 7747 | 12.15 | Residential | Behind the Meter | Yes | Define Solar, LLC | JCP&L |  | Accepted | 2025-08-29 | 2025-09-30 | 2026-09-30 | Inverters | Enphase | IQ8PLUS-72-2-US | 290 |  | 8 |  |  | 0.976 |  | Outside | Under each pv panel
NJADRE1560486983 | Administratively Determined Incentive Program | MATAWAN | 7747 | 12.15 | Residential | Behind the Meter | Yes | Define Solar, LLC | JCP&L |  | Accepted | 2025-08-29 | 2025-09-30 | 2026-09-30 | Solar Panels | Znshine | ZXM7-SH108 405 |  | 0.405 | 4 | 227 | 23 |  | Fixed | Roof
NJADRE1560486983 | Administratively Determined Incentive Program | MATAWAN | 7747 | 12.15 | Residential | Behind the Meter | Yes | Define Solar, LLC | JCP&L |  | Accepted | 2025-08-29 | 2025-09-30 | 2026-09-30 | Inverters | Enphase | IQ8PLUS-72-2-US | 290 |  | 6 |  |  | 0.976 |  | Outside | Under each pv panel
NJADRE1560487930 | Administratively Determined Incentive Program | WEYMOUTH | 8317 | 17.2 | Residential | Behind the Meter | Yes | SunnyMac, LLC | AC Electric |  | Accepted | 2025-08-29 | 2025-09-22 | 2026-09-22 | Inverters | SOLAREDGE HOME HUB | SE11400H-US | 11400 |  | 1 |  |  | 0.99 |  | Outdoor | next to meter
NJADRE1560487930 | Administratively Determined Incentive Program | WEYMOUTH | 8317 | 17.2 | Residential | Behind the Meter | Yes | SunnyMac, LLC | AC Electric |  | Accepted | 2025-08-29 | 2025-09-22 | 2026-09-22 | Solar Panels | HANWHA | Q.TRON BLK M-G2 H+ |  | 0.43 | 18 | 145 | 22 |  | Fixed | Roof
NJADRE1560487930 | Administratively Determined Incentive Program | WEYMOUTH | 8317 | 17.2 | Residential | Behind the Meter | Yes | SunnyMac, LLC | AC Electric |  | Accepted | 2025-08-29 | 2025-09-22 | 2026-09-22 | Solar Panels | HANWHA | Q.TRON BLK M-G2 H+ |  | 0.43 | 22 | 235 | 22 |  | Fixed | Roof
NJADRE1560487932 | Administratively Determined Incentive Program | LANDING | 7850 | 18.4 | Residential | Behind the Meter | No | PlugPV, LLC | JCP&L |  | Accepted | 2025-08-29 | 2025-09-26 | 2026-09-26 | Solar Panels | REC SOLAR | REC460AA PURE-RX |  | 0.46 | 15 | 143 | 27 |  | Fixed | Roof
NJADRE1560487932 | Administratively Determined Incentive Program | LANDING | 7850 | 18.4 | Residential | Behind the Meter | No | PlugPV, LLC | JCP&L |  | Accepted | 2025-08-29 | 2025-09-26 | 2026-09-26 | Solar Panels | REC SOLAR | REC460AA PURE-RX |  | 0.46 | 3 | 53 | 27 |  | Fixed | Roof
NJADRE1560487932 | Administratively Determined Incentive Program | LANDING | 7850 | 18.4 | Residential | Behind the Meter | No | PlugPV, LLC | JCP&L |  | Accepted | 2025-08-29 | 2025-09-26 | 2026-09-26 | Solar Panels | REC SOLAR | REC460AA PURE-RX |  | 0.46 | 3 | 143 | 27 |  | Fixed | Roof
NJADRE1560487932 | Administratively Determined Incentive Program | LANDING | 7850 | 18.4 | Residential | Behind the Meter | No | PlugPV, LLC | JCP&L |  | Accepted | 2025-08-29 | 2025-09-26 | 2026-09-26 | Solar Panels | REC SOLAR | REC460AA PURE-RX |  | 0.46 | 17 | 322 | 27 |  | Fixed | Roof
NJADRE1560487932 | Administratively Determined Incentive Program | LANDING | 7850 | 18.4 | Residential | Behind the Meter | No | PlugPV, LLC | JCP&L |  | Accepted | 2025-08-29 | 2025-09-26 | 2026-09-26 | Inverters | Enphase | IQ8X-80-M-US | 380 |  | 40 |  |  | 0.98 |  | Outside
NJADRE1560487932 | Administratively Determined Incentive Program | LANDING | 7850 | 18.4 | Residential | Behind the Meter | No | PlugPV, LLC | JCP&L |  | Accepted | 2025-08-29 | 2025-09-26 | 2026-09-26 | Solar Panels | REC SOLAR | REC460AA PURE-RX |  | 0.46 | 2 | 233 | 27 |  | Fixed | Roof
NJADRE1560487947 | Administratively Determined Incentive Program | Red Bank | 7701 | 15.17 | Residential | Behind the Meter | Yes | Trinity Solar, LLC | JCP&L |  | Accepted | 2025-09-02 | 2025-09-24 | 2026-09-24 | Solar Panels | Hanwha | Q.PEAK DUO BLK ML-G10.C+ 410 |  | 0.41 | 10 | 243 | 23 |  | Fixed | Roof
NJADRE1560487947 | Administratively Determined Incentive Program | Red Bank | 7701 | 15.17 | Residential | Behind the Meter | Yes | Trinity Solar, LLC | JCP&L |  | Accepted | 2025-09-02 | 2025-09-24 | 2026-09-24 | Solar Panels | Hanwha | Q.PEAK DUO BLK ML-G10.C+ 410 |  | 0.41 | 7 | 153 | 24 |  | Fixed | Roof
NJADRE1560487947 | Administratively Determined Incentive Program | Red Bank | 7701 | 15.17 | Residential | Behind the Meter | Yes | Trinity Solar, LLC | JCP&L |  | Accepted | 2025-09-02 | 2025-09-24 | 2026-09-24 | Inverters | Solar Edge | USE11400H-US | 11400 |  | 1 |  |  | 0.97 |  | Outside
NJADRE1560487947 | Administratively Determined Incentive Program | Red Bank | 7701 | 15.17 | Residential | Behind the Meter | Yes | Trinity Solar, LLC | JCP&L |  | Accepted | 2025-09-02 | 2025-09-24 | 2026-09-24 | Solar Panels | Hanwha | Q.PEAK DUO BLK ML-G10.C+ 410 |  | 0.41 | 10 | 63 | 23 |  | Fixed | Roof
NJADRE1560487947 | Administratively Determined Incentive Program | Red Bank | 7701 | 15.17 | Residential | Behind the Meter | Yes | Trinity Solar, LLC | JCP&L |  | Accepted | 2025-09-02 | 2025-09-24 | 2026-09-24 | Solar Panels | Hanwha | Q.PEAK DUO BLK ML-G10.C+ 410 |  | 0.41 | 4 | 63 | 23 |  | Fixed | Roof
NJADRE1560487947 | Administratively Determined Incentive Program | Red Bank | 7701 | 15.17 | Residential | Behind the Meter | Yes | Trinity Solar, LLC | JCP&L |  | Accepted | 2025-09-02 | 2025-09-24 | 2026-09-24 | Solar Panels | Hanwha | Q.PEAK DUO BLK ML-G10.C+ 410 |  | 0.41 | 6 | 333 | 24 |  | Fixed | Roof
NJADRE1560487952 | Administratively Determined Incentive Program | Galloway | 8205 | 13.05 | Residential | Behind the Meter | Yes | SunnyMac, LLC | AC Electric |  | Accepted | 2025-08-29 | 2025-09-22 | 2026-09-22 | Solar Panels | HANWHA | Q.TRON BLK M-G2 H+ |  | 0.435 | 16 | 191 | 22 |  | Fixed | Roof
NJADRE1560487952 | Administratively Determined Incentive Program | Galloway | 8205 | 13.05 | Residential | Behind the Meter | Yes | SunnyMac, LLC | AC Electric |  | Accepted | 2025-08-29 | 2025-09-22 | 2026-09-22 | Solar Panels | HANWHA | Q.TRON BLK M-G2 H+ |  | 0.435 | 14 | 11 | 22 |  | Fixed | Roof
NJADRE1560487952 | Administratively Determined Incentive Program | Galloway | 8205 | 13.05 | Residential | Behind the Meter | Yes | SunnyMac, LLC | AC Electric |  | Accepted | 2025-08-29 | 2025-09-22 | 2026-09-22 | Inverters | SOLAREDGE HOME HUB | SE100000H-US | 10000 |  | 1 |  |  | 0.99 |  | Outdoor | next to meter
NJADRE1560487961 | Administratively Determined Incentive Program | Edison | 8820 | 7.395 | Residential | Behind the Meter | No | Green House Solar | PSE&G |  | Accepted | 2025-09-02 | 2025-09-23 | 2026-09-23 | Solar Panels | Hanwha | Q-TRON-435W |  | 0.435 | 7 | 88 | 20 |  | Fixed | Roof
NJADRE1560487961 | Administratively Determined Incentive Program | Edison | 8820 | 7.395 | Residential | Behind the Meter | No | Green House Solar | PSE&G |  | Accepted | 2025-09-02 | 2025-09-23 | 2026-09-23 | Solar Panels | Qtron | Q-TRON-435W |  | 0.435 | 4 | 178 | 19 |  | Fixed | Roof
NJADRE1560487961 | Administratively Determined Incentive Program | Edison | 8820 | 7.395 | Residential | Behind the Meter | No | Green House Solar | PSE&G |  | Accepted | 2025-09-02 | 2025-09-23 | 2026-09-23 | Solar Panels | Qtron | Q-TRON-435W |  | 0.435 | 3 | 178 | 15 |  | Fixed | Roof
NJADRE1560487961 | Administratively Determined Incentive Program | Edison | 8820 | 7.395 | Residential | Behind the Meter | No | Green House Solar | PSE&G |  | Accepted | 2025-09-02 | 2025-09-23 | 2026-09-23 | Solar Panels | Qtron | Q-TRON-435W |  | 0.435 | 3 | 268 | 20 |  | Fixed | Roof
NJADRE1560487961 | Administratively Determined Incentive Program | Edison | 8820 | 7.395 | Residential | Behind the Meter | No | Green House Solar | PSE&G |  | Accepted | 2025-09-02 | 2025-09-23 | 2026-09-23 | Inverters | ENPHASE | IQ8Plus | 290 |  | 17 |  |  | 0.97 |  | Other | Panel
NJADRE1560487968 | Administratively Determined Incentive Program | Lawrence Twp | 8648 | 11.07 | Residential | Behind the Meter | Yes | Pro Custom Solar dba Momentum Solar | PSE&G |  | Accepted | 2025-08-29 | 2025-09-24 | 2026-09-24 | Solar Panels | Hanwha | Q. Peak duo blk ML-G10 +410 |  | 0.41 | 7 | 212 | 21 |  | Fixed | Roof
NJADRE1560487968 | Administratively Determined Incentive Program | Lawrence Twp | 8648 | 11.07 | Residential | Behind the Meter | Yes | Pro Custom Solar dba Momentum Solar | PSE&G |  | Accepted | 2025-08-29 | 2025-09-24 | 2026-09-24 | Solar Panels | Hanwha | Q. Peak duo blk ML-G10 +410 |  | 0.41 | 8 | 32 | 21 |  | Fixed | Roof
NJADRE1560487968 | Administratively Determined Incentive Program | Lawrence Twp | 8648 | 11.07 | Residential | Behind the Meter | Yes | Pro Custom Solar dba Momentum Solar | PSE&G |  | Accepted | 2025-08-29 | 2025-09-24 | 2026-09-24 | Solar Panels | Hanwha | Q. Peak duo blk ML-G10 +410 |  | 0.41 | 6 | 122 | 19 |  | Fixed | Roof
NJADRE1560487968 | Administratively Determined Incentive Program | Lawrence Twp | 8648 | 11.07 | Residential | Behind the Meter | Yes | Pro Custom Solar dba Momentum Solar | PSE&G |  | Accepted | 2025-08-29 | 2025-09-24 | 2026-09-24 | Inverters | Enphase | IQ8HC-72-M-DOM-US | 380 |  | 27 |  |  | 0.97 |  | Outdoor
NJADRE1560487968 | Administratively Determined Incentive Program | Lawrence Twp | 8648 | 11.07 | Residential | Behind the Meter | Yes | Pro Custom Solar dba Momentum Solar | PSE&G |  | Accepted | 2025-08-29 | 2025-09-24 | 2026-09-24 | Solar Panels | Hanwha | Q. Peak duo blk ML-G10 +410 |  | 0.41 | 6 | 302 | 19 |  | Fixed | Roof
NJADRE1560487997 | Administratively Determined Incentive Program | Pleasantville | 8232 | 5.81 | Residential | Behind the Meter | Yes | Fusion Solar Energy, LLC | AC Electric |  | Accepted | 2025-08-29 | 2025-09-22 | 2026-09-22 | Inverters | ENPHASE | IQ8HC-72-M-DOM-US | 380 |  | 14 |  |  | 0.97 |  | Outside | Roof
NJADRE1560487997 | Administratively Determined Incentive Program | Pleasantville | 8232 | 5.81 | Residential | Behind the Meter | Yes | Fusion Solar Energy, LLC | AC Electric |  | Accepted | 2025-08-29 | 2025-09-22 | 2026-09-22 | Solar Panels | Q CELLS | Q.PEAK DUO BLK ML-G10.C+ |  | 0.415 | 14 | 115.47 | 30 |  | Fixed | Roof
NJADRE1560487998 | Administratively Determined Incentive Program | PENNSVILLE TOWNSHIP | 8070 | 10.875 | Residential | Behind the Meter | Yes | SunnyMac, LLC | AC Electric |  | Accepted | 2025-08-29 | 2025-09-22 | 2026-09-22 | Solar Panels | HANWHA | Q.TRON BLK M-G2 H+ |  | 0.435 | 8 | 301 | 23 |  | Fixed | Roof
NJADRE1560487998 | Administratively Determined Incentive Program | PENNSVILLE TOWNSHIP | 8070 | 10.875 | Residential | Behind the Meter | Yes | SunnyMac, LLC | AC Electric |  | Accepted | 2025-08-29 | 2025-09-22 | 2026-09-22 | Solar Panels | HANWHA | Q.TRON BLK M-G2 H+ |  | 0.435 | 17 | 121 | 23 |  | Fixed | Roof
NJADRE1560487998 | Administratively Determined Incentive Program | PENNSVILLE TOWNSHIP | 8070 | 10.875 | Residential | Behind the Meter | Yes | SunnyMac, LLC | AC Electric |  | Accepted | 2025-08-29 | 2025-09-22 | 2026-09-22 | Inverters | SOLAREDGE HOME HUB | SE7600H-US | 7600 |  | 1 |  |  | 0.99 |  | Outdoor | next to meter
NJADRE1560488000 | Administratively Determined Incentive Program | Roselle Park Boro | 7204 | 4.51 | Residential | Behind the Meter | Yes | Sunrun Installation Services, Inc. | PSE&G |  | Accepted | 2025-08-29 | 2025-09-22 | 2026-09-22 | Solar Panels | Elin Energy (Sirius PV) | ELNSM54M-HC-410 |  | 0.41 | 3 | 80 | 39 |  | Fixed | Roof
NJADRE1560488000 | Administratively Determined Incentive Program | Roselle Park Boro | 7204 | 4.51 | Residential | Behind the Meter | Yes | Sunrun Installation Services, Inc. | PSE&G |  | Accepted | 2025-08-29 | 2025-09-22 | 2026-09-22 | Solar Panels | Elin Energy (Sirius PV) | ELNSM54M-HC-410 |  | 0.41 | 4 | 170 | 39 |  | Fixed | Roof
NJADRE1560488000 | Administratively Determined Incentive Program | Roselle Park Boro | 7204 | 4.51 | Residential | Behind the Meter | Yes | Sunrun Installation Services, Inc. | PSE&G |  | Accepted | 2025-08-29 | 2025-09-22 | 2026-09-22 | Solar Panels | Elin Energy (Sirius PV) | ELNSM54M-HC-410 |  | 0.41 | 4 | 260 | 39 |  | Fixed | Roof
NJADRE1560488000 | Administratively Determined Incentive Program | Roselle Park Boro | 7204 | 4.51 | Residential | Behind the Meter | Yes | Sunrun Installation Services, Inc. | PSE&G |  | Accepted | 2025-08-29 | 2025-09-22 | 2026-09-22 | Inverters | SolarEdge Technologies | SE3800H-USMN | 3800 |  | 1 |  |  | 0.99 |  | Outdoor
NJADRE1560488002 | Administratively Determined Incentive Program | Plainfield | 7060 | 6.09 | Residential | Behind the Meter | Yes | Skyline Solar, LLC | PSE&G |  | Accepted | 2025-09-02 | 2025-09-23 | 2026-09-23 | Solar Panels | Hanwha | Q. Tron BLK M-G2.H+ |  | 0.435 | 14 | 131 | 27 |  | Fixed | Roof
NJADRE1560488002 | Administratively Determined Incentive Program | Plainfield | 7060 | 6.09 | Residential | Behind the Meter | Yes | Skyline Solar, LLC | PSE&G |  | Accepted | 2025-09-02 | 2025-09-23 | 2026-09-23 | Inverters | IQ8HC-72-M-DOM-US | Enphase | 380 |  | 14 |  |  | 0.976 |  | Outside
NJADRE1560488004 | Administratively Determined Incentive Program | South Plainfield Boro | 7080 | 7.79 | Residential | Behind the Meter | Yes | Sunrun Installation Services, Inc. | PSE&G |  | Accepted | 2025-08-29 | 2025-09-25 | 2026-09-25 | Solar Panels | Elin Energy (Sirius PV) | ELNSM54M-HC-410 |  | 0.41 | 10 | 244 | 21 |  | Fixed | Roof
NJADRE1560488004 | Administratively Determined Incentive Program | South Plainfield Boro | 7080 | 7.79 | Residential | Behind the Meter | Yes | Sunrun Installation Services, Inc. | PSE&G |  | Accepted | 2025-08-29 | 2025-09-25 | 2026-09-25 | Inverters | SolarEdge Technologies | SE5700H-USMN | 5760 |  | 1 |  |  | 0.99 |  | Outdoor
NJADRE1560488004 | Administratively Determined Incentive Program | South Plainfield Boro | 7080 | 7.79 | Residential | Behind the Meter | Yes | Sunrun Installation Services, Inc. | PSE&G |  | Accepted | 2025-08-29 | 2025-09-25 | 2026-09-25 | Solar Panels | Elin Energy (Sirius PV) | ELNSM54M-HC-410 |  | 0.41 | 9 | 64 | 20 |  | Fixed | Roof
NJADRE1560488038 | Administratively Determined Incentive Program | WOODBRIDGE TWP | 8830 | 4.05 | Residential | Behind the Meter | Yes | Sunrun Installation Services, Inc. | PSE&G |  | Accepted | 2025-08-29 | 2025-09-25 | 2026-09-25 | Solar Panels | JA Solar | JAM54S31-405/MR |  | 0.405 | 10 | 309 | 38 |  | Fixed | Roof
NJADRE1560488038 | Administratively Determined Incentive Program | WOODBRIDGE TWP | 8830 | 4.05 | Residential | Behind the Meter | Yes | Sunrun Installation Services, Inc. | PSE&G |  | Accepted | 2025-08-29 | 2025-09-25 | 2026-09-25 | Inverters | SolarEdge Technologies | SE3800H-USMN | 3800 |  | 1 |  |  | 0.99 |  | Outdoor
NJADRE1560488040 | Administratively Determined Incentive Program | Edison | 8820 | 12.18 | Residential | Behind the Meter | No | Green House Solar | PSE&G |  | Accepted | 2025-08-29 | 2025-09-24 | 2026-09-24 | Solar Panels | Qtron | Q-TRON-435W |  | 0.435 | 16 | 176 | 20 |  | Fixed | Roof
NJADRE1560488040 | Administratively Determined Incentive Program | Edison | 8820 | 12.18 | Residential | Behind the Meter | No | Green House Solar | PSE&G |  | Accepted | 2025-08-29 | 2025-09-24 | 2026-09-24 | Solar Panels | Qtron | Q-TRON-435W |  | 0.435 | 4 | 176 | 20 |  | Fixed | Roof
NJADRE1560488040 | Administratively Determined Incentive Program | Edison | 8820 | 12.18 | Residential | Behind the Meter | No | Green House Solar | PSE&G |  | Accepted | 2025-08-29 | 2025-09-24 | 2026-09-24 | Solar Panels | Qtron | Q-TRON-435W |  | 0.435 | 8 | 356 | 12 |  | Fixed | Roof
NJADRE1560488040 | Administratively Determined Incentive Program | Edison | 8820 | 12.18 | Residential | Behind the Meter | No | Green House Solar | PSE&G |  | Accepted | 2025-08-29 | 2025-09-24 | 2026-09-24 | Inverters | ENPHASE | IQ8Plus | 290 |  | 24 |  |  | 0.97 |  | Other | Panel
NJADRE1560488053 | Administratively Determined Incentive Program | PHILLIPSBURG | 8865 | 8.7 | Residential | Behind the Meter | Yes | Skyline Solar, LLC | JCP&L |  | Accepted | 2025-08-29 | 2025-09-22 | 2026-09-22 | Solar Panels | Hanwha | Q. Tron BLK M-G2.H+ |  | 0.435 | 20 | 154 | 18 |  | Fixed | Roof
NJADRE1560488053 | Administratively Determined Incentive Program | PHILLIPSBURG | 8865 | 8.7 | Residential | Behind the Meter | Yes | Skyline Solar, LLC | JCP&L |  | Accepted | 2025-08-29 | 2025-09-22 | 2026-09-22 | Inverters | Enphase | IQ8HC-72-M-DOM-US | 380 |  | 20 |  |  | 0.976 |  | Outside
NJADRE1560488056 | Administratively Determined Incentive Program | BERGENFIELD | 7621 | 13.53 | Residential | Behind the Meter | Yes | Pro Custom Solar dba Momentum Solar | JCP&L |  | Accepted | 2025-08-29 | 2025-09-23 | 2026-09-23 | Solar Panels | Hanwha | Q. Peak duo blk ML-G10 +410 |  | 0.41 | 3 | 177 | 14 |  | Fixed | Roof
NJADRE1560488056 | Administratively Determined Incentive Program | BERGENFIELD | 7621 | 13.53 | Residential | Behind the Meter | Yes | Pro Custom Solar dba Momentum Solar | JCP&L |  | Accepted | 2025-08-29 | 2025-09-23 | 2026-09-23 | Solar Panels | Hanwha | Q. Peak duo blk ML-G10 +410 |  | 0.41 | 6 | 357 | 20 |  | Fixed | Roof
NJADRE1560488056 | Administratively Determined Incentive Program | BERGENFIELD | 7621 | 13.53 | Residential | Behind the Meter | Yes | Pro Custom Solar dba Momentum Solar | JCP&L |  | Accepted | 2025-08-29 | 2025-09-23 | 2026-09-23 | Solar Panels | Hanwha | Q. Peak duo blk ML-G10 +410 |  | 0.41 | 2 | 87 | 22 |  | Fixed | Roof
NJADRE1560488056 | Administratively Determined Incentive Program | BERGENFIELD | 7621 | 13.53 | Residential | Behind the Meter | Yes | Pro Custom Solar dba Momentum Solar | JCP&L |  | Accepted | 2025-08-29 | 2025-09-23 | 2026-09-23 | Inverters | Enphase | IQ8HC-72-M-DOM-US | 380 |  | 33 |  |  | 0.97 |  | Outdoor
NJADRE1560488056 | Administratively Determined Incentive Program | BERGENFIELD | 7621 | 13.53 | Residential | Behind the Meter | Yes | Pro Custom Solar dba Momentum Solar | JCP&L |  | Accepted | 2025-08-29 | 2025-09-23 | 2026-09-23 | Solar Panels | Hanwha | Q. Peak duo blk ML-G10 +410 |  | 0.41 | 9 | 267 | 31 |  | Fixed | Roof
NJADRE1560488056 | Administratively Determined Incentive Program | BERGENFIELD | 7621 | 13.53 | Residential | Behind the Meter | Yes | Pro Custom Solar dba Momentum Solar | JCP&L |  | Accepted | 2025-08-29 | 2025-09-23 | 2026-09-23 | Solar Panels | Hanwha | Q. Peak duo blk ML-G10 +410 |  | 0.41 | 8 | 87 | 31 |  | Fixed | Roof
NJADRE1560488056 | Administratively Determined Incentive Program | BERGENFIELD | 7621 | 13.53 | Residential | Behind the Meter | Yes | Pro Custom Solar dba Momentum Solar | JCP&L |  | Accepted | 2025-08-29 | 2025-09-23 | 2026-09-23 | Solar Panels | Hanwha | Q. Peak duo blk ML-G10 +410 |  | 0.41 | 5 | 177 | 20 |  | Fixed | Roof
NJADRE1560488070 | Administratively Determined Incentive Program | Montclair | 7042 | 3.32 | Residential | Behind the Meter | Yes | Fusion Solar Energy, LLC | PSE&G |  | Accepted | 2025-08-29 | 2025-09-23 | 2026-09-23 | Solar Panels | QCELLS | Q.PEAK DUO BLK ML-G10.C+ 415 |  | 0.415 | 7 | 223.24 | 31 |  | Fixed | Roof
NJADRE1560488070 | Administratively Determined Incentive Program | Montclair | 7042 | 3.32 | Residential | Behind the Meter | Yes | Fusion Solar Energy, LLC | PSE&G |  | Accepted | 2025-08-29 | 2025-09-23 | 2026-09-23 | Solar Panels | QCELLS | Q.PEAK DUO BLK ML-G10.C+ 415 |  | 0.415 | 1 | 132.04 | 31 |  | Fixed | Roof
NJADRE1560488070 | Administratively Determined Incentive Program | Montclair | 7042 | 3.32 | Residential | Behind the Meter | Yes | Fusion Solar Energy, LLC | PSE&G |  | Accepted | 2025-08-29 | 2025-09-23 | 2026-09-23 | Inverters | ENPHASE | IQ8HC-72-M-DOM-US - | 380 |  | 8 |  |  | 0.97 |  | Outside | Roof
NJADRE1560488083 | Administratively Determined Incentive Program | Marmora | 8223 | 10.875 | Residential | Behind the Meter | No | SunnyMac, LLC | AC Electric |  | Accepted | 2025-08-29 | 2025-09-23 | 2026-09-23 | Solar Panels | HANWHA | Q.TRON BLK M-G2.H+ |  | 0.435 | 25 | 130 | 26 |  | Fixed | Roof
NJADRE1560488083 | Administratively Determined Incentive Program | Marmora | 8223 | 10.875 | Residential | Behind the Meter | No | SunnyMac, LLC | AC Electric |  | Accepted | 2025-08-29 | 2025-09-23 | 2026-09-23 | Inverters | SOLAREDGE ENERGY HUB | SE7600H-US | 7600 |  | 1 |  |  | 0.99 |  | Outdoor | next to meter
NJADRE1560488459 | Administratively Determined Incentive Program | Morristown | 7960 | 12.15 | Residential | Behind the Meter | Yes | Sunrun Installation Services, Inc. | JCP&L |  | Accepted | 2025-08-29 | 2025-09-22 | 2026-09-22 | Inverters | SolarEdge Technologies | SE10000H-USMN | 10000 |  | 1 |  |  | 0.99 |  | Outdoor
NJADRE1560488459 | Administratively Determined Incentive Program | Morristown | 7960 | 12.15 | Residential | Behind the Meter | Yes | Sunrun Installation Services, Inc. | JCP&L |  | Accepted | 2025-08-29 | 2025-09-22 | 2026-09-22 | Solar Panels | JA Solar | JAM54S31-405/MR |  | 0.405 | 16 | 169 | 35 |  | Fixed | Roof
NJADRE1560488459 | Administratively Determined Incentive Program | Morristown | 7960 | 12.15 | Residential | Behind the Meter | Yes | Sunrun Installation Services, Inc. | JCP&L |  | Accepted | 2025-08-29 | 2025-09-22 | 2026-09-22 | Solar Panels | JA Solar | JAM54S31-405/MR |  | 0.405 | 14 | 170 | 37 |  | Fixed | Roof
NJADRE1560488462 | Administratively Determined Incentive Program | Lumberton Twp | 8048 | 7.395 | Residential | Behind the Meter | Yes | SunnyMac, LLC | PSE&G |  | Accepted | 2025-08-29 | 2025-09-22 | 2026-09-22 | Solar Panels | HANWHA | Q.TRON BLK M-G2 H+ |  | 0.435 | 10 | 112 | 30 |  | Fixed | Roof
NJADRE1560488462 | Administratively Determined Incentive Program | Lumberton Twp | 8048 | 7.395 | Residential | Behind the Meter | Yes | SunnyMac, LLC | PSE&G |  | Accepted | 2025-08-29 | 2025-09-22 | 2026-09-22 | Inverters | SOLAREDGE HOME HUB | SE5700H-US | 5760 |  | 1 |  |  | 0.99 |  | Outdoor | next to meter
NJADRE1560488462 | Administratively Determined Incentive Program | Lumberton Twp | 8048 | 7.395 | Residential | Behind the Meter | Yes | SunnyMac, LLC | PSE&G |  | Accepted | 2025-08-29 | 2025-09-22 | 2026-09-22 | Solar Panels | HANWHA | Q.TRON BLK M-G2 H+ |  | 0.435 | 7 | 292 | 30 |  | Fixed | Roof
NJADRE1560488472 | Administratively Determined Incentive Program | Hammonton | 8037 | 11.745 | Residential | Behind the Meter | Yes | SunnyMac, LLC | AC Electric |  | Accepted | 2025-08-29 | 2025-09-22 | 2026-09-22 | Solar Panels | HANWHA | Q.TRON BLK M-G2 H+ |  | 0.435 | 17 | 126 | 21 |  | Fixed | Roof
NJADRE1560488472 | Administratively Determined Incentive Program | Hammonton | 8037 | 11.745 | Residential | Behind the Meter | Yes | SunnyMac, LLC | AC Electric |  | Accepted | 2025-08-29 | 2025-09-22 | 2026-09-22 | Solar Panels | HANWHA | Q.TRON BLK M-G2 H+ |  | 0.435 | 4 | 306 | 21 |  | Fixed | Roof
NJADRE1560488472 | Administratively Determined Incentive Program | Hammonton | 8037 | 11.745 | Residential | Behind the Meter | Yes | SunnyMac, LLC | AC Electric |  | Accepted | 2025-08-29 | 2025-09-22 | 2026-09-22 | Solar Panels | HANWHA | Q.TRON BLK M-G2 H+ |  | 0.435 | 3 | 306 | 21 |  | Fixed | Roof
NJADRE1560488472 | Administratively Determined Incentive Program | Hammonton | 8037 | 11.745 | Residential | Behind the Meter | Yes | SunnyMac, LLC | AC Electric |  | Accepted | 2025-08-29 | 2025-09-22 | 2026-09-22 | Solar Panels | HANWHA | Q.TRON BLK M-G2 H+ |  | 0.435 | 3 | 126 | 21 |  | Fixed | Roof
NJADRE1560488472 | Administratively Determined Incentive Program | Hammonton | 8037 | 11.745 | Residential | Behind the Meter | Yes | SunnyMac, LLC | AC Electric |  | Accepted | 2025-08-29 | 2025-09-22 | 2026-09-22 | Inverters | SOLAREDGE HOME HUB | SE7600H-US | 7600 |  | 1 |  |  | 0.99 |  | Outdoor | next to meter
NJADRE1560488479 | Administratively Determined Incentive Program | Monroe | 8831 | 11.18 | Residential | Behind the Meter | Yes | Pro Custom Solar dba Momentum Solar | JCP&L |  | Accepted | 2025-08-29 | 2025-09-30 | 2026-09-30 | Solar Panels | Hanwha | q.tron blk m-g2 + 430 |  | 0.43 | 11 | 120 | 25 |  | Fixed | Pole
NJADRE1560488479 | Administratively Determined Incentive Program | Monroe | 8831 | 11.18 | Residential | Behind the Meter | Yes | Pro Custom Solar dba Momentum Solar | JCP&L |  | Accepted | 2025-08-29 | 2025-09-30 | 2026-09-30 | Inverters | Enphase | IQ8HC-72-M-DOM-US | 380 |  | 26 |  |  | 0.97 |  | Outdoor
NJADRE1560488479 | Administratively Determined Incentive Program | Monroe | 8831 | 11.18 | Residential | Behind the Meter | Yes | Pro Custom Solar dba Momentum Solar | JCP&L |  | Accepted | 2025-08-29 | 2025-09-30 | 2026-09-30 | Solar Panels | Hanwha | q.tron blk m-g2 + 430 |  | 0.43 | 15 | 210 | 38 |  | Fixed | Roof
NJADRE1560488481 | Administratively Determined Incentive Program | Oak Ridge | 7438 | 14.76 | Residential | Behind the Meter | No | United Solar, LLC | JCP&L |  | Accepted | 2025-09-01 | 2025-09-23 | 2026-09-23 | Solar Panels | AXITEC | AC-410MBT/108V |  | 0.41 | 12 | 225 | 30 |  | Fixed | Roof
NJADRE1560488481 | Administratively Determined Incentive Program | Oak Ridge | 7438 | 14.76 | Residential | Behind the Meter | No | United Solar, LLC | JCP&L |  | Accepted | 2025-09-01 | 2025-09-23 | 2026-09-23 | Solar Panels | AXITEC | AC-410MBT/108V |  | 0.41 | 11 | 45 | 30 |  | Fixed | Roof
NJADRE1560488481 | Administratively Determined Incentive Program | Oak Ridge | 7438 | 14.76 | Residential | Behind the Meter | No | United Solar, LLC | JCP&L |  | Accepted | 2025-09-01 | 2025-09-23 | 2026-09-23 | Solar Panels | AXITEC | AC-410MBT/108V |  | 0.41 | 6 | 45 | 30 |  | Fixed | Roof
NJADRE1560488481 | Administratively Determined Incentive Program | Oak Ridge | 7438 | 14.76 | Residential | Behind the Meter | No | United Solar, LLC | JCP&L |  | Accepted | 2025-09-01 | 2025-09-23 | 2026-09-23 | Solar Panels | AXITEC | AC-410MBT/108V |  | 0.41 | 7 | 225 | 30 |  | Fixed | Roof
NJADRE1560488481 | Administratively Determined Incentive Program | Oak Ridge | 7438 | 14.76 | Residential | Behind the Meter | No | United Solar, LLC | JCP&L |  | Accepted | 2025-09-01 | 2025-09-23 | 2026-09-23 | Inverters | SOL-ARK | 15K-2P-N | 15000 |  | 1 |  |  | 0.98 |  | Outside
NJADRE1560488514 | Administratively Determined Incentive Program | Paterson | 7513 | 3.87 | Residential | Behind the Meter | Yes | Pro Custom Solar dba Momentum Solar | PSE&G |  | Accepted | 2025-08-29 | 2025-09-30 | 2026-09-30 | Solar Panels | Hanwha | q.tron blk m-g2 + 430 |  | 0.43 | 9 | 280 | 44 |  | Fixed | Roof
NJADRE1560488514 | Administratively Determined Incentive Program | Paterson | 7513 | 3.87 | Residential | Behind the Meter | Yes | Pro Custom Solar dba Momentum Solar | PSE&G |  | Accepted | 2025-08-29 | 2025-09-30 | 2026-09-30 | Inverters | Enphase | IQ8HC-72-M-DOM-US | 380 |  | 9 |  |  | 0.97 |  | Outdoor
NJADRE1560488518 | Administratively Determined Incentive Program | East Orange | 7018 | 7.47 | Residential | Behind the Meter | Yes | Fusion Solar Energy, LLC | PSE&G |  | Accepted | 2025-08-29 | 2025-09-24 | 2026-09-24 | Solar Panels | QCELLS | Q.PEAK DUO BLK ML-G10.C+ 415 |  | 0.415 | 6 | 24.09 | 43 |  | Fixed | Roof
NJADRE1560488518 | Administratively Determined Incentive Program | East Orange | 7018 | 7.47 | Residential | Behind the Meter | Yes | Fusion Solar Energy, LLC | PSE&G |  | Accepted | 2025-08-29 | 2025-09-24 | 2026-09-24 | Inverters | ENPHASE | IQ8HC-72-M-DOM-US | 380 |  | 18 |  |  | 0.97 |  | Outside | Roof
NJADRE1560488518 | Administratively Determined Incentive Program | East Orange | 7018 | 7.47 | Residential | Behind the Meter | Yes | Fusion Solar Energy, LLC | PSE&G |  | Accepted | 2025-08-29 | 2025-09-24 | 2026-09-24 | Solar Panels | QCELLS | Q.PEAK DUO BLK ML-G10.C+ 415 |  | 0.415 | 12 | 204.09 | 45 |  | Fixed | Roof
NJADRE1560488570 | Administratively Determined Incentive Program | Linden | 7036 | 4.51 | Residential | Behind the Meter | Yes | Sunrun Installation Services, Inc. | PSE&G |  | Accepted | 2025-08-29 | 2025-09-22 | 2026-09-22 | Inverters | SolarEdge Technologies | SE3800H-USMN | 3800 |  | 1 |  |  | 0.99 |  | Outdoor | Next to meter
NJADRE1560488570 | Administratively Determined Incentive Program | Linden | 7036 | 4.51 | Residential | Behind the Meter | Yes | Sunrun Installation Services, Inc. | PSE&G |  | Accepted | 2025-08-29 | 2025-09-22 | 2026-09-22 | Solar Panels | Elin Energy (Sirius PV) | ELNSM54M-HC-410 |  | 0.41 | 11 | 224 | 41 |  | Fixed | Roof
NJADRE1560488581 | Administratively Determined Incentive Program | Egg Harbor Township | 8234 | 4.51 | Residential | Behind the Meter | Yes | Trinity Solar, LLC | AC Electric |  | Accepted | 2025-08-29 | 2025-09-22 | 2026-09-22 | Inverters | Tesla | TESLA 3.8kW (1538000-XX-Y) | 3800 |  | 1 |  |  | 0.97 |  | Outdoor
NJADRE1560488581 | Administratively Determined Incentive Program | Egg Harbor Township | 8234 | 4.51 | Residential | Behind the Meter | Yes | Trinity Solar, LLC | AC Electric |  | Accepted | 2025-08-29 | 2025-09-22 | 2026-09-22 | Solar Panels | HANWHA | (Q.PEAK DUO BLK ML-G10+ 410) |  | 0.41 | 11 | 112 | 37 |  | Fixed | Roof
NJADRE1560488810 | Administratively Determined Incentive Program | MULLICA HILL | 8062 | 18.04 | Residential | Behind the Meter | No | Tesla Energy Operations, Inc | AC Electric |  | Accepted | 2025-08-29 | 2025-09-22 | 2026-09-22 | Inverters | Tesla | 5.7 kW Tesla Inc 1538000-XX-Y | 5700 |  | 1 |  |  | 0.98 |  | Outdoor
NJADRE1560488810 | Administratively Determined Incentive Program | MULLICA HILL | 8062 | 18.04 | Residential | Behind the Meter | No | Tesla Energy Operations, Inc | AC Electric |  | Accepted | 2025-08-29 | 2025-09-22 | 2026-09-22 | Solar Panels | Hanwha | Q.PEAK DUO BLK ML-G10+/TS 410 |  | 0.41 | 2 | 320 | 30 |  | Fixed | Roof
NJADRE1560488810 | Administratively Determined Incentive Program | MULLICA HILL | 8062 | 18.04 | Residential | Behind the Meter | No | Tesla Energy Operations, Inc | AC Electric |  | Accepted | 2025-08-29 | 2025-09-22 | 2026-09-22 | Solar Panels | Hanwha | Q.PEAK DUO BLK ML-G10+/TS 410 |  | 0.41 | 6 | 230 | 30 |  | Fixed | Roof
NJADRE1560488810 | Administratively Determined Incentive Program | MULLICA HILL | 8062 | 18.04 | Residential | Behind the Meter | No | Tesla Energy Operations, Inc | AC Electric |  | Accepted | 2025-08-29 | 2025-09-22 | 2026-09-22 | Solar Panels | Hanwha | Q.PEAK DUO BLK ML-G10+/TS 410 |  | 0.41 | 26 | 50 | 30 |  | Fixed | Roof
NJADRE1560488810 | Administratively Determined Incentive Program | MULLICA HILL | 8062 | 18.04 | Residential | Behind the Meter | No | Tesla Energy Operations, Inc | AC Electric |  | Accepted | 2025-08-29 | 2025-09-22 | 2026-09-22 | Solar Panels | Hanwha | Q.PEAK DUO BLK ML-G10+/TS 410 |  | 0.41 | 10 | 230 | 30 |  | Fixed | Roof
NJADRE1560488810 | Administratively Determined Incentive Program | MULLICA HILL | 8062 | 18.04 | Residential | Behind the Meter | No | Tesla Energy Operations, Inc | AC Electric |  | Accepted | 2025-08-29 | 2025-09-22 | 2026-09-22 | Inverters | Tesla | 7.6 kW Tesla Inc 1538000-XX-Y | 7600 |  | 1 |  |  | 0.98 |  | Outdoor
NJADRE1560488813 | Administratively Determined Incentive Program | Hightstown | 8520 | 13.2 | Residential | Behind the Meter | No | Zenergy Solar, LLC | JCP&L |  | Accepted | 2025-08-29 | 2025-09-23 | 2026-09-23 | Inverters | Enphase Energy | IQ8PLUS-72-2-US | 290 |  | 30 |  |  | 0.99 |  | Outdoor
NJADRE1560488813 | Administratively Determined Incentive Program | Hightstown | 8520 | 13.2 | Residential | Behind the Meter | No | Zenergy Solar, LLC | JCP&L |  | Accepted | 2025-08-29 | 2025-09-23 | 2026-09-23 | Solar Panels | Silfab | SIL-440 QD |  | 0.44 | 11 | 273 | 30 |  | Fixed | Roof
NJADRE1560488813 | Administratively Determined Incentive Program | Hightstown | 8520 | 13.2 | Residential | Behind the Meter | No | Zenergy Solar, LLC | JCP&L |  | Accepted | 2025-08-29 | 2025-09-23 | 2026-09-23 | Solar Panels | Silfab | SIL-440 QD |  | 0.44 | 3 | 183 | 33 |  | Fixed | Roof
NJADRE1560488813 | Administratively Determined Incentive Program | Hightstown | 8520 | 13.2 | Residential | Behind the Meter | No | Zenergy Solar, LLC | JCP&L |  | Accepted | 2025-08-29 | 2025-09-23 | 2026-09-23 | Solar Panels | Silfab | SIL-440 QD |  | 0.44 | 16 | 93 | 30 |  | Fixed | Roof
NJADRE1560488818 | Administratively Determined Incentive Program | Palmyra | 8065 | 8.2 | Residential | Behind the Meter | Yes | Trinity Solar, LLC | PSE&G |  | Accepted | 2025-08-29 | 2025-09-22 | 2026-09-22 | Inverters | Solar Edge | USE7600H-USMNBL75 | 7600 |  | 1 |  |  | 0.97 |  | Outdoor
NJADRE1560488818 | Administratively Determined Incentive Program | Palmyra | 8065 | 8.2 | Residential | Behind the Meter | Yes | Trinity Solar, LLC | PSE&G |  | Accepted | 2025-08-29 | 2025-09-22 | 2026-09-22 | Solar Panels | HANWHA | (Q.PEAK DUO BLK ML-G10.C+ 410) |  | 0.41 | 6 | 232 | 33 |  | Fixed | Roof
NJADRE1560488818 | Administratively Determined Incentive Program | Palmyra | 8065 | 8.2 | Residential | Behind the Meter | Yes | Trinity Solar, LLC | PSE&G |  | Accepted | 2025-08-29 | 2025-09-22 | 2026-09-22 | Solar Panels | HANWHA | Q.PEAK DUO BLK ML-G10.C+ 410) |  | 0.41 | 11 | 142 | 27 |  | Fixed | Roof
NJADRE1560488818 | Administratively Determined Incentive Program | Palmyra | 8065 | 8.2 | Residential | Behind the Meter | Yes | Trinity Solar, LLC | PSE&G |  | Accepted | 2025-08-29 | 2025-09-22 | 2026-09-22 | Solar Panels | HANWHA | (Q.PEAK DUO BLK ML-G10.C+ 410) |  | 0.41 | 3 | 52 | 33 |  | Fixed | Roof
NJADRE1560488976 | Administratively Determined Incentive Program | River Edge | 7661 | 6.97 | Residential | Behind the Meter | No | Tesla Energy Operations, Inc. | PSE&G |  | Accepted | 2025-08-29 | 2025-09-22 | 2026-09-22 | Solar Panels | Hanwha | Q.PEAK DUO BLK ML-G10+/TS 410 |  | 0.41 | 8 | 108 | 27 |  | Fixed | Roof
NJADRE1560488976 | Administratively Determined Incentive Program | River Edge | 7661 | 6.97 | Residential | Behind the Meter | No | Tesla Energy Operations, Inc. | PSE&G |  | Accepted | 2025-08-29 | 2025-09-22 | 2026-09-22 | Solar Panels | Hanwha | Q.PEAK DUO BLK ML-G10+/TS 410 |  | 0.41 | 7 | 288 | 27 |  | Fixed | Roof
NJADRE1560488976 | Administratively Determined Incentive Program | River Edge | 7661 | 6.97 | Residential | Behind the Meter | No | Tesla Energy Operations, Inc. | PSE&G |  | Accepted | 2025-08-29 | 2025-09-22 | 2026-09-22 | Solar Panels | Hanwha | Q.PEAK DUO BLK ML-G10+/TS 410 |  | 0.41 | 2 | 18 | 27 |  | Fixed | Roof
NJADRE1560488976 | Administratively Determined Incentive Program | River Edge | 7661 | 6.97 | Residential | Behind the Meter | No | Tesla Energy Operations, Inc. | PSE&G |  | Accepted | 2025-08-29 | 2025-09-22 | 2026-09-22 | Inverters | Tesla | 7.6 kW Tesla Inc 1538000-XX-Y | 7600 |  | 1 |  |  | 0.98 |  | Outdoor
NJADRE1560488980 | Administratively Determined Incentive Program | Glassboro | 8028 | 18.2 | Residential | Behind the Meter | No | Kaitanna Solar, LLC | AC Electric |  | Accepted | 2025-08-29 | 2025-09-23 | 2026-09-23 | Solar Panels | Canadian Solar | CS6.1-54TM-455H |  | 0.455 | 20 | 202 | 20 |  | Fixed | Roof | Garage
NJADRE1560488980 | Administratively Determined Incentive Program | Glassboro | 8028 | 18.2 | Residential | Behind the Meter | No | Kaitanna Solar, LLC | AC Electric |  | Accepted | 2025-08-29 | 2025-09-23 | 2026-09-23 | Meters | Enphase | Envoy |  |  | 1 |  |  |  | Yes | Outdoor
NJADRE1560488980 | Administratively Determined Incentive Program | Glassboro | 8028 | 18.2 | Residential | Behind the Meter | No | Kaitanna Solar, LLC | AC Electric |  | Accepted | 2025-08-29 | 2025-09-23 | 2026-09-23 | Inverters | Enphase | IQ8M-72-2-US | 325 |  | 40 |  |  | 0.978 |  | Outdoor | Under module
NJADRE1560488980 | Administratively Determined Incentive Program | Glassboro | 8028 | 18.2 | Residential | Behind the Meter | No | Kaitanna Solar, LLC | AC Electric |  | Accepted | 2025-08-29 | 2025-09-23 | 2026-09-23 | Solar Panels | Canadian Solar | CS6.1-54TM-455H |  | 0.455 | 20 | 202 | 25 |  | Fixed | Roof | House
NJADRE1560489117 | Administratively Determined Incentive Program | Hopewell | 8525 | 22.44 | Residential | Behind the Meter | No | Exact Solar | PSE&G |  | Accepted | 2025-08-29 | 2025-09-22 | 2026-09-22 | Solar Panels | VSUN | VSUN440N-108BMH |  | 0.44 | 15 | 239.5 | 25 |  | Fixed | Roof
NJADRE1560489117 | Administratively Determined Incentive Program | Hopewell | 8525 | 22.44 | Residential | Behind the Meter | No | Exact Solar | PSE&G |  | Accepted | 2025-08-29 | 2025-09-22 | 2026-09-22 | Solar Panels | VSUN | VSUN440N-108BMH |  | 0.44 | 7 | 240 | 26 |  | Fixed | Roof
NJADRE1560489117 | Administratively Determined Incentive Program | Hopewell | 8525 | 22.44 | Residential | Behind the Meter | No | Exact Solar | PSE&G |  | Accepted | 2025-08-29 | 2025-09-22 | 2026-09-22 | Solar Panels | VSUN | VSUN440N-108BMH |  | 0.44 | 12 | 59.6 | 25 |  | Fixed | Roof
NJADRE1560489117 | Administratively Determined Incentive Program | Hopewell | 8525 | 22.44 | Residential | Behind the Meter | No | Exact Solar | PSE&G |  | Accepted | 2025-08-29 | 2025-09-22 | 2026-09-22 | Inverters | Enphase | IQ8MC-72-M-US | 320 |  | 51 |  |  | 0.974 |  | Outdoor | Under the panels
NJADRE1560489117 | Administratively Determined Incentive Program | Hopewell | 8525 | 22.44 | Residential | Behind the Meter | No | Exact Solar | PSE&G |  | Accepted | 2025-08-29 | 2025-09-22 | 2026-09-22 | Solar Panels | VSUN | VSUN440N-108BMH |  | 0.44 | 2 | 239.8 | 26 |  | Fixed | Roof
NJADRE1560489117 | Administratively Determined Incentive Program | Hopewell | 8525 | 22.44 | Residential | Behind the Meter | No | Exact Solar | PSE&G |  | Accepted | 2025-08-29 | 2025-09-22 | 2026-09-22 | Solar Panels | VSUN | VSUN440N-108BMH |  | 0.44 | 15 | 59.8 | 23 |  | Fixed | Roof
NJADRE1560490424 | Administratively Determined Incentive Program | WALLINGTON | 7057 | 3.32 | Residential | Behind the Meter | Yes | Fusion Solar Energy, LLC | PSE&G |  | Accepted | 2025-08-30 | 2025-09-23 | 2026-09-23 | Inverters | ENPHASE | IQ8HC-72-M-DOM | 380 |  | 8 |  |  | 0.973 |  | Outside | Roof
NJADRE1560490424 | Administratively Determined Incentive Program | WALLINGTON | 7057 | 3.32 | Residential | Behind the Meter | Yes | Fusion Solar Energy, LLC | PSE&G |  | Accepted | 2025-08-30 | 2025-09-23 | 2026-09-23 | Solar Panels | Q CELLS | Q.PEAK DUO BLK ML-G10.C+ |  | 0.415 | 8 | 168.19 | 5 |  | Fixed | Roof
NJADRE1560490438 | Administratively Determined Incentive Program | CLIFTON | 7013 | 4.98 | Residential | Behind the Meter | Yes | Fusion Solar Energy, LLC | PSE&G |  | Accepted | 2025-08-30 | 2025-09-23 | 2026-09-23 | Inverters | ENPHASE | IQ8HC-72-M-DOM-US | 380 |  | 12 |  |  | 0.97 |  | Outside | Roof
NJADRE1560490438 | Administratively Determined Incentive Program | CLIFTON | 7013 | 4.98 | Residential | Behind the Meter | Yes | Fusion Solar Energy, LLC | PSE&G |  | Accepted | 2025-08-30 | 2025-09-23 | 2026-09-23 | Solar Panels | Q CELLS | Q.PEAK DUO BLK ML-G10.C+ |  | 0.415 | 12 | 134.43 | 21 |  | Fixed | Roof
NJADRE1560491988 | Administratively Determined Incentive Program | PHILLIPSBURG | 8865 | 13.94 | Residential | Behind the Meter | Yes | Trinity Solar, LLC | JCP&L |  | Accepted | 2025-08-30 | 2025-09-24 | 2026-09-24 | Solar Panels | HANWHA | Q.PEAK DUO BLK ML-G10+ 410 |  | 0.41 | 3 | 217 | 39 |  | Fixed | Roof
NJADRE1560491988 | Administratively Determined Incentive Program | PHILLIPSBURG | 8865 | 13.94 | Residential | Behind the Meter | Yes | Trinity Solar, LLC | JCP&L |  | Accepted | 2025-08-30 | 2025-09-24 | 2026-09-24 | Electric Storage Battery | Tesla | Powerwall 3 |  |  | 2 |  |  |  | Lithium Ion |  | outdoor
NJADRE1560491988 | Administratively Determined Incentive Program | PHILLIPSBURG | 8865 | 13.94 | Residential | Behind the Meter | Yes | Trinity Solar, LLC | JCP&L |  | Accepted | 2025-08-30 | 2025-09-24 | 2026-09-24 | Inverters | Tesla | Powerwall 3 | 11500 |  | 2 |  |  | 0.97 |  | Outdoor
NJADRE1560491988 | Administratively Determined Incentive Program | PHILLIPSBURG | 8865 | 13.94 | Residential | Behind the Meter | Yes | Trinity Solar, LLC | JCP&L |  | Accepted | 2025-08-30 | 2025-09-24 | 2026-09-24 | Solar Panels | HANWHA | Q.PEAK DUO BLK ML-G10+ 410 |  | 0.41 | 7 | 37 | 40 |  | Fixed | Roof
NJADRE1560491988 | Administratively Determined Incentive Program | PHILLIPSBURG | 8865 | 13.94 | Residential | Behind the Meter | Yes | Trinity Solar, LLC | JCP&L |  | Accepted | 2025-08-30 | 2025-09-24 | 2026-09-24 | Solar Panels | HANWHA | Q.PEAK DUO BLK ML-G10+ 410 |  | 0.41 | 12 | 307 | 30 |  | Fixed | Roof
NJADRE1560491988 | Administratively Determined Incentive Program | PHILLIPSBURG | 8865 | 13.94 | Residential | Behind the Meter | Yes | Trinity Solar, LLC | JCP&L |  | Accepted | 2025-08-30 | 2025-09-24 | 2026-09-24 | Solar Panels | HANWHA | Q.PEAK DUO BLK ML-G10+ 410 |  | 0.41 | 12 | 127 | 31 |  | Fixed | Roof
NJADRE1560496217 | Administratively Determined Incentive Program | Parsippany | 7054 | 9.43 | Residential | Behind the Meter | Yes | Trinity Solar, LLC | JCP&L |  | Accepted | 2025-08-30 | 2025-09-22 | 2026-09-22 | Solar Panels | HANWHA | (Q.PEAK DUO BLK ML-G10.C+ 410) |  | 0.41 | 10 | 82 | 27 |  | Fixed | Roof
NJADRE1560496217 | Administratively Determined Incentive Program | Parsippany | 7054 | 9.43 | Residential | Behind the Meter | Yes | Trinity Solar, LLC | JCP&L |  | Accepted | 2025-08-30 | 2025-09-22 | 2026-09-22 | Solar Panels | HANWHA | (Q.PEAK DUO BLK ML-G10.C+ 410) |  | 0.41 | 9 | 262 | 27 |  | Fixed | Roof
NJADRE1560496217 | Administratively Determined Incentive Program | Parsippany | 7054 | 9.43 | Residential | Behind the Meter | Yes | Trinity Solar, LLC | JCP&L |  | Accepted | 2025-08-30 | 2025-09-22 | 2026-09-22 | Solar Panels | HANWHA | (Q.PEAK DUO BLK ML-G10.C+ 410) |  | 0.41 | 4 | 262 | 27 |  | Fixed | Roof
NJADRE1560496217 | Administratively Determined Incentive Program | Parsippany | 7054 | 9.43 | Residential | Behind the Meter | Yes | Trinity Solar, LLC | JCP&L |  | Accepted | 2025-08-30 | 2025-09-22 | 2026-09-22 | Inverters | Solar Edge | USE7600H-USMNBL75 | 7600 |  | 1 |  |  | 0.97 |  | Outdoor
NJADRE1560499141 | Administratively Determined Incentive Program | Plainfield | 7062 | 4.51 | Residential | Behind the Meter | Yes | Trinity Solar, LLC | PSE&G |  | Accepted | 2025-08-30 | 2025-09-22 | 2026-09-22 | Solar Panels | HANWHA | (Q.PEAK DUO BLK ML-G10.C+ 410) |  | 0.41 | 7 | 35 | 38 |  | Fixed | Roof
NJADRE1560499141 | Administratively Determined Incentive Program | Plainfield | 7062 | 4.51 | Residential | Behind the Meter | Yes | Trinity Solar, LLC | PSE&G |  | Accepted | 2025-08-30 | 2025-09-22 | 2026-09-22 | Solar Panels | HANWHA | (Q.PEAK DUO BLK ML-G10.C+ 410) |  | 0.41 | 4 | 215 | 40 |  | Fixed | Roof
NJADRE1560499141 | Administratively Determined Incentive Program | Plainfield | 7062 | 4.51 | Residential | Behind the Meter | Yes | Trinity Solar, LLC | PSE&G |  | Accepted | 2025-08-30 | 2025-09-22 | 2026-09-22 | Inverters | Solar Edge | USE3800H-USMNBL75 | 3800 |  | 1 |  |  | 0.97 |  | Outdoor
NJADRE1560499146 | Administratively Determined Incentive Program | Hillsborough | 8844 | 19.27 | Residential | Behind the Meter | Yes | Trinity Solar, LLC | PSE&G |  | Accepted | 2025-08-30 | 2025-09-23 | 2026-09-23 | Inverters | Solar Edge | USE5700H-USMNBL75 | 5760 |  | 1 |  |  | 0.97 |  | Outdoor
NJADRE1560499146 | Administratively Determined Incentive Program | Hillsborough | 8844 | 19.27 | Residential | Behind the Meter | Yes | Trinity Solar, LLC | PSE&G |  | Accepted | 2025-08-30 | 2025-09-23 | 2026-09-23 | Solar Panels | HANWHA | (Q.PEAK DUO BLK ML-G10.C+ 410) |  | 0.41 | 3 | 267 | 21 |  | Fixed | Roof
NJADRE1560499146 | Administratively Determined Incentive Program | Hillsborough | 8844 | 19.27 | Residential | Behind the Meter | Yes | Trinity Solar, LLC | PSE&G |  | Accepted | 2025-08-30 | 2025-09-23 | 2026-09-23 | Solar Panels | HANWHA | (Q.PEAK DUO BLK ML-G10.C+ 410) |  | 0.41 | 6 | 267 | 22 |  | Fixed | Roof
NJADRE1560499146 | Administratively Determined Incentive Program | Hillsborough | 8844 | 19.27 | Residential | Behind the Meter | Yes | Trinity Solar, LLC | PSE&G |  | Accepted | 2025-08-30 | 2025-09-23 | 2026-09-23 | Solar Panels | HANWHA | (Q.PEAK DUO BLK ML-G10.C+ 410) |  | 0.41 | 7 | 267 | 22 |  | Fixed | Roof
NJADRE1560499146 | Administratively Determined Incentive Program | Hillsborough | 8844 | 19.27 | Residential | Behind the Meter | Yes | Trinity Solar, LLC | PSE&G |  | Accepted | 2025-08-30 | 2025-09-23 | 2026-09-23 | Solar Panels | HANWHA | (Q.PEAK DUO BLK ML-G10.C+ 410) |  | 0.41 | 3 | 267 | 20 |  | Fixed | Roof
NJADRE1560499146 | Administratively Determined Incentive Program | Hillsborough | 8844 | 19.27 | Residential | Behind the Meter | Yes | Trinity Solar, LLC | PSE&G |  | Accepted | 2025-08-30 | 2025-09-23 | 2026-09-23 | Inverters | Solar Edge | USE11400H-USMNBL75 | 11400 |  | 1 |  |  | 0.97 |  | Outdoor
NJADRE1560499146 | Administratively Determined Incentive Program | Hillsborough | 8844 | 19.27 | Residential | Behind the Meter | Yes | Trinity Solar, LLC | PSE&G |  | Accepted | 2025-08-30 | 2025-09-23 | 2026-09-23 | Solar Panels | HANWHA | (Q.PEAK DUO BLK ML-G10.C+ 410) |  | 0.41 | 12 | 87 | 19 |  | Fixed | Roof
NJADRE1560499146 | Administratively Determined Incentive Program | Hillsborough | 8844 | 19.27 | Residential | Behind the Meter | Yes | Trinity Solar, LLC | PSE&G |  | Accepted | 2025-08-30 | 2025-09-23 | 2026-09-23 | Solar Panels | HANWHA | (Q.PEAK DUO BLK ML-G10.C+ 410) |  | 0.41 | 16 | 177 | 23 |  | Fixed | Roof
NJADRE1560499228 | Administratively Determined Incentive Program | Beachwood | 8722 | 9.43 | Residential | Behind the Meter | Yes | Trinity Solar, LLC | JCP&L |  | Accepted | 2025-08-30 | 2025-09-23 | 2026-09-23 | Inverters | Solar Edge | USE7600H-USMNBL75 | 7600 |  | 1 |  |  | 0.97 |  | Outdoor
NJADRE1560499228 | Administratively Determined Incentive Program | Beachwood | 8722 | 9.43 | Residential | Behind the Meter | Yes | Trinity Solar, LLC | JCP&L |  | Accepted | 2025-08-30 | 2025-09-23 | 2026-09-23 | Solar Panels | HANWHA | (Q.PEAK DUO BLK ML-G10.C+ 410) |  | 0.41 | 12 | 224 | 27 |  | Fixed | Roof
NJADRE1560499228 | Administratively Determined Incentive Program | Beachwood | 8722 | 9.43 | Residential | Behind the Meter | Yes | Trinity Solar, LLC | JCP&L |  | Accepted | 2025-08-30 | 2025-09-23 | 2026-09-23 | Solar Panels | HANWHA | (Q.PEAK DUO BLK ML-G10.C+ 410) |  | 0.41 | 11 | 44 | 27 |  | Fixed | Roof
NJADRE1560499602 | Administratively Determined Incentive Program | Pleasantville | 8232 | 6.97 | Residential | Behind the Meter | Yes | Bright Ops, Inc. | AC Electric |  | Accepted | 2025-08-30 | 2025-09-23 | 2026-09-23 | Solar Panels | HANWHA Q-CELLS | Q.Peak Duo Blk Ml-G10+410 |  | 0.41 | 1 | 120 | 34 |  | Fixed | Roof
NJADRE1560499602 | Administratively Determined Incentive Program | Pleasantville | 8232 | 6.97 | Residential | Behind the Meter | Yes | Bright Ops, Inc. | AC Electric |  | Accepted | 2025-08-30 | 2025-09-23 | 2026-09-23 | Inverters | SolarEdge | SE5700H-USMN | 5700 |  | 1 |  |  | 0.98 |  | Outdoor | OUTSIDE
NJADRE1560499602 | Administratively Determined Incentive Program | Pleasantville | 8232 | 6.97 | Residential | Behind the Meter | Yes | Bright Ops, Inc. | AC Electric |  | Accepted | 2025-08-30 | 2025-09-23 | 2026-09-23 | Solar Panels | HANWHA Q-CELLS | Q.Peak Duo Blk Ml-G10+410 |  | 0.41 | 1 | 291 | 30 |  | Fixed | Roof
NJADRE1560499602 | Administratively Determined Incentive Program | Pleasantville | 8232 | 6.97 | Residential | Behind the Meter | Yes | Bright Ops, Inc. | AC Electric |  | Accepted | 2025-08-30 | 2025-09-23 | 2026-09-23 | Solar Panels | HANWHA Q-CELLS | Q.Peak Duo Blk Ml-G10+410 |  | 0.41 | 8 | 31 | 34 |  | Fixed | Roof
NJADRE1560499602 | Administratively Determined Incentive Program | Pleasantville | 8232 | 6.97 | Residential | Behind the Meter | Yes | Bright Ops, Inc. | AC Electric |  | Accepted | 2025-08-30 | 2025-09-23 | 2026-09-23 | Solar Panels | HANWHA Q-CELLS | Q.PEAK DUO BLK ML-G10+ 410 |  | 0.41 | 7 | 201 | 30 |  | Fixed | Roof
NJADRE1560500753 | Administratively Determined Incentive Program | Egg Harbor Twp | 8234 | 9.89 | Residential | Behind the Meter | No | Sun Up Zero Down, LLC | AC Electric |  | Accepted | 2025-08-31 | 2025-09-22 | 2026-09-22 | Inverters | Enphase | IQ8PLUS-72-2-US | 290 |  | 23 |  |  | 0.976 |  | Outdoor
NJADRE1560500753 | Administratively Determined Incentive Program | Egg Harbor Twp | 8234 | 9.89 | Residential | Behind the Meter | No | Sun Up Zero Down, LLC | AC Electric |  | Accepted | 2025-08-31 | 2025-09-22 | 2026-09-22 | Solar Panels | SEG | SEG-430-BTD-BG |  | 0.43 | 23 | 195 | 59 |  | Fixed | Roof
NJADRE1560500753 | Administratively Determined Incentive Program | Egg Harbor Twp | 8234 | 9.89 | Residential | Behind the Meter | No | Sun Up Zero Down, LLC | AC Electric |  | Accepted | 2025-08-31 | 2025-09-22 | 2026-09-22 | Meters | Enphase | TBD |  |  | 1 |  |  |  | Yes | Outdoor
NJADRE1560500760 | Administratively Determined Incentive Program | East Orange | 7017 | 7.11 | Residential | Behind the Meter | Yes | Bright Ops, Inc. | PSE&G |  | Accepted | 2025-08-31 | 2025-09-29 | 2026-09-29 | Solar Panels | Canadian Solar | CS6R-395MS |  | 0.395 | 3 | 21 | 5 |  | Fixed | Roof
NJADRE1560500760 | Administratively Determined Incentive Program | East Orange | 7017 | 7.11 | Residential | Behind the Meter | Yes | Bright Ops, Inc. | PSE&G |  | Accepted | 2025-08-31 | 2025-09-29 | 2026-09-29 | Solar Panels | Canadian Solar | CS6R-395MS |  | 0.395 | 12 | 21 | 5 |  | Fixed | Roof
NJADRE1560500760 | Administratively Determined Incentive Program | East Orange | 7017 | 7.11 | Residential | Behind the Meter | Yes | Bright Ops, Inc. | PSE&G |  | Accepted | 2025-08-31 | 2025-09-29 | 2026-09-29 | Solar Panels | Canadian Solar | CS6R-395MS |  | 0.395 | 3 | 291 | 5 |  | Fixed | Roof
NJADRE1560500760 | Administratively Determined Incentive Program | East Orange | 7017 | 7.11 | Residential | Behind the Meter | Yes | Bright Ops, Inc. | PSE&G |  | Accepted | 2025-08-31 | 2025-09-29 | 2026-09-29 | Inverters | SolarEdge | SE5000H-USRGM | 5000 |  | 1 |  |  | 0.98 |  | Outdoor | OUTSIDE
NJADRE1560500791 | Administratively Determined Incentive Program | North Cape May | 8204 | 3.69 | Residential | Behind the Meter | Yes | Sunrun Installation Services, Inc. | AC Electric |  | Accepted | 2025-09-01 | 2025-09-25 | 2026-09-25 | Solar Panels | Elin Energy (Sirius PV) | ELNSM54M-HC-410 |  | 0.41 | 9 | 228 | 18 |  | Fixed | Roof
NJADRE1560500791 | Administratively Determined Incentive Program | North Cape May | 8204 | 3.69 | Residential | Behind the Meter | Yes | Sunrun Installation Services, Inc. | AC Electric |  | Accepted | 2025-09-01 | 2025-09-25 | 2026-09-25 | Inverters | SolarEdge Technologies | SE3800H-USMN | 3800 |  | 1 |  |  | 0.99 |  | Outdoor
NJADRE1560500797 | Administratively Determined Incentive Program | Mathistown | 8224 | 8.2 | Residential | Behind the Meter | Yes | Sunrun Installation Services, Inc. | AC Electric |  | Accepted | 2025-09-01 | 2025-09-22 | 2026-09-22 | Solar Panels | Elin Energy (Sirius PV) | ELNSM54M-HC-410 |  | 0.41 | 20 | 156 | 17 |  | Fixed | Roof
NJADRE1560500797 | Administratively Determined Incentive Program | Mathistown | 8224 | 8.2 | Residential | Behind the Meter | Yes | Sunrun Installation Services, Inc. | AC Electric |  | Accepted | 2025-09-01 | 2025-09-22 | 2026-09-22 | Inverters | SolarEdge Technologies | SE5700H-USMN | 5760 |  | 1 |  |  | 0.99 |  | Outdoor
NJADRE1560500803 | Administratively Determined Incentive Program | West Orange Twp | 7052 | 7.79 | Residential | Behind the Meter | Yes | Sunrun Installation Services, Inc. | PSE&G |  | Accepted | 2025-09-01 | 2025-09-22 | 2026-09-22 | Solar Panels | Elin Energy (Sirius PV) | ELNSM54M-HC-410 |  | 0.41 | 3 | 310 | 40 |  | Fixed | Roof
NJADRE1560500803 | Administratively Determined Incentive Program | West Orange Twp | 7052 | 7.79 | Residential | Behind the Meter | Yes | Sunrun Installation Services, Inc. | PSE&G |  | Accepted | 2025-09-01 | 2025-09-22 | 2026-09-22 | Inverters | SolarEdge Technologies | SE5700H-USMN | 5760 |  | 1 |  |  | 0.99 |  | Outdoor
NJADRE1560500803 | Administratively Determined Incentive Program | West Orange Twp | 7052 | 7.79 | Residential | Behind the Meter | Yes | Sunrun Installation Services, Inc. | PSE&G |  | Accepted | 2025-09-01 | 2025-09-22 | 2026-09-22 | Solar Panels | Elin Energy (Sirius PV) | ELNSM54M-HC-410 |  | 0.41 | 12 | 130 | 40 |  | Fixed | Roof
NJADRE1560500803 | Administratively Determined Incentive Program | West Orange Twp | 7052 | 7.79 | Residential | Behind the Meter | Yes | Sunrun Installation Services, Inc. | PSE&G |  | Accepted | 2025-09-01 | 2025-09-22 | 2026-09-22 | Solar Panels | Elin Energy (Sirius PV) | ELNSM54M-HC-410 |  | 0.41 | 4 | 131 | 16 |  | Fixed | Roof
NJADRE1560500805 | Administratively Determined Incentive Program | Alloway | 8001 | 15.48 | Residential | Behind the Meter | No | RCL Enterprises, Inc | AC Electric |  | Accepted | 2025-09-01 | 2025-09-23 | 2026-09-23 | Solar Panels | SEG Solar | SEG430BTD |  | 0.43 | 1 | 250 | 33 |  | Fixed | Roof
NJADRE1560500805 | Administratively Determined Incentive Program | Alloway | 8001 | 15.48 | Residential | Behind the Meter | No | RCL Enterprises, Inc | AC Electric |  | Accepted | 2025-09-01 | 2025-09-23 | 2026-09-23 | Solar Panels | SEG Solar | SEG430BTD |  | 0.43 | 2 | 250 | 33 |  | Fixed | Roof
NJADRE1560500805 | Administratively Determined Incentive Program | Alloway | 8001 | 15.48 | Residential | Behind the Meter | No | RCL Enterprises, Inc | AC Electric |  | Accepted | 2025-09-01 | 2025-09-23 | 2026-09-23 | Inverters | Enphase | IQ8plus | 290 |  | 36 |  |  | 0.97 |  | Outside
NJADRE1560500805 | Administratively Determined Incentive Program | Alloway | 8001 | 15.48 | Residential | Behind the Meter | No | RCL Enterprises, Inc | AC Electric |  | Accepted | 2025-09-01 | 2025-09-23 | 2026-09-23 | Solar Panels | SEG Solar | SEG430BTD |  | 0.43 | 4 | 250 | 17 |  | Fixed | Roof
NJADRE1560500805 | Administratively Determined Incentive Program | Alloway | 8001 | 15.48 | Residential | Behind the Meter | No | RCL Enterprises, Inc | AC Electric |  | Accepted | 2025-09-01 | 2025-09-23 | 2026-09-23 | Solar Panels | SEG Solar | SEG430BTD |  | 0.43 | 14 | 250 | 25 |  | Fixed | Roof
NJADRE1560500805 | Administratively Determined Incentive Program | Alloway | 8001 | 15.48 | Residential | Behind the Meter | No | RCL Enterprises, Inc | AC Electric |  | Accepted | 2025-09-01 | 2025-09-23 | 2026-09-23 | Solar Panels | SEG Solar | SEG430BTD |  | 0.43 | 15 | 71 | 32 |  | Fixed | Roof
NJADRE1560500811 | Administratively Determined Incentive Program | Bridgeton | 8302 | 12.3 | Residential | Behind the Meter | No | RCL Enterprises, Inc. | AC Electric |  | Accepted | 2025-09-01 | 2025-09-23 | 2026-09-23 | Solar Panels | Mission Solar | MSE410 PERC |  | 0.41 | 30 | 180 | 25 |  | Fixed | Ground
NJADRE1560500811 | Administratively Determined Incentive Program | Bridgeton | 8302 | 12.3 | Residential | Behind the Meter | No | RCL Enterprises, Inc. | AC Electric |  | Accepted | 2025-09-01 | 2025-09-23 | 2026-09-23 | Inverters | Enphase | IQ8plus | 290 |  | 30 |  |  | 0.97 |  | Outside
NJADRE1560500814 | Administratively Determined Incentive Program | MONROE TWP | 8831 | 13.86 | Residential | Behind the Meter | No | Panatec Corporation | JCP&L |  | Accepted | 2025-09-01 | 2025-09-26 | 2026-09-26 | Inverters | IQ8H | IQ8H | 380 |  | 33 |  |  | 0.975 |  | Outdoor
NJADRE1560500814 | Administratively Determined Incentive Program | MONROE TWP | 8831 | 13.86 | Residential | Behind the Meter | No | Panatec Corporation | JCP&L |  | Accepted | 2025-09-01 | 2025-09-26 | 2026-09-26 | Solar Panels | REC | REC420AA Pure-R -420 |  | 0.42 | 33 | 176 | 25 |  | Fixed | Roof
NJADRE1560500814 | Administratively Determined Incentive Program | MONROE TWP | 8831 | 13.86 | Residential | Behind the Meter | No | Panatec Corporation | JCP&L |  | Accepted | 2025-09-01 | 2025-09-26 | 2026-09-26 | Meters | Enphase | X2-IQ-AM1-240-4 |  |  | 1 |  |  |  | Yes | Outdoor
NJADRE1560500825 | Administratively Determined Incentive Program | Norma | 8347 | 3.28 | Residential | Behind the Meter | Yes | Sunrun Installation Services, Inc. | AC Electric |  | Accepted | 2025-09-01 | 2025-09-24 | 2026-09-24 | Solar Panels | Elin Energy (Sirius PV) | ELNSM54M-HC-410 |  | 0.41 | 8 | 176 | 27 |  | Fixed | Roof
NJADRE1560500825 | Administratively Determined Incentive Program | Norma | 8347 | 3.28 | Residential | Behind the Meter | Yes | Sunrun Installation Services, Inc. | AC Electric |  | Accepted | 2025-09-01 | 2025-09-24 | 2026-09-24 | Inverters | SolarEdge Technologies | SE3800H-USMN | 3800 |  | 1 |  |  | 0.99 |  | Outdoor
NJADRE1560500828 | Administratively Determined Incentive Program | Berlin | 8009 | 9.02 | Residential | Behind the Meter | Yes | Sunrun Installation Services, Inc. | AC Electric |  | Accepted | 2025-09-01 | 2025-09-25 | 2026-09-25 | Solar Panels | Elin Energy (Sirius PV) | ELNSM54M-HC-410 |  | 0.41 | 16 | 133 | 23 |  | Fixed | Roof
NJADRE1560500828 | Administratively Determined Incentive Program | Berlin | 8009 | 9.02 | Residential | Behind the Meter | Yes | Sunrun Installation Services, Inc. | AC Electric |  | Accepted | 2025-09-01 | 2025-09-25 | 2026-09-25 | Inverters | SolarEdge Technologies | SE7600H-USMN | 7600 |  | 1 |  |  | 0.99 |  | Outdoor
NJADRE1560500828 | Administratively Determined Incentive Program | Berlin | 8009 | 9.02 | Residential | Behind the Meter | Yes | Sunrun Installation Services, Inc. | AC Electric |  | Accepted | 2025-09-01 | 2025-09-25 | 2026-09-25 | Solar Panels | Elin Energy (Sirius PV) | ELNSM54M-HC-410 |  | 0.41 | 6 | 224 | 27 |  | Fixed | Roof
NJADRE1560500829 | Administratively Determined Incentive Program | Jamesburg | 8831 | 24.6 | Residential | Behind the Meter | Yes | Sunrun Installation Services, Inc. | JCP&L |  | Accepted | 2025-09-01 | 2025-09-25 | 2026-09-25 | Solar Panels | Elin Energy (Sirius PV) | ELNSM54M-HC-410 |  | 0.41 | 27 | 18 | 27 |  | Fixed | Roof
NJADRE1560500829 | Administratively Determined Incentive Program | Jamesburg | 8831 | 24.6 | Residential | Behind the Meter | Yes | Sunrun Installation Services, Inc. | JCP&L |  | Accepted | 2025-09-01 | 2025-09-25 | 2026-09-25 | Inverters | SolarEdge Technologies | SE10000H-USMN | 10000 |  | 2 |  |  | 0.99 |  | Outdoor
NJADRE1560500829 | Administratively Determined Incentive Program | Jamesburg | 8831 | 24.6 | Residential | Behind the Meter | Yes | Sunrun Installation Services, Inc. | JCP&L |  | Accepted | 2025-09-01 | 2025-09-25 | 2026-09-25 | Solar Panels | Elin Energy (Sirius PV) | ELNSM54M-HC-410 |  | 0.41 | 27 | 198 | 27 |  | Fixed | Roof
NJADRE1560500829 | Administratively Determined Incentive Program | Jamesburg | 8831 | 24.6 | Residential | Behind the Meter | Yes | Sunrun Installation Services, Inc. | JCP&L |  | Accepted | 2025-09-01 | 2025-09-25 | 2026-09-25 | Solar Panels | Elin Energy (Sirius PV) | ELNSM54M-HC-410 |  | 0.41 | 6 | 198 | 18 |  | Fixed | Roof
NJADRE1560500831 | Administratively Determined Incentive Program | Perth Amboy | 8861 | 6.225 | Residential | Behind the Meter | Yes | Fusion Solar Energy, LLC | PSE&G |  | Accepted | 2025-09-01 | 2025-09-23 | 2026-09-23 | Solar Panels | QCELLS | Q.PEAK DUO BLK ML-G10.C+ 415 |  | 0.415 | 14 | 110.07 | 44 |  | Fixed | Roof
NJADRE1560500831 | Administratively Determined Incentive Program | Perth Amboy | 8861 | 6.225 | Residential | Behind the Meter | Yes | Fusion Solar Energy, LLC | PSE&G |  | Accepted | 2025-09-01 | 2025-09-23 | 2026-09-23 | Inverters | ENPHASE | IQ8HC-72-M-DOM-US | 380 |  | 15 |  |  | 0.97 |  | Outside | Roof
NJADRE1560500831 | Administratively Determined Incentive Program | Perth Amboy | 8861 | 6.225 | Residential | Behind the Meter | Yes | Fusion Solar Energy, LLC | PSE&G |  | Accepted | 2025-09-01 | 2025-09-23 | 2026-09-23 | Solar Panels | QCELLS | Q.PEAK DUO BLK ML-G10.C+ 415 |  | 0.415 | 1 | 290.07 | 50 |  | Fixed | Roof
NJADRE1560500833 | Administratively Determined Incentive Program | Freehold | 7728 | 11.07 | Residential | Behind the Meter | Yes | Sunrun Installation Services, Inc. | JCP&L |  | Accepted | 2025-09-01 | 2025-09-25 | 2026-09-25 | Solar Panels | Hanwha Q-Cells | Q.PEAK DUO BLK ML-G10.C+ 410 |  | 0.41 | 7 | 276 | 26 |  | Fixed | Roof
NJADRE1560500833 | Administratively Determined Incentive Program | Freehold | 7728 | 11.07 | Residential | Behind the Meter | Yes | Sunrun Installation Services, Inc. | JCP&L |  | Accepted | 2025-09-01 | 2025-09-25 | 2026-09-25 | Solar Panels | Hanwha Q-Cells | Q.PEAK DUO BLK ML-G10.C+ 410 |  | 0.41 | 20 | 96 | 26 |  | Fixed | Roof
NJADRE1560500833 | Administratively Determined Incentive Program | Freehold | 7728 | 11.07 | Residential | Behind the Meter | Yes | Sunrun Installation Services, Inc. | JCP&L |  | Accepted | 2025-09-01 | 2025-09-25 | 2026-09-25 | Electric Storage Battery | Tesla | Powerwall 3 1707000-xx-y |  |  | 1 |  |  |  | Lithium Ion |  | OUTSIDE
NJADRE1560500833 | Administratively Determined Incentive Program | Freehold | 7728 | 11.07 | Residential | Behind the Meter | Yes | Sunrun Installation Services, Inc. | JCP&L |  | Accepted | 2025-09-01 | 2025-09-25 | 2026-09-25 | Inverters | Tesla | Powerwall 3 1707000-xx-y | 11500 |  | 1 |  |  | 0.97 |  | Outdoor
NJADRE1560500837 | Administratively Determined Incentive Program | Wayne | 7470 | 5.74 | Residential | Behind the Meter | Yes | Sunrun Installation Services, Inc. | PSE&G |  | Accepted | 2025-09-01 | 2025-09-29 | 2026-09-29 | Inverters | SolarEdge Technologies | SE5700H-USMN | 5760 |  | 1 |  |  | 0.99 |  | Outdoor | Next to meter
NJADRE1560500837 | Administratively Determined Incentive Program | Wayne | 7470 | 5.74 | Residential | Behind the Meter | Yes | Sunrun Installation Services, Inc. | PSE&G |  | Accepted | 2025-09-01 | 2025-09-29 | 2026-09-29 | Solar Panels | Elin Energy (Sirius PV) | ELNSM54M-HC-410 |  | 0.41 | 8 | 158 | 30 |  | Fixed | Roof
NJADRE1560500837 | Administratively Determined Incentive Program | Wayne | 7470 | 5.74 | Residential | Behind the Meter | Yes | Sunrun Installation Services, Inc. | PSE&G |  | Accepted | 2025-09-01 | 2025-09-29 | 2026-09-29 | Solar Panels | Elin Energy (Sirius PV) | ELNSM54M-HC-410 |  | 0.41 | 2 | 248 | 20 |  | Fixed | Roof
NJADRE1560500837 | Administratively Determined Incentive Program | Wayne | 7470 | 5.74 | Residential | Behind the Meter | Yes | Sunrun Installation Services, Inc. | PSE&G |  | Accepted | 2025-09-01 | 2025-09-29 | 2026-09-29 | Solar Panels | Elin Energy (Sirius PV) | ELNSM54M-HC-410 |  | 0.41 | 4 | 158 | 30 |  | Fixed | Roof
NJADRE1560500840 | Administratively Determined Incentive Program | Middlesex | 8846 | 8.2 | Residential | Behind the Meter | Yes | Sunrun Installation Services, Inc. | PSE&G |  | Accepted | 2025-09-01 | 2025-09-25 | 2026-09-25 | Inverters | Tesla | Powerwall 3 1707000-xx-y | 11500 |  | 1 |  |  | 0.97 |  | Outdoor
NJADRE1560500840 | Administratively Determined Incentive Program | Middlesex | 8846 | 8.2 | Residential | Behind the Meter | Yes | Sunrun Installation Services, Inc. | PSE&G |  | Accepted | 2025-09-01 | 2025-09-25 | 2026-09-25 | Electric Storage Battery | Tesla | Powerwall 3 1707000-xx-y |  |  | 1 |  |  |  | Lithium Ion |  | OUTSIDE
NJADRE1560500840 | Administratively Determined Incentive Program | Middlesex | 8846 | 8.2 | Residential | Behind the Meter | Yes | Sunrun Installation Services, Inc. | PSE&G |  | Accepted | 2025-09-01 | 2025-09-25 | 2026-09-25 | Solar Panels | Hanwha Q-Cells | Q.PEAK DUO BLK ML-G10.C+ 410 |  | 0.41 | 20 | 181 | 22 |  | Fixed | Roof
NJADRE1560500843 | Administratively Determined Incentive Program | OAK RIDGE | 7438 | 9.9 | Residential | Behind the Meter | No | Reliable Solar and Roofing, LLC | JCP&L |  | Accepted | 2025-09-01 | 2025-09-23 | 2026-09-23 | Solar Panels | REC | Alpha PURE-RX |  | 0.45 | 22 | 170 | 20 |  | Fixed | Roof
NJADRE1560500843 | Administratively Determined Incentive Program | OAK RIDGE | 7438 | 9.9 | Residential | Behind the Meter | No | Reliable Solar and Roofing, LLC | JCP&L |  | Accepted | 2025-09-01 | 2025-09-23 | 2026-09-23 | Inverters | Enphase | IQ8X | 380 |  | 22 |  |  | 0.97 |  | Outdoor
NJADRE1560500846 | Administratively Determined Incentive Program | HALEDON | 7508 | 6.97 | Residential | Behind the Meter | Yes | Sunrun Installation Services Inc. | PSE&G |  | Accepted | 2025-09-01 | 2025-09-23 | 2026-09-23 | Solar Panels | Elin Energy (Sirius PV) | ELNSM54M-HC-410 |  | 0.41 | 6 | 173 | 5 |  | Fixed | Roof
NJADRE1560500846 | Administratively Determined Incentive Program | HALEDON | 7508 | 6.97 | Residential | Behind the Meter | Yes | Sunrun Installation Services Inc. | PSE&G |  | Accepted | 2025-09-01 | 2025-09-23 | 2026-09-23 | Solar Panels | Elin Energy (Sirius PV) | ELNSM54M-HC-410 |  | 0.41 | 11 | 263 | 35 |  | Fixed | Roof
NJADRE1560500846 | Administratively Determined Incentive Program | HALEDON | 7508 | 6.97 | Residential | Behind the Meter | Yes | Sunrun Installation Services Inc. | PSE&G |  | Accepted | 2025-09-01 | 2025-09-23 | 2026-09-23 | Inverters | SolarEdge Technologies | SE5700H-USMN | 5760 |  | 1 |  |  | 0.99 |  | Outdoor
NJADRE1560500850 | Administratively Determined Incentive Program | Randolph | 7869 | 18 | Residential | Behind the Meter | No | Reliable Solar and Roofing, LLC | JCP&L |  | Accepted | 2025-09-01 | 2025-09-25 | 2026-09-25 | Inverters | Enphase | IQ8X | 380 |  | 40 |  |  | 0.97 |  | Outdoor
NJADRE1560500850 | Administratively Determined Incentive Program | Randolph | 7869 | 18 | Residential | Behind the Meter | No | Reliable Solar and Roofing, LLC | JCP&L |  | Accepted | 2025-09-01 | 2025-09-25 | 2026-09-25 | Solar Panels | REC | Alpha PURE-RX |  | 0.45 | 10 | 55 | 20 |  | Fixed | Roof
NJADRE1560500850 | Administratively Determined Incentive Program | Randolph | 7869 | 18 | Residential | Behind the Meter | No | Reliable Solar and Roofing, LLC | JCP&L |  | Accepted | 2025-09-01 | 2025-09-25 | 2026-09-25 | Solar Panels | REC | Alpha PURE-RX |  | 0.45 | 20 | 235 | 20 |  | Fixed | Roof
NJADRE1560500850 | Administratively Determined Incentive Program | Randolph | 7869 | 18 | Residential | Behind the Meter | No | Reliable Solar and Roofing, LLC | JCP&L |  | Accepted | 2025-09-01 | 2025-09-25 | 2026-09-25 | Solar Panels | REC | Alpha PURE-RX |  | 0.45 | 10 | 145 | 20 |  | Fixed | Roof
NJADRE1560502470 | Administratively Determined Incentive Program | CHERRY HILL TWP | 8002 | 6.56 | Residential | Behind the Meter | Yes | Sunrun Installation Services, Inc. | PSE&G |  | Accepted | 2025-09-01 | 2025-09-23 | 2026-09-23 | Inverters | SolarEdge Technologies | SE5700H-USMN | 5760 |  | 1 |  |  | 0.99 |  | Outdoor
NJADRE1560502470 | Administratively Determined Incentive Program | CHERRY HILL TWP | 8002 | 6.56 | Residential | Behind the Meter | Yes | Sunrun Installation Services, Inc. | PSE&G |  | Accepted | 2025-09-01 | 2025-09-23 | 2026-09-23 | Solar Panels | Elin Energy (Sirius PV) | ELNSM54M-HC-410 |  | 0.41 | 8 | 278 | 21 |  | Fixed | Roof
NJADRE1560502470 | Administratively Determined Incentive Program | CHERRY HILL TWP | 8002 | 6.56 | Residential | Behind the Meter | Yes | Sunrun Installation Services, Inc. | PSE&G |  | Accepted | 2025-09-01 | 2025-09-23 | 2026-09-23 | Solar Panels | Elin Energy (Sirius PV) | ELNSM54M-HC-410 |  | 0.41 | 8 | 98 | 21 |  | Fixed | Roof
NJADRE1560503740 | Administratively Determined Incentive Program | Sewell | 8080 | 6.97 | Residential | Behind the Meter | Yes | Sunrun Installation Services, Inc. | AC Electric |  | Accepted | 2025-09-01 | 2025-09-23 | 2026-09-23 | Inverters | SolarEdge Technologies | SE5700H-USMN | 5760 |  | 1 |  |  | 0.99 |  | Outdoor
NJADRE1560503740 | Administratively Determined Incentive Program | Sewell | 8080 | 6.97 | Residential | Behind the Meter | Yes | Sunrun Installation Services, Inc. | AC Electric |  | Accepted | 2025-09-01 | 2025-09-23 | 2026-09-23 | Solar Panels | Elin Energy (Sirius PV) | ELNSM54M-HC-410 |  | 0.41 | 5 | 231 | 27 |  | Fixed | Roof
NJADRE1560503740 | Administratively Determined Incentive Program | Sewell | 8080 | 6.97 | Residential | Behind the Meter | Yes | Sunrun Installation Services, Inc. | AC Electric |  | Accepted | 2025-09-01 | 2025-09-23 | 2026-09-23 | Solar Panels | Elin Energy (Sirius PV) | ELNSM54M-HC-410 |  | 0.41 | 12 | 231 | 10 |  | Fixed | Roof
NJADRE1560503749 | Administratively Determined Incentive Program | LAKEWOOD | 8701 | 18.48 | Residential | Behind the Meter | No | Green Revoluton Solar | JCP&L |  | Accepted | 2025-09-01 | 2025-09-23 | 2026-09-23 | Solar Panels | Axitec | AC440TGB/108BB |  | 0.44 | 10 | 220 | 35 |  | Fixed | Roof
NJADRE1560503749 | Administratively Determined Incentive Program | LAKEWOOD | 8701 | 18.48 | Residential | Behind the Meter | No | Green Revoluton Solar | JCP&L |  | Accepted | 2025-09-01 | 2025-09-23 | 2026-09-23 | Solar Panels | Axitec | AC440TGB/108BB |  | 0.44 | 5 | 220 | 35 |  | Fixed | Roof
NJADRE1560503749 | Administratively Determined Incentive Program | LAKEWOOD | 8701 | 18.48 | Residential | Behind the Meter | No | Green Revoluton Solar | JCP&L |  | Accepted | 2025-09-01 | 2025-09-23 | 2026-09-23 | Inverters | Enphase | IQ8A | 349 |  | 42 |  |  | 0.95 |  | Outdoor
NJADRE1560503749 | Administratively Determined Incentive Program | LAKEWOOD | 8701 | 18.48 | Residential | Behind the Meter | No | Green Revoluton Solar | JCP&L |  | Accepted | 2025-09-01 | 2025-09-23 | 2026-09-23 | Solar Panels | Axitec | AC440TGB/108BB |  | 0.44 | 27 | 130 | 35 |  | Fixed | Roof
NJADRE1560503757 | Administratively Determined Incentive Program | EWING | 8638 | 11.07 | Residential | Behind the Meter | Yes | Sunrun Installation Services, Inc. | PSE&G |  | Accepted | 2025-09-01 | 2025-09-23 | 2026-09-23 | Electric Storage Battery | Tesla | Powerwall 3 1707000-xx-y |  |  | 1 |  |  |  | Lithium Ion |  | OUTSIDE
NJADRE1560503757 | Administratively Determined Incentive Program | EWING | 8638 | 11.07 | Residential | Behind the Meter | Yes | Sunrun Installation Services, Inc. | PSE&G |  | Accepted | 2025-09-01 | 2025-09-23 | 2026-09-23 | Solar Panels | Hanwha Q-Cells | Q.PEAK DUO BLK ML-G10.C+ 410 |  | 0.41 | 13 | 60 | 19 |  | Fixed | Roof
NJADRE1560503757 | Administratively Determined Incentive Program | EWING | 8638 | 11.07 | Residential | Behind the Meter | Yes | Sunrun Installation Services, Inc. | PSE&G |  | Accepted | 2025-09-01 | 2025-09-23 | 2026-09-23 | Solar Panels | Hanwha Q-Cells | Q.PEAK DUO BLK ML-G10.C+ 410 |  | 0.41 | 6 | 240 | 19 |  | Fixed | Roof
NJADRE1560503757 | Administratively Determined Incentive Program | EWING | 8638 | 11.07 | Residential | Behind the Meter | Yes | Sunrun Installation Services, Inc. | PSE&G |  | Accepted | 2025-09-01 | 2025-09-23 | 2026-09-23 | Solar Panels | Hanwha Q-Cells | Q.PEAK DUO BLK ML-G10.C+ 410 |  | 0.41 | 5 | 150 | 19 |  | Fixed | Roof
NJADRE1560503757 | Administratively Determined Incentive Program | EWING | 8638 | 11.07 | Residential | Behind the Meter | Yes | Sunrun Installation Services, Inc. | PSE&G |  | Accepted | 2025-09-01 | 2025-09-23 | 2026-09-23 | Solar Panels | Hanwha Q-Cells | Q.PEAK DUO BLK ML-G10.C+ 410 |  | 0.41 | 3 | 331 | 19 |  | Fixed | Roof
NJADRE1560503757 | Administratively Determined Incentive Program | EWING | 8638 | 11.07 | Residential | Behind the Meter | Yes | Sunrun Installation Services, Inc. | PSE&G |  | Accepted | 2025-09-01 | 2025-09-23 | 2026-09-23 | Inverters | Tesla | Powerwall 3 1707000-xx-y | 11500 |  | 1 |  |  | 0.97 |  | Outdoor
NJADRE1560503774 | Administratively Determined Incentive Program | WESTAMPTON TWP | 8060 | 11.89 | Residential | Behind the Meter | Yes | Sunrun Installation Services, Inc. | PSE&G |  | Accepted | 2025-09-01 | 2025-09-29 | 2026-09-29 | Solar Panels | Elin Energy (Sirius PV) | ELNSM54M-HC-410 |  | 0.41 | 8 | 246 | 34 |  | Fixed | Roof
NJADRE1560503774 | Administratively Determined Incentive Program | WESTAMPTON TWP | 8060 | 11.89 | Residential | Behind the Meter | Yes | Sunrun Installation Services, Inc. | PSE&G |  | Accepted | 2025-09-01 | 2025-09-29 | 2026-09-29 | Inverters | SolarEdge Technologies | SE10000H-USMN | 10000 |  | 1 |  |  | 0.99 |  | Outdoor | Next to meter
NJADRE1560503774 | Administratively Determined Incentive Program | WESTAMPTON TWP | 8060 | 11.89 | Residential | Behind the Meter | Yes | Sunrun Installation Services, Inc. | PSE&G |  | Accepted | 2025-09-01 | 2025-09-29 | 2026-09-29 | Solar Panels | Elin Energy (Sirius PV) | ELNSM54M-HC-410 |  | 0.41 | 11 | 66 | 34 |  | Fixed | Roof
NJADRE1560503774 | Administratively Determined Incentive Program | WESTAMPTON TWP | 8060 | 11.89 | Residential | Behind the Meter | Yes | Sunrun Installation Services, Inc. | PSE&G |  | Accepted | 2025-09-01 | 2025-09-29 | 2026-09-29 | Solar Panels | Elin Energy (Sirius PV) | ELNSM54M-HC-410 |  | 0.41 | 3 | 66 | 34 |  | Fixed | Roof
NJADRE1560503774 | Administratively Determined Incentive Program | WESTAMPTON TWP | 8060 | 11.89 | Residential | Behind the Meter | Yes | Sunrun Installation Services, Inc. | PSE&G |  | Accepted | 2025-09-01 | 2025-09-29 | 2026-09-29 | Solar Panels | Elin Energy (Sirius PV) | ELNSM54M-HC-410 |  | 0.41 | 7 | 246 | 34 |  | Fixed | Roof
NJADRE1560503800 | Administratively Determined Incentive Program | CLIFTON | 7012 | 17.745 | Residential | Behind the Meter | No | Powerlutions, LLC | PSE&G |  | Accepted | 2025-09-01 | 2025-09-23 | 2026-09-23 | Solar Panels | CANADIAN | CS6.1-54TM-455H |  | 0.455 | 10 | 305 | 21 |  | Fixed | Roof
NJADRE1560503800 | Administratively Determined Incentive Program | CLIFTON | 7012 | 17.745 | Residential | Behind the Meter | No | Powerlutions, LLC | PSE&G |  | Accepted | 2025-09-01 | 2025-09-23 | 2026-09-23 | Inverters | Enphase | IQ8MC-72-M-US | 320 |  | 39 |  |  | 0.98 |  | Outdoor
NJADRE1560503800 | Administratively Determined Incentive Program | CLIFTON | 7012 | 17.745 | Residential | Behind the Meter | No | Powerlutions, LLC | PSE&G |  | Accepted | 2025-09-01 | 2025-09-23 | 2026-09-23 | Solar Panels | CANADIAN | CS6.1-54TM-455H |  | 0.455 | 6 | 35 | 25 |  | Fixed | Roof
NJADRE1560503800 | Administratively Determined Incentive Program | CLIFTON | 7012 | 17.745 | Residential | Behind the Meter | No | Powerlutions, LLC | PSE&G |  | Accepted | 2025-09-01 | 2025-09-23 | 2026-09-23 | Solar Panels | CANADIAN | CS6.1-54TM-455H |  | 0.455 | 11 | 215 | 25 |  | Fixed | Roof
NJADRE1560503800 | Administratively Determined Incentive Program | CLIFTON | 7012 | 17.745 | Residential | Behind the Meter | No | Powerlutions, LLC | PSE&G |  | Accepted | 2025-09-01 | 2025-09-23 | 2026-09-23 | Solar Panels | CANADIAN | CS6.1-54TM-455H |  | 0.455 | 9 | 125 | 21 |  | Fixed | Roof
NJADRE1560503800 | Administratively Determined Incentive Program | CLIFTON | 7012 | 17.745 | Residential | Behind the Meter | No | Powerlutions, LLC | PSE&G |  | Accepted | 2025-09-01 | 2025-09-23 | 2026-09-23 | Solar Panels | CANADIAN | CS6.1-54TM-455H |  | 0.455 | 3 | 305 | 25 |  | Fixed | Roof
NJADRE1560503801 | Administratively Determined Incentive Program | SICKLERVILLE | 8081 | 9.02 | Residential | Behind the Meter | Yes | Sunrun Installation Services, Inc. | AC Electric |  | Accepted | 2025-09-01 | 2025-09-25 | 2026-09-25 | Inverters | SolarEdge Technologies | SE7600H-USMN | 7600 |  | 1 |  |  | 0.99 |  | Outdoor
NJADRE1560503801 | Administratively Determined Incentive Program | SICKLERVILLE | 8081 | 9.02 | Residential | Behind the Meter | Yes | Sunrun Installation Services, Inc. | AC Electric |  | Accepted | 2025-09-01 | 2025-09-25 | 2026-09-25 | Solar Panels | Elin Energy (Sirius PV) | ELNSM54M-HC-410 |  | 0.41 | 8 | 314 | 25 |  | Fixed | Roof
NJADRE1560503801 | Administratively Determined Incentive Program | SICKLERVILLE | 8081 | 9.02 | Residential | Behind the Meter | Yes | Sunrun Installation Services, Inc. | AC Electric |  | Accepted | 2025-09-01 | 2025-09-25 | 2026-09-25 | Solar Panels | Elin Energy (Sirius PV) | ELNSM54M-HC-410 |  | 0.41 | 8 | 134 | 25 |  | Fixed | Roof
NJADRE1560503801 | Administratively Determined Incentive Program | SICKLERVILLE | 8081 | 9.02 | Residential | Behind the Meter | Yes | Sunrun Installation Services, Inc. | AC Electric |  | Accepted | 2025-09-01 | 2025-09-25 | 2026-09-25 | Solar Panels | Elin Energy (Sirius PV) | ELNSM54M-HC-410 |  | 0.41 | 6 | 134 | 25 |  | Fixed | Roof
NJADRE1560503835 | Administratively Determined Incentive Program | WEST ORANGE | 7052 | 4.1 | Residential | Behind the Meter | Yes | Sunrun Installation Services, Inc. | PSE&G |  | Accepted | 2025-09-01 | 2025-09-25 | 2026-09-25 | Inverters | SolarEdge Technologies | SE3800H-USMN | 3800 |  | 1 |  |  | 0.99 |  | Outdoor
NJADRE1560503835 | Administratively Determined Incentive Program | WEST ORANGE | 7052 | 4.1 | Residential | Behind the Meter | Yes | Sunrun Installation Services, Inc. | PSE&G |  | Accepted | 2025-09-01 | 2025-09-25 | 2026-09-25 | Solar Panels | Elin Energy (Sirius PV) | ELNSM54M-HC-410 |  | 0.41 | 4 | 292 | 34 |  | Fixed | Roof
NJADRE1560503835 | Administratively Determined Incentive Program | WEST ORANGE | 7052 | 4.1 | Residential | Behind the Meter | Yes | Sunrun Installation Services, Inc. | PSE&G |  | Accepted | 2025-09-01 | 2025-09-25 | 2026-09-25 | Solar Panels | Elin Energy (Sirius PV) | ELNSM54M-HC-410 |  | 0.41 | 6 | 112 | 34 |  | Fixed | Roof
NJADRE1560504697 | Administratively Determined Incentive Program | Salem | 8079 | 10.75 | Residential | Behind the Meter | Yes | RCL Enterprises, Inc. | AC Electric |  | Accepted | 2025-09-02 | 2025-09-23 | 2026-09-23 | Solar Panels | SEG Solar | SEG430BTD |  | 0.43 | 25 | 185 | 25 |  | Fixed | Ground
NJADRE1560504697 | Administratively Determined Incentive Program | Salem | 8079 | 10.75 | Residential | Behind the Meter | Yes | RCL Enterprises, Inc. | AC Electric |  | Accepted | 2025-09-02 | 2025-09-23 | 2026-09-23 | Inverters | Enphase | IQ8plus | 380 |  | 25 |  |  | 0.97 |  | Outside
NJADRE1560504699 | Administratively Determined Incentive Program | Bridgeton | 8302 | 9.03 | Residential | Behind the Meter | Yes | RCL Enterprises, Inc. | AC Electric |  | Accepted | 2025-09-02 | 2025-09-23 | 2026-09-23 | Solar Panels | QTRON | BLKMG2H |  | 0.43 | 4 | 343 | 30 |  | Fixed | Roof
NJADRE1560504699 | Administratively Determined Incentive Program | Bridgeton | 8302 | 9.03 | Residential | Behind the Meter | Yes | RCL Enterprises, Inc. | AC Electric |  | Accepted | 2025-09-02 | 2025-09-23 | 2026-09-23 | Inverters | Enphase | IQ8HC | 380 |  | 21 |  |  | 0.97 |  | Outside
NJADRE1560504699 | Administratively Determined Incentive Program | Bridgeton | 8302 | 9.03 | Residential | Behind the Meter | Yes | RCL Enterprises, Inc. | AC Electric |  | Accepted | 2025-09-02 | 2025-09-23 | 2026-09-23 | Solar Panels | QTRON | BLKMG2H |  | 0.43 | 9 | 163 | 30 |  | Fixed | Roof
NJADRE1560504699 | Administratively Determined Incentive Program | Bridgeton | 8302 | 9.03 | Residential | Behind the Meter | Yes | RCL Enterprises, Inc. | AC Electric |  | Accepted | 2025-09-02 | 2025-09-23 | 2026-09-23 | Solar Panels | QTRON | BLKMG2H |  | 0.43 | 8 | 73 | 20 |  | Fixed | Roof
NJADRE1560504705 | Administratively Determined Incentive Program | Union | 7083 | 5.74 | Residential | Behind the Meter | Yes | Sunrun Installation Services, Inc. | PSE&G |  | Accepted | 2025-09-02 | 2025-09-25 | 2026-09-25 | Inverters | SolarEdge Technologies | SE5700H-USMN | 5760 |  | 1 |  |  | 0.99 |  | Outdoor
NJADRE1560504705 | Administratively Determined Incentive Program | Union | 7083 | 5.74 | Residential | Behind the Meter | Yes | Sunrun Installation Services, Inc. | PSE&G |  | Accepted | 2025-09-02 | 2025-09-25 | 2026-09-25 | Solar Panels | Elin Energy (Sirius PV) | ELNSM54M-HC-410 |  | 0.41 | 6 | 308 | 9 |  | Fixed | Roof
NJADRE1560504705 | Administratively Determined Incentive Program | Union | 7083 | 5.74 | Residential | Behind the Meter | Yes | Sunrun Installation Services, Inc. | PSE&G |  | Accepted | 2025-09-02 | 2025-09-25 | 2026-09-25 | Solar Panels | Elin Energy (Sirius PV) | ELNSM54M-HC-410 |  | 0.41 | 8 | 128 | 34 |  | Fixed | Roof
NJADRE1560504723 | Administratively Determined Incentive Program | PISCATAWAY TWP | 8854 | 5.33 | Residential | Behind the Meter | Yes | Sunrun Installation Services, Inc. | PSE&G |  | Accepted | 2025-09-02 | 2025-09-23 | 2026-09-23 | Inverters | SolarEdge Technologies | SE3800H-USMN | 3800 |  | 1 |  |  | 0.99 |  | Outdoor
NJADRE1560504723 | Administratively Determined Incentive Program | PISCATAWAY TWP | 8854 | 5.33 | Residential | Behind the Meter | Yes | Sunrun Installation Services, Inc. | PSE&G |  | Accepted | 2025-09-02 | 2025-09-23 | 2026-09-23 | Solar Panels | Elin Energy (Sirius PV) | ELNSM54M-HC-410 |  | 0.41 | 4 | 306 | 18 |  | Fixed | Roof
NJADRE1560504723 | Administratively Determined Incentive Program | PISCATAWAY TWP | 8854 | 5.33 | Residential | Behind the Meter | Yes | Sunrun Installation Services, Inc. | PSE&G |  | Accepted | 2025-09-02 | 2025-09-23 | 2026-09-23 | Solar Panels | Elin Energy (Sirius PV) | ELNSM54M-HC-410 |  | 0.41 | 9 | 126 | 18 |  | Fixed | Roof
NJADRE1560504731 | Administratively Determined Incentive Program | Rahway | 7065 | 7.31 | Residential | Behind the Meter | Yes | Pro Custom Solar dba Momentum Solar | PSE&G |  | Accepted | 2025-09-02 | 2025-09-24 | 2026-09-24 | Solar Panels | HANWHA | HANWHA Q.TRON BLK M-G2+ 430 |  | 0.43 | 13 | 231 | 28 |  | Fixed | Roof
NJADRE1560504731 | Administratively Determined Incentive Program | Rahway | 7065 | 7.31 | Residential | Behind the Meter | Yes | Pro Custom Solar dba Momentum Solar | PSE&G |  | Accepted | 2025-09-02 | 2025-09-24 | 2026-09-24 | Solar Panels | HANWHA | HANWHA Q.TRON BLK M-G2+ 430 |  | 0.43 | 4 | 51 | 28 |  | Fixed | Roof
NJADRE1560504731 | Administratively Determined Incentive Program | Rahway | 7065 | 7.31 | Residential | Behind the Meter | Yes | Pro Custom Solar dba Momentum Solar | PSE&G |  | Accepted | 2025-09-02 | 2025-09-24 | 2026-09-24 | Inverters | ENPHASE | IQ8HC-72-M-DOM-US | 380 |  | 17 |  |  | 0.97 |  | Outdoor
NJADRE1560504733 | Administratively Determined Incentive Program | WINSLOW TOWNSHIP | 8081 | 14.355 | Residential | Behind the Meter | Yes | SunnyMac, LLC | AC Electric |  | Accepted | 2025-09-02 | 2025-09-23 | 2026-09-23 | Solar Panels | HANWHA | Q.TRON BLK M-G2 H+ |  | 0.435 | 12 | 245 | 27 |  | Fixed | Roof
NJADRE1560504733 | Administratively Determined Incentive Program | WINSLOW TOWNSHIP | 8081 | 14.355 | Residential | Behind the Meter | Yes | SunnyMac, LLC | AC Electric |  | Accepted | 2025-09-02 | 2025-09-23 | 2026-09-23 | Solar Panels | HANWHA | Q.TRON BLK M-G2 H+ |  | 0.435 | 8 | 65 | 27 |  | Fixed | Roof
NJADRE1560504733 | Administratively Determined Incentive Program | WINSLOW TOWNSHIP | 8081 | 14.355 | Residential | Behind the Meter | Yes | SunnyMac, LLC | AC Electric |  | Accepted | 2025-09-02 | 2025-09-23 | 2026-09-23 | Inverters | SOLAREDGE HOME HUB | SE5700H-US | 5760 |  | 2 |  |  | 0.99 |  | Outdoor | next to meter
NJADRE1560504733 | Administratively Determined Incentive Program | WINSLOW TOWNSHIP | 8081 | 14.355 | Residential | Behind the Meter | Yes | SunnyMac, LLC | AC Electric |  | Accepted | 2025-09-02 | 2025-09-23 | 2026-09-23 | Solar Panels | HANWHA | Q.TRON BLK M-G2 H+ |  | 0.435 | 13 | 135 | 12 |  | Fixed | Roof
NJADRE1560504745 | Administratively Determined Incentive Program | FRANKLIN TWP | 8873 | 10.66 | Residential | Behind the Meter | Yes | Sunrun Installation Services, Inc. | PSE&G |  | Accepted | 2025-09-02 | 2025-09-23 | 2026-09-23 | Inverters | SolarEdge Technologies | SE7600H-USMN | 7600 |  | 1 |  |  | 0.99 |  | Outdoor
NJADRE1560504745 | Administratively Determined Incentive Program | FRANKLIN TWP | 8873 | 10.66 | Residential | Behind the Meter | Yes | Sunrun Installation Services, Inc. | PSE&G |  | Accepted | 2025-09-02 | 2025-09-23 | 2026-09-23 | Solar Panels | Elin Energy (Sirius PV) | ELNSM54M-HC-410 |  | 0.41 | 17 | 215 | 34 |  | Fixed | Roof
NJADRE1560504745 | Administratively Determined Incentive Program | FRANKLIN TWP | 8873 | 10.66 | Residential | Behind the Meter | Yes | Sunrun Installation Services, Inc. | PSE&G |  | Accepted | 2025-09-02 | 2025-09-23 | 2026-09-23 | Solar Panels | Elin Energy (Sirius PV) | ELNSM54M-HC-410 |  | 0.41 | 9 | 35 | 34 |  | Fixed | Roof
NJADRE1560504747 | Administratively Determined Incentive Program | Rahway | 7065 | 5.59 | Residential | Behind the Meter | Yes | Pro Custom Solar dba Momentum Solar | PSE&G |  | Accepted | 2025-09-02 | 2025-09-23 | 2026-09-23 | Inverters | ENPHASE | IQ8HC-72-M-DOM-US | 380 |  | 13 |  |  | 0.97 |  | Outdoor
NJADRE1560504747 | Administratively Determined Incentive Program | Rahway | 7065 | 5.59 | Residential | Behind the Meter | Yes | Pro Custom Solar dba Momentum Solar | PSE&G |  | Accepted | 2025-09-02 | 2025-09-23 | 2026-09-23 | Solar Panels | HANWHA | HANWHA Q.TRON BLK M-G2+ 430 |  | 0.43 | 7 | 231 | 28 |  | Fixed | Roof
NJADRE1560504747 | Administratively Determined Incentive Program | Rahway | 7065 | 5.59 | Residential | Behind the Meter | Yes | Pro Custom Solar dba Momentum Solar | PSE&G |  | Accepted | 2025-09-02 | 2025-09-23 | 2026-09-23 | Solar Panels | HANWHA | HANWHA Q.TRON BLK M-G2+ 430 |  | 0.43 | 6 | 51 | 28 |  | Fixed | Roof
NJADRE1560504758 | Administratively Determined Incentive Program | BELLMAWR | 8031 | 13.05 | Residential | Behind the Meter | Yes | SunnyMac, LLC | PSE&G |  | Accepted | 2025-09-02 | 2025-09-26 | 2026-09-26 | Solar Panels | HANWHA | Q.TRON BLK M-G2 H+ |  | 0.435 | 8 | 138 | 19 |  | Fixed | Roof
NJADRE1560504758 | Administratively Determined Incentive Program | BELLMAWR | 8031 | 13.05 | Residential | Behind the Meter | Yes | SunnyMac, LLC | PSE&G |  | Accepted | 2025-09-02 | 2025-09-26 | 2026-09-26 | Solar Panels | HANWHA | Q.TRON BLK M-G2 H+ |  | 0.435 | 8 | 318 | 19 |  | Fixed | Roof
NJADRE1560504758 | Administratively Determined Incentive Program | BELLMAWR | 8031 | 13.05 | Residential | Behind the Meter | Yes | SunnyMac, LLC | PSE&G |  | Accepted | 2025-09-02 | 2025-09-26 | 2026-09-26 | Inverters | SOLAREDGE HOME HUB | SE10000H-US | 10000 |  | 1 |  |  | 0.99 |  | Outdoor | next to meter
NJADRE1560504758 | Administratively Determined Incentive Program | BELLMAWR | 8031 | 13.05 | Residential | Behind the Meter | Yes | SunnyMac, LLC | PSE&G |  | Accepted | 2025-09-02 | 2025-09-26 | 2026-09-26 | Solar Panels | HANWHA | Q.TRON BLK M-G2 H+ |  | 0.435 | 5 | 318 | 19 |  | Fixed | Roof
NJADRE1560504758 | Administratively Determined Incentive Program | BELLMAWR | 8031 | 13.05 | Residential | Behind the Meter | Yes | SunnyMac, LLC | PSE&G |  | Accepted | 2025-09-02 | 2025-09-26 | 2026-09-26 | Solar Panels | HANWHA | Q.TRON BLK M-G2 H+ |  | 0.435 | 9 | 138 | 6 |  | Fixed | Roof
NJADRE1560504761 | Administratively Determined Incentive Program | MIDDLETOWN | 7748 | 7.79 | Residential | Behind the Meter | Yes | Trinity Solar, LLC | JCP&L |  | Accepted | 2025-09-02 | 2025-09-23 | 2026-09-23 | Inverters | Tesla | Powerwall 3 | 11500 |  | 1 |  |  | 0.97 |  | Outdoor
NJADRE1560504761 | Administratively Determined Incentive Program | MIDDLETOWN | 7748 | 7.79 | Residential | Behind the Meter | Yes | Trinity Solar, LLC | JCP&L |  | Accepted | 2025-09-02 | 2025-09-23 | 2026-09-23 | Electric Storage Battery | Tesla | Powerwall 3 |  |  | 2 |  |  |  | Lithium Ion |  | outdoor
NJADRE1560504761 | Administratively Determined Incentive Program | MIDDLETOWN | 7748 | 7.79 | Residential | Behind the Meter | Yes | Trinity Solar, LLC | JCP&L |  | Accepted | 2025-09-02 | 2025-09-23 | 2026-09-23 | Solar Panels | HANWHA | (Q.PEAK DUO BLK ML-G10+ 410) |  | 0.41 | 6 | 103 | 26 |  | Fixed | Roof
NJADRE1560504761 | Administratively Determined Incentive Program | MIDDLETOWN | 7748 | 7.79 | Residential | Behind the Meter | Yes | Trinity Solar, LLC | JCP&L |  | Accepted | 2025-09-02 | 2025-09-23 | 2026-09-23 | Solar Panels | HANWHA | (Q.PEAK DUO BLK ML-G10+ 410) |  | 0.41 | 8 | 103 | 27 |  | Fixed | Roof
NJADRE1560504761 | Administratively Determined Incentive Program | MIDDLETOWN | 7748 | 7.79 | Residential | Behind the Meter | Yes | Trinity Solar, LLC | JCP&L |  | Accepted | 2025-09-02 | 2025-09-23 | 2026-09-23 | Solar Panels | HANWHA | (Q.PEAK DUO BLK ML-G10+ 410) |  | 0.41 | 5 | 103 | 25 |  | Fixed | Roof
NJADRE1560504770 | Administratively Determined Incentive Program | HACKENSACK CITY | 7601 | 6.56 | Residential | Behind the Meter | Yes | Sunrun Installation Services, Inc. | PSE&G |  | Accepted | 2025-09-02 | 2025-09-25 | 2026-09-25 | Solar Panels | Hanwha Q-Cells | Q.PEAK DUO BLK ML-G10.C+ 410 (MD06G100A-017) |  | 0.41 | 8 | 291 | 40 |  | Fixed | Roof
NJADRE1560504770 | Administratively Determined Incentive Program | HACKENSACK CITY | 7601 | 6.56 | Residential | Behind the Meter | Yes | Sunrun Installation Services, Inc. | PSE&G |  | Accepted | 2025-09-02 | 2025-09-25 | 2026-09-25 | Solar Panels | Hanwha Q-Cells | Q.PEAK DUO BLK ML-G10.C+ 410 (MD06G100A-017) |  | 0.41 | 8 | 111 | 40 |  | Fixed | Roof
NJADRE1560504770 | Administratively Determined Incentive Program | HACKENSACK CITY | 7601 | 6.56 | Residential | Behind the Meter | Yes | Sunrun Installation Services, Inc. | PSE&G |  | Accepted | 2025-09-02 | 2025-09-25 | 2026-09-25 | Inverters | SolarEdge Technologies | SE5700H-USMN | 5760 |  | 1 |  |  | 0.99 |  | Outdoor
NJADRE1560504774 | Administratively Determined Incentive Program | HAMILTON | 8619 | 3.87 | Residential | Behind the Meter | Yes | Pro Custom Solar dba Momentum Solar | PSE&G |  | Accepted | 2025-09-02 | 2025-09-24 | 2026-09-24 | Inverters | ENPHASE | IQ8HC-72-M-DOM-US | 380 |  | 9 |  |  | 0.97 |  | Outdoor
NJADRE1560504774 | Administratively Determined Incentive Program | HAMILTON | 8619 | 3.87 | Residential | Behind the Meter | Yes | Pro Custom Solar dba Momentum Solar | PSE&G |  | Accepted | 2025-09-02 | 2025-09-24 | 2026-09-24 | Solar Panels | HANWHA | Q.TRON BLK M-G2+ 430 |  | 0.43 | 9 | 173 | 23 |  | Fixed | Roof
NJADRE1560504779 | Administratively Determined Incentive Program | MANVILLE BORO | 8835 | 7.38 | Residential | Behind the Meter | Yes | Sunrun Installation Services, Inc. | PSE&G |  | Accepted | 2025-09-02 | 2025-09-25 | 2026-09-25 | Solar Panels | ELIN ENERGY (SIRIUS PV) | ELNSM54M-HC-410 |  | 0.41 | 12 | 337 | 36 |  | Fixed | Roof
NJADRE1560504779 | Administratively Determined Incentive Program | MANVILLE BORO | 8835 | 7.38 | Residential | Behind the Meter | Yes | Sunrun Installation Services, Inc. | PSE&G |  | Accepted | 2025-09-02 | 2025-09-25 | 2026-09-25 | Inverters | SOLAREDGE TECHNOLOGIES | SE5700H-USMN | 5760 |  | 1 |  |  | 0.99 |  | Outside
NJADRE1560504779 | Administratively Determined Incentive Program | MANVILLE BORO | 8835 | 7.38 | Residential | Behind the Meter | Yes | Sunrun Installation Services, Inc. | PSE&G |  | Accepted | 2025-09-02 | 2025-09-25 | 2026-09-25 | Solar Panels | ELIN ENERGY (SIRIUS PV) | ELNSM54M-HC-410 |  | 0.41 | 6 | 157 | 18 |  | Fixed | Roof
NJADRE1560504780 | Administratively Determined Incentive Program | CHERRY HILL TWP | 8002 | 8.74 | Residential | Behind the Meter | No | Green Power Energy, LLC | PSE&G |  | Accepted | 2025-09-02 | 2025-09-23 | 2026-09-23 | Solar Panels | REC | REC460AA PURE-RX |  | 0.46 | 19 | 224 | 18 |  | Fixed | Roof
NJADRE1560504780 | Administratively Determined Incentive Program | CHERRY HILL TWP | 8002 | 8.74 | Residential | Behind the Meter | No | Green Power Energy, LLC | PSE&G |  | Accepted | 2025-09-02 | 2025-09-23 | 2026-09-23 | Inverters | Enphase | IQ8X-80-M-US [240V] | 380 |  | 19 |  |  | 0.98 |  | Outside
NJADRE1560504812 | Administratively Determined Incentive Program | Edison | 8820 | 2.15 | Residential | Behind the Meter | No | Infinity Solar Systems, LLC | PSE&G |  | Accepted | 2025-09-02 | 2025-09-23 | 2026-09-23 | Solar Panels | SEG Solar | SEG-430-BTD-BG |  | 0.43 | 5 | 229 | 22 |  | Fixed | Roof
NJADRE1560504812 | Administratively Determined Incentive Program | Edison | 8820 | 2.15 | Residential | Behind the Meter | No | Infinity Solar Systems, LLC | PSE&G |  | Accepted | 2025-09-02 | 2025-09-23 | 2026-09-23 | Inverters | Enphase | IQ8MC-72-M-US | 320 |  | 5 |  |  | 0.97 |  | Outdoor
NJADRE1560504814 | Administratively Determined Incentive Program | EAST BRUNSWICK | 8816 | 9.03 | Residential | Behind the Meter | Yes | Momentum Solar | JCP&L |  | Accepted | 2025-09-02 | 2025-09-23 | 2026-09-23 | Inverters | ENPHASE | IQ8HC-72-M-DOM-US | 380 |  | 21 |  |  | 0.97 |  | Outdoor
NJADRE1560504814 | Administratively Determined Incentive Program | EAST BRUNSWICK | 8816 | 9.03 | Residential | Behind the Meter | Yes | Momentum Solar | JCP&L |  | Accepted | 2025-09-02 | 2025-09-23 | 2026-09-23 | Solar Panels | HANWHA | HANWHA Q.TRON BLK M-G2+ 430 |  | 0.43 | 6 | 179 | 31 |  | Fixed | Roof
NJADRE1560504814 | Administratively Determined Incentive Program | EAST BRUNSWICK | 8816 | 9.03 | Residential | Behind the Meter | Yes | Momentum Solar | JCP&L |  | Accepted | 2025-09-02 | 2025-09-23 | 2026-09-23 | Solar Panels | HANWHA | HANWHA Q.TRON BLK M-G2+ 430 |  | 0.43 | 3 | 178 | 31 |  | Fixed | Roof
NJADRE1560504814 | Administratively Determined Incentive Program | EAST BRUNSWICK | 8816 | 9.03 | Residential | Behind the Meter | Yes | Momentum Solar | JCP&L |  | Accepted | 2025-09-02 | 2025-09-23 | 2026-09-23 | Solar Panels | HANWHA | HANWHA Q.TRON BLK M-G2+ 430 |  | 0.43 | 12 | 178 | 31 |  | Fixed | Roof
NJADRE1560504819 | Administratively Determined Incentive Program | Stockholm | 7460 | 14.76 | Residential | Behind the Meter | Yes | EMT Renewables, LLC | JCP&L |  | Accepted | 2025-09-02 | 2025-09-23 | 2026-09-23 | Solar Panels | MSE PERC | MSE-410 |  | 0.41 | 18 | 349 | 24 |  | Fixed | Roof
NJADRE1560504819 | Administratively Determined Incentive Program | Stockholm | 7460 | 14.76 | Residential | Behind the Meter | Yes | EMT Renewables, LLC | JCP&L |  | Accepted | 2025-09-02 | 2025-09-23 | 2026-09-23 | Solar Panels | MSE PERC | MSE-410 |  | 0.41 | 18 | 169 | 24 |  | Fixed | Roof
NJADRE1560504819 | Administratively Determined Incentive Program | Stockholm | 7460 | 14.76 | Residential | Behind the Meter | Yes | EMT Renewables, LLC | JCP&L |  | Accepted | 2025-09-02 | 2025-09-23 | 2026-09-23 | Inverters | ENPHASE | IQ8+ | 290 |  | 36 |  |  | 0.98 |  | Other | UNDER EACH PANEL
NJADRE1560504867 | Administratively Determined Incentive Program | Lawnside | 8045 | 8.265 | Residential | Behind the Meter | Yes | SunnyMac, LLC | PSE&G |  | Accepted | 2025-09-02 | 2025-09-23 | 2026-09-23 | Solar Panels | HANWHA | Q.TRON BLK M-G2 H+ |  | 0.435 | 19 | 113 | 22 |  | Fixed | Roof
NJADRE1560504867 | Administratively Determined Incentive Program | Lawnside | 8045 | 8.265 | Residential | Behind the Meter | Yes | SunnyMac, LLC | PSE&G |  | Accepted | 2025-09-02 | 2025-09-23 | 2026-09-23 | Inverters | SOLAREDGE HOME HUB | SE7600H-US | 7600 |  | 1 |  |  | 0.99 |  | Outdoor | next to meter
NJADRE1560504874 | Administratively Determined Incentive Program | East Brunswick | 8816 | 7.74 | Residential | Behind the Meter | Yes | EMT Renewables, LLC | PSE&G |  | Accepted | 2025-09-02 | 2025-09-23 | 2026-09-23 | Solar Panels | SEG SOLAR | SEG 430 |  | 0.43 | 4 | 283 | 39 |  | Fixed | Roof
NJADRE1560504874 | Administratively Determined Incentive Program | East Brunswick | 8816 | 7.74 | Residential | Behind the Meter | Yes | EMT Renewables, LLC | PSE&G |  | Accepted | 2025-09-02 | 2025-09-23 | 2026-09-23 | Inverters | ENPHASE | IQ8+ | 290 |  | 18 |  |  | 0.98 |  | Other | UNDER EACH PANEL
NJADRE1560504874 | Administratively Determined Incentive Program | East Brunswick | 8816 | 7.74 | Residential | Behind the Meter | Yes | EMT Renewables, LLC | PSE&G |  | Accepted | 2025-09-02 | 2025-09-23 | 2026-09-23 | Solar Panels | SEG SOLAR | SEG 430 |  | 0.43 | 9 | 103 | 12 |  | Fixed | Roof
NJADRE1560504874 | Administratively Determined Incentive Program | East Brunswick | 8816 | 7.74 | Residential | Behind the Meter | Yes | EMT Renewables, LLC | PSE&G |  | Accepted | 2025-09-02 | 2025-09-23 | 2026-09-23 | Solar Panels | SEG SOLAR | SEG 430 |  | 0.43 | 2 | 13 | 15 |  | Fixed | Roof
NJADRE1560504874 | Administratively Determined Incentive Program | East Brunswick | 8816 | 7.74 | Residential | Behind the Meter | Yes | EMT Renewables, LLC | PSE&G |  | Accepted | 2025-09-02 | 2025-09-23 | 2026-09-23 | Solar Panels | SEG SOLAR | SEG 430 |  | 0.43 | 3 | 193 | 15 |  | Fixed | Roof
NJADRE1560504888 | Administratively Determined Incentive Program | Lawrence Twp | 8648 | 6.88 | Residential | Behind the Meter | Yes | SunnyMac, LLC | PSE&G |  | Accepted | 2025-09-02 | 2025-09-23 | 2026-09-23 | Solar Panels | HANWHA | Q.TRON BLK M-G2 H+ |  | 0.43 | 16 | 196 | 14 |  | Fixed | Roof
NJADRE1560504888 | Administratively Determined Incentive Program | Lawrence Twp | 8648 | 6.88 | Residential | Behind the Meter | Yes | SunnyMac, LLC | PSE&G |  | Accepted | 2025-09-02 | 2025-09-23 | 2026-09-23 | Inverters | SOLAREDGE HOME HUB | SE5700H-US | 5760 |  | 1 |  |  | 0.99 |  | Outdoor | next to meter
NJADRE1560504900 | Administratively Determined Incentive Program | East Windsor | 8520 | 5.74 | Residential | Behind the Meter | Yes | Sunrun Installation Services, Inc. | JCP&L |  | Accepted | 2025-09-02 | 2025-09-24 | 2026-09-24 | Solar Panels | Elin Energy (Sirius PV) | ELNSM54M-HC-410 |  | 0.41 | 5 | 35 | 34 |  | Fixed | Roof
NJADRE1560504900 | Administratively Determined Incentive Program | East Windsor | 8520 | 5.74 | Residential | Behind the Meter | Yes | Sunrun Installation Services, Inc. | JCP&L |  | Accepted | 2025-09-02 | 2025-09-24 | 2026-09-24 | Inverters | SolarEdge Technologies | SE5700H-USMN | 5760 |  | 1 |  |  | 0.99 |  | Outdoor
NJADRE1560504900 | Administratively Determined Incentive Program | East Windsor | 8520 | 5.74 | Residential | Behind the Meter | Yes | Sunrun Installation Services, Inc. | JCP&L |  | Accepted | 2025-09-02 | 2025-09-24 | 2026-09-24 | Solar Panels | Elin Energy (Sirius PV) | ELNSM54M-HC-410 |  | 0.41 | 9 | 34 | 36 |  | Fixed | Roof
NJADRE1560504903 | Administratively Determined Incentive Program | WATCHUNG | 7069 | 9.89 | Residential | Behind the Meter | Yes | SunnyMac, LLC | PSE&G |  | Accepted | 2025-09-04 | 2025-09-26 | 2026-09-26 | Solar Panels | HANWHA | Q.TRON BLK M-G2 H+ |  | 0.43 | 6 | 251 | 20 |  | Fixed | Roof
NJADRE1560504903 | Administratively Determined Incentive Program | WATCHUNG | 7069 | 9.89 | Residential | Behind the Meter | Yes | SunnyMac, LLC | PSE&G |  | Accepted | 2025-09-04 | 2025-09-26 | 2026-09-26 | Solar Panels | HANWHA | Q.TRON BLK M-G2 H+ |  | 0.43 | 6 | 71 | 20 |  | Fixed | Roof
NJADRE1560504903 | Administratively Determined Incentive Program | WATCHUNG | 7069 | 9.89 | Residential | Behind the Meter | Yes | SunnyMac, LLC | PSE&G |  | Accepted | 2025-09-04 | 2025-09-26 | 2026-09-26 | Solar Panels | HANWHA | Q.TRON BLK M-G2 H+ |  | 0.43 | 11 | 71 | 21 |  | Fixed | Roof
NJADRE1560504903 | Administratively Determined Incentive Program | WATCHUNG | 7069 | 9.89 | Residential | Behind the Meter | Yes | SunnyMac, LLC | PSE&G |  | Accepted | 2025-09-04 | 2025-09-26 | 2026-09-26 | Inverters | SOLAREDGE HOME HUB | SE7600H-US | 7600 |  | 1 |  |  | 0.99 |  | Outdoor | next to meter
NJADRE1560504905 | Administratively Determined Incentive Program | CLIFFWOOD | 7721 | 8.645 | Residential | Behind the Meter | Yes | Power Energy Solutions, LLC | JCP&L |  | Accepted | 2025-09-02 | 2025-09-23 | 2026-09-23 | Inverters | Enphase | IQ8MC-72-M-US | 330 |  | 19 |  |  | 0.97 |  | Outdoor
NJADRE1560504905 | Administratively Determined Incentive Program | CLIFFWOOD | 7721 | 8.645 | Residential | Behind the Meter | Yes | Power Energy Solutions, LLC | JCP&L |  | Accepted | 2025-09-02 | 2025-09-23 | 2026-09-23 | Solar Panels | Canadian Solar | CS6.1-54TM-455 |  | 0.455 | 9 | 131 | 33 |  | Fixed | Roof
NJADRE1560504905 | Administratively Determined Incentive Program | CLIFFWOOD | 7721 | 8.645 | Residential | Behind the Meter | Yes | Power Energy Solutions, LLC | JCP&L |  | Accepted | 2025-09-02 | 2025-09-23 | 2026-09-23 | Solar Panels | Canadian Solar | CS6R.1-54TM-455 |  | 0.455 | 10 | 311 | 33 |  | Fixed | Roof
NJADRE1560504907 | Administratively Determined Incentive Program | Sewell | 8080 | 7.31 | Residential | Behind the Meter | Yes | EMT Renewables, LLC | AC Electric |  | Accepted | 2025-09-02 | 2025-09-23 | 2026-09-23 | Solar Panels | Q CELLS | Q TRON |  | 0.43 | 17 | 218 | 23 |  | Fixed | Roof
NJADRE1560504907 | Administratively Determined Incentive Program | Sewell | 8080 | 7.31 | Residential | Behind the Meter | Yes | EMT Renewables, LLC | AC Electric |  | Accepted | 2025-09-02 | 2025-09-23 | 2026-09-23 | Inverters | IQ8HC | IQ8+ | 290 |  | 17 |  |  | 0.98 |  | Other | UNDER EACH PANEL
NJADRE1560504918 | Administratively Determined Incentive Program | Clifton | 7012 | 9.135 | Residential | Behind the Meter | Yes | EMT Renewables, LLC | PSE&G |  | Accepted | 2025-09-02 | 2025-09-23 | 2026-09-23 | Solar Panels | Q CELLS | Q TRON |  | 0.435 | 4 | 223 | 20 |  | Fixed | Roof
NJADRE1560504918 | Administratively Determined Incentive Program | Clifton | 7012 | 9.135 | Residential | Behind the Meter | Yes | EMT Renewables, LLC | PSE&G |  | Accepted | 2025-09-02 | 2025-09-23 | 2026-09-23 | Inverters | IQ8HC | IQ8+ | 290 |  | 21 |  |  | 0.98 |  | Other | UNDER EACH PANEL
NJADRE1560504918 | Administratively Determined Incentive Program | Clifton | 7012 | 9.135 | Residential | Behind the Meter | Yes | EMT Renewables, LLC | PSE&G |  | Accepted | 2025-09-02 | 2025-09-23 | 2026-09-23 | Solar Panels | Q CELLS | Q TRON |  | 0.435 | 8 | 223 | 38 |  | Fixed | Roof
NJADRE1560504918 | Administratively Determined Incentive Program | Clifton | 7012 | 9.135 | Residential | Behind the Meter | Yes | EMT Renewables, LLC | PSE&G |  | Accepted | 2025-09-02 | 2025-09-23 | 2026-09-23 | Solar Panels | Q CELLS | Q TRON |  | 0.435 | 9 | 43 | 12 |  | Fixed | Roof
NJADRE1560504923 | Administratively Determined Incentive Program | Succasunna | 7876 | 7.74 | Residential | Behind the Meter | No | Infinity Solar Systems, LLC | JCP&L |  | Accepted | 2025-09-02 | 2025-09-23 | 2026-09-23 | Inverters | Enphase | IQ8MC-72-M-US | 320 |  | 18 |  |  | 0.97 |  | Outdoor
NJADRE1560504923 | Administratively Determined Incentive Program | Succasunna | 7876 | 7.74 | Residential | Behind the Meter | No | Infinity Solar Systems, LLC | JCP&L |  | Accepted | 2025-09-02 | 2025-09-23 | 2026-09-23 | Solar Panels | SEG Solar | SEG-430-BTD-BG |  | 0.43 | 18 | 211 | 31 |  | Fixed | Roof
NJADRE1560504927 | Administratively Determined Incentive Program | Fair Lawn | 7410 | 9.02 | Residential | Behind the Meter | No | Tesla Energy Operations, Inc. | PSE&G |  | Accepted | 2025-09-02 | 2025-09-23 | 2026-09-23 | Solar Panels | Hanwha | Q.PEAK DUO BLK ML-G10+/TS 410 |  | 0.41 | 9 | 161 | 40 |  | Fixed | Roof
NJADRE1560504927 | Administratively Determined Incentive Program | Fair Lawn | 7410 | 9.02 | Residential | Behind the Meter | No | Tesla Energy Operations, Inc. | PSE&G |  | Accepted | 2025-09-02 | 2025-09-23 | 2026-09-23 | Inverters | Tesla | 3.8 kW Tesla Inc 1538000-XX-Y | 3800 |  | 1 |  |  | 0.98 |  | Outside
NJADRE1560504927 | Administratively Determined Incentive Program | Fair Lawn | 7410 | 9.02 | Residential | Behind the Meter | No | Tesla Energy Operations, Inc. | PSE&G |  | Accepted | 2025-09-02 | 2025-09-23 | 2026-09-23 | Inverters | Tesla | 5.7 kW Tesla Inc 1538000-XX-Y | 5700 |  | 1 |  |  | 0.98 |  | Outside
NJADRE1560504927 | Administratively Determined Incentive Program | Fair Lawn | 7410 | 9.02 | Residential | Behind the Meter | No | Tesla Energy Operations, Inc. | PSE&G |  | Accepted | 2025-09-02 | 2025-09-23 | 2026-09-23 | Solar Panels | Hanwha | Q.PEAK DUO BLK ML-G10+/TS 410 |  | 0.41 | 9 | 341 | 40 |  | Fixed | Roof
NJADRE1560504927 | Administratively Determined Incentive Program | Fair Lawn | 7410 | 9.02 | Residential | Behind the Meter | No | Tesla Energy Operations, Inc. | PSE&G |  | Accepted | 2025-09-02 | 2025-09-23 | 2026-09-23 | Solar Panels | Hanwha | Q.PEAK DUO BLK ML-G10+/TS 410 |  | 0.41 | 2 | 71 | 23 |  | Fixed | Roof
NJADRE1560504927 | Administratively Determined Incentive Program | Fair Lawn | 7410 | 9.02 | Residential | Behind the Meter | No | Tesla Energy Operations, Inc. | PSE&G |  | Accepted | 2025-09-02 | 2025-09-23 | 2026-09-23 | Solar Panels | Hanwha | Q.PEAK DUO BLK ML-G10+/TS 410 |  | 0.41 | 2 | 251 | 23 |  | Fixed | Roof
NJADRE1560504931 | Administratively Determined Incentive Program | Hamilton Township | 8690 | 3.44 | Residential | Behind the Meter | Yes | SunnyMac, LLC | PSE&G |  | Accepted | 2025-09-02 | 2025-09-23 | 2026-09-23 | Solar Panels | HANWHA | Q.TRON BLK M-G2 H+ |  | 0.43 | 8 | 207 | 24 |  | Fixed | Roof
NJADRE1560504931 | Administratively Determined Incentive Program | Hamilton Township | 8690 | 3.44 | Residential | Behind the Meter | Yes | SunnyMac, LLC | PSE&G |  | Accepted | 2025-09-02 | 2025-09-23 | 2026-09-23 | Inverters | SOLAREDGE HOME HUB | SE3800H-US | 3800 |  | 1 |  |  | 0.99 |  | Outdoor | next to meter
NJADRE1560504962 | Administratively Determined Incentive Program | Piscataway | 8854 | 6.88 | Residential | Behind the Meter | No | Infinity Solar Systems, LLC | PSE&G |  | Accepted | 2025-09-02 | 2025-09-29 | 2026-09-29 | Solar Panels | SEG Solar | SEG-430-BTD-BG |  | 0.43 | 8 | 154 | 18 |  | Fixed | Roof
NJADRE1560504962 | Administratively Determined Incentive Program | Piscataway | 8854 | 6.88 | Residential | Behind the Meter | No | Infinity Solar Systems, LLC | PSE&G |  | Accepted | 2025-09-02 | 2025-09-29 | 2026-09-29 | Inverters | Enphase | IQ8MC-72-M-US | 320 |  | 16 |  |  | 0.97 |  | Outdoor
NJADRE1560504962 | Administratively Determined Incentive Program | Piscataway | 8854 | 6.88 | Residential | Behind the Meter | No | Infinity Solar Systems, LLC | PSE&G |  | Accepted | 2025-09-02 | 2025-09-29 | 2026-09-29 | Solar Panels | SEG Solar | SEG-430-BTD-BG |  | 0.43 | 8 | 64 | 18 |  | Fixed | Roof
NJADRE1560504964 | Administratively Determined Incentive Program | SOMERDALE | 8083 | 13.05 | Residential | Behind the Meter | Yes | SunnyMac, LLC | PSE&G |  | Accepted | 2025-09-02 | 2025-09-25 | 2026-09-25 | Solar Panels | HANWHA | Q.TRON BLK M-G2 H+ |  | 0.435 | 4 | 330 | 30 |  | Fixed | Roof
NJADRE1560504964 | Administratively Determined Incentive Program | SOMERDALE | 8083 | 13.05 | Residential | Behind the Meter | Yes | SunnyMac, LLC | PSE&G |  | Accepted | 2025-09-02 | 2025-09-25 | 2026-09-25 | Solar Panels | HANWHA | Q.TRON BLK M-G2 H+ |  | 0.435 | 13 | 60 | 25 |  | Fixed | Roof
NJADRE1560504964 | Administratively Determined Incentive Program | SOMERDALE | 8083 | 13.05 | Residential | Behind the Meter | Yes | SunnyMac, LLC | PSE&G |  | Accepted | 2025-09-02 | 2025-09-25 | 2026-09-25 | Solar Panels | HANWHA | Q.TRON BLK M-G2 H+ |  | 0.435 | 3 | 150 | 30 |  | Fixed | Roof
NJADRE1560504964 | Administratively Determined Incentive Program | SOMERDALE | 8083 | 13.05 | Residential | Behind the Meter | Yes | SunnyMac, LLC | PSE&G |  | Accepted | 2025-09-02 | 2025-09-25 | 2026-09-25 | Solar Panels | HANWHA | Q.TRON BLK M-G2 H+ |  | 0.435 | 10 | 240 | 25 |  | Fixed | Roof
NJADRE1560504964 | Administratively Determined Incentive Program | SOMERDALE | 8083 | 13.05 | Residential | Behind the Meter | Yes | SunnyMac, LLC | PSE&G |  | Accepted | 2025-09-02 | 2025-09-25 | 2026-09-25 | Inverters | SOLAREDGE HOME HUB | SE10000H-US | 10000 |  | 1 |  |  | 0.99 |  | Outdoor | next to meter
NJADRE1560504967 | Administratively Determined Incentive Program | NORTH BRUNSWICK TWP | 8902 | 7.38 | Residential | Behind the Meter | Yes | Sunrun Installation Services, Inc. | PSE&G |  | Accepted | 2025-09-02 | 2025-09-25 | 2026-09-25 | Solar Panels | Elin Energy (Sirius PV) | ELNSM54M-HC-410 |  | 0.41 | 18 | 38 | 40 |  | Fixed | Roof
NJADRE1560504967 | Administratively Determined Incentive Program | NORTH BRUNSWICK TWP | 8902 | 7.38 | Residential | Behind the Meter | Yes | Sunrun Installation Services, Inc. | PSE&G |  | Accepted | 2025-09-02 | 2025-09-25 | 2026-09-25 | Inverters | SolarEdge Technologies | SE5700H-USMN | 5760 |  | 1 |  |  | 0.99 |  | Outdoor | Next to meter
NJADRE1560504984 | Administratively Determined Incentive Program | Medford | 8055 | 9.89 | Residential | Behind the Meter | Yes | Big Wave Roofing and Solar, LLC | PSE&G |  | Accepted | 2025-09-02 | 2025-09-23 | 2026-09-23 | Solar Panels | Q cells | Q.TRON BLK M-G2+ 430W |  | 0.43 | 6 | 124 | 18 |  | Fixed | Roof
NJADRE1560504984 | Administratively Determined Incentive Program | Medford | 8055 | 9.89 | Residential | Behind the Meter | Yes | Big Wave Roofing and Solar, LLC | PSE&G |  | Accepted | 2025-09-02 | 2025-09-23 | 2026-09-23 | Solar Panels | Q cells | Q.TRON BLK M-G2+ 430W |  | 0.43 | 17 | 124 | 18 |  | Fixed | Roof
NJADRE1560504984 | Administratively Determined Incentive Program | Medford | 8055 | 9.89 | Residential | Behind the Meter | Yes | Big Wave Roofing and Solar, LLC | PSE&G |  | Accepted | 2025-09-02 | 2025-09-23 | 2026-09-23 | Inverters | Enphase | IQ8HC-72-M-DOM-US | 380 |  | 23 |  |  | 0.98 |  | Outdoor
NJADRE1560504992 | Administratively Determined Incentive Program | PRINCETON TWP | 8540 | 14.79 | Residential | Behind the Meter | No | Maier Solar Engineering dba Solar Me | PSE&G |  | Accepted | 2025-09-02 | 2025-09-23 | 2026-09-23 | Inverters | ENPHASE | IQ8AC-72-M-US | 349 |  | 34 |  |  | 0.97 |  | Outdoor | ON RACKING
NJADRE1560504992 | Administratively Determined Incentive Program | PRINCETON TWP | 8540 | 14.79 | Residential | Behind the Meter | No | Maier Solar Engineering dba Solar Me | PSE&G |  | Accepted | 2025-09-02 | 2025-09-23 | 2026-09-23 | Solar Panels | HYUNDAI | HIN-T435NF |  | 0.435 | 34 | 158 | 34 |  | Fixed | Roof
NJADRE1560504993 | Administratively Determined Incentive Program | Margate City | 8402 | 11.88 | Residential | Behind the Meter | No | Exact Solar | AC Electric |  | Accepted | 2025-09-02 | 2025-09-23 | 2026-09-23 | Solar Panels | Vsun | VSUN440N-108BMH-BB |  | 0.44 | 3 | 257.9 | 30 |  | Fixed | Roof
NJADRE1560504993 | Administratively Determined Incentive Program | Margate City | 8402 | 11.88 | Residential | Behind the Meter | No | Exact Solar | AC Electric |  | Accepted | 2025-09-02 | 2025-09-23 | 2026-09-23 | Solar Panels | Vsun | VSUN440N-108BMH-BB |  | 0.44 | 4 | 78.5 | 30 |  | Fixed | Roof
NJADRE1560504993 | Administratively Determined Incentive Program | Margate City | 8402 | 11.88 | Residential | Behind the Meter | No | Exact Solar | AC Electric |  | Accepted | 2025-09-02 | 2025-09-23 | 2026-09-23 | Inverters | Enphase | IQ8MC | 320 |  | 27 |  |  | 0.97 |  | Outside
NJADRE1560504993 | Administratively Determined Incentive Program | Margate City | 8402 | 11.88 | Residential | Behind the Meter | No | Exact Solar | AC Electric |  | Accepted | 2025-09-02 | 2025-09-23 | 2026-09-23 | Solar Panels | Vsun | VSUN440N-108BMH-BB |  | 0.44 | 3 | 168.3 | 28 |  | Fixed | Roof
NJADRE1560504993 | Administratively Determined Incentive Program | Margate City | 8402 | 11.88 | Residential | Behind the Meter | No | Exact Solar | AC Electric |  | Accepted | 2025-09-02 | 2025-09-23 | 2026-09-23 | Solar Panels | Vsun | VSUN440N-108BMH-BB |  | 0.44 | 6 | 167.2 | 31 |  | Fixed | Roof
NJADRE1560504993 | Administratively Determined Incentive Program | Margate City | 8402 | 11.88 | Residential | Behind the Meter | No | Exact Solar | AC Electric |  | Accepted | 2025-09-02 | 2025-09-23 | 2026-09-23 | Solar Panels | Vsun | VSUN440N-108BMH-BB |  | 0.44 | 7 | 348.3 | 31 |  | Fixed | Roof
NJADRE1560504993 | Administratively Determined Incentive Program | Margate City | 8402 | 11.88 | Residential | Behind the Meter | No | Exact Solar | AC Electric |  | Accepted | 2025-09-02 | 2025-09-23 | 2026-09-23 | Solar Panels | Vsun | VSUN440N-108BMH-BB |  | 0.44 | 4 | 257.4 | 31 |  | Fixed | Roof
NJADRE1560505001 | Administratively Determined Incentive Program | PENNSAUKEN | 8109 | 9.135 | Residential | Behind the Meter | Yes | SunnyMac, LLC | PSE&G |  | Accepted | 2025-09-02 | 2025-09-23 | 2026-09-23 | Inverters | SOLAREDGE HOME HUB | SE7600H-US | 7600 |  | 1 |  |  | 0.99 |  | Outdoor | next to meter
NJADRE1560505001 | Administratively Determined Incentive Program | PENNSAUKEN | 8109 | 9.135 | Residential | Behind the Meter | Yes | SunnyMac, LLC | PSE&G |  | Accepted | 2025-09-02 | 2025-09-23 | 2026-09-23 | Solar Panels | HANWHA | Q.TRON BLK M-G2 H+ |  | 0.435 | 18 | 151 | 24 |  | Fixed | Roof
NJADRE1560505001 | Administratively Determined Incentive Program | PENNSAUKEN | 8109 | 9.135 | Residential | Behind the Meter | Yes | SunnyMac, LLC | PSE&G |  | Accepted | 2025-09-02 | 2025-09-23 | 2026-09-23 | Solar Panels | HANWHA | Q.TRON BLK M-G2 H+ |  | 0.435 | 3 | 331 | 19 |  | Fixed | Roof
NJADRE1560505006 | Administratively Determined Incentive Program | Piscataway | 8854 | 12.71 | Residential | Behind the Meter | Yes | Sunrun Installation Services, Inc. | PSE&G |  | Accepted | 2025-09-02 | 2025-09-25 | 2026-09-25 | Solar Panels | Hanwha Q-Cells | Q.PEAK DUO BLK ML-G10.C+ 410 |  | 0.41 | 16 | 126 | 18 |  | Fixed | Roof
NJADRE1560505006 | Administratively Determined Incentive Program | Piscataway | 8854 | 12.71 | Residential | Behind the Meter | Yes | Sunrun Installation Services, Inc. | PSE&G |  | Accepted | 2025-09-02 | 2025-09-25 | 2026-09-25 | Inverters | Tesla | Powerwall 3 1707000-xx-y | 11500 |  | 1 |  |  | 0.97 |  | Outdoor
NJADRE1560505006 | Administratively Determined Incentive Program | Piscataway | 8854 | 12.71 | Residential | Behind the Meter | Yes | Sunrun Installation Services, Inc. | PSE&G |  | Accepted | 2025-09-02 | 2025-09-25 | 2026-09-25 | Electric Storage Battery | Tesla | Powerwall 3 1707000-xx-y |  |  | 1 |  |  |  | Lithium Ion |  | OUTSIDE
NJADRE1560505006 | Administratively Determined Incentive Program | Piscataway | 8854 | 12.71 | Residential | Behind the Meter | Yes | Sunrun Installation Services, Inc. | PSE&G |  | Accepted | 2025-09-02 | 2025-09-25 | 2026-09-25 | Solar Panels | Hanwha Q-Cells | Q.PEAK DUO BLK ML-G10.C+ 410 |  | 0.41 | 15 | 126 | 18 |  | Fixed | Roof
NJADRE1560505012 | Administratively Determined Incentive Program | Maple Shade | 8052 | 9.24 | Residential | Behind the Meter | Yes | EMT Renewables, LLC | PSE&G |  | Accepted | 2025-09-02 | 2025-09-29 | 2026-09-29 | Solar Panels | SILFAB | SIL-440 |  | 0.44 | 7 | 217 | 26 |  | Fixed | Roof
NJADRE1560505012 | Administratively Determined Incentive Program | Maple Shade | 8052 | 9.24 | Residential | Behind the Meter | Yes | EMT Renewables, LLC | PSE&G |  | Accepted | 2025-09-02 | 2025-09-29 | 2026-09-29 | Solar Panels | SILFAB | SIL-440 |  | 0.44 | 4 | 217 | 26 |  | Fixed | Roof
NJADRE1560505012 | Administratively Determined Incentive Program | Maple Shade | 8052 | 9.24 | Residential | Behind the Meter | Yes | EMT Renewables, LLC | PSE&G |  | Accepted | 2025-09-02 | 2025-09-29 | 2026-09-29 | Inverters | IQ8HC | IQ8+ | 290 |  | 21 |  |  | 0.98 |  | Other | UNDER EACH PANEL
NJADRE1560505012 | Administratively Determined Incentive Program | Maple Shade | 8052 | 9.24 | Residential | Behind the Meter | Yes | EMT Renewables, LLC | PSE&G |  | Accepted | 2025-09-02 | 2025-09-29 | 2026-09-29 | Solar Panels | SILFAB | SIL-440 |  | 0.44 | 10 | 37 | 26 |  | Fixed | Roof
NJADRE1560505021 | Administratively Determined Incentive Program | Riverside Twp | 8075 | 3.28 | Residential | Behind the Meter | Yes | Sunrun Installation Services, Inc. | PSE&G |  | Accepted | 2025-09-02 | 2025-09-25 | 2026-09-25 | Solar Panels | Elin Energy (Sirius PV) | ELNSM54M-HC-410 |  | 0.41 | 4 | 31 | 18 |  | Fixed | Roof
NJADRE1560505021 | Administratively Determined Incentive Program | Riverside Twp | 8075 | 3.28 | Residential | Behind the Meter | Yes | Sunrun Installation Services, Inc. | PSE&G |  | Accepted | 2025-09-02 | 2025-09-25 | 2026-09-25 | Inverters | SolarEdge Technologies | SE3800H-USMN | 3800 |  | 1 |  |  | 0.99 |  | Outdoor
NJADRE1560505021 | Administratively Determined Incentive Program | Riverside Twp | 8075 | 3.28 | Residential | Behind the Meter | Yes | Sunrun Installation Services, Inc. | PSE&G |  | Accepted | 2025-09-02 | 2025-09-25 | 2026-09-25 | Solar Panels | Elin Energy (Sirius PV) | ELNSM54M-HC-410 |  | 0.41 | 4 | 211 | 18 |  | Fixed | Roof
NJADRE1560505027 | Administratively Determined Incentive Program | Pennsauken | 8110 | 7.735 | Residential | Behind the Meter | Yes | Power Energy Solutions, LLC | PSE&G |  | Accepted | 2025-09-02 | 2025-09-23 | 2026-09-23 | Solar Panels | Canadian Solar | CS6.1-54TM-455 |  | 0.455 | 9 | 58 | 24 |  | Fixed | Roof
NJADRE1560505027 | Administratively Determined Incentive Program | Pennsauken | 8110 | 7.735 | Residential | Behind the Meter | Yes | Power Energy Solutions, LLC | PSE&G |  | Accepted | 2025-09-02 | 2025-09-23 | 2026-09-23 | Inverters | Enphase | IQ8MC-72-M-US | 330 |  | 17 |  |  | 0.97 |  | Outdoor
NJADRE1560505027 | Administratively Determined Incentive Program | Pennsauken | 8110 | 7.735 | Residential | Behind the Meter | Yes | Power Energy Solutions, LLC | PSE&G |  | Accepted | 2025-09-02 | 2025-09-23 | 2026-09-23 | Solar Panels | Canadian Solar | CS6.1-54TM-455 |  | 0.455 | 8 | 238 | 24 |  | Fixed | Roof
NJADRE1560505032 | Administratively Determined Incentive Program | Elmwood Park | 7407 | 10.25 | Residential | Behind the Meter | No | Tesla Energy Operations, Inc. | PSE&G |  | Accepted | 2025-09-02 | 2025-09-23 | 2026-09-23 | Inverters | Tesla | 5.0 kW Tesla Inc 1538000-XX-Y | 5000 |  | 2 |  |  | 0.98 |  | Outdoor
NJADRE1560505032 | Administratively Determined Incentive Program | Elmwood Park | 7407 | 10.25 | Residential | Behind the Meter | No | Tesla Energy Operations, Inc. | PSE&G |  | Accepted | 2025-09-02 | 2025-09-23 | 2026-09-23 | Solar Panels | Hanwha | Q.PEAK DUO BLK ML-G10+/TS 410 |  | 0.41 | 7 | 277 | 26 |  | Fixed | Roof
NJADRE1560505032 | Administratively Determined Incentive Program | Elmwood Park | 7407 | 10.25 | Residential | Behind the Meter | No | Tesla Energy Operations, Inc. | PSE&G |  | Accepted | 2025-09-02 | 2025-09-23 | 2026-09-23 | Solar Panels | Hanwha | Q.PEAK DUO BLK ML-G10+/TS 410 |  | 0.41 | 18 | 261 | 27 |  | Fixed | Roof
NJADRE1560505568 | Administratively Determined Incentive Program | GLOUCESTER TWP | 8029 | 6.64 | Residential | Behind the Meter | Yes | Big Wave Roofing and Solar, LLC | PSE&G |  | Accepted | 2025-09-02 | 2025-09-23 | 2026-09-23 | Inverters | Enphase | IQ8HC-72-M-DOM-US | 380 |  | 16 |  |  | 0.97 |  | Outside
NJADRE1560505568 | Administratively Determined Incentive Program | GLOUCESTER TWP | 8029 | 6.64 | Residential | Behind the Meter | Yes | Big Wave Roofing and Solar, LLC | PSE&G |  | Accepted | 2025-09-02 | 2025-09-23 | 2026-09-23 | Solar Panels | QCELLS | Q.PEAK DUO BLK ML-G10.C+ 415W |  | 0.415 | 11 | 91 | 35 |  | Fixed | Roof
NJADRE1560505568 | Administratively Determined Incentive Program | GLOUCESTER TWP | 8029 | 6.64 | Residential | Behind the Meter | Yes | Big Wave Roofing and Solar, LLC | PSE&G |  | Accepted | 2025-09-02 | 2025-09-23 | 2026-09-23 | Solar Panels | QCELLS | Q.PEAK DUO BLK ML-G10.C+ 415W |  | 0.415 | 5 | 91 | 25 |  | Fixed | Roof
NJADRE1560505575 | Administratively Determined Incentive Program | MORGANVILLE | 7751 | 16.575 | Residential | Behind the Meter | No | US Clean Energy Construction, Inc. | JCP&L |  | Accepted | 2025-09-02 | 2025-09-24 | 2026-09-24 | Inverters | SMA AMERICA | SMA SBSE-11.5-US | 11500 |  | 1 |  |  | 0.96 |  | Outdoor
NJADRE1560505575 | Administratively Determined Incentive Program | MORGANVILLE | 7751 | 16.575 | Residential | Behind the Meter | No | US Clean Energy Construction, Inc. | JCP&L |  | Accepted | 2025-09-02 | 2025-09-24 | 2026-09-24 | Meters | VISION METERING | Cat VM-2E2A1P |  |  | 1 |  |  |  | Yes | Outdoor
NJADRE1560505575 | Administratively Determined Incentive Program | MORGANVILLE | 7751 | 16.575 | Residential | Behind the Meter | No | US Clean Energy Construction, Inc. | JCP&L |  | Accepted | 2025-09-02 | 2025-09-24 | 2026-09-24 | Solar Panels | Trina Solar | Trina 425W |  | 0.425 | 27 | 224 | 30 |  | Fixed | Roof
NJADRE1560505575 | Administratively Determined Incentive Program | MORGANVILLE | 7751 | 16.575 | Residential | Behind the Meter | No | US Clean Energy Construction, Inc. | JCP&L |  | Accepted | 2025-09-02 | 2025-09-24 | 2026-09-24 | Solar Panels | Trina Solar | Trina 425W |  | 0.425 | 12 | 134 | 30 |  | Fixed | Roof
NJADRE1560505584 | Administratively Determined Incentive Program | Gloucester | 8081 | 7.055 | Residential | Behind the Meter | Yes | Big Wave Roofing and Solar, LLC | AC Electric |  | Accepted | 2025-09-02 | 2025-09-30 | 2026-09-30 | Solar Panels | Q cells | Q.PEAK DUO BLK ML-G10.C+415w |  | 0.415 | 5 | 216 | 20 |  | Fixed | Roof
NJADRE1560505584 | Administratively Determined Incentive Program | Gloucester | 8081 | 7.055 | Residential | Behind the Meter | Yes | Big Wave Roofing and Solar, LLC | AC Electric |  | Accepted | 2025-09-02 | 2025-09-30 | 2026-09-30 | Inverters | Enphase | IQ8HC-72-M-DOM-US | 380 |  | 17 |  |  | 0.98 |  | Outdoor
NJADRE1560505584 | Administratively Determined Incentive Program | Gloucester | 8081 | 7.055 | Residential | Behind the Meter | Yes | Big Wave Roofing and Solar, LLC | AC Electric |  | Accepted | 2025-09-02 | 2025-09-30 | 2026-09-30 | Solar Panels | Q cells | Q.PEAK DUO BLK ML-G10.C+415w |  | 0.415 | 12 | 216 | 20 |  | Fixed | Roof
NJADRE1560505588 | Administratively Determined Incentive Program | LINDENWOLD | 8021 | 4.785 | Residential | Behind the Meter | Yes | EMT Renewables, LLC | AC Electric |  | Accepted | 2025-09-02 | 2025-09-23 | 2026-09-23 | Solar Panels | Q CELLS | Q TRON |  | 0.435 | 11 | 204 | 25 |  | Fixed | Roof
NJADRE1560505588 | Administratively Determined Incentive Program | LINDENWOLD | 8021 | 4.785 | Residential | Behind the Meter | Yes | EMT Renewables, LLC | AC Electric |  | Accepted | 2025-09-02 | 2025-09-23 | 2026-09-23 | Inverters | IQ8HC | IQ8+ | 290 |  | 11 |  |  | 0.98 |  | Other | UNDER EACH PANEL
NJADRE1560505868 | Administratively Determined Incentive Program | WESTVILLE | 8093 | 7.83 | Residential | Behind the Meter | Yes | EMT Renewables, LLC | PSE&G |  | Accepted | 2025-09-02 | 2025-09-23 | 2026-09-23 | Solar Panels | Q CELLS | Q TRON |  | 0.435 | 2 | 313 | 19 |  | Fixed | Roof
NJADRE1560505868 | Administratively Determined Incentive Program | WESTVILLE | 8093 | 7.83 | Residential | Behind the Meter | Yes | EMT Renewables, LLC | PSE&G |  | Accepted | 2025-09-02 | 2025-09-23 | 2026-09-23 | Solar Panels | Q CELLS | Q TRON |  | 0.435 | 3 | 133 | 37 |  | Fixed | Roof
NJADRE1560505868 | Administratively Determined Incentive Program | WESTVILLE | 8093 | 7.83 | Residential | Behind the Meter | Yes | EMT Renewables, LLC | PSE&G |  | Accepted | 2025-09-02 | 2025-09-23 | 2026-09-23 | Inverters | IQ8HC | IQ8+ | 290 |  | 18 |  |  | 0.98 |  | Other | UNDER EACH PANEL
NJADRE1560505868 | Administratively Determined Incentive Program | WESTVILLE | 8093 | 7.83 | Residential | Behind the Meter | Yes | EMT Renewables, LLC | PSE&G |  | Accepted | 2025-09-02 | 2025-09-23 | 2026-09-23 | Solar Panels | Q CELLS | Q TRON |  | 0.435 | 11 | 223 | 30 |  | Fixed | Roof
NJADRE1560505868 | Administratively Determined Incentive Program | WESTVILLE | 8093 | 7.83 | Residential | Behind the Meter | Yes | EMT Renewables, LLC | PSE&G |  | Accepted | 2025-09-02 | 2025-09-23 | 2026-09-23 | Solar Panels | Q CELLS | Q TRON |  | 0.435 | 2 | 133 | 16 |  | Fixed | Roof
NJADRE1560505875 | Administratively Determined Incentive Program | MOORESTOWN | 8057 | 16.53 | Residential | Behind the Meter | Yes | EMT Renewables, LLC | PSE&G |  | Accepted | 2025-09-02 | 2025-09-23 | 2026-09-23 | Solar Panels | Q CELLS | Q TRON-BLK-M-G2.H+ |  | 0.435 | 38 | 32 | 17 |  | Fixed | Roof
NJADRE1560505875 | Administratively Determined Incentive Program | MOORESTOWN | 8057 | 16.53 | Residential | Behind the Meter | Yes | EMT Renewables, LLC | PSE&G |  | Accepted | 2025-09-02 | 2025-09-23 | 2026-09-23 | Inverters | Enphase | IQ8HC | 380 |  | 38 |  |  | 0.98 |  | Other | UNDER EACH PANEL
NJADRE1560505877 | Administratively Determined Incentive Program | Washington Twp | 8080 | 9.13 | Residential | Behind the Meter | Yes | Big Wave Roofing and Solar, LLC | AC Electric |  | Accepted | 2025-09-02 | 2025-09-26 | 2026-09-26 | Solar Panels | Q cells | Q.PEAK DUO BLK ML-G10.C+415w |  | 0.415 | 22 | 237 | 22 |  | Fixed | Roof
NJADRE1560505877 | Administratively Determined Incentive Program | Washington Twp | 8080 | 9.13 | Residential | Behind the Meter | Yes | Big Wave Roofing and Solar, LLC | AC Electric |  | Accepted | 2025-09-02 | 2025-09-26 | 2026-09-26 | Inverters | Enphase | IQ8HC-72-M-DOM-US | 380 |  | 22 |  |  | 0.98 |  | Outdoor
NJADRE1560505878 | Administratively Determined Incentive Program | MAPLE SHADE | 8052 | 8.3 | Residential | Behind the Meter | Yes | Sunwise Energy, LLC | PSE&G |  | Accepted | 2025-09-02 | 2025-09-25 | 2026-09-25 | Solar Panels | QCELLS | Q.PEAK DUO BLK ML-G10+_GL_017 |  | 0.415 | 16 | 79 | 37 |  | Fixed | Roof
NJADRE1560505878 | Administratively Determined Incentive Program | MAPLE SHADE | 8052 | 8.3 | Residential | Behind the Meter | Yes | Sunwise Energy, LLC | PSE&G |  | Accepted | 2025-09-02 | 2025-09-25 | 2026-09-25 | Inverters | SOLAREDGE TECHNOLOGY | SE5700H-US (240) | 5760 |  | 1 |  |  | 0.99 |  | Outside
NJADRE1560505878 | Administratively Determined Incentive Program | MAPLE SHADE | 8052 | 8.3 | Residential | Behind the Meter | Yes | Sunwise Energy, LLC | PSE&G |  | Accepted | 2025-09-02 | 2025-09-25 | 2026-09-25 | Solar Panels | QCELLS | Q.PEAK DUO BLK ML-G10+_GL_017 |  | 0.415 | 4 | 259 | 11 |  | Fixed | Roof
NJADRE1560505880 | Administratively Determined Incentive Program | COLLINGSWOOD | 8108 | 6.525 | Residential | Behind the Meter | Yes | EMT Renewables, LLC | PSE&G |  | Accepted | 2025-09-02 | 2025-09-23 | 2026-09-23 | Solar Panels | Q CELLS | Q TRON-BLK-M-G2.H+ |  | 0.435 | 7 | 203 | 37 |  | Fixed | Roof
NJADRE1560505880 | Administratively Determined Incentive Program | COLLINGSWOOD | 8108 | 6.525 | Residential | Behind the Meter | Yes | EMT Renewables, LLC | PSE&G |  | Accepted | 2025-09-02 | 2025-09-23 | 2026-09-23 | Solar Panels | Q CELLS | Q TRON-BLK-M-G2.H+ |  | 0.435 | 3 | 23 | 37 |  | Fixed | Roof
NJADRE1560505880 | Administratively Determined Incentive Program | COLLINGSWOOD | 8108 | 6.525 | Residential | Behind the Meter | Yes | EMT Renewables, LLC | PSE&G |  | Accepted | 2025-09-02 | 2025-09-23 | 2026-09-23 | Inverters | Enphase | IQ8HC | 380 |  | 15 |  |  | 0.98 |  | Other | UNDER EACH PANEL
NJADRE1560505880 | Administratively Determined Incentive Program | COLLINGSWOOD | 8108 | 6.525 | Residential | Behind the Meter | Yes | EMT Renewables, LLC | PSE&G |  | Accepted | 2025-09-02 | 2025-09-23 | 2026-09-23 | Solar Panels | Q CELLS | Q TRON-BLK-M-G2.H+ |  | 0.435 | 5 | 293 | 38 |  | Fixed | Roof
NJADRE1560505882 | Administratively Determined Incentive Program | Piscataway | 8854 | 11.48 | Residential | Behind the Meter | No | Tesla Energy Operations, Inc. | PSE&G |  | Accepted | 2025-09-02 | 2025-09-23 | 2026-09-23 | Inverters | Tesla | 1707000-XX-Y 11.5 kW | 11500 |  | 1 |  |  | 0.98 |  | Outdoor
NJADRE1560505882 | Administratively Determined Incentive Program | Piscataway | 8854 | 11.48 | Residential | Behind the Meter | No | Tesla Energy Operations, Inc. | PSE&G |  | Accepted | 2025-09-02 | 2025-09-23 | 2026-09-23 | Solar Panels | Hanwha | Q.PEAK DUO BLK ML-G10+/TS 410 |  | 0.41 | 15 | 152 | 37 |  | Fixed | Roof
NJADRE1560505882 | Administratively Determined Incentive Program | Piscataway | 8854 | 11.48 | Residential | Behind the Meter | No | Tesla Energy Operations, Inc. | PSE&G |  | Accepted | 2025-09-02 | 2025-09-23 | 2026-09-23 | Solar Panels | Hanwha | Q.PEAK DUO BLK ML-G10+/TS 410 |  | 0.41 | 13 | 332 | 37 |  | Fixed | Roof
NJADRE1560505882 | Administratively Determined Incentive Program | Piscataway | 8854 | 11.48 | Residential | Behind the Meter | No | Tesla Energy Operations, Inc. | PSE&G |  | Accepted | 2025-09-02 | 2025-09-23 | 2026-09-23 | Electric Storage Battery | Tesla | Powerwall 3 |  |  | 1 |  |  |  | Lithium Ion |  | OUTSIDE
NJADRE1560505889 | Administratively Determined Incentive Program | Middle Twp | 8210 | 14.79 | Residential | Behind the Meter | Yes | EMT Renewables, LLC | AC Electric |  | Accepted | 2025-09-02 | 2025-09-23 | 2026-09-23 | Solar Panels | Q CELLS | Q TRON |  | 0.435 | 15 | 76 | 23 |  | Fixed | Roof
NJADRE1560505889 | Administratively Determined Incentive Program | Middle Twp | 8210 | 14.79 | Residential | Behind the Meter | Yes | EMT Renewables, LLC | AC Electric |  | Accepted | 2025-09-02 | 2025-09-23 | 2026-09-23 | Inverters | IQ8HC | IQ8+ | 290 |  | 34 |  |  | 0.98 |  | Other | UNDER EACH PANEL
NJADRE1560505889 | Administratively Determined Incentive Program | Middle Twp | 8210 | 14.79 | Residential | Behind the Meter | Yes | EMT Renewables, LLC | AC Electric |  | Accepted | 2025-09-02 | 2025-09-23 | 2026-09-23 | Solar Panels | Q CELLS | Q TRON |  | 0.435 | 19 | 256 | 22 |  | Fixed | Roof
NJADRE1560505891 | Administratively Determined Incentive Program | North Plainfield | 7060 | 19.27 | Residential | Behind the Meter | Yes | Sunrun Installation Services, Inc. | PSE&G |  | Accepted | 2025-09-02 | 2025-09-25 | 2026-09-25 | Electric Storage Battery | Tesla | Powerwall 3 1707000-xx-y |  |  | 2 |  |  |  | Lithium Ion |  | OUTSIDE
NJADRE1560505891 | Administratively Determined Incentive Program | North Plainfield | 7060 | 19.27 | Residential | Behind the Meter | Yes | Sunrun Installation Services, Inc. | PSE&G |  | Accepted | 2025-09-02 | 2025-09-25 | 2026-09-25 | Solar Panels | Hanwha Q-Cells | Q.PEAK DUO BLK ML-G10.C+ 410 |  | 0.41 | 24 | 39 | 20 |  | Fixed | Roof
NJADRE1560505891 | Administratively Determined Incentive Program | North Plainfield | 7060 | 19.27 | Residential | Behind the Meter | Yes | Sunrun Installation Services, Inc. | PSE&G |  | Accepted | 2025-09-02 | 2025-09-25 | 2026-09-25 | Solar Panels | Hanwha Q-Cells | Q.PEAK DUO BLK ML-G10.C+ 410 |  | 0.41 | 23 | 219 | 20 |  | Fixed | Roof
NJADRE1560505891 | Administratively Determined Incentive Program | North Plainfield | 7060 | 19.27 | Residential | Behind the Meter | Yes | Sunrun Installation Services, Inc. | PSE&G |  | Accepted | 2025-09-02 | 2025-09-25 | 2026-09-25 | Inverters | Tesla | Powerwall 3 1707000-xx-y | 11500 |  | 2 |  |  | 0.97 |  | Outdoor
NJADRE1560505895 | Administratively Determined Incentive Program | Cape May Courthouse | 8210 | 8.19 | Residential | Behind the Meter | No | Kamtech Solar Solutions | AC Electric |  | Accepted | 2025-09-02 | 2025-09-25 | 2026-09-25 | Solar Panels | CANADIAN SOLAR | CS6. 1-54TM-455H |  | 0.455 | 12 | 119 | 27 |  | Fixed | Roof
NJADRE1560505895 | Administratively Determined Incentive Program | Cape May Courthouse | 8210 | 8.19 | Residential | Behind the Meter | No | Kamtech Solar Solutions | AC Electric |  | Accepted | 2025-09-02 | 2025-09-25 | 2026-09-25 | Inverters | ENPHASE | IQ8AC-72M-US | 349 |  | 18 |  |  | 0.973 |  | Outdoor | ROOFTOP
NJADRE1560505895 | Administratively Determined Incentive Program | Cape May Courthouse | 8210 | 8.19 | Residential | Behind the Meter | No | Kamtech Solar Solutions | AC Electric |  | Accepted | 2025-09-02 | 2025-09-25 | 2026-09-25 | Solar Panels | CANADIAN SOLAR | CS6. 1-54TM-455H |  | 0.455 | 6 | 209 | 30 |  | Fixed | Roof
NJADRE1560505897 | Administratively Determined Incentive Program | Ventnor City | 8406 | 6.88 | Residential | Behind the Meter | Yes | Big Wave Roofing and Solar, LLC | AC Electric |  | Accepted | 2025-09-02 | 2025-09-29 | 2026-09-29 | Solar Panels | Q cells | Q.TRON BLK M-G2+ 430W |  | 0.43 | 6 | 147 | 20 |  | Fixed | Roof
NJADRE1560505897 | Administratively Determined Incentive Program | Ventnor City | 8406 | 6.88 | Residential | Behind the Meter | Yes | Big Wave Roofing and Solar, LLC | AC Electric |  | Accepted | 2025-09-02 | 2025-09-29 | 2026-09-29 | Solar Panels | Q cells | Q.TRON BLK M-G2+ 430W |  | 0.43 | 7 | 327 | 20 |  | Fixed | Roof
NJADRE1560505897 | Administratively Determined Incentive Program | Ventnor City | 8406 | 6.88 | Residential | Behind the Meter | Yes | Big Wave Roofing and Solar, LLC | AC Electric |  | Accepted | 2025-09-02 | 2025-09-29 | 2026-09-29 | Inverters | Enphase | IQ8HC-72-M-DOM-US | 380 |  | 16 |  |  | 0.98 |  | Outdoor
NJADRE1560505897 | Administratively Determined Incentive Program | Ventnor City | 8406 | 6.88 | Residential | Behind the Meter | Yes | Big Wave Roofing and Solar, LLC | AC Electric |  | Accepted | 2025-09-02 | 2025-09-29 | 2026-09-29 | Solar Panels | Q cells | Q.TRON BLK M-G2+ 430W |  | 0.43 | 3 | 237 | 20 |  | Fixed | Roof
NJADRE1560505898 | Administratively Determined Incentive Program | East Orange | 7018 | 5.67 | Residential | Behind the Meter | No | Power Home Remodeling Group | PSE&G |  | Accepted | 2025-09-02 | 2025-09-23 | 2026-09-23 | Solar Panels | JA Solar | JAM54S31 405/MR |  | 0.405 | 6 | 22 | 45 |  | Fixed | Roof
NJADRE1560505898 | Administratively Determined Incentive Program | East Orange | 7018 | 5.67 | Residential | Behind the Meter | No | Power Home Remodeling Group | PSE&G |  | Accepted | 2025-09-02 | 2025-09-23 | 2026-09-23 | Inverters | SolarEdge | SE3800H-US | 3800 |  | 1 |  |  | 0.99 |  | Outside
NJADRE1560505898 | Administratively Determined Incentive Program | East Orange | 7018 | 5.67 | Residential | Behind the Meter | No | Power Home Remodeling Group | PSE&G |  | Accepted | 2025-09-02 | 2025-09-23 | 2026-09-23 | Meters | SolarEdge | Revenue Grade Data Ansi C12.20 |  |  | 1 |  |  |  | Yes | Outdoor
NJADRE1560505898 | Administratively Determined Incentive Program | East Orange | 7018 | 5.67 | Residential | Behind the Meter | No | Power Home Remodeling Group | PSE&G |  | Accepted | 2025-09-02 | 2025-09-23 | 2026-09-23 | Solar Panels | JA Solar | JAM54S31 405/MR |  | 0.405 | 8 | 202 | 45 |  | Fixed | Roof
NJADRE1560505900 | Administratively Determined Incentive Program | NEWARK | 7103 | 6.745 | Residential | Behind the Meter | Yes | Solar Energy World | PSE&G |  | Accepted | 2025-09-02 | 2025-09-29 | 2026-09-29 | Solar Panels | LONGi | LR4-60HPB-355M |  | 0.355 | 19 | 106 | 23 |  | Fixed | Roof
NJADRE1560505900 | Administratively Determined Incentive Program | NEWARK | 7103 | 6.745 | Residential | Behind the Meter | Yes | Solar Energy World | PSE&G |  | Accepted | 2025-09-02 | 2025-09-29 | 2026-09-29 | Inverters | Enphase | SE7600H-USRGM | 6000 |  | 1 |  |  | 0.99 |  | Outside
NJADRE1560505904 | Administratively Determined Incentive Program | Lakewood | 8701 | 13.92 | Residential | Behind the Meter | Yes | EMT Renewables, LLC | JCP&L |  | Accepted | 2025-09-02 | 2025-09-23 | 2026-09-23 | Inverters | IQ8HC | IQ8+ | 290 |  | 32 |  |  | 0.98 |  | Other | UNDER EACH PANEL
NJADRE1560505904 | Administratively Determined Incentive Program | Lakewood | 8701 | 13.92 | Residential | Behind the Meter | Yes | EMT Renewables, LLC | JCP&L |  | Accepted | 2025-09-02 | 2025-09-23 | 2026-09-23 | Solar Panels | Q CELLS | Q TRON |  | 0.435 | 18 | 28 | 37 |  | Fixed | Roof
NJADRE1560505904 | Administratively Determined Incentive Program | Lakewood | 8701 | 13.92 | Residential | Behind the Meter | Yes | EMT Renewables, LLC | JCP&L |  | Accepted | 2025-09-02 | 2025-09-23 | 2026-09-23 | Solar Panels | Q CELLS | Q TRON |  | 0.435 | 14 | 208 | 37 |  | Fixed | Roof
NJADRE1560505909 | Administratively Determined Incentive Program | Lakewood | 8701 | 17.6 | Residential | Behind the Meter | No | Green Revolution Solar | JCP&L |  | Accepted | 2025-09-02 | 2025-09-23 | 2026-09-23 | Solar Panels | Axitec | AC440TGB/108BB |  | 0.44 | 9 | 233 | 35 |  | Fixed | Roof
NJADRE1560505909 | Administratively Determined Incentive Program | Lakewood | 8701 | 17.6 | Residential | Behind the Meter | No | Green Revolution Solar | JCP&L |  | Accepted | 2025-09-02 | 2025-09-23 | 2026-09-23 | Solar Panels | Axitec | AC440TGB/108BB |  | 0.44 | 17 | 143 | 35 |  | Fixed | Roof
NJADRE1560505909 | Administratively Determined Incentive Program | Lakewood | 8701 | 17.6 | Residential | Behind the Meter | No | Green Revolution Solar | JCP&L |  | Accepted | 2025-09-02 | 2025-09-23 | 2026-09-23 | Inverters | Enphase | IQ8A | 349 |  | 40 |  |  | 0.97 |  | Outside
NJADRE1560505909 | Administratively Determined Incentive Program | Lakewood | 8701 | 17.6 | Residential | Behind the Meter | No | Green Revolution Solar | JCP&L |  | Accepted | 2025-09-02 | 2025-09-23 | 2026-09-23 | Solar Panels | Axitec | AC440TGB/108BB |  | 0.44 | 4 | 323 | 35 |  | Fixed | Roof
NJADRE1560505909 | Administratively Determined Incentive Program | Lakewood | 8701 | 17.6 | Residential | Behind the Meter | No | Green Revolution Solar | JCP&L |  | Accepted | 2025-09-02 | 2025-09-23 | 2026-09-23 | Solar Panels | Axitec | AC440TGB/108BB |  | 0.44 | 10 | 53 | 35 |  | Fixed | Roof
NJADRE1560505916 | Administratively Determined Incentive Program | New Brunswick | 8901 | 8.265 | Residential | Behind the Meter | Yes | EMT Renewables, LLC | PSE&G |  | Accepted | 2025-09-02 | 2025-09-23 | 2026-09-23 | Solar Panels | Q CELLS | Q TRON |  | 0.435 | 12 | 309 | 27 |  | Fixed | Roof
NJADRE1560505916 | Administratively Determined Incentive Program | New Brunswick | 8901 | 8.265 | Residential | Behind the Meter | Yes | EMT Renewables, LLC | PSE&G |  | Accepted | 2025-09-02 | 2025-09-23 | 2026-09-23 | Inverters | IQ8HC | IQ8+ | 290 |  | 19 |  |  | 0.98 |  | Other | UNDER EACH PANEL
NJADRE1560505916 | Administratively Determined Incentive Program | New Brunswick | 8901 | 8.265 | Residential | Behind the Meter | Yes | EMT Renewables, LLC | PSE&G |  | Accepted | 2025-09-02 | 2025-09-23 | 2026-09-23 | Solar Panels | Q CELLS | Q TRON |  | 0.435 | 7 | 309 | 27 |  | Fixed | Roof
NJADRE1560505920 | Administratively Determined Incentive Program | EGG HARBOR TOWNSHIP | 8234 | 3.28 | Residential | Behind the Meter | No | Trinity Solar, LLC | AC Electric |  | Accepted | 2025-09-02 | 2025-09-25 | 2026-09-25 | Inverters | Solar Edge | USE3800H-US | 3800 |  | 1 |  |  | 0.97 |  | Outside
NJADRE1560505920 | Administratively Determined Incentive Program | EGG HARBOR TOWNSHIP | 8234 | 3.28 | Residential | Behind the Meter | No | Trinity Solar, LLC | AC Electric |  | Accepted | 2025-09-02 | 2025-09-25 | 2026-09-25 | Solar Panels | Hanwha | Q.PEAK DUO BLK ML-G10.C+ 410 |  | 0.41 | 8 | 170 | 33 |  | Fixed | Roof
NJADRE1560505924 | Administratively Determined Incentive Program | Cape May | 8204 | 7.74 | Residential | Behind the Meter | Yes | EMT Renewables, LLC | AC Electric |  | Accepted | 2025-09-02 | 2025-09-23 | 2026-09-23 | Inverters | IQ8HC | IQ8+ | 290 |  | 18 |  |  | 0.98 |  | Other | UNDER EACH PANEL
NJADRE1560505924 | Administratively Determined Incentive Program | Cape May | 8204 | 7.74 | Residential | Behind the Meter | Yes | EMT Renewables, LLC | AC Electric |  | Accepted | 2025-09-02 | 2025-09-23 | 2026-09-23 | Solar Panels | Q CELLS | Q TRON |  | 0.43 | 13 | 196 | 20 |  | Fixed | Roof
NJADRE1560505924 | Administratively Determined Incentive Program | Cape May | 8204 | 7.74 | Residential | Behind the Meter | Yes | EMT Renewables, LLC | AC Electric |  | Accepted | 2025-09-02 | 2025-09-23 | 2026-09-23 | Solar Panels | Q CELLS | Q TRON |  | 0.43 | 5 | 196 | 20 |  | Fixed | Roof
NJADRE1560505929 | Administratively Determined Incentive Program | Edison | 8820 | 13.33 | Residential | Behind the Meter | Yes | Pro Custom Solar dba Momentum Solar | PSE&G |  | Accepted | 2025-09-02 | 2025-09-24 | 2026-09-24 | Inverters | Enphase | IQ8HC-72-M-DOM-US | 380 |  | 31 |  |  | 0.97 |  | Outdoor
NJADRE1560505929 | Administratively Determined Incentive Program | Edison | 8820 | 13.33 | Residential | Behind the Meter | Yes | Pro Custom Solar dba Momentum Solar | PSE&G |  | Accepted | 2025-09-02 | 2025-09-24 | 2026-09-24 | Solar Panels | Hanwha | q.tron blk m-g2 + 430 |  | 0.43 | 14 | 177 | 15 |  | Fixed | Roof
NJADRE1560505929 | Administratively Determined Incentive Program | Edison | 8820 | 13.33 | Residential | Behind the Meter | Yes | Pro Custom Solar dba Momentum Solar | PSE&G |  | Accepted | 2025-09-02 | 2025-09-24 | 2026-09-24 | Solar Panels | Hanwha | q.tron blk m-g2 + 430 |  | 0.43 | 8 | 357 | 21 |  | Fixed | Roof
NJADRE1560505929 | Administratively Determined Incentive Program | Edison | 8820 | 13.33 | Residential | Behind the Meter | Yes | Pro Custom Solar dba Momentum Solar | PSE&G |  | Accepted | 2025-09-02 | 2025-09-24 | 2026-09-24 | Solar Panels | Hanwha | q.tron blk m-g2 + 430 |  | 0.43 | 9 | 177 | 26 |  | Fixed | Roof
NJADRE1560505931 | Administratively Determined Incentive Program | Millville | 8332 | 4.35 | Residential | Behind the Meter | Yes | EMT Renewables, LLC | AC Electric |  | Accepted | 2025-09-02 | 2025-09-23 | 2026-09-23 | Inverters | IQ8HC | IQ8+ | 290 |  | 10 |  |  | 0.98 |  | Other | UNDER EACH PANEL
NJADRE1560505931 | Administratively Determined Incentive Program | Millville | 8332 | 4.35 | Residential | Behind the Meter | Yes | EMT Renewables, LLC | AC Electric |  | Accepted | 2025-09-02 | 2025-09-23 | 2026-09-23 | Solar Panels | Q CELLS | Q TRON |  | 0.435 | 10 | 119 | 20 |  | Fixed | Roof
NJADRE1560505933 | Administratively Determined Incentive Program | Bound Brook | 8805 | 17.845 | Residential | Behind the Meter | No | Solar Energy World | PSE&G |  | Accepted | 2025-09-02 | 2025-09-23 | 2026-09-23 | Solar Panels | HANWHA | Q.PEAK DUOBLK ML-G10+-415W |  | 0.415 | 43 | 152 | 20 |  | Fixed | Roof
NJADRE1560505933 | Administratively Determined Incentive Program | Bound Brook | 8805 | 17.845 | Residential | Behind the Meter | No | Solar Energy World | PSE&G |  | Accepted | 2025-09-02 | 2025-09-23 | 2026-09-23 | Inverters | Enphase | IQ8+-72-M-US | 290 |  | 43 |  |  | 0.97 |  | Outside
NJADRE1560505936 | Administratively Determined Incentive Program | Cherry Hill Twp | 8002 | 12.04 | Residential | Behind the Meter | No | EMT Renewables, LLC | PSE&G |  | Accepted | 2025-09-02 | 2025-09-23 | 2026-09-23 | Solar Panels | Q CELLS | Q TRON |  | 0.43 | 14 | 93 | 20 |  | Fixed | Roof
NJADRE1560505936 | Administratively Determined Incentive Program | Cherry Hill Twp | 8002 | 12.04 | Residential | Behind the Meter | No | EMT Renewables, LLC | PSE&G |  | Accepted | 2025-09-02 | 2025-09-23 | 2026-09-23 | Solar Panels | Q CELLS | Q TRON |  | 0.43 | 4 | 183 | 20 |  | Fixed | Roof
NJADRE1560505936 | Administratively Determined Incentive Program | Cherry Hill Twp | 8002 | 12.04 | Residential | Behind the Meter | No | EMT Renewables, LLC | PSE&G |  | Accepted | 2025-09-02 | 2025-09-23 | 2026-09-23 | Inverters | ENPHASE | IQ8+ | 290 |  | 28 |  |  | 0.98 |  | Other | UNDER EACH PANEL
NJADRE1560505936 | Administratively Determined Incentive Program | Cherry Hill Twp | 8002 | 12.04 | Residential | Behind the Meter | No | EMT Renewables, LLC | PSE&G |  | Accepted | 2025-09-02 | 2025-09-23 | 2026-09-23 | Solar Panels | Q CELLS | Q TRON |  | 0.43 | 10 | 273 | 20 |  | Fixed | Roof
NJADRE1560505942 | Administratively Determined Incentive Program | Kendall Park | 8824 | 9.89 | Residential | Behind the Meter | No | Infinity Solar Systems, LLC | PSE&G |  | Accepted | 2025-09-02 | 2025-09-23 | 2026-09-23 | Inverters | Enphase | IQ8MC-72-M-US | 320 |  | 23 |  |  | 0.97 |  | Outdoor
NJADRE1560505942 | Administratively Determined Incentive Program | Kendall Park | 8824 | 9.89 | Residential | Behind the Meter | No | Infinity Solar Systems, LLC | PSE&G |  | Accepted | 2025-09-02 | 2025-09-23 | 2026-09-23 | Solar Panels | SEG Solar | SEG-430-BTD-BG |  | 0.43 | 5 | 144 | 30 |  | Fixed | Roof
NJADRE1560505942 | Administratively Determined Incentive Program | Kendall Park | 8824 | 9.89 | Residential | Behind the Meter | No | Infinity Solar Systems, LLC | PSE&G |  | Accepted | 2025-09-02 | 2025-09-23 | 2026-09-23 | Solar Panels | SEG Solar | SEG-430-BTD-BG |  | 0.43 | 18 | 144 | 30 |  | Fixed | Roof
NJADRE1560505946 | Administratively Determined Incentive Program | Edison | 8817 | 7.38 | Residential | Behind the Meter | No | Tesla Energy Operations, Inc. | PSE&G |  | Accepted | 2025-09-02 | 2025-09-23 | 2026-09-23 | Solar Panels | Hanwha | Q.PEAK DUO BLK ML-G10+/TS 410 |  | 0.41 | 8 | 172 | 21 |  | Fixed | Roof
NJADRE1560505946 | Administratively Determined Incentive Program | Edison | 8817 | 7.38 | Residential | Behind the Meter | No | Tesla Energy Operations, Inc. | PSE&G |  | Accepted | 2025-09-02 | 2025-09-23 | 2026-09-23 | Inverters | Tesla | 7.6 kW Tesla Inc 1538000-XX-Y | 7600 |  | 1 |  |  | 0.98 |  | Outdoor
NJADRE1560505946 | Administratively Determined Incentive Program | Edison | 8817 | 7.38 | Residential | Behind the Meter | No | Tesla Energy Operations, Inc. | PSE&G |  | Accepted | 2025-09-02 | 2025-09-23 | 2026-09-23 | Solar Panels | Hanwha | Q.PEAK DUO BLK ML-G10+/TS 410 |  | 0.41 | 7 | 172 | 21 |  | Fixed | Roof
NJADRE1560505946 | Administratively Determined Incentive Program | Edison | 8817 | 7.38 | Residential | Behind the Meter | No | Tesla Energy Operations, Inc. | PSE&G |  | Accepted | 2025-09-02 | 2025-09-23 | 2026-09-23 | Solar Panels | Hanwha | Q.PEAK DUO BLK ML-G10+/TS 410 |  | 0.41 | 3 | 352 | 21 |  | Fixed | Roof
NJADRE1560505947 | Administratively Determined Incentive Program | Skillman | 8558 | 8.6 | Residential | Behind the Meter | No | EMT Renewables, LLC | PSE&G |  | Accepted | 2025-09-02 | 2025-09-23 | 2026-09-23 | Solar Panels | Q CELLS | Q TRON |  | 0.43 | 20 | 217 | 27 |  | Fixed | Roof
NJADRE1560505947 | Administratively Determined Incentive Program | Skillman | 8558 | 8.6 | Residential | Behind the Meter | No | EMT Renewables, LLC | PSE&G |  | Accepted | 2025-09-02 | 2025-09-23 | 2026-09-23 | Inverters | ENPHASE | IQ8+ | 290 |  | 20 |  |  | 0.98 |  | Other | UNDER EACH PANEL
NJADRE1560505949 | Administratively Determined Incentive Program | EWING TOWNSHIP | 8628 | 8.8 | Residential | Behind the Meter | Yes | Brilliant Installation, Inc. | PSE&G |  | Accepted | 2025-09-02 | 2025-09-24 | 2026-09-24 | Solar Panels | SILFAB SOLAR | SIL-440 QD |  | 0.44 | 11 | 198 | 32 |  | Fixed | Roof
NJADRE1560505949 | Administratively Determined Incentive Program | EWING TOWNSHIP | 8628 | 8.8 | Residential | Behind the Meter | Yes | Brilliant Installation, Inc. | PSE&G |  | Accepted | 2025-09-02 | 2025-09-24 | 2026-09-24 | Inverters | SOLAREDGE | USE7600H-USMNBL75 | 7600 |  | 1 |  |  | 0.97 |  | Outdoor
NJADRE1560505949 | Administratively Determined Incentive Program | EWING TOWNSHIP | 8628 | 8.8 | Residential | Behind the Meter | Yes | Brilliant Installation, Inc. | PSE&G |  | Accepted | 2025-09-02 | 2025-09-24 | 2026-09-24 | Solar Panels | SILFAB SOLAR | SIL-440 QD |  | 0.44 | 9 | 198 | 33 |  | Fixed | Roof
NJADRE1560505952 | Administratively Determined Incentive Program | Mullica Hill | 8062 | 11.61 | Residential | Behind the Meter | No | Integrity Solar & Home Solutions, LLC | AC Electric |  | Accepted | 2025-09-02 | 2025-09-23 | 2026-09-23 | Solar Panels | JINKO | JKM430N-54HL4-B |  | 0.43 | 22 | 247 | 35 |  | Fixed | Roof
NJADRE1560505952 | Administratively Determined Incentive Program | Mullica Hill | 8062 | 11.61 | Residential | Behind the Meter | No | Integrity Solar & Home Solutions, LLC | AC Electric |  | Accepted | 2025-09-02 | 2025-09-23 | 2026-09-23 | Solar Panels | JINKO | JKM430N-54HL4-B |  | 0.43 | 5 | 157 | 42 |  | Fixed | Roof
NJADRE1560505952 | Administratively Determined Incentive Program | Mullica Hill | 8062 | 11.61 | Residential | Behind the Meter | No | Integrity Solar & Home Solutions, LLC | AC Electric |  | Accepted | 2025-09-02 | 2025-09-23 | 2026-09-23 | Inverters | ENPHASE | IQ8+ | 290 |  | 27 |  |  | 0.98 |  | Other | UNDER EACH PANEL
NJADRE1560505990 | Administratively Determined Incentive Program | Cresskill | 7626 | 4.92 | Residential | Behind the Meter | No | Big Wave Roofing and Solar, LLC | Orange Rockland Electric |  | Accepted | 2025-09-02 | 2025-09-23 | 2026-09-23 | Solar Panels | Mission | MSE410HT0B |  | 0.41 | 12 | 127 | 35 |  | Fixed | Roof
NJADRE1560505990 | Administratively Determined Incentive Program | Cresskill | 7626 | 4.92 | Residential | Behind the Meter | No | Big Wave Roofing and Solar, LLC | Orange Rockland Electric |  | Accepted | 2025-09-02 | 2025-09-23 | 2026-09-23 | Inverters | Enphase | IQ8PLUS-72-2-US | 290 |  | 12 |  |  | 0.97 |  | Outside
NJADRE1560505995 | Administratively Determined Incentive Program | Elizabeth | 7201 | 6.64 | Residential | Behind the Meter | Yes | Fusion Solar Energy, LLC | PSE&G |  | Accepted | 2025-09-02 | 2025-09-23 | 2026-09-23 | Solar Panels | QCELLS | Q.PEAK DUO BLK ML-G10.C+ 415 |  | 0.415 | 16 | 113.88 | 30 |  | Fixed | Roof
NJADRE1560505995 | Administratively Determined Incentive Program | Elizabeth | 7201 | 6.64 | Residential | Behind the Meter | Yes | Fusion Solar Energy, LLC | PSE&G |  | Accepted | 2025-09-02 | 2025-09-23 | 2026-09-23 | Inverters | ENPHASE | IQ8HC-72-M-DOM-US | 380 |  | 16 |  |  | 0.97 |  | Outside | Roof
NJADRE1560506000 | Administratively Determined Incentive Program | Metuchen | 8840 | 9.2 | Residential | Behind the Meter | No | Infinity Solar Systems, LLC | PSE&G |  | Accepted | 2025-09-02 | 2025-09-23 | 2026-09-23 | Inverters | Enphase | IQ8X-80-M-US | 380 |  | 20 |  |  | 0.97 |  | Outdoor
NJADRE1560506000 | Administratively Determined Incentive Program | Metuchen | 8840 | 9.2 | Residential | Behind the Meter | No | Infinity Solar Systems, LLC | PSE&G |  | Accepted | 2025-09-02 | 2025-09-23 | 2026-09-23 | Solar Panels | REC Solar | REC 460AA PURE-RX |  | 0.46 | 13 | 256 | 36 |  | Fixed | Roof
NJADRE1560506000 | Administratively Determined Incentive Program | Metuchen | 8840 | 9.2 | Residential | Behind the Meter | No | Infinity Solar Systems, LLC | PSE&G |  | Accepted | 2025-09-02 | 2025-09-23 | 2026-09-23 | Solar Panels | REC Solar | REC 460AA PURE-RX |  | 0.46 | 7 | 76 | 36 |  | Fixed | Roof
NJADRE1560506018 | Administratively Determined Incentive Program | FLEMINGTON | 8822 | 14.58 | Residential | Behind the Meter | No | Solar Energy World | JCP&L |  | Accepted | 2025-09-02 | 2025-09-23 | 2026-09-23 | Inverters | Tesla | 1538000-xx-y | 7600 |  | 1 |  |  | 0.98 |  | Outside
NJADRE1560506018 | Administratively Determined Incentive Program | FLEMINGTON | 8822 | 14.58 | Residential | Behind the Meter | No | Solar Energy World | JCP&L |  | Accepted | 2025-09-02 | 2025-09-23 | 2026-09-23 | Inverters | Tesla | 1538000-xx-y | 5000 |  | 1 |  |  | 0.98 |  | Outside
NJADRE1560506018 | Administratively Determined Incentive Program | FLEMINGTON | 8822 | 14.58 | Residential | Behind the Meter | No | Solar Energy World | JCP&L |  | Accepted | 2025-09-02 | 2025-09-23 | 2026-09-23 | Solar Panels | LONGi | LR5-54HPB-405M |  | 0.405 | 36 | 180 | 25 |  | Fixed | Roof
NJADRE1560506032 | Administratively Determined Incentive Program | BROWNS MILLS | 8015 | 15.17 | Residential | Behind the Meter | Yes | Sunrun Installation Services, Inc. | JCP&L |  | Accepted | 2025-09-02 | 2025-09-23 | 2026-09-23 | Electric Storage Battery | Tesla | POWERWALL 3 EXPANSION 1807000-XX-Y |  |  | 1 |  |  |  | Lithium Ion |  | OUTSIDE
NJADRE1560506032 | Administratively Determined Incentive Program | BROWNS MILLS | 8015 | 15.17 | Residential | Behind the Meter | Yes | Sunrun Installation Services, Inc. | JCP&L |  | Accepted | 2025-09-02 | 2025-09-23 | 2026-09-23 | Solar Panels | Hanwha Q-Cells | Q.PEAK DUO BLK ML-G10.C+ 410 |  | 0.41 | 14 | 341 | 25 |  | Fixed | Roof
NJADRE1560506032 | Administratively Determined Incentive Program | BROWNS MILLS | 8015 | 15.17 | Residential | Behind the Meter | Yes | Sunrun Installation Services, Inc. | JCP&L |  | Accepted | 2025-09-02 | 2025-09-23 | 2026-09-23 | Solar Panels | Hanwha Q-Cells | Q.PEAK DUO BLK ML-G10.C+ 410 |  | 0.41 | 4 | 341 | 10 |  | Fixed | Roof
NJADRE1560506032 | Administratively Determined Incentive Program | BROWNS MILLS | 8015 | 15.17 | Residential | Behind the Meter | Yes | Sunrun Installation Services, Inc. | JCP&L |  | Accepted | 2025-09-02 | 2025-09-23 | 2026-09-23 | Inverters | Tesla | Powerwall 3 1707000-xx-y | 11500 |  | 1 |  |  | 0.97 |  | Outdoor
NJADRE1560506032 | Administratively Determined Incentive Program | BROWNS MILLS | 8015 | 15.17 | Residential | Behind the Meter | Yes | Sunrun Installation Services, Inc. | JCP&L |  | Accepted | 2025-09-02 | 2025-09-23 | 2026-09-23 | Solar Panels | Hanwha Q-Cells | Q.PEAK DUO BLK ML-G10.C+ 410 |  | 0.41 | 19 | 161 | 27 |  | Fixed | Roof
NJADRE1560506032 | Administratively Determined Incentive Program | BROWNS MILLS | 8015 | 15.17 | Residential | Behind the Meter | Yes | Sunrun Installation Services, Inc. | JCP&L |  | Accepted | 2025-09-02 | 2025-09-23 | 2026-09-23 | Electric Storage Battery | Tesla | Powerwall 3 1707000-xx-y |  |  | 1 |  |  |  | Lithium Ion |  | OUTSIDE
NJADRE1560506034 | Administratively Determined Incentive Program | Chatsworth | 8019 | 11.57 | Residential | Behind the Meter | No | Paradise Solar and Electrical, LLC | AC Electric |  | Accepted | 2025-09-02 | 2025-09-24 | 2026-09-24 | Inverters | Enphase | IQ8+ | 290 |  | 26 |  |  | 0.976 |  | Outside | under modules
NJADRE1560506034 | Administratively Determined Incentive Program | Chatsworth | 8019 | 11.57 | Residential | Behind the Meter | No | Paradise Solar and Electrical, LLC | AC Electric |  | Accepted | 2025-09-02 | 2025-09-24 | 2026-09-24 | Solar Panels | Canadian Solar | CS6.2-48TM 445H |  | 0.445 | 26 | 180 | 30 |  | Fixed | Ground | Outside
NJADRE1560506041 | Administratively Determined Incentive Program | LITTLE FALLS | 7424 | 15.91 | Residential | Behind the Meter | Yes | Pro Custom Solar dba Momentum Solar | PSE&G |  | Accepted | 2025-09-02 | 2025-09-24 | 2026-09-24 | Inverters | Enphase | IQ8HC-72-M-DOM-US | 380 |  | 37 |  |  | 0.97 |  | Outdoor
NJADRE1560506041 | Administratively Determined Incentive Program | LITTLE FALLS | 7424 | 15.91 | Residential | Behind the Meter | Yes | Pro Custom Solar dba Momentum Solar | PSE&G |  | Accepted | 2025-09-02 | 2025-09-24 | 2026-09-24 | Solar Panels | Hanwha | q.tron blk m-g2 + 430 |  | 0.43 | 13 | 292 | 23 |  | Fixed | Roof
NJADRE1560506041 | Administratively Determined Incentive Program | LITTLE FALLS | 7424 | 15.91 | Residential | Behind the Meter | Yes | Pro Custom Solar dba Momentum Solar | PSE&G |  | Accepted | 2025-09-02 | 2025-09-24 | 2026-09-24 | Solar Panels | Hanwha | q.tron blk m-g2 + 430 |  | 0.43 | 8 | 112 | 22 |  | Fixed | Roof
NJADRE1560506041 | Administratively Determined Incentive Program | LITTLE FALLS | 7424 | 15.91 | Residential | Behind the Meter | Yes | Pro Custom Solar dba Momentum Solar | PSE&G |  | Accepted | 2025-09-02 | 2025-09-24 | 2026-09-24 | Solar Panels | Hanwha | q.tron blk m-g2 + 430 |  | 0.43 | 7 | 22 | 23 |  | Fixed | Roof
NJADRE1560506041 | Administratively Determined Incentive Program | LITTLE FALLS | 7424 | 15.91 | Residential | Behind the Meter | Yes | Pro Custom Solar dba Momentum Solar | PSE&G |  | Accepted | 2025-09-02 | 2025-09-24 | 2026-09-24 | Solar Panels | Hanwha | q.tron blk m-g2 + 430 |  | 0.43 | 9 | 202 | 22 |  | Fixed | Roof
NJADRE1560506051 | Administratively Determined Incentive Program | PINE HILL | 8021 | 6.09 | Residential | Behind the Meter | Yes | Integrity Solar & Home Solutions, LLC | AC Electric |  | Accepted | 2025-09-02 | 2025-09-24 | 2026-09-24 | Solar Panels | Q CELLS | Q.TRON BLK M-G2H+ 435 |  | 0.435 | 14 | 134 | 28 |  | Fixed | Roof
NJADRE1560506051 | Administratively Determined Incentive Program | PINE HILL | 8021 | 6.09 | Residential | Behind the Meter | Yes | Integrity Solar & Home Solutions, LLC | AC Electric |  | Accepted | 2025-09-02 | 2025-09-24 | 2026-09-24 | Inverters | ENPHASE | IQ8HC | 380 |  | 14 |  |  | 0.98 |  | Other | UNDER EACH PANEL
NJADRE1560506065 | Administratively Determined Incentive Program | Nutley | 7110 | 9.2 | Residential | Behind the Meter | No | Infinity Solar Systems, LLC | PSE&G |  | Accepted | 2025-09-02 | 2025-09-23 | 2026-09-23 | Solar Panels | REC Solar | REC 460AA PURE-RX |  | 0.46 | 3 | 118 | 45 |  | Fixed | Roof
NJADRE1560506065 | Administratively Determined Incentive Program | Nutley | 7110 | 9.2 | Residential | Behind the Meter | No | Infinity Solar Systems, LLC | PSE&G |  | Accepted | 2025-09-02 | 2025-09-23 | 2026-09-23 | Inverters | Enphase | IQ8X-80-M-US | 380 |  | 20 |  |  | 0.97 |  | Outdoor
NJADRE1560506065 | Administratively Determined Incentive Program | Nutley | 7110 | 9.2 | Residential | Behind the Meter | No | Infinity Solar Systems, LLC | PSE&G |  | Accepted | 2025-09-02 | 2025-09-23 | 2026-09-23 | Solar Panels | REC Solar | REC 460AA PURE-RX |  | 0.46 | 17 | 208 | 22 |  | Fixed | Roof
NJADRE1560506071 | Administratively Determined Incentive Program | Hillside | 7205 | 6 | Residential | Behind the Meter | Yes | Freedom Forever New Jersey, LLC | PSE&G |  | Accepted | 2025-09-02 | 2025-09-25 | 2026-09-25 | Solar Panels | PHILADELPHIA SOLAR: | PS-M108(HCBF)-400W |  | 0.4 | 3 | 21 | 11 |  | Fixed | Roof
NJADRE1560506071 | Administratively Determined Incentive Program | Hillside | 7205 | 6 | Residential | Behind the Meter | Yes | Freedom Forever New Jersey, LLC | PSE&G |  | Accepted | 2025-09-02 | 2025-09-25 | 2026-09-25 | Inverters | Solar Edge | SE5000H-USRGM [SI1] | 5000 |  | 1 |  |  | 0.99 |  | Outside
NJADRE1560506071 | Administratively Determined Incentive Program | Hillside | 7205 | 6 | Residential | Behind the Meter | Yes | Freedom Forever New Jersey, LLC | PSE&G |  | Accepted | 2025-09-02 | 2025-09-25 | 2026-09-25 | Solar Panels | PHILADELPHIA SOLAR: | PS-M108(HCBF)-400W |  | 0.4 | 12 | 218 | 27 |  | Fixed | Roof
NJADRE1560506074 | Administratively Determined Incentive Program | Middlesex | 8846 | 8.6 | Residential | Behind the Meter | Yes | Big Wave Roofing and Solar, LLC | PSE&G |  | Accepted | 2025-09-02 | 2025-09-23 | 2026-09-23 | Inverters | Enphase | IQ8HC-72-M-DOM-US | 380 |  | 20 |  |  | 0.97 |  | Outside
NJADRE1560506074 | Administratively Determined Incentive Program | Middlesex | 8846 | 8.6 | Residential | Behind the Meter | Yes | Big Wave Roofing and Solar, LLC | PSE&G |  | Accepted | 2025-09-02 | 2025-09-23 | 2026-09-23 | Solar Panels | QCELLS | Q.TRON BLK M-G2+ 430W W |  | 0.43 | 20 | 109 | 34 |  | Fixed | Roof
NJADRE1560506088 | Administratively Determined Incentive Program | Bergenfield | 7621 | 8.74 | Residential | Behind the Meter | No | Infinity Solar Systems, LLC | PSE&G |  | Accepted | 2025-09-02 | 2025-09-29 | 2026-09-29 | Solar Panels | REC Solar | REC 460AA PURE-RX |  | 0.46 | 19 | 178 | 20 |  | Fixed | Roof
NJADRE1560506088 | Administratively Determined Incentive Program | Bergenfield | 7621 | 8.74 | Residential | Behind the Meter | No | Infinity Solar Systems, LLC | PSE&G |  | Accepted | 2025-09-02 | 2025-09-29 | 2026-09-29 | Inverters | Enphase | IQ8X-80-M-US | 380 |  | 19 |  |  | 0.97 |  | Outdoor
NJADRE1560506343 | Administratively Determined Incentive Program | Woodbury | 8096 | 6.56 | Residential | Behind the Meter | Yes | Freedom Forever New Jersey, LLC | PSE&G |  | Accepted | 2025-09-02 | 2025-09-23 | 2026-09-23 | Solar Panels | Hanwha | Q.PEAK DUO BLK ML-G10.C+ 410 |  | 0.41 | 10 | 290 | 41 |  | Fixed | Roof
NJADRE1560506343 | Administratively Determined Incentive Program | Woodbury | 8096 | 6.56 | Residential | Behind the Meter | Yes | Freedom Forever New Jersey, LLC | PSE&G |  | Accepted | 2025-09-02 | 2025-09-23 | 2026-09-23 | Solar Panels | Hanwha | Q.PEAK DUO BLK ML-G10.C+ 410 |  | 0.41 | 6 | 110 | 41 |  | Fixed | Roof
NJADRE1560506343 | Administratively Determined Incentive Program | Woodbury | 8096 | 6.56 | Residential | Behind the Meter | Yes | Freedom Forever New Jersey, LLC | PSE&G |  | Accepted | 2025-09-02 | 2025-09-23 | 2026-09-23 | Inverters | Enphase | IQ8HC-72-M-DOM-US | 380 |  | 16 |  |  | 0.99 |  | Outside
NJADRE1560506714 | Administratively Determined Incentive Program | Clarksboro | 8020 | 10.25 | Residential | Behind the Meter | Yes | Sunrun Installation Services, Inc. | AC Electric |  | Accepted | 2025-09-02 | 2025-09-25 | 2026-09-25 | Solar Panels | Elin Energy (Sirius PV) | ELNSM54M-HC-410 |  | 0.41 | 17 | 201 | 23 |  | Fixed | Roof
NJADRE1560506714 | Administratively Determined Incentive Program | Clarksboro | 8020 | 10.25 | Residential | Behind the Meter | Yes | Sunrun Installation Services, Inc. | AC Electric |  | Accepted | 2025-09-02 | 2025-09-25 | 2026-09-25 | Solar Panels | Elin Energy (Sirius PV) | ELNSM54M-HC-410 |  | 0.41 | 8 | 21 | 23 |  | Fixed | Roof
NJADRE1560506714 | Administratively Determined Incentive Program | Clarksboro | 8020 | 10.25 | Residential | Behind the Meter | Yes | Sunrun Installation Services, Inc. | AC Electric |  | Accepted | 2025-09-02 | 2025-09-25 | 2026-09-25 | Inverters | SolarEdge Technologies | SE7600H-USMN | 7600 |  | 1 |  |  | 0.99 |  | Outdoor
NJADRE1560506717 | Administratively Determined Incentive Program | MONROE TOWNSHIP | 8831 | 12.15 | Residential | Behind the Meter | No | Solar Energy World | JCP&L |  | Accepted | 2025-09-02 | 2025-09-24 | 2026-09-24 | Solar Panels | LONGi | LR5-54HPB-405M |  | 0.405 | 3 | 269 | 37 |  | Fixed | Roof
NJADRE1560506717 | Administratively Determined Incentive Program | MONROE TOWNSHIP | 8831 | 12.15 | Residential | Behind the Meter | No | Solar Energy World | JCP&L |  | Accepted | 2025-09-02 | 2025-09-24 | 2026-09-24 | Solar Panels | LONGi | LR5-54HPB-405M |  | 0.405 | 3 | 89 | 36 |  | Fixed | Roof
NJADRE1560506717 | Administratively Determined Incentive Program | MONROE TOWNSHIP | 8831 | 12.15 | Residential | Behind the Meter | No | Solar Energy World | JCP&L |  | Accepted | 2025-09-02 | 2025-09-24 | 2026-09-24 | Inverters | Enphase | IQ8+-72-M-US | 290 |  | 30 |  |  | 0.97 |  | Outside
NJADRE1560506717 | Administratively Determined Incentive Program | MONROE TOWNSHIP | 8831 | 12.15 | Residential | Behind the Meter | No | Solar Energy World | JCP&L |  | Accepted | 2025-09-02 | 2025-09-24 | 2026-09-24 | Solar Panels | LONGi | LR5-54HPB-405M |  | 0.405 | 24 | 179 | 37 |  | Fixed | Roof
NJADRE1560506730 | Administratively Determined Incentive Program | WOODBRIDGE TWP | 7067 | 5.59 | Residential | Behind the Meter | No | Integrity Solar & Home Solutions, LLC | PSE&G |  | Accepted | 2025-09-02 | 2025-09-02 | 2026-09-02 | Inverters | ENPHASE | IQ8+ | 290 |  | 13 |  |  | 0.98 |  | Other | UNDER EACH PANEL
NJADRE1560506730 | Administratively Determined Incentive Program | WOODBRIDGE TWP | 7067 | 5.59 | Residential | Behind the Meter | No | Integrity Solar & Home Solutions, LLC | PSE&G |  | Accepted | 2025-09-02 | 2025-09-02 | 2026-09-02 | Solar Panels | JINKO | JKM430N-54HL4-B |  | 0.43 | 7 | 265 | 29 |  | Fixed | Roof
NJADRE1560506730 | Administratively Determined Incentive Program | WOODBRIDGE TWP | 7067 | 5.59 | Residential | Behind the Meter | No | Integrity Solar & Home Solutions, LLC | PSE&G |  | Accepted | 2025-09-02 | 2025-09-02 | 2026-09-02 | Solar Panels | JINKO | JKM430N-54HL4-B |  | 0.43 | 3 | 175 | 29 |  | Fixed | Roof
NJADRE1560506730 | Administratively Determined Incentive Program | WOODBRIDGE TWP | 7067 | 5.59 | Residential | Behind the Meter | No | Integrity Solar & Home Solutions, LLC | PSE&G |  | Accepted | 2025-09-02 | 2025-09-02 | 2026-09-02 | Solar Panels | JINKO | JKM430N-54HL4-B |  | 0.43 | 3 | 85 | 29 |  | Fixed | Roof
NJADRE1560507429 | Administratively Determined Incentive Program | East Amwell Twp | 8551 | 13.94 | Residential | Behind the Meter | Yes | Trinity Solar, LLC | JCP&L |  | Accepted | 2025-09-02 | 2025-09-23 | 2026-09-23 | Inverters | Solar Edge | USE11400H-US | 11400 |  | 1 |  |  | 0.97 |  | Outside
NJADRE1560507429 | Administratively Determined Incentive Program | East Amwell Twp | 8551 | 13.94 | Residential | Behind the Meter | Yes | Trinity Solar, LLC | JCP&L |  | Accepted | 2025-09-02 | 2025-09-23 | 2026-09-23 | Solar Panels | Hanwha | Q.PEAK DUO BLK ML-G10.C+ 410 |  | 0.41 | 4 | 162 | 27 |  | Fixed | Roof
NJADRE1560507429 | Administratively Determined Incentive Program | East Amwell Twp | 8551 | 13.94 | Residential | Behind the Meter | Yes | Trinity Solar, LLC | JCP&L |  | Accepted | 2025-09-02 | 2025-09-23 | 2026-09-23 | Solar Panels | Hanwha | Q.PEAK DUO BLK ML-G10.C+ 410 |  | 0.41 | 6 | 252 | 27 |  | Fixed | Roof
NJADRE1560507429 | Administratively Determined Incentive Program | East Amwell Twp | 8551 | 13.94 | Residential | Behind the Meter | Yes | Trinity Solar, LLC | JCP&L |  | Accepted | 2025-09-02 | 2025-09-23 | 2026-09-23 | Solar Panels | Hanwha | Q.PEAK DUO BLK ML-G10.C+ 410 |  | 0.41 | 14 | 252 | 27 |  | Fixed | Roof
NJADRE1560507429 | Administratively Determined Incentive Program | East Amwell Twp | 8551 | 13.94 | Residential | Behind the Meter | Yes | Trinity Solar, LLC | JCP&L |  | Accepted | 2025-09-02 | 2025-09-23 | 2026-09-23 | Solar Panels | Hanwha | Q.PEAK DUO BLK ML-G10.C+ 410 |  | 0.41 | 10 | 72 | 27 |  | Fixed | Roof
NJADRE1560507438 | Administratively Determined Incentive Program | Palmyra | 8065 | 12.71 | Residential | Behind the Meter | Yes | Pro Custom Solar dba Momentum Solar | PSE&G |  | Accepted | 2025-09-02 | 2025-09-24 | 2026-09-24 | Solar Panels | Hanwha | Q. Peak duo blk ML-G10 +410 |  | 0.41 | 16 | 323 | 25 |  | Fixed | Roof
NJADRE1560507438 | Administratively Determined Incentive Program | Palmyra | 8065 | 12.71 | Residential | Behind the Meter | Yes | Pro Custom Solar dba Momentum Solar | PSE&G |  | Accepted | 2025-09-02 | 2025-09-24 | 2026-09-24 | Solar Panels | Hanwha | Q. Peak duo blk ML-G10 +410 |  | 0.41 | 15 | 143 | 25 |  | Fixed | Roof
NJADRE1560507438 | Administratively Determined Incentive Program | Palmyra | 8065 | 12.71 | Residential | Behind the Meter | Yes | Pro Custom Solar dba Momentum Solar | PSE&G |  | Accepted | 2025-09-02 | 2025-09-24 | 2026-09-24 | Inverters | Enphase | IQ8HC-72-M-DOM-US | 380 |  | 31 |  |  | 0.97 |  | Outdoor
NJADRE1560507440 | Administratively Determined Incentive Program | Upper Saddle River | 7458 | 13.53 | Residential | Behind the Meter | No | Tesla Energy Operations, Inc. | Orange Rockland Electric |  | Accepted | 2025-09-02 | 2025-09-23 | 2026-09-23 | Solar Panels | Hanwha | Q.PEAK DUO BLK ML-G10+/TS 410 |  | 0.41 | 16 | 103 | 30 |  | Fixed | Roof
NJADRE1560507440 | Administratively Determined Incentive Program | Upper Saddle River | 7458 | 13.53 | Residential | Behind the Meter | No | Tesla Energy Operations, Inc. | Orange Rockland Electric |  | Accepted | 2025-09-02 | 2025-09-23 | 2026-09-23 | Solar Panels | Hanwha | Q.PEAK DUO BLK ML-G10+/TS 410 |  | 0.41 | 10 | 193 | 45 |  | Fixed | Roof
NJADRE1560507440 | Administratively Determined Incentive Program | Upper Saddle River | 7458 | 13.53 | Residential | Behind the Meter | No | Tesla Energy Operations, Inc. | Orange Rockland Electric |  | Accepted | 2025-09-02 | 2025-09-23 | 2026-09-23 | Solar Panels | Hanwha | Q.PEAK DUO BLK ML-G10+/TS 410 |  | 0.41 | 2 | 103 | 30 |  | Fixed | Roof
NJADRE1560507440 | Administratively Determined Incentive Program | Upper Saddle River | 7458 | 13.53 | Residential | Behind the Meter | No | Tesla Energy Operations, Inc. | Orange Rockland Electric |  | Accepted | 2025-09-02 | 2025-09-23 | 2026-09-23 | Inverters | Tesla | 5.7 kW Tesla Inc 1538000-XX-Y | 5700 |  | 2 |  |  | 0.98 |  | Outdoor
NJADRE1560507440 | Administratively Determined Incentive Program | Upper Saddle River | 7458 | 13.53 | Residential | Behind the Meter | No | Tesla Energy Operations, Inc. | Orange Rockland Electric |  | Accepted | 2025-09-02 | 2025-09-23 | 2026-09-23 | Solar Panels | Hanwha | Q.PEAK DUO BLK ML-G10+/TS 410 |  | 0.41 | 5 | 193 | 40 |  | Fixed | Roof
NJADRE1560507453 | Administratively Determined Incentive Program | RUTHERFORD BORO | 7070 | 10.25 | Residential | Behind the Meter | Yes | Sunrun Installation Services, Inc. | PSE&G |  | Accepted | 2025-09-02 | 2025-09-24 | 2026-09-24 | Solar Panels | ELIN ENERGY | ELNSM54M-HC-410 |  | 0.41 | 11 | 217 | 37 |  | Fixed | Roof
NJADRE1560507453 | Administratively Determined Incentive Program | RUTHERFORD BORO | 7070 | 10.25 | Residential | Behind the Meter | Yes | Sunrun Installation Services, Inc. | PSE&G |  | Accepted | 2025-09-02 | 2025-09-24 | 2026-09-24 | Solar Panels | ELIN ENERGY | ELNSM54M-HC-410 |  | 0.41 | 8 | 217 | 34 |  | Fixed | Roof
NJADRE1560507453 | Administratively Determined Incentive Program | RUTHERFORD BORO | 7070 | 10.25 | Residential | Behind the Meter | Yes | Sunrun Installation Services, Inc. | PSE&G |  | Accepted | 2025-09-02 | 2025-09-24 | 2026-09-24 | Inverters | SOLAREDGE TECHNOLOGIES | SE7600H-USMN | 7600 |  | 1 |  |  | 0.99 |  | Outdoor
NJADRE1560507453 | Administratively Determined Incentive Program | RUTHERFORD BORO | 7070 | 10.25 | Residential | Behind the Meter | Yes | Sunrun Installation Services, Inc. | PSE&G |  | Accepted | 2025-09-02 | 2025-09-24 | 2026-09-24 | Solar Panels | ELIN ENERGY | ELNSM54M-HC-410 |  | 0.41 | 6 | 37 | 34 |  | Fixed | Roof
NJADRE1560507465 | Administratively Determined Incentive Program | PLAINFIELD | 7063 | 6.225 | Residential | Behind the Meter | Yes | Fusion Solar Energy, LLC | PSE&G |  | Accepted | 2025-09-02 | 2025-09-24 | 2026-09-24 | Solar Panels | QCELLS | Q.PEAK DUO BLK ML-G10.C+ 415 |  | 0.415 | 15 | 129.03 | 40 |  | Fixed | Roof
NJADRE1560507465 | Administratively Determined Incentive Program | PLAINFIELD | 7063 | 6.225 | Residential | Behind the Meter | Yes | Fusion Solar Energy, LLC | PSE&G |  | Accepted | 2025-09-02 | 2025-09-24 | 2026-09-24 | Inverters | ENPHASE | IQ8HC-72-M-DOM-US - 15 | 380 |  | 15 |  |  | 0.97 |  | Outside | Roof
NJADRE1560507477 | Administratively Determined Incentive Program | Cape May Court House | 8210 | 10.875 | Residential | Behind the Meter | No | EMT Renewables, LLC | AC Electric |  | Accepted | 2025-09-04 | 2025-09-25 | 2026-09-25 | Inverters | ENPHASE | IQ8+ | 290 |  | 25 |  |  | 0.98 |  | Other | UNDER EACH PANEL
NJADRE1560507477 | Administratively Determined Incentive Program | Cape May Court House | 8210 | 10.875 | Residential | Behind the Meter | No | EMT Renewables, LLC | AC Electric |  | Accepted | 2025-09-04 | 2025-09-25 | 2026-09-25 | Solar Panels | Q CELLS | Q TRON |  | 0.435 | 4 | 202 | 22 |  | Fixed | Roof
NJADRE1560507477 | Administratively Determined Incentive Program | Cape May Court House | 8210 | 10.875 | Residential | Behind the Meter | No | EMT Renewables, LLC | AC Electric |  | Accepted | 2025-09-04 | 2025-09-25 | 2026-09-25 | Solar Panels | Q CELLS | Q TRON |  | 0.435 | 7 | 203 | 28 |  | Fixed | Roof
NJADRE1560507477 | Administratively Determined Incentive Program | Cape May Court House | 8210 | 10.875 | Residential | Behind the Meter | No | EMT Renewables, LLC | AC Electric |  | Accepted | 2025-09-04 | 2025-09-25 | 2026-09-25 | Solar Panels | Q CELLS | Q TRON |  | 0.435 | 10 | 203 | 28 |  | Fixed | Roof
NJADRE1560507477 | Administratively Determined Incentive Program | Cape May Court House | 8210 | 10.875 | Residential | Behind the Meter | No | EMT Renewables, LLC | AC Electric |  | Accepted | 2025-09-04 | 2025-09-25 | 2026-09-25 | Solar Panels | Q CELLS | Q TRON |  | 0.435 | 4 | 113 | 28 |  | Fixed | Roof
NJADRE1560507481 | Administratively Determined Incentive Program | POINT PLEASANT BORO | 8742 | 4.1 | Residential | Behind the Meter | Yes | Trinity Solar, LLC | JCP&L |  | Accepted | 2025-09-02 | 2025-09-29 | 2026-09-29 | Inverters | Solar Edge | USE3800H-US | 3800 |  | 1 |  |  | 0.97 |  | Outside
NJADRE1560507481 | Administratively Determined Incentive Program | POINT PLEASANT BORO | 8742 | 4.1 | Residential | Behind the Meter | Yes | Trinity Solar, LLC | JCP&L |  | Accepted | 2025-09-02 | 2025-09-29 | 2026-09-29 | Solar Panels | Hanwha | Q.PEAK DUO BLK ML-G10.C+ 410 |  | 0.41 | 10 | 212 | 18 |  | Fixed | Roof
NJADRE1560507484 | Administratively Determined Incentive Program | Deptford Twp | 8096 | 12.615 | Residential | Behind the Meter | Yes | Integrity Solar & Home Solutions, LLC | PSE&G |  | Accepted | 2025-09-02 | 2025-09-25 | 2026-09-25 | Inverters | ENPHASE | IQ8HC | 380 |  | 29 |  |  | 0.98 |  | Other | UNDER EACH PANEL
NJADRE1560507484 | Administratively Determined Incentive Program | Deptford Twp | 8096 | 12.615 | Residential | Behind the Meter | Yes | Integrity Solar & Home Solutions, LLC | PSE&G |  | Accepted | 2025-09-02 | 2025-09-25 | 2026-09-25 | Solar Panels | Q CELLS | Q.TRON BLK M-G2H+ 435 |  | 0.435 | 29 | 217 | 19 |  | Fixed | Roof
NJADRE1560507485 | Administratively Determined Incentive Program | Rochelle Park | 7662 | 2.05 | Residential | Behind the Meter | No | Pro Custom Solar dba Momentum Solar | PSE&G |  | Accepted | 2025-09-02 | 2025-09-25 | 2026-09-25 | Inverters | ENPHASE | IQ8PLUS-72-2-US | 380 |  | 5 |  |  | 0.97 |  | Outdoor
NJADRE1560507485 | Administratively Determined Incentive Program | Rochelle Park | 7662 | 2.05 | Residential | Behind the Meter | No | Pro Custom Solar dba Momentum Solar | PSE&G |  | Accepted | 2025-09-02 | 2025-09-25 | 2026-09-25 | Solar Panels | HANWHA | q.peak duo blk-g10+410 |  | 0.41 | 5 | 219 | 27 |  | Fixed | Roof
NJADRE1560507487 | Administratively Determined Incentive Program | MOUNT LAUREL | 8054 | 4.92 | Residential | Behind the Meter | Yes | Sunrun Installation Services, Inc. | PSE&G |  | Accepted | 2025-09-02 | 2025-09-25 | 2026-09-25 | Solar Panels | ELIN ENERGY | ELNSM54M-HC-410 |  | 0.41 | 4 | 68 | 10 |  | Fixed | Roof
NJADRE1560507487 | Administratively Determined Incentive Program | MOUNT LAUREL | 8054 | 4.92 | Residential | Behind the Meter | Yes | Sunrun Installation Services, Inc. | PSE&G |  | Accepted | 2025-09-02 | 2025-09-25 | 2026-09-25 | Inverters | SOLAREDGE TECHNOLOGIES | SE3800H-USMN | 3800 |  | 1 |  |  | 0.99 |  | Outside
NJADRE1560507487 | Administratively Determined Incentive Program | MOUNT LAUREL | 8054 | 4.92 | Residential | Behind the Meter | Yes | Sunrun Installation Services, Inc. | PSE&G |  | Accepted | 2025-09-02 | 2025-09-25 | 2026-09-25 | Solar Panels | ELIN ENERGY | ELNSM54M-HC-410 |  | 0.41 | 8 | 337 | 23 |  | Fixed | Roof
NJADRE1560507509 | Administratively Determined Incentive Program | WILLINGBORO | 8046 | 4.1 | Residential | Behind the Meter | Yes | Sunrun Installation Services, Inc. | PSE&G |  | Accepted | 2025-09-02 | 2025-09-24 | 2026-09-24 | Inverters | SOLAREDGE TECHNOLOGIES | SE3800H-USMN | 3800 |  | 1 |  |  | 0.99 |  | Outdoor
NJADRE1560507509 | Administratively Determined Incentive Program | WILLINGBORO | 8046 | 4.1 | Residential | Behind the Meter | Yes | Sunrun Installation Services, Inc. | PSE&G |  | Accepted | 2025-09-02 | 2025-09-24 | 2026-09-24 | Solar Panels | ELIN ENERGY | ELNSM54M-HC-410 |  | 0.41 | 10 | 2 | 26 |  | Fixed | Roof
NJADRE1560507514 | Administratively Determined Incentive Program | Maplewood | 7040 | 6.16 | Residential | Behind the Meter | No | Green House Solar | PSE&G |  | Accepted | 2025-09-02 | 2025-09-24 | 2026-09-24 | Solar Panels | Silfab | Silf 440 QD |  | 0.44 | 14 | 176 | 20 |  | Fixed | Roof
NJADRE1560507514 | Administratively Determined Incentive Program | Maplewood | 7040 | 6.16 | Residential | Behind the Meter | No | Green House Solar | PSE&G |  | Accepted | 2025-09-02 | 2025-09-24 | 2026-09-24 | Inverters | ENPHASE | IQ8Plus | 320 |  | 14 |  |  | 0.97 |  | Other | Panel
NJADRE1560507521 | Administratively Determined Incentive Program | Edison | 8820 | 18.06 | Residential | Behind the Meter | No | Pro Custom Solar dba Momentum Solar | PSE&G |  | Accepted | 2025-09-02 | 2025-09-25 | 2026-09-25 | Inverters | ENPHASE | IQ8MC-72-M-US | 320 |  | 42 |  |  | 0.97 |  | Outdoor
NJADRE1560507521 | Administratively Determined Incentive Program | Edison | 8820 | 18.06 | Residential | Behind the Meter | No | Pro Custom Solar dba Momentum Solar | PSE&G |  | Accepted | 2025-09-02 | 2025-09-25 | 2026-09-25 | Solar Panels | Hanwha | Q.TRON BLK M-G2+430 |  | 0.43 | 7 | 31 | 36 |  | Fixed | Roof
NJADRE1560507521 | Administratively Determined Incentive Program | Edison | 8820 | 18.06 | Residential | Behind the Meter | No | Pro Custom Solar dba Momentum Solar | PSE&G |  | Accepted | 2025-09-02 | 2025-09-25 | 2026-09-25 | Solar Panels | HANWHA | Q.TRON BLK M-G2+430 |  | 0.43 | 3 | 211 | 36 |  | Fixed | Roof
NJADRE1560507521 | Administratively Determined Incentive Program | Edison | 8820 | 18.06 | Residential | Behind the Meter | No | Pro Custom Solar dba Momentum Solar | PSE&G |  | Accepted | 2025-09-02 | 2025-09-25 | 2026-09-25 | Solar Panels | Hanwha | Q.TRON BLK M-G2+430 |  | 0.43 | 16 | 121 | 34 |  | Fixed | Roof
NJADRE1560507521 | Administratively Determined Incentive Program | Edison | 8820 | 18.06 | Residential | Behind the Meter | No | Pro Custom Solar dba Momentum Solar | PSE&G |  | Accepted | 2025-09-02 | 2025-09-25 | 2026-09-25 | Solar Panels | HANWHA | Q.TRON BLK M-G2+430 |  | 0.43 | 16 | 301 | 35 |  | Fixed | Roof
NJADRE1560507539 | Administratively Determined Incentive Program | Ewing Twp | 8638 | 10.32 | Residential | Behind the Meter | Yes | Integrity Solar & Home Solutions, LLC | PSE&G |  | Accepted | 2025-09-02 | 2025-09-24 | 2026-09-24 | Solar Panels | JINKO | JKM430N-54HL4-B |  | 0.43 | 10 | 125 | 25 |  | Fixed | Roof
NJADRE1560507539 | Administratively Determined Incentive Program | Ewing Twp | 8638 | 10.32 | Residential | Behind the Meter | Yes | Integrity Solar & Home Solutions, LLC | PSE&G |  | Accepted | 2025-09-02 | 2025-09-24 | 2026-09-24 | Solar Panels | JINKO | JKM430N-54HL4-B |  | 0.43 | 14 | 305 | 25 |  | Fixed | Roof
NJADRE1560507539 | Administratively Determined Incentive Program | Ewing Twp | 8638 | 10.32 | Residential | Behind the Meter | Yes | Integrity Solar & Home Solutions, LLC | PSE&G |  | Accepted | 2025-09-02 | 2025-09-24 | 2026-09-24 | Inverters | ENPHASE | IQ8+ | 290 |  | 24 |  |  | 0.98 |  | Other | UNDER EACH PANEL
NJADRE1560507542 | Administratively Determined Incentive Program | TENAFLY | 7670 | 10.25 | Residential | Behind the Meter | No | Tesla Energy Operations, Inc | PSE&G |  | Accepted | 2025-09-02 | 2025-09-24 | 2026-09-24 | Solar Panels | Hanwha | Q.PEAK DUO BLK ML-G10+/TS 410 |  | 0.41 | 5 | 215 | 23 |  | Fixed | Roof
NJADRE1560507542 | Administratively Determined Incentive Program | TENAFLY | 7670 | 10.25 | Residential | Behind the Meter | No | Tesla Energy Operations, Inc | PSE&G |  | Accepted | 2025-09-02 | 2025-09-24 | 2026-09-24 | Inverters | Tesla | 1707000-XX-Y 11.5 kW | 11500 |  | 1 |  |  | 0.98 |  | Outdoor
NJADRE1560507542 | Administratively Determined Incentive Program | TENAFLY | 7670 | 10.25 | Residential | Behind the Meter | No | Tesla Energy Operations, Inc | PSE&G |  | Accepted | 2025-09-02 | 2025-09-24 | 2026-09-24 | Solar Panels | Hanwha | Q.PEAK DUO BLK ML-G10+/TS 410 |  | 0.41 | 20 | 215 | 23 |  | Fixed | Roof
NJADRE1560507542 | Administratively Determined Incentive Program | TENAFLY | 7670 | 10.25 | Residential | Behind the Meter | No | Tesla Energy Operations, Inc | PSE&G |  | Accepted | 2025-09-02 | 2025-09-24 | 2026-09-24 | Electric Storage Battery | Tesla | Powerwall 3 |  |  | 2 |  |  |  | Lithium Ion |  | OUTSIDE
NJADRE1560507547 | Administratively Determined Incentive Program | Livingston | 7039 | 7.38 | Residential | Behind the Meter | Yes | Sunrun Installation Services, Inc. | JCP&L |  | Accepted | 2025-09-02 | 2025-09-24 | 2026-09-24 | Inverters | SOLAREDGE TECHNOLOGIES | SE5700H-USMN | 5760 |  | 1 |  |  | 0.99 |  | Outdoor
NJADRE1560507547 | Administratively Determined Incentive Program | Livingston | 7039 | 7.38 | Residential | Behind the Meter | Yes | Sunrun Installation Services, Inc. | JCP&L |  | Accepted | 2025-09-02 | 2025-09-24 | 2026-09-24 | Solar Panels | ELIN ENERGY | ELNSM54M-HC-410 |  | 0.41 | 6 | 21 | 26 |  | Fixed | Roof
NJADRE1560507547 | Administratively Determined Incentive Program | Livingston | 7039 | 7.38 | Residential | Behind the Meter | Yes | Sunrun Installation Services, Inc. | JCP&L |  | Accepted | 2025-09-02 | 2025-09-24 | 2026-09-24 | Solar Panels | ELIN ENERGY | ELNSM54M-HC-410 |  | 0.41 | 6 | 201 | 22 |  | Fixed | Roof
NJADRE1560507547 | Administratively Determined Incentive Program | Livingston | 7039 | 7.38 | Residential | Behind the Meter | Yes | Sunrun Installation Services, Inc. | JCP&L |  | Accepted | 2025-09-02 | 2025-09-24 | 2026-09-24 | Solar Panels | ELIN ENERGY | ELNSM54M-HC-410 |  | 0.41 | 6 | 201 | 26 |  | Fixed | Roof
NJADRE1560507550 | Administratively Determined Incentive Program | Ewing | 8618 | 6.15 | Residential | Behind the Meter | Yes | Freedom Forever New Jersey, LLC | PSE&G |  | Accepted | 2025-09-02 | 2025-09-24 | 2026-09-24 | Solar Panels | Hanwha | Q.PEAK DUO BLK ML-G10.C+ 410 |  | 0.41 | 9 | 197 | 32 |  | Fixed | Roof
NJADRE1560507550 | Administratively Determined Incentive Program | Ewing | 8618 | 6.15 | Residential | Behind the Meter | Yes | Freedom Forever New Jersey, LLC | PSE&G |  | Accepted | 2025-09-02 | 2025-09-24 | 2026-09-24 | Solar Panels | Hanwha | Q.PEAK DUO BLK ML-G10.C+ 410 |  | 0.41 | 6 | 17 | 32 |  | Fixed | Roof
NJADRE1560507550 | Administratively Determined Incentive Program | Ewing | 8618 | 6.15 | Residential | Behind the Meter | Yes | Freedom Forever New Jersey, LLC | PSE&G |  | Accepted | 2025-09-02 | 2025-09-24 | 2026-09-24 | Inverters | Solar Edge | SE5700H-US | 5760 |  | 1 |  |  | 0.99 |  | Outside
NJADRE1560507551 | Administratively Determined Incentive Program | Turnersville | 8012 | 6.97 | Residential | Behind the Meter | Yes | Sunrun Installation Services, Inc. | AC Electric |  | Accepted | 2025-09-02 | 2025-09-25 | 2026-09-25 | Inverters | SolarEdge Technologies | SE5700H-USMN | 5760 |  | 1 |  |  | 0.99 |  | Outdoor
NJADRE1560507551 | Administratively Determined Incentive Program | Turnersville | 8012 | 6.97 | Residential | Behind the Meter | Yes | Sunrun Installation Services, Inc. | AC Electric |  | Accepted | 2025-09-02 | 2025-09-25 | 2026-09-25 | Solar Panels | Elin Energy (Sirius PV) | ELNSM54M-HC-410 |  | 0.41 | 5 | 180 | 30 |  | Fixed | Roof
NJADRE1560507551 | Administratively Determined Incentive Program | Turnersville | 8012 | 6.97 | Residential | Behind the Meter | Yes | Sunrun Installation Services, Inc. | AC Electric |  | Accepted | 2025-09-02 | 2025-09-25 | 2026-09-25 | Solar Panels | Elin Energy (Sirius PV) | ELNSM54M-HC-410 |  | 0.41 | 12 | 180 | 30 |  | Fixed | Roof
NJADRE1560507562 | Administratively Determined Incentive Program | Wharton | 7885 | 4.3 | Residential | Behind the Meter | Yes | Integrity Solar & Home Solutions, LLC | JCP&L |  | Accepted | 2025-09-02 | 2025-09-24 | 2026-09-24 | Solar Panels | JINKO | JKM430N-54HL4-B |  | 0.43 | 5 | 189 | 10 |  | Fixed | Roof
NJADRE1560507562 | Administratively Determined Incentive Program | Wharton | 7885 | 4.3 | Residential | Behind the Meter | Yes | Integrity Solar & Home Solutions, LLC | JCP&L |  | Accepted | 2025-09-02 | 2025-09-24 | 2026-09-24 | Solar Panels | JINKO | JKM430N-54HL4-B |  | 0.43 | 5 | 10 | 10 |  | Fixed | Roof
NJADRE1560507562 | Administratively Determined Incentive Program | Wharton | 7885 | 4.3 | Residential | Behind the Meter | Yes | Integrity Solar & Home Solutions, LLC | JCP&L |  | Accepted | 2025-09-02 | 2025-09-24 | 2026-09-24 | Inverters | ENPHASE | IQ8+ | 290 |  | 10 |  |  | 0.98 |  | Other | UNDER EACH PANEL
NJADRE1560507571 | Administratively Determined Incentive Program | Medford Lakes | 8055 | 16.77 | Residential | Behind the Meter | Yes | Pro Custom Solar dba Momentum Solar | PSE&G |  | Accepted | 2025-09-02 | 2025-09-30 | 2026-09-30 | Solar Panels | Hanwha | q.tron blk m-g2 + 430 |  | 0.43 | 5 | 136 | 28 |  | Fixed | Roof
NJADRE1560507571 | Administratively Determined Incentive Program | Medford Lakes | 8055 | 16.77 | Residential | Behind the Meter | Yes | Pro Custom Solar dba Momentum Solar | PSE&G |  | Accepted | 2025-09-02 | 2025-09-30 | 2026-09-30 | Solar Panels | Hanwha | q.tron blk m-g2 + 430 |  | 0.43 | 7 | 226 | 33 |  | Fixed | Roof
NJADRE1560507571 | Administratively Determined Incentive Program | Medford Lakes | 8055 | 16.77 | Residential | Behind the Meter | Yes | Pro Custom Solar dba Momentum Solar | PSE&G |  | Accepted | 2025-09-02 | 2025-09-30 | 2026-09-30 | Solar Panels | Hanwha | q.tron blk m-g2 + 430 |  | 0.43 | 4 | 46 | 43 |  | Fixed | Roof
NJADRE1560507571 | Administratively Determined Incentive Program | Medford Lakes | 8055 | 16.77 | Residential | Behind the Meter | Yes | Pro Custom Solar dba Momentum Solar | PSE&G |  | Accepted | 2025-09-02 | 2025-09-30 | 2026-09-30 | Inverters | Enphase | IQ8HC-72-M-DOM-US | 380 |  | 39 |  |  | 0.97 |  | Outdoor
NJADRE1560507571 | Administratively Determined Incentive Program | Medford Lakes | 8055 | 16.77 | Residential | Behind the Meter | Yes | Pro Custom Solar dba Momentum Solar | PSE&G |  | Accepted | 2025-09-02 | 2025-09-30 | 2026-09-30 | Solar Panels | Hanwha | q.tron blk m-g2 + 430 |  | 0.43 | 6 | 136 | 12 |  | Fixed | Roof
NJADRE1560507571 | Administratively Determined Incentive Program | Medford Lakes | 8055 | 16.77 | Residential | Behind the Meter | Yes | Pro Custom Solar dba Momentum Solar | PSE&G |  | Accepted | 2025-09-02 | 2025-09-30 | 2026-09-30 | Solar Panels | Hanwha | q.tron blk m-g2 + 430 |  | 0.43 | 2 | 46 | 34 |  | Fixed | Roof
NJADRE1560507571 | Administratively Determined Incentive Program | Medford Lakes | 8055 | 16.77 | Residential | Behind the Meter | Yes | Pro Custom Solar dba Momentum Solar | PSE&G |  | Accepted | 2025-09-02 | 2025-09-30 | 2026-09-30 | Solar Panels | Hanwha | q.tron blk m-g2 + 430 |  | 0.43 | 3 | 226 | 33 |  | Fixed | Roof
NJADRE1560507571 | Administratively Determined Incentive Program | Medford Lakes | 8055 | 16.77 | Residential | Behind the Meter | Yes | Pro Custom Solar dba Momentum Solar | PSE&G |  | Accepted | 2025-09-02 | 2025-09-30 | 2026-09-30 | Solar Panels | Hanwha | q.tron blk m-g2 + 430 |  | 0.43 | 3 | 47 | 5 |  | Fixed | Roof
NJADRE1560507571 | Administratively Determined Incentive Program | Medford Lakes | 8055 | 16.77 | Residential | Behind the Meter | Yes | Pro Custom Solar dba Momentum Solar | PSE&G |  | Accepted | 2025-09-02 | 2025-09-30 | 2026-09-30 | Solar Panels | Hanwha | q.tron blk m-g2 + 430 |  | 0.43 | 9 | 316 | 10 |  | Fixed | Roof
NJADRE1560507575 | Administratively Determined Incentive Program | Princeton | 8540 | 8.61 | Residential | Behind the Meter | Yes | Freedom Forever New Jersey, LLC | PSE&G |  | Accepted | 2025-09-02 | 2025-09-24 | 2026-09-24 | Solar Panels | Hanwha | Q.PEAK DUO BLK ML-G10.C+ 410 |  | 0.41 | 9 | 145 | 30 |  | Fixed | Roof
NJADRE1560507575 | Administratively Determined Incentive Program | Princeton | 8540 | 8.61 | Residential | Behind the Meter | Yes | Freedom Forever New Jersey, LLC | PSE&G |  | Accepted | 2025-09-02 | 2025-09-24 | 2026-09-24 | Solar Panels | Hanwha | Q.PEAK DUO BLK ML-G10.C+ 410 |  | 0.41 | 1 | 325 | 30 |  | Fixed | Roof
NJADRE1560507575 | Administratively Determined Incentive Program | Princeton | 8540 | 8.61 | Residential | Behind the Meter | Yes | Freedom Forever New Jersey, LLC | PSE&G |  | Accepted | 2025-09-02 | 2025-09-24 | 2026-09-24 | Inverters | Solar Edge | SE5700H-US | 5760 |  | 1 |  |  | 0.99 |  | Outside
NJADRE1560507575 | Administratively Determined Incentive Program | Princeton | 8540 | 8.61 | Residential | Behind the Meter | Yes | Freedom Forever New Jersey, LLC | PSE&G |  | Accepted | 2025-09-02 | 2025-09-24 | 2026-09-24 | Solar Panels | Hanwha | Q.PEAK DUO BLK ML-G10.C+ 410 |  | 0.41 | 6 | 144 | 37 |  | Fixed | Roof
NJADRE1560507575 | Administratively Determined Incentive Program | Princeton | 8540 | 8.61 | Residential | Behind the Meter | Yes | Freedom Forever New Jersey, LLC | PSE&G |  | Accepted | 2025-09-02 | 2025-09-24 | 2026-09-24 | Solar Panels | Hanwha | Q.PEAK DUO BLK ML-G10.C+ 410 |  | 0.41 | 5 | 144 | 27 |  | Fixed | Roof
NJADRE1560507581 | Administratively Determined Incentive Program | Maple Shade Township | 8052 | 6.56 | Residential | Behind the Meter | Yes | Sunrun Installation Services, Inc. | PSE&G |  | Accepted | 2025-09-02 | 2025-09-30 | 2026-09-30 | Inverters | SOLAREDGE TECHNOLOGIES | SE5700H-USMN | 5760 |  | 1 |  |  | 0.99 |  | Outdoor
NJADRE1560507581 | Administratively Determined Incentive Program | Maple Shade Township | 8052 | 6.56 | Residential | Behind the Meter | Yes | Sunrun Installation Services, Inc. | PSE&G |  | Accepted | 2025-09-02 | 2025-09-30 | 2026-09-30 | Solar Panels | ELIN ENERGY | ELNSM54M-HC-410 |  | 0.41 | 16 | 61 | 21 |  | Fixed | Roof
NJADRE1560507582 | Administratively Determined Incentive Program | SOMERSET | 8873 | 3.28 | Residential | Behind the Meter | Yes | Sunrun Installation Services ,Inc. | PSE&G |  | Accepted | 2025-09-02 | 2025-09-25 | 2026-09-25 | Inverters | TESLA | Powerwall 3 1707000-xx-y | 11500 |  | 1 |  |  | 0.97 |  | Outdoor
NJADRE1560507582 | Administratively Determined Incentive Program | SOMERSET | 8873 | 3.28 | Residential | Behind the Meter | Yes | Sunrun Installation Services ,Inc. | PSE&G |  | Accepted | 2025-09-02 | 2025-09-25 | 2026-09-25 | Electric Storage Battery | TESLA | Powerwall 3 1707000-xx-y |  |  | 1 |  |  |  | Lithium Ion |  | OUTSIDE
NJADRE1560507582 | Administratively Determined Incentive Program | SOMERSET | 8873 | 3.28 | Residential | Behind the Meter | Yes | Sunrun Installation Services ,Inc. | PSE&G |  | Accepted | 2025-09-02 | 2025-09-25 | 2026-09-25 | Solar Panels | Hanwha Q-Cells | Q.PEAK DUO BLK ML-G10.C+ 410 (MD06G100A-017) |  | 0.41 | 8 | 308 | 27 |  | Fixed | Roof
NJADRE1560507587 | Administratively Determined Incentive Program | East Windsor | 8520 | 12.32 | Residential | Behind the Meter | Yes | Brilliant Installations, Inc. | JCP&L |  | Accepted | 2025-09-03 | 2025-09-25 | 2026-09-25 | Inverters | SOLAREDGE | USE10000H-USMNBL75 | 10000 |  | 1 |  |  | 0.97 |  | Outdoor
NJADRE1560507587 | Administratively Determined Incentive Program | East Windsor | 8520 | 12.32 | Residential | Behind the Meter | Yes | Brilliant Installations, Inc. | JCP&L |  | Accepted | 2025-09-03 | 2025-09-25 | 2026-09-25 | Solar Panels | SILFAB SOLAR | SIL-440 QD |  | 0.44 | 14 | 65 | 27 |  | Fixed | Roof
NJADRE1560507587 | Administratively Determined Incentive Program | East Windsor | 8520 | 12.32 | Residential | Behind the Meter | Yes | Brilliant Installations, Inc. | JCP&L |  | Accepted | 2025-09-03 | 2025-09-25 | 2026-09-25 | Solar Panels | SILFAB SOLAR | SIL-440 QD |  | 0.44 | 14 | 245 | 27 |  | Fixed | Roof
NJADRE1560507588 | Administratively Determined Incentive Program | Plainfield | 7060 | 9.13 | Residential | Behind the Meter | Yes | Fusion Solar Energy, LLC | PSE&G |  | Accepted | 2025-09-02 | 2025-09-24 | 2026-09-24 | Solar Panels | QCELLS | Q.PEAK DUO BLK ML-G10.C+ 415 |  | 0.415 | 2 | 157.05 | 43 |  | Fixed | Roof
NJADRE1560507588 | Administratively Determined Incentive Program | Plainfield | 7060 | 9.13 | Residential | Behind the Meter | Yes | Fusion Solar Energy, LLC | PSE&G |  | Accepted | 2025-09-02 | 2025-09-24 | 2026-09-24 | Solar Panels | QCELLS | Q.PEAK DUO BLK ML-G10.C+ 415 |  | 0.415 | 10 | 71.41 | 37 |  | Fixed | Roof
NJADRE1560507588 | Administratively Determined Incentive Program | Plainfield | 7060 | 9.13 | Residential | Behind the Meter | Yes | Fusion Solar Energy, LLC | PSE&G |  | Accepted | 2025-09-02 | 2025-09-24 | 2026-09-24 | Inverters | ENPHASE | IQ8HC-72-M-DOM-US | 380 |  | 22 |  |  | 0.97 |  | Outside | Roof
NJADRE1560507588 | Administratively Determined Incentive Program | Plainfield | 7060 | 9.13 | Residential | Behind the Meter | Yes | Fusion Solar Energy, LLC | PSE&G |  | Accepted | 2025-09-02 | 2025-09-24 | 2026-09-24 | Solar Panels | QCELLS | Q.PEAK DUO BLK ML-G10.C+ 415 |  | 0.415 | 6 | 251.4 | 41 |  | Fixed | Roof
NJADRE1560507588 | Administratively Determined Incentive Program | Plainfield | 7060 | 9.13 | Residential | Behind the Meter | Yes | Fusion Solar Energy, LLC | PSE&G |  | Accepted | 2025-09-02 | 2025-09-24 | 2026-09-24 | Solar Panels | QCELLS | Q.PEAK DUO BLK ML-G10.C+ 415 |  | 0.415 | 4 | 160.84 | 15 |  | Fixed | Roof
NJADRE1560507598 | Administratively Determined Incentive Program | Metuchen | 8840 | 12.47 | Residential | Behind the Meter | No | Solartec Systems, LLC | PSE&G |  | Accepted | 2025-09-02 | 2025-09-24 | 2026-09-24 | Solar Panels | SEG Solar | SEG-430-BTD-BG |  | 0.43 | 13 | 334 | 24 |  | Fixed | Roof
NJADRE1560507598 | Administratively Determined Incentive Program | Metuchen | 8840 | 12.47 | Residential | Behind the Meter | No | Solartec Systems, LLC | PSE&G |  | Accepted | 2025-09-02 | 2025-09-24 | 2026-09-24 | Inverters | ENPHASE ENERGY | IQ8MC-72-M-US | 320 |  | 29 |  |  | 0.97 |  | Outside
NJADRE1560507598 | Administratively Determined Incentive Program | Metuchen | 8840 | 12.47 | Residential | Behind the Meter | No | Solartec Systems, LLC | PSE&G |  | Accepted | 2025-09-02 | 2025-09-24 | 2026-09-24 | Solar Panels | SEG Solar | SEG-430-BTG-BD |  | 0.43 | 16 | 155 | 24 |  | Fixed | Roof
NJADRE1560507599 | Administratively Determined Incentive Program | Westfield | 7090 | 14.35 | Residential | Behind the Meter | No | Tesla Energy Operations, Inc. | PSE&G |  | Accepted | 2025-09-02 | 2025-09-24 | 2026-09-24 | Solar Panels | Hanwha | Q.PEAK DUO BLK ML-G10+/TS 410 |  | 0.41 | 7 | 38 | 34 |  | Fixed | Roof
NJADRE1560507599 | Administratively Determined Incentive Program | Westfield | 7090 | 14.35 | Residential | Behind the Meter | No | Tesla Energy Operations, Inc. | PSE&G |  | Accepted | 2025-09-02 | 2025-09-24 | 2026-09-24 | Solar Panels | Hanwha | Q.PEAK DUO BLK ML-G10+/TS 410 |  | 0.41 | 17 | 1288 | 34 |  | Fixed | Roof
NJADRE1560507599 | Administratively Determined Incentive Program | Westfield | 7090 | 14.35 | Residential | Behind the Meter | No | Tesla Energy Operations, Inc. | PSE&G |  | Accepted | 2025-09-02 | 2025-09-24 | 2026-09-24 | Solar Panels | H | Q.PEAK DUO BLK ML-G10+/TS 410 |  | 0.41 | 6 | 308 | 34 |  | Fixed | Roof
NJADRE1560507599 | Administratively Determined Incentive Program | Westfield | 7090 | 14.35 | Residential | Behind the Meter | No | Tesla Energy Operations, Inc. | PSE&G |  | Accepted | 2025-09-02 | 2025-09-24 | 2026-09-24 | Solar Panels | Hanwha | Q.PEAK DUO BLK ML-G10+/TS 410 |  | 0.41 | 5 | 218 | 34 |  | Fixed | Roof
NJADRE1560507599 | Administratively Determined Incentive Program | Westfield | 7090 | 14.35 | Residential | Behind the Meter | No | Tesla Energy Operations, Inc. | PSE&G |  | Accepted | 2025-09-02 | 2025-09-24 | 2026-09-24 | Inverters | Tesla | 1707000-XX-Y 11.5 kW | 11500 |  | 1 |  |  | 0.98 |  | Outdoor
NJADRE1560507599 | Administratively Determined Incentive Program | Westfield | 7090 | 14.35 | Residential | Behind the Meter | No | Tesla Energy Operations, Inc. | PSE&G |  | Accepted | 2025-09-02 | 2025-09-24 | 2026-09-24 | Electric Storage Battery | Tesla | Powerwall 3 |  |  | 1 |  |  |  | Lithium Ion |  | OUTSIDE
NJADRE1560507602 | Administratively Determined Incentive Program | Ventnor City | 8406 | 2.64 | Residential | Behind the Meter | Yes | Zenergy Solar | AC Electric |  | Accepted | 2025-09-02 | 2025-09-24 | 2026-09-24 | Inverters | Enphase Energy | IQ8PLUS-72-2-US | 290 |  | 6 |  |  | 0.99 |  | Outdoor
NJADRE1560507602 | Administratively Determined Incentive Program | Ventnor City | 8406 | 2.64 | Residential | Behind the Meter | Yes | Zenergy Solar | AC Electric |  | Accepted | 2025-09-02 | 2025-09-24 | 2026-09-24 | Solar Panels | Silfab | SIL-440 QD |  | 0.44 | 6 | 147 | 29 |  | Fixed | Roof
NJADRE1560507608 | Administratively Determined Incentive Program | West Orange | 7052 | 8.2 | Residential | Behind the Meter | Yes | Sunrun Installation Services, Inc. | PSE&G |  | Accepted | 2025-09-02 | 2025-09-25 | 2026-09-25 | Inverters | SolarEdge Technologies | SE5700H-USMN | 5760 |  | 1 |  |  | 0.99 |  | Outdoor
NJADRE1560507608 | Administratively Determined Incentive Program | West Orange | 7052 | 8.2 | Residential | Behind the Meter | Yes | Sunrun Installation Services, Inc. | PSE&G |  | Accepted | 2025-09-02 | 2025-09-25 | 2026-09-25 | Solar Panels | Elin Energy (Sirius PV) | ELNSM54M-HC-410 |  | 0.41 | 10 | 192 | 23 |  | Fixed | Roof
NJADRE1560507608 | Administratively Determined Incentive Program | West Orange | 7052 | 8.2 | Residential | Behind the Meter | Yes | Sunrun Installation Services, Inc. | PSE&G |  | Accepted | 2025-09-02 | 2025-09-25 | 2026-09-25 | Solar Panels | Elin Energy (Sirius PV) | ELNSM54M-HC-410 |  | 0.41 | 4 | 191 | 40 |  | Fixed | Roof
NJADRE1560507608 | Administratively Determined Incentive Program | West Orange | 7052 | 8.2 | Residential | Behind the Meter | Yes | Sunrun Installation Services, Inc. | PSE&G |  | Accepted | 2025-09-02 | 2025-09-25 | 2026-09-25 | Solar Panels | Elin Energy (Sirius PV) | ELNSM54M-HC-410 |  | 0.41 | 6 | 12 | 16 |  | Fixed | Roof
NJADRE1560507611 | Administratively Determined Incentive Program | Ventnor City | 8406 | 2.64 | Residential | Behind the Meter | Yes | Zenergy Solar | AC Electric |  | Accepted | 2025-09-02 | 2025-09-29 | 2026-09-29 | Inverters | Enphase Energy | IQ8PLUS-72-2-US | 290 |  | 6 |  |  | 0.99 |  | Outdoor
NJADRE1560507611 | Administratively Determined Incentive Program | Ventnor City | 8406 | 2.64 | Residential | Behind the Meter | Yes | Zenergy Solar | AC Electric |  | Accepted | 2025-09-02 | 2025-09-29 | 2026-09-29 | Solar Panels | Silfab | SIL-440 QD |  | 0.44 | 6 | 147 | 29 |  | Fixed | Roof
NJADRE1560507628 | Administratively Determined Incentive Program | NORTH HALEDON | 7508 | 15.355 | Residential | Behind the Meter | Yes | Fusion Solar Energy, LLC | PSE&G |  | Accepted | 2025-09-02 | 2025-09-24 | 2026-09-24 | Solar Panels | QCELLS | Q.PEAK DUO BLK ML-G10.C+ 415 |  | 0.415 | 22 | 259.52 | 12 |  | Fixed | Roof
NJADRE1560507628 | Administratively Determined Incentive Program | NORTH HALEDON | 7508 | 15.355 | Residential | Behind the Meter | Yes | Fusion Solar Energy, LLC | PSE&G |  | Accepted | 2025-09-02 | 2025-09-24 | 2026-09-24 | Inverters | ENPHASE | IQ8HC-72-M-DOM-US | 380 |  | 37 |  |  | 0.97 |  | Outside | Roof
NJADRE1560507628 | Administratively Determined Incentive Program | NORTH HALEDON | 7508 | 15.355 | Residential | Behind the Meter | Yes | Fusion Solar Energy, LLC | PSE&G |  | Accepted | 2025-09-02 | 2025-09-24 | 2026-09-24 | Solar Panels | QCELLS | Q.PEAK DUO BLK ML-G10.C+ 415 |  | 0.415 | 15 | 79.52 | 31 |  | Fixed | Roof
NJADRE1560507636 | Administratively Determined Incentive Program | Sicklerville | 8081 | 4.51 | Residential | Behind the Meter | Yes | Sunrun Installation Services, Inc. | AC Electric |  | Accepted | 2025-09-02 | 2025-09-25 | 2026-09-25 | Solar Panels | Elin Energy (Sirius PV) | ELNSM54M-HC-410 |  | 0.41 | 11 | 164 | 23 |  | Fixed | Roof
NJADRE1560507636 | Administratively Determined Incentive Program | Sicklerville | 8081 | 4.51 | Residential | Behind the Meter | Yes | Sunrun Installation Services, Inc. | AC Electric |  | Accepted | 2025-09-02 | 2025-09-25 | 2026-09-25 | Inverters | SolarEdge Technologies | SE3800H-USMN | 3800 |  | 1 |  |  | 0.99 |  | Outdoor
NJADRE1560507663 | Administratively Determined Incentive Program | CLEMENTON | 8021 | 4.51 | Residential | Behind the Meter | Yes | Sunrun Installation Services, Inc. | AC Electric |  | Accepted | 2025-09-02 | 2025-09-25 | 2026-09-25 | Inverters | SolarEdge Technologies | SE3800H-USMN | 3800 |  | 1 |  |  | 0.99 |  | Outdoor
NJADRE1560507663 | Administratively Determined Incentive Program | CLEMENTON | 8021 | 4.51 | Residential | Behind the Meter | Yes | Sunrun Installation Services, Inc. | AC Electric |  | Accepted | 2025-09-02 | 2025-09-25 | 2026-09-25 | Solar Panels | Elin Energy (Sirius PV) | ELNSM54M-HC-410 |  | 0.41 | 4 | 266 | 23 |  | Fixed | Roof
NJADRE1560507663 | Administratively Determined Incentive Program | CLEMENTON | 8021 | 4.51 | Residential | Behind the Meter | Yes | Sunrun Installation Services, Inc. | AC Electric |  | Accepted | 2025-09-02 | 2025-09-25 | 2026-09-25 | Solar Panels | Elin Energy (Sirius PV) | ELNSM54M-HC-410 |  | 0.41 | 7 | 86 | 23 |  | Fixed | Roof
NJADRE1560507702 | Administratively Determined Incentive Program | MONROE TOWNSHIP | 8831 | 12.45 | Residential | Behind the Meter | Yes | Fusion Solar Energy, LLC | JCP&L |  | Accepted | 2025-09-02 | 2025-09-24 | 2026-09-24 | Solar Panels | QCELLS | Q.PEAK DUO BLK ML-G10.C+ 415 |  | 0.415 | 14 | 234.88 | 35 |  | Fixed | Roof
NJADRE1560507702 | Administratively Determined Incentive Program | MONROE TOWNSHIP | 8831 | 12.45 | Residential | Behind the Meter | Yes | Fusion Solar Energy, LLC | JCP&L |  | Accepted | 2025-09-02 | 2025-09-24 | 2026-09-24 | Inverters | ENPHASE | IQ8HC-72-M-DOM-US | 380 |  | 30 |  |  | 0.97 |  | Outside | Roof
NJADRE1560507702 | Administratively Determined Incentive Program | MONROE TOWNSHIP | 8831 | 12.45 | Residential | Behind the Meter | Yes | Fusion Solar Energy, LLC | JCP&L |  | Accepted | 2025-09-02 | 2025-09-24 | 2026-09-24 | Solar Panels | QCELLS | Q.PEAK DUO BLK ML-G10.C+ 415 |  | 0.415 | 12 | 144.9 | 34 |  | Fixed | Roof
NJADRE1560507702 | Administratively Determined Incentive Program | MONROE TOWNSHIP | 8831 | 12.45 | Residential | Behind the Meter | Yes | Fusion Solar Energy, LLC | JCP&L |  | Accepted | 2025-09-02 | 2025-09-24 | 2026-09-24 | Solar Panels | QCELLS | Q.PEAK DUO BLK ML-G10.C+ 415 |  | 0.415 | 4 | 234.88 | 42 |  | Fixed | Roof
NJADRE1560507706 | Administratively Determined Incentive Program | CLIFTON CITY | 7011 | 6.48 | Residential | Behind the Meter | Yes | Bright Ops, Inc. | PSE&G |  | Accepted | 2025-09-02 | 2025-09-24 | 2026-09-24 | Solar Panels | JA Solar | JAM54S31-405/MR |  | 0.405 | 8 | 171 | 23 |  | Fixed | Roof
NJADRE1560507706 | Administratively Determined Incentive Program | CLIFTON CITY | 7011 | 6.48 | Residential | Behind the Meter | Yes | Bright Ops, Inc. | PSE&G |  | Accepted | 2025-09-02 | 2025-09-24 | 2026-09-24 | Inverters | SolarEdge | SE5700H-USMN | 5700 |  | 1 |  |  | 0.98 |  | Outdoor | OUTSIDE
NJADRE1560507706 | Administratively Determined Incentive Program | CLIFTON CITY | 7011 | 6.48 | Residential | Behind the Meter | Yes | Bright Ops, Inc. | PSE&G |  | Accepted | 2025-09-02 | 2025-09-24 | 2026-09-24 | Solar Panels | JA Solar | JAM54S31-405/MR |  | 0.405 | 8 | 342 | 27 |  | Fixed | Roof
NJADRE1560509519 | Administratively Determined Incentive Program | Robbinsville | 8691 | 10.25 | Residential | Behind the Meter | Yes | Sunrun Installation Services, Inc. | JCP&L |  | Accepted | 2025-09-03 | 2025-09-24 | 2026-09-24 | Electric Storage Battery | TESLA | Powerwall 3 1707000-xx-y |  |  | 1 |  |  |  | Lithium Ion |  | OUTSIDE
NJADRE1560509519 | Administratively Determined Incentive Program | Robbinsville | 8691 | 10.25 | Residential | Behind the Meter | Yes | Sunrun Installation Services, Inc. | JCP&L |  | Accepted | 2025-09-03 | 2025-09-24 | 2026-09-24 | Solar Panels | Hanwha Q-Cells | Q.PEAK DUO BLK ML-G10.C+ 410 (MD06G100A-017) |  | 0.41 | 11 | 308 | 23 |  | Fixed | Roof
NJADRE1560509519 | Administratively Determined Incentive Program | Robbinsville | 8691 | 10.25 | Residential | Behind the Meter | Yes | Sunrun Installation Services, Inc. | JCP&L |  | Accepted | 2025-09-03 | 2025-09-24 | 2026-09-24 | Inverters | TESLA | Powerwall 3 1707000-xx-y | 11500 |  | 1 |  |  | 0.97 |  | Outdoor
NJADRE1560509519 | Administratively Determined Incentive Program | Robbinsville | 8691 | 10.25 | Residential | Behind the Meter | Yes | Sunrun Installation Services, Inc. | JCP&L |  | Accepted | 2025-09-03 | 2025-09-24 | 2026-09-24 | Solar Panels | Hanwha Q-Cells | Q.PEAK DUO BLK ML-G10.C+ 410 (MD06G100A-017) |  | 0.41 | 14 | 128 | 23 |  | Fixed | Roof
NJADRE1560509533 | Administratively Determined Incentive Program | North Brunswick | 8902 | 7.74 | Residential | Behind the Meter | Yes | Pro Custom Solar dba Momentum Solar | PSE&G |  | Accepted | 2025-09-03 | 2025-09-30 | 2026-09-30 | Solar Panels | HANWHA | HANWHA Q.TRON BLK M-G2+ 430 |  | 0.43 | 11 | 216 | 36 |  | Fixed | Roof
NJADRE1560509533 | Administratively Determined Incentive Program | North Brunswick | 8902 | 7.74 | Residential | Behind the Meter | Yes | Pro Custom Solar dba Momentum Solar | PSE&G |  | Accepted | 2025-09-03 | 2025-09-30 | 2026-09-30 | Solar Panels | HANWHA | HANWHA Q.TRON BLK M-G2+ 430 |  | 0.43 | 7 | 36 | 36 |  | Fixed | Roof
NJADRE1560509533 | Administratively Determined Incentive Program | North Brunswick | 8902 | 7.74 | Residential | Behind the Meter | Yes | Pro Custom Solar dba Momentum Solar | PSE&G |  | Accepted | 2025-09-03 | 2025-09-30 | 2026-09-30 | Inverters | ENPHASE | IQ8HC-72-M-DOM-US | 380 |  | 18 |  |  | 0.97 |  | Outdoor
NJADRE1560509536 | Administratively Determined Incentive Program | East Brunswick | 8816 | 8.17 | Residential | Behind the Meter | Yes | Pro Custom Solar dba Momentum Solar | JCP&L |  | Accepted | 2025-09-03 | 2025-09-30 | 2026-09-30 | Inverters | ENPHASE | IQ8HC-72-M-DOM-US | 380 |  | 19 |  |  | 0.97 |  | Outdoor
NJADRE1560509536 | Administratively Determined Incentive Program | East Brunswick | 8816 | 8.17 | Residential | Behind the Meter | Yes | Pro Custom Solar dba Momentum Solar | JCP&L |  | Accepted | 2025-09-03 | 2025-09-30 | 2026-09-30 | Solar Panels | HANWHA | HANWHA Q.TRON BLK M-G2+ 430 |  | 0.43 | 5 | 159 | 21 |  | Fixed | Roof
NJADRE1560509536 | Administratively Determined Incentive Program | East Brunswick | 8816 | 8.17 | Residential | Behind the Meter | Yes | Pro Custom Solar dba Momentum Solar | JCP&L |  | Accepted | 2025-09-03 | 2025-09-30 | 2026-09-30 | Solar Panels | HANWHA | HANWHA Q.TRON BLK M-G2+ 430 |  | 0.43 | 6 | 249 | 21 |  | Fixed | Roof
NJADRE1560509536 | Administratively Determined Incentive Program | East Brunswick | 8816 | 8.17 | Residential | Behind the Meter | Yes | Pro Custom Solar dba Momentum Solar | JCP&L |  | Accepted | 2025-09-03 | 2025-09-30 | 2026-09-30 | Solar Panels | HANWHA | HANWHA Q.TRON BLK M-G2+ 430 |  | 0.43 | 8 | 69 | 21 |  | Fixed | Roof
NJADRE1560509538 | Administratively Determined Incentive Program | Pilesgrove | 8098 | 11.205 | Residential | Behind the Meter | Yes | Big Wave Roofing and Solar, LLC | AC Electric |  | Accepted | 2025-09-03 | 2025-09-24 | 2026-09-24 | Solar Panels | Q cells | Q.PEAK DUO BLK ML-G10.C+415w |  | 0.415 | 3 | 300 | 45 |  | Fixed | Roof
NJADRE1560509538 | Administratively Determined Incentive Program | Pilesgrove | 8098 | 11.205 | Residential | Behind the Meter | Yes | Big Wave Roofing and Solar, LLC | AC Electric |  | Accepted | 2025-09-03 | 2025-09-24 | 2026-09-24 | Solar Panels | Q cells | Q.PEAK DUO BLK ML-G10.C+415w |  | 0.415 | 2 | 120 | 48 |  | Fixed | Roof
NJADRE1560509538 | Administratively Determined Incentive Program | Pilesgrove | 8098 | 11.205 | Residential | Behind the Meter | Yes | Big Wave Roofing and Solar, LLC | AC Electric |  | Accepted | 2025-09-03 | 2025-09-24 | 2026-09-24 | Solar Panels | Q cells | Q.PEAK DUO BLK ML-G10.C+415w |  | 0.415 | 8 | 120 | 45 |  | Fixed | Roof
NJADRE1560509538 | Administratively Determined Incentive Program | Pilesgrove | 8098 | 11.205 | Residential | Behind the Meter | Yes | Big Wave Roofing and Solar, LLC | AC Electric |  | Accepted | 2025-09-03 | 2025-09-24 | 2026-09-24 | Inverters | Enphase | ENPHASE IQ8HC-72-M-DOM-US | 380 |  | 27 |  |  | 0.98 |  | Outdoor
NJADRE1560509538 | Administratively Determined Incentive Program | Pilesgrove | 8098 | 11.205 | Residential | Behind the Meter | Yes | Big Wave Roofing and Solar, LLC | AC Electric |  | Accepted | 2025-09-03 | 2025-09-24 | 2026-09-24 | Solar Panels | Q cells | Q.PEAK DUO BLK ML-G10.C+415w |  | 0.415 | 6 | 210 | 45 |  | Fixed | Roof
NJADRE1560509538 | Administratively Determined Incentive Program | Pilesgrove | 8098 | 11.205 | Residential | Behind the Meter | Yes | Big Wave Roofing and Solar, LLC | AC Electric |  | Accepted | 2025-09-03 | 2025-09-24 | 2026-09-24 | Solar Panels | Q cells | Q.PEAK DUO BLK ML-G10.C+415w |  | 0.415 | 5 | 210 | 45 |  | Fixed | Roof
NJADRE1560509538 | Administratively Determined Incentive Program | Pilesgrove | 8098 | 11.205 | Residential | Behind the Meter | Yes | Big Wave Roofing and Solar, LLC | AC Electric |  | Accepted | 2025-09-03 | 2025-09-24 | 2026-09-24 | Solar Panels | Q cells | Q.PEAK DUO BLK ML-G10.C+415w |  | 0.415 | 3 | 120 | 45 |  | Fixed | Roof
NJADRE1560509544 | Administratively Determined Incentive Program | Hamilton | 8690 | 13.76 | Residential | Behind the Meter | Yes | Pro Custom Solar dba Momentum Solar | PSE&G |  | Accepted | 2025-09-03 | 2025-09-30 | 2026-09-30 | Inverters | ENPHASE | IQ8HC-72-M-DOM-US | 380 |  | 32 |  |  | 0.97 |  | Outdoor
NJADRE1560509544 | Administratively Determined Incentive Program | Hamilton | 8690 | 13.76 | Residential | Behind the Meter | Yes | Pro Custom Solar dba Momentum Solar | PSE&G |  | Accepted | 2025-09-03 | 2025-09-30 | 2026-09-30 | Solar Panels | HANWHA | HANWHA Q.TRON BLK M-G2+ 430 |  | 0.43 | 8 | 359 | 18 |  | Fixed | Roof
NJADRE1560509544 | Administratively Determined Incentive Program | Hamilton | 8690 | 13.76 | Residential | Behind the Meter | Yes | Pro Custom Solar dba Momentum Solar | PSE&G |  | Accepted | 2025-09-03 | 2025-09-30 | 2026-09-30 | Solar Panels | HANWHA | HANWHA Q.TRON BLK M-G2+ 430 |  | 0.43 | 4 | 179 | 25 |  | Fixed | Roof
NJADRE1560509544 | Administratively Determined Incentive Program | Hamilton | 8690 | 13.76 | Residential | Behind the Meter | Yes | Pro Custom Solar dba Momentum Solar | PSE&G |  | Accepted | 2025-09-03 | 2025-09-30 | 2026-09-30 | Solar Panels | HANWHA | HANWHA Q.TRON BLK M-G2+ 430 |  | 0.43 | 11 | 359 | 17 |  | Fixed | Roof
NJADRE1560509544 | Administratively Determined Incentive Program | Hamilton | 8690 | 13.76 | Residential | Behind the Meter | Yes | Pro Custom Solar dba Momentum Solar | PSE&G |  | Accepted | 2025-09-03 | 2025-09-30 | 2026-09-30 | Solar Panels | HANWHA | HANWHA Q.TRON BLK M-G2+ 430 |  | 0.43 | 9 | 179 | 17 |  | Fixed | Roof
NJADRE1560509545 | Administratively Determined Incentive Program | HILLSBOROUGH | 8844 | 10.66 | Residential | Behind the Meter | Yes | Sunrun Installation Services, Inc. | PSE&G |  | Accepted | 2025-09-03 | 2025-09-25 | 2026-09-25 | Inverters | SolarEdge Technologies | SE7600H-USMN | 7600 |  | 1 |  |  | 0.99 |  | Outdoor
NJADRE1560509545 | Administratively Determined Incentive Program | HILLSBOROUGH | 8844 | 10.66 | Residential | Behind the Meter | Yes | Sunrun Installation Services, Inc. | PSE&G |  | Accepted | 2025-09-03 | 2025-09-25 | 2026-09-25 | Solar Panels | Elin Energy (Sirius PV) | ELNSM54M-HC-410 |  | 0.41 | 17 | 110 | 37 |  | Fixed | Roof
NJADRE1560509545 | Administratively Determined Incentive Program | HILLSBOROUGH | 8844 | 10.66 | Residential | Behind the Meter | Yes | Sunrun Installation Services, Inc. | PSE&G |  | Accepted | 2025-09-03 | 2025-09-25 | 2026-09-25 | Solar Panels | Elin Energy (Sirius PV) | ELNSM54M-HC-410 |  | 0.41 | 9 | 290 | 37 |  | Fixed | Roof
NJADRE1560509553 | Administratively Determined Incentive Program | MIDDLE TOWNSHIP | 8242 | 6.56 | Residential | Behind the Meter | No | Trinity Solar, LLC | AC Electric |  | Accepted | 2025-09-05 | 2025-09-30 | 2026-09-30 | Solar Panels | Hanwha | Q.PEAK DUO BLK ML-G10.C+ 410 |  | 0.41 | 6 | 118 | 27 |  | Fixed | Roof
NJADRE1560509553 | Administratively Determined Incentive Program | MIDDLE TOWNSHIP | 8242 | 6.56 | Residential | Behind the Meter | No | Trinity Solar, LLC | AC Electric |  | Accepted | 2025-09-05 | 2025-09-30 | 2026-09-30 | Solar Panels | Hanwha | Q.PEAK DUO BLK ML-G10.C+ 410 |  | 0.41 | 10 | 208 | 31 |  | Fixed | Roof
NJADRE1560509553 | Administratively Determined Incentive Program | MIDDLE TOWNSHIP | 8242 | 6.56 | Residential | Behind the Meter | No | Trinity Solar, LLC | AC Electric |  | Accepted | 2025-09-05 | 2025-09-30 | 2026-09-30 | Inverters | Solar Edge | USE5700H-US | 5760 |  | 1 |  |  | 0.97 |  | Outside
NJADRE1560509559 | Administratively Determined Incentive Program | Piscataway | 8854 | 7.74 | Residential | Behind the Meter | Yes | Pro Custom Solar dba Momentum Solar | PSE&G |  | Accepted | 2025-09-03 | 2025-09-30 | 2026-09-30 | Solar Panels | HANWHA | HANWHA Q.TRON BLK M-G2+ 430 |  | 0.43 | 12 | 243 | 19 |  | Fixed | Roof
NJADRE1560509559 | Administratively Determined Incentive Program | Piscataway | 8854 | 7.74 | Residential | Behind the Meter | Yes | Pro Custom Solar dba Momentum Solar | PSE&G |  | Accepted | 2025-09-03 | 2025-09-30 | 2026-09-30 | Solar Panels | HANWHA | HANWHA Q.TRON BLK M-G2+ 430 |  | 0.43 | 3 | 242 | 13 |  | Fixed | Roof
NJADRE1560509559 | Administratively Determined Incentive Program | Piscataway | 8854 | 7.74 | Residential | Behind the Meter | Yes | Pro Custom Solar dba Momentum Solar | PSE&G |  | Accepted | 2025-09-03 | 2025-09-30 | 2026-09-30 | Solar Panels | HANWHA | HANWHA Q.TRON BLK M-G2+ 430 |  | 0.43 | 3 | 62 | 13 |  | Fixed | Roof
NJADRE1560509559 | Administratively Determined Incentive Program | Piscataway | 8854 | 7.74 | Residential | Behind the Meter | Yes | Pro Custom Solar dba Momentum Solar | PSE&G |  | Accepted | 2025-09-03 | 2025-09-30 | 2026-09-30 | Inverters | ENPHASE | IQ8HC-72-M-DOM-US | 380 |  | 18 |  |  | 0.97 |  | Outdoor
NJADRE1560509561 | Administratively Determined Incentive Program | Union | 7083 | 6.56 | Residential | Behind the Meter | Yes | Sunrun Installation Services, Inc. | PSE&G |  | Accepted | 2025-09-03 | 2025-09-25 | 2026-09-25 | Solar Panels | Hanwha Q-Cells | Q.PEAK DUO BLK ML-G10+ 410 |  | 0.41 | 9 | 145 | 16 |  | Fixed | Roof
NJADRE1560509561 | Administratively Determined Incentive Program | Union | 7083 | 6.56 | Residential | Behind the Meter | Yes | Sunrun Installation Services, Inc. | PSE&G |  | Accepted | 2025-09-03 | 2025-09-25 | 2026-09-25 | Inverters | SolarEdge Technologies | SE5700H-USMN | 5760 |  | 1 |  |  | 0.99 |  | Outdoor | Next to meter
NJADRE1560509561 | Administratively Determined Incentive Program | Union | 7083 | 6.56 | Residential | Behind the Meter | Yes | Sunrun Installation Services, Inc. | PSE&G |  | Accepted | 2025-09-03 | 2025-09-25 | 2026-09-25 | Solar Panels | Hanwha Q-Cells | Q.PEAK DUO BLK ML-G10+ 410 |  | 0.41 | 7 | 325 | 16 |  | Fixed | Roof
NJADRE1560509570 | Administratively Determined Incentive Program | Lower Township | 8251 | 11.61 | Residential | Behind the Meter | Yes | Big Wave Roofing and Solar, LLC | AC Electric |  | Accepted | 2025-09-03 | 2025-09-25 | 2026-09-25 | Solar Panels | Q cells | Q.TRON BLK M-G2+ 430W |  | 0.43 | 12 | 118 | 32 |  | Fixed | Roof
NJADRE1560509570 | Administratively Determined Incentive Program | Lower Township | 8251 | 11.61 | Residential | Behind the Meter | Yes | Big Wave Roofing and Solar, LLC | AC Electric |  | Accepted | 2025-09-03 | 2025-09-25 | 2026-09-25 | Solar Panels | Q cells | Q.TRON BLK M-G2+ 430W |  | 0.43 | 4 | 208 | 32 |  | Fixed | Roof
NJADRE1560509570 | Administratively Determined Incentive Program | Lower Township | 8251 | 11.61 | Residential | Behind the Meter | Yes | Big Wave Roofing and Solar, LLC | AC Electric |  | Accepted | 2025-09-03 | 2025-09-25 | 2026-09-25 | Inverters | Enphase | IQ8HC-72-M-DOM-US | 380 |  | 27 |  |  | 0.98 |  | Outdoor
NJADRE1560509570 | Administratively Determined Incentive Program | Lower Township | 8251 | 11.61 | Residential | Behind the Meter | Yes | Big Wave Roofing and Solar, LLC | AC Electric |  | Accepted | 2025-09-03 | 2025-09-25 | 2026-09-25 | Solar Panels | Q cells | Q.TRON BLK M-G2+ 430W |  | 0.43 | 11 | 298 | 32 |  | Fixed | Roof
NJADRE1560509571 | Administratively Determined Incentive Program | Flemington | 8822 | 16.77 | Residential | Behind the Meter | No | Infinity Solar Systems, LLC | JCP&L |  | Accepted | 2025-09-03 | 2025-09-25 | 2026-09-25 | Solar Panels | SEG Solar | SEG-430-BTD-BG |  | 0.43 | 9 | 325 | 40 |  | Fixed | Roof
NJADRE1560509571 | Administratively Determined Incentive Program | Flemington | 8822 | 16.77 | Residential | Behind the Meter | No | Infinity Solar Systems, LLC | JCP&L |  | Accepted | 2025-09-03 | 2025-09-25 | 2026-09-25 | Inverters | TESLA | TESLA POWERWALL 3 1707000-xx-y | 320 |  | 1 |  |  | 0.97 |  | Outdoor
NJADRE1560509571 | Administratively Determined Incentive Program | Flemington | 8822 | 16.77 | Residential | Behind the Meter | No | Infinity Solar Systems, LLC | JCP&L |  | Accepted | 2025-09-03 | 2025-09-25 | 2026-09-25 | Solar Panels | SEG Solar | SEG-430-BTD-BG |  | 0.43 | 5 | 235 | 40 |  | Fixed | Roof
NJADRE1560509571 | Administratively Determined Incentive Program | Flemington | 8822 | 16.77 | Residential | Behind the Meter | No | Infinity Solar Systems, LLC | JCP&L |  | Accepted | 2025-09-03 | 2025-09-25 | 2026-09-25 | Solar Panels | SEG Solar | SEG-430-BTD-BG |  | 0.43 | 5 | 55 | 40 |  | Fixed | Roof
NJADRE1560509571 | Administratively Determined Incentive Program | Flemington | 8822 | 16.77 | Residential | Behind the Meter | No | Infinity Solar Systems, LLC | JCP&L |  | Accepted | 2025-09-03 | 2025-09-25 | 2026-09-25 | Solar Panels | SEG Solar | SEG-430-BTD-BG |  | 0.43 | 9 | 145 | 40 |  | Fixed | Roof
NJADRE1560509571 | Administratively Determined Incentive Program | Flemington | 8822 | 16.77 | Residential | Behind the Meter | No | Infinity Solar Systems, LLC | JCP&L |  | Accepted | 2025-09-03 | 2025-09-25 | 2026-09-25 | Solar Panels | SEG Solar | SEG-430-BTD-BG |  | 0.43 | 8 | 325 | 40 |  | Fixed | Roof
NJADRE1560509571 | Administratively Determined Incentive Program | Flemington | 8822 | 16.77 | Residential | Behind the Meter | No | Infinity Solar Systems, LLC | JCP&L |  | Accepted | 2025-09-03 | 2025-09-25 | 2026-09-25 | Solar Panels | SEG Solar | SEG-430-BTD-BG |  | 0.43 | 3 | 145 | 40 |  | Fixed | Roof
NJADRE1560509575 | Administratively Determined Incentive Program | New Monmouth | 7748 | 6.97 | Residential | Behind the Meter | Yes | Sunrun Installation Services, Inc. | JCP&L |  | Accepted | 2025-09-03 | 2025-09-24 | 2026-09-24 | Inverters | SolarEdge Technologies | SE5700H-USMN | 5760 |  | 1 |  |  | 0.99 |  | Outdoor
NJADRE1560509575 | Administratively Determined Incentive Program | New Monmouth | 7748 | 6.97 | Residential | Behind the Meter | Yes | Sunrun Installation Services, Inc. | JCP&L |  | Accepted | 2025-09-03 | 2025-09-24 | 2026-09-24 | Solar Panels | Elin Energy (Sirius PV) | ELNSM54M-HC-410 |  | 0.41 | 17 | 207 | 19 |  | Fixed | Roof
NJADRE1560509576 | Administratively Determined Incentive Program | Lawrence Township | 8648 | 9.89 | Residential | Behind the Meter | Yes | Pro Custom Solar dba Momentum Solar | PSE&G |  | Accepted | 2025-09-03 | 2025-09-30 | 2026-09-30 | Solar Panels | HANWHA | HANWHA Q.TRON BLK M-G2+ 430 |  | 0.43 | 9 | 198 | 25 |  | Fixed | Roof
NJADRE1560509576 | Administratively Determined Incentive Program | Lawrence Township | 8648 | 9.89 | Residential | Behind the Meter | Yes | Pro Custom Solar dba Momentum Solar | PSE&G |  | Accepted | 2025-09-03 | 2025-09-30 | 2026-09-30 | Inverters | ENPHASE | IQ8HC-72-M-DOM-US | 380 |  | 23 |  |  | 0.97 |  | Outdoor
NJADRE1560509576 | Administratively Determined Incentive Program | Lawrence Township | 8648 | 9.89 | Residential | Behind the Meter | Yes | Pro Custom Solar dba Momentum Solar | PSE&G |  | Accepted | 2025-09-03 | 2025-09-30 | 2026-09-30 | Solar Panels | HANWHA | HANWHA Q.TRON BLK M-G2+ 430 |  | 0.43 | 14 | 18 | 24 |  | Fixed | Roof
NJADRE1560509578 | Administratively Determined Incentive Program | BLOOMFIELD | 7003 | 9.46 | Residential | Behind the Meter | No | Green Power Energy, LLC | PSE&G |  | Accepted | 2025-09-03 | 2025-09-25 | 2026-09-25 | Inverters | Enphase | IQ8MC-72-M-US [240V] | 320 |  | 22 |  |  | 0.98 |  | Outside
NJADRE1560509578 | Administratively Determined Incentive Program | BLOOMFIELD | 7003 | 9.46 | Residential | Behind the Meter | No | Green Power Energy, LLC | PSE&G |  | Accepted | 2025-09-03 | 2025-09-25 | 2026-09-25 | Solar Panels | SEG Solar | SEG-430-BTD-BG |  | 0.43 | 10 | 351 | 9 |  | Fixed | Roof
NJADRE1560509578 | Administratively Determined Incentive Program | BLOOMFIELD | 7003 | 9.46 | Residential | Behind the Meter | No | Green Power Energy, LLC | PSE&G |  | Accepted | 2025-09-03 | 2025-09-25 | 2026-09-25 | Solar Panels | SEG Solar | SEG-430-BTD-BG |  | 0.43 | 12 | 170 | 34 |  | Fixed | Roof
NJADRE1560509585 | Administratively Determined Incentive Program | Egg Harbor Twp | 8234 | 8.2 | Residential | Behind the Meter | Yes | Trinity Solar, LLC | AC Electric |  | Accepted | 2025-09-03 | 2025-09-24 | 2026-09-24 | Inverters | Solar Edge | USE7600H-US | 7600 |  | 1 |  |  | 0.97 |  | Outside
NJADRE1560509585 | Administratively Determined Incentive Program | Egg Harbor Twp | 8234 | 8.2 | Residential | Behind the Meter | Yes | Trinity Solar, LLC | AC Electric |  | Accepted | 2025-09-03 | 2025-09-24 | 2026-09-24 | Solar Panels | Hanwha | Q.PEAK DUO BLK ML-G10+ 410 |  | 0.41 | 20 | 265 | 34 |  | Fixed | Roof
NJADRE1560509601 | Administratively Determined Incentive Program | Newfoundland | 7435 | 13.8 | Residential | Behind the Meter | No | Infinity Solar Systems, LLC | JCP&L |  | Accepted | 2025-09-03 | 2025-09-25 | 2026-09-25 | Solar Panels | REC Solar | REC 460AA PURE-RX |  | 0.46 | 2 | 57 | 19 |  | Fixed | Roof
NJADRE1560509601 | Administratively Determined Incentive Program | Newfoundland | 7435 | 13.8 | Residential | Behind the Meter | No | Infinity Solar Systems, LLC | JCP&L |  | Accepted | 2025-09-03 | 2025-09-25 | 2026-09-25 | Solar Panels | REC Solar | REC 460AA PURE-RX |  | 0.46 | 8 | 147 | 14 |  | Fixed | Roof
NJADRE1560509601 | Administratively Determined Incentive Program | Newfoundland | 7435 | 13.8 | Residential | Behind the Meter | No | Infinity Solar Systems, LLC | JCP&L |  | Accepted | 2025-09-03 | 2025-09-25 | 2026-09-25 | Inverters | ENPHASE | IQ8X-80-M-U | 380 |  | 30 |  |  | 0.97 |  | Outdoor
NJADRE1560509601 | Administratively Determined Incentive Program | Newfoundland | 7435 | 13.8 | Residential | Behind the Meter | No | Infinity Solar Systems, LLC | JCP&L |  | Accepted | 2025-09-03 | 2025-09-25 | 2026-09-25 | Solar Panels | REC Solar | REC 460AA PURE-RX |  | 0.46 | 9 | 327 | 18 |  | Fixed | Roof
NJADRE1560509601 | Administratively Determined Incentive Program | Newfoundland | 7435 | 13.8 | Residential | Behind the Meter | No | Infinity Solar Systems, LLC | JCP&L |  | Accepted | 2025-09-03 | 2025-09-25 | 2026-09-25 | Solar Panels | REC Solar | REC 460AA PURE-RX |  | 0.46 | 11 | 147 | 18 |  | Fixed | Roof
NJADRE1560509611 | Administratively Determined Incentive Program | South Plainfield | 7080 | 11.07 | Residential | Behind the Meter | Yes | Sunrun Installation Services, Inc. | PSE&G |  | Accepted | 2025-09-03 | 2025-09-24 | 2026-09-24 | Electric Storage Battery | TESLA | Powerwall 3 1707000-xx-y |  |  | 1 |  |  |  | Lithium Ion |  | OUTSIDE
NJADRE1560509611 | Administratively Determined Incentive Program | South Plainfield | 7080 | 11.07 | Residential | Behind the Meter | Yes | Sunrun Installation Services, Inc. | PSE&G |  | Accepted | 2025-09-03 | 2025-09-24 | 2026-09-24 | Solar Panels | Hanwha Q-Cells | Q.PEAK DUO BLK ML-G10.C+ 410 (MD06G100A-017) |  | 0.41 | 9 | 248 | 25 |  | Fixed | Roof
NJADRE1560509611 | Administratively Determined Incentive Program | South Plainfield | 7080 | 11.07 | Residential | Behind the Meter | Yes | Sunrun Installation Services, Inc. | PSE&G |  | Accepted | 2025-09-03 | 2025-09-24 | 2026-09-24 | Inverters | TESLA | Powerwall 3 1707000-xx-y | 11500 |  | 1 |  |  | 0.97 |  | Outdoor
NJADRE1560509611 | Administratively Determined Incentive Program | South Plainfield | 7080 | 11.07 | Residential | Behind the Meter | Yes | Sunrun Installation Services, Inc. | PSE&G |  | Accepted | 2025-09-03 | 2025-09-24 | 2026-09-24 | Solar Panels | Hanwha Q-Cells | Q.PEAK DUO BLK ML-G10.C+ 410 (MD06G100A-017) |  | 0.41 | 10 | 248 | 31 |  | Fixed | Roof
NJADRE1560509611 | Administratively Determined Incentive Program | South Plainfield | 7080 | 11.07 | Residential | Behind the Meter | Yes | Sunrun Installation Services, Inc. | PSE&G |  | Accepted | 2025-09-03 | 2025-09-24 | 2026-09-24 | Solar Panels | Hanwha Q-Cells | Q.PEAK DUO BLK ML-G10.C+ 410 (MD06G100A-017) |  | 0.41 | 8 | 68 | 31 |  | Fixed | Roof
NJADRE1560509615 | Administratively Determined Incentive Program | Annandale | 8801 | 11.18 | Residential | Behind the Meter | No | Green Power Energy, LLC | JCP&L |  | Accepted | 2025-09-03 | 2025-09-24 | 2026-09-24 | Inverters | Enphase | IQ8MC-72-M-US [240V] | 320 |  | 26 |  |  | 0.98 |  | Outside
NJADRE1560509615 | Administratively Determined Incentive Program | Annandale | 8801 | 11.18 | Residential | Behind the Meter | No | Green Power Energy, LLC | JCP&L |  | Accepted | 2025-09-03 | 2025-09-24 | 2026-09-24 | Solar Panels | Qcells | Q.TRON BLK M-G2+ 430 |  | 0.43 | 6 | 133 | 40 |  | Fixed | Roof
NJADRE1560509615 | Administratively Determined Incentive Program | Annandale | 8801 | 11.18 | Residential | Behind the Meter | No | Green Power Energy, LLC | JCP&L |  | Accepted | 2025-09-03 | 2025-09-24 | 2026-09-24 | Solar Panels | Qcells | Q.TRON BLK M-G2+ 430 |  | 0.43 | 5 | 314 | 14 |  | Fixed | Roof
NJADRE1560509615 | Administratively Determined Incentive Program | Annandale | 8801 | 11.18 | Residential | Behind the Meter | No | Green Power Energy, LLC | JCP&L |  | Accepted | 2025-09-03 | 2025-09-24 | 2026-09-24 | Solar Panels | Qcells | Q.TRON BLK M-G2+ 430 |  | 0.43 | 15 | 133 | 40 |  | Fixed | Roof
NJADRE1560509638 | Administratively Determined Incentive Program | Kendall Park | 8824 | 7.74 | Residential | Behind the Meter | Yes | Pro Custom Solar dba Momentum Solar | PSE&G |  | Accepted | 2025-09-03 | 2025-09-30 | 2026-09-30 | Solar Panels | HANWHA | HANWHA Q.TRON BLK M-G2+ 430 |  | 0.43 | 8 | 209 | 21 |  | Fixed | Roof
NJADRE1560509638 | Administratively Determined Incentive Program | Kendall Park | 8824 | 7.74 | Residential | Behind the Meter | Yes | Pro Custom Solar dba Momentum Solar | PSE&G |  | Accepted | 2025-09-03 | 2025-09-30 | 2026-09-30 | Solar Panels | HANWHA | HANWHA Q.TRON BLK M-G2+ 430 |  | 0.43 | 10 | 120 | 39 |  | Fixed | Roof
NJADRE1560509638 | Administratively Determined Incentive Program | Kendall Park | 8824 | 7.74 | Residential | Behind the Meter | Yes | Pro Custom Solar dba Momentum Solar | PSE&G |  | Accepted | 2025-09-03 | 2025-09-30 | 2026-09-30 | Inverters | ENPHASE | IQ8HC-72-M-DOM-US | 380 |  | 18 |  |  | 0.97 |  | Outdoor
NJADRE1560509640 | Administratively Determined Incentive Program | BRIDGEWATER TWP | 8807 | 8.6 | Residential | Behind the Meter | No | Integrity Solar & Home Solutions, LLC | PSE&G |  | Accepted | 2025-09-03 | 2025-09-29 | 2026-09-29 | Inverters | ENPHASE | IQ8+ | 290 |  | 20 |  |  | 0.98 |  | Other | UNDER EACH PANEL
NJADRE1560509640 | Administratively Determined Incentive Program | BRIDGEWATER TWP | 8807 | 8.6 | Residential | Behind the Meter | No | Integrity Solar & Home Solutions, LLC | PSE&G |  | Accepted | 2025-09-03 | 2025-09-29 | 2026-09-29 | Solar Panels | JINKO | JKM430N-54HL4-B |  | 0.43 | 20 | 252 | 26 |  | Fixed | Roof
NJADRE1560509643 | Administratively Determined Incentive Program | Fort Lee | 7024 | 15.05 | Residential | Behind the Meter | No | Infinity Solar Systems, LLC | PSE&G |  | Accepted | 2025-09-03 | 2025-09-24 | 2026-09-24 | Inverters | Enphase | IQ8MC | 320 |  | 35 |  |  | 0.97 |  | Outdoor
NJADRE1560509643 | Administratively Determined Incentive Program | Fort Lee | 7024 | 15.05 | Residential | Behind the Meter | No | Infinity Solar Systems, LLC | PSE&G |  | Accepted | 2025-09-03 | 2025-09-24 | 2026-09-24 | Solar Panels | SEG Solar | SEG-430-BTD-BG |  | 0.43 | 13 | 128 | 28 |  | Fixed | Roof
NJADRE1560509643 | Administratively Determined Incentive Program | Fort Lee | 7024 | 15.05 | Residential | Behind the Meter | No | Infinity Solar Systems, LLC | PSE&G |  | Accepted | 2025-09-03 | 2025-09-24 | 2026-09-24 | Solar Panels | SEG Solar | SEG-430-BTD-BG |  | 0.43 | 5 | 218 | 31 |  | Fixed | Roof
NJADRE1560509643 | Administratively Determined Incentive Program | Fort Lee | 7024 | 15.05 | Residential | Behind the Meter | No | Infinity Solar Systems, LLC | PSE&G |  | Accepted | 2025-09-03 | 2025-09-24 | 2026-09-24 | Solar Panels | SEG Solar | SEG-430-BTD-BG |  | 0.43 | 11 | 218 | 31 |  | Fixed | Roof
NJADRE1560509643 | Administratively Determined Incentive Program | Fort Lee | 7024 | 15.05 | Residential | Behind the Meter | No | Infinity Solar Systems, LLC | PSE&G |  | Accepted | 2025-09-03 | 2025-09-24 | 2026-09-24 | Solar Panels | SEG Solar | SEG-430-BTD-BG |  | 0.43 | 6 | 38 | 31 |  | Fixed | Roof
NJADRE1560509644 | Administratively Determined Incentive Program | Washington | 7882 | 18.27 | Residential | Behind the Meter | Yes | EMT Renewables, LLC | JCP&L |  | Accepted | 2025-09-03 | 2025-09-25 | 2026-09-25 | Solar Panels | Q.CELLS | Q TRON |  | 0.435 | 17 | 228 | 34 |  | Fixed | Roof
NJADRE1560509644 | Administratively Determined Incentive Program | Washington | 7882 | 18.27 | Residential | Behind the Meter | Yes | EMT Renewables, LLC | JCP&L |  | Accepted | 2025-09-03 | 2025-09-25 | 2026-09-25 | Solar Panels | Q.CELLS | Q TRON |  | 0.435 | 25 | 228 | 35 |  | Fixed | Roof
NJADRE1560509644 | Administratively Determined Incentive Program | Washington | 7882 | 18.27 | Residential | Behind the Meter | Yes | EMT Renewables, LLC | JCP&L |  | Accepted | 2025-09-03 | 2025-09-25 | 2026-09-25 | Inverters | ENPHASE | IQ8HC | 380 |  | 42 |  |  | 0.98 |  | Other | UNDER EACH PANEL
NJADRE1560509656 | Administratively Determined Incentive Program | MOUNT LAUREL TWP | 8054 | 10.32 | Residential | Behind the Meter | No | Green Power Energy, LLC | PSE&G |  | Accepted | 2025-09-03 | 2025-09-25 | 2026-09-25 | Inverters | Enphase | IQ8MC-72-M-US [240V] | 320 |  | 24 |  |  | 0.98 |  | Outside
NJADRE1560509656 | Administratively Determined Incentive Program | MOUNT LAUREL TWP | 8054 | 10.32 | Residential | Behind the Meter | No | Green Power Energy, LLC | PSE&G |  | Accepted | 2025-09-03 | 2025-09-25 | 2026-09-25 | Solar Panels | SEG Solar | SEG-430-BTD-BG |  | 0.43 | 13 | 152 | 27 |  | Fixed | Roof
NJADRE1560509656 | Administratively Determined Incentive Program | MOUNT LAUREL TWP | 8054 | 10.32 | Residential | Behind the Meter | No | Green Power Energy, LLC | PSE&G |  | Accepted | 2025-09-03 | 2025-09-25 | 2026-09-25 | Solar Panels | SEG Solar | SEG-430-BTD-BG |  | 0.43 | 3 | 332 | 27 |  | Fixed | Roof
NJADRE1560509656 | Administratively Determined Incentive Program | MOUNT LAUREL TWP | 8054 | 10.32 | Residential | Behind the Meter | No | Green Power Energy, LLC | PSE&G |  | Accepted | 2025-09-03 | 2025-09-25 | 2026-09-25 | Solar Panels | SEG Solar | SEG-430-BTD-BG |  | 0.43 | 8 | 152 | 27 |  | Fixed | Roof
NJADRE1560509664 | Administratively Determined Incentive Program | Piscataway | 8854 | 6.88 | Residential | Behind the Meter | Yes | Pro Custom Solar dba Momentum Solar | PSE&G |  | Accepted | 2025-09-03 | 2025-09-30 | 2026-09-30 | Solar Panels | HANWHA | HANWHA Q.TRON BLK M-G2+ 430 |  | 0.43 | 3 | 333 | 17 |  | Fixed | Roof
NJADRE1560509664 | Administratively Determined Incentive Program | Piscataway | 8854 | 6.88 | Residential | Behind the Meter | Yes | Pro Custom Solar dba Momentum Solar | PSE&G |  | Accepted | 2025-09-03 | 2025-09-30 | 2026-09-30 | Inverters | ENPHASE | IQ8HC-72-M-DOM-US | 380 |  | 16 |  |  | 0.97 |  | Outdoor
NJADRE1560509664 | Administratively Determined Incentive Program | Piscataway | 8854 | 6.88 | Residential | Behind the Meter | Yes | Pro Custom Solar dba Momentum Solar | PSE&G |  | Accepted | 2025-09-03 | 2025-09-30 | 2026-09-30 | Solar Panels | HANWHA | HANWHA Q.TRON BLK M-G2+ 430 |  | 0.43 | 8 | 243 | 17 |  | Fixed | Roof
NJADRE1560509664 | Administratively Determined Incentive Program | Piscataway | 8854 | 6.88 | Residential | Behind the Meter | Yes | Pro Custom Solar dba Momentum Solar | PSE&G |  | Accepted | 2025-09-03 | 2025-09-30 | 2026-09-30 | Solar Panels | HANWHA | HANWHA Q.TRON BLK M-G2+ 430 |  | 0.43 | 5 | 153 | 13 |  | Fixed | Roof
NJADRE1560509671 | Administratively Determined Incentive Program | PENNSAUKEN | 8109 | 7.92 | Residential | Behind the Meter | Yes | Brilliant Installations, Inc. | PSE&G |  | Accepted | 2025-09-03 | 2025-09-25 | 2026-09-25 | Solar Panels | SILFAB SOLAR | SIL-440 QD |  | 0.44 | 5 | 213 | 31 |  | Fixed | Roof
NJADRE1560509671 | Administratively Determined Incentive Program | PENNSAUKEN | 8109 | 7.92 | Residential | Behind the Meter | Yes | Brilliant Installations, Inc. | PSE&G |  | Accepted | 2025-09-03 | 2025-09-25 | 2026-09-25 | Solar Panels | SILFAB SOLAR | SIL-440 QD |  | 0.44 | 6 | 303 | 31 |  | Fixed | Roof
NJADRE1560509671 | Administratively Determined Incentive Program | PENNSAUKEN | 8109 | 7.92 | Residential | Behind the Meter | Yes | Brilliant Installations, Inc. | PSE&G |  | Accepted | 2025-09-03 | 2025-09-25 | 2026-09-25 | Solar Panels | SILFAB SOLAR | SIL-440 QD |  | 0.44 | 7 | 123 | 31 |  | Fixed | Roof
NJADRE1560509671 | Administratively Determined Incentive Program | PENNSAUKEN | 8109 | 7.92 | Residential | Behind the Meter | Yes | Brilliant Installations, Inc. | PSE&G |  | Accepted | 2025-09-03 | 2025-09-25 | 2026-09-25 | Inverters | SOLAREDGE | USE5700H-USMNBE78 | 5760 |  | 1 |  |  | 0.97 |  | Outdoor
NJADRE1560509677 | Administratively Determined Incentive Program | STANHOPE | 7874 | 11.07 | Residential | Behind the Meter | Yes | Trinity Solar, LLC | JCP&L |  | Accepted | 2025-09-03 | 2025-09-25 | 2026-09-25 | Inverters | Solar Edge | USE10000H-US | 10000 |  | 1 |  |  | 0.97 |  | Outside
NJADRE1560509677 | Administratively Determined Incentive Program | STANHOPE | 7874 | 11.07 | Residential | Behind the Meter | Yes | Trinity Solar, LLC | JCP&L |  | Accepted | 2025-09-03 | 2025-09-25 | 2026-09-25 | Solar Panels | Hanwha | Q.PEAK DUO BLK ML-G10.C+ 410 |  | 0.41 | 2 | 246 | 43 |  | Fixed | Roof
NJADRE1560509677 | Administratively Determined Incentive Program | STANHOPE | 7874 | 11.07 | Residential | Behind the Meter | Yes | Trinity Solar, LLC | JCP&L |  | Accepted | 2025-09-03 | 2025-09-25 | 2026-09-25 | Solar Panels | Hanwha | Q.PEAK DUO BLK ML-G10.C+ 410 |  | 0.41 | 15 | 156 | 30 |  | Fixed | Roof
NJADRE1560509677 | Administratively Determined Incentive Program | STANHOPE | 7874 | 11.07 | Residential | Behind the Meter | Yes | Trinity Solar, LLC | JCP&L |  | Accepted | 2025-09-03 | 2025-09-25 | 2026-09-25 | Solar Panels | Hanwha | Q.PEAK DUO BLK ML-G10.C+ 410 |  | 0.41 | 10 | 156 | 30 |  | Fixed | Roof
NJADRE1560509680 | Administratively Determined Incentive Program | BELLMAWR | 8031 | 8.505 | Residential | Behind the Meter | No | Solar Energy World | PSE&G |  | Accepted | 2025-09-03 | 2025-09-25 | 2026-09-25 | Solar Panels | LONGi | LR5-54HPB-405M |  | 0.405 | 21 | 152 | 22 |  | Fixed | Roof
NJADRE1560509680 | Administratively Determined Incentive Program | BELLMAWR | 8031 | 8.505 | Residential | Behind the Meter | No | Solar Energy World | PSE&G |  | Accepted | 2025-09-03 | 2025-09-25 | 2026-09-25 | Inverters | Enphase | IQ8+-72-M-US | 290 |  | 21 |  |  | 0.97 |  | Outside
NJADRE1560509681 | Administratively Determined Incentive Program | LODI | 7644 | 14.19 | Residential | Behind the Meter | No | Infinity Solar Systems, LLC | PSE&G |  | Accepted | 2025-09-03 | 2025-09-25 | 2026-09-25 | Solar Panels | SEG Solar | SEG-430-BTD-BG |  | 0.43 | 13 | 298 | 20 |  | Fixed | Roof
NJADRE1560509681 | Administratively Determined Incentive Program | LODI | 7644 | 14.19 | Residential | Behind the Meter | No | Infinity Solar Systems, LLC | PSE&G |  | Accepted | 2025-09-03 | 2025-09-25 | 2026-09-25 | Inverters | Enphase | IQ8MC-72-M-US | 320 |  | 33 |  |  | 0.97 |  | Outdoor
NJADRE1560509681 | Administratively Determined Incentive Program | LODI | 7644 | 14.19 | Residential | Behind the Meter | No | Infinity Solar Systems, LLC | PSE&G |  | Accepted | 2025-09-03 | 2025-09-25 | 2026-09-25 | Solar Panels | SEG Solar | SEG-430-BTD-BG |  | 0.43 | 8 | 209 | 33 |  | Fixed | Roof
NJADRE1560509681 | Administratively Determined Incentive Program | LODI | 7644 | 14.19 | Residential | Behind the Meter | No | Infinity Solar Systems, LLC | PSE&G |  | Accepted | 2025-09-03 | 2025-09-25 | 2026-09-25 | Solar Panels | SEG Solar | SEG-430-BTD-BG |  | 0.43 | 12 | 118 | 20 |  | Fixed | Roof
NJADRE1560509689 | Administratively Determined Incentive Program | Greenwich Township | 8027 | 9.57 | Residential | Behind the Meter | Yes | EMT Renewables, LLC | AC Electric |  | Accepted | 2025-09-03 | 2025-09-29 | 2026-09-29 | Inverters | ENPHASE | IQ8HC | 380 |  | 22 |  |  | 0.98 |  | Other | UNDER EACH PANEL
NJADRE1560509689 | Administratively Determined Incentive Program | Greenwich Township | 8027 | 9.57 | Residential | Behind the Meter | Yes | EMT Renewables, LLC | AC Electric |  | Accepted | 2025-09-03 | 2025-09-29 | 2026-09-29 | Solar Panels | QCELL | QTRON |  | 0.435 | 1 | 256 | 34 |  | Fixed | Roof
NJADRE1560509689 | Administratively Determined Incentive Program | Greenwich Township | 8027 | 9.57 | Residential | Behind the Meter | Yes | EMT Renewables, LLC | AC Electric |  | Accepted | 2025-09-03 | 2025-09-29 | 2026-09-29 | Solar Panels | Q.CELLS | Q TRON |  | 0.435 | 11 | 346 | 27 |  | Fixed | Roof
NJADRE1560509689 | Administratively Determined Incentive Program | Greenwich Township | 8027 | 9.57 | Residential | Behind the Meter | Yes | EMT Renewables, LLC | AC Electric |  | Accepted | 2025-09-03 | 2025-09-29 | 2026-09-29 | Solar Panels | QCELL | QTRON |  | 0.435 | 1 | 76 | 34 |  | Fixed | Roof
NJADRE1560509689 | Administratively Determined Incentive Program | Greenwich Township | 8027 | 9.57 | Residential | Behind the Meter | Yes | EMT Renewables, LLC | AC Electric |  | Accepted | 2025-09-03 | 2025-09-29 | 2026-09-29 | Solar Panels | Q.CELLS | Q TRON |  | 0.435 | 4 | 166 | 27 |  | Fixed | Roof
NJADRE1560509689 | Administratively Determined Incentive Program | Greenwich Township | 8027 | 9.57 | Residential | Behind the Meter | Yes | EMT Renewables, LLC | AC Electric |  | Accepted | 2025-09-03 | 2025-09-29 | 2026-09-29 | Solar Panels | QCELL | QTRON |  | 0.435 | 3 | 166 | 27 |  | Fixed | Roof
NJADRE1560509689 | Administratively Determined Incentive Program | Greenwich Township | 8027 | 9.57 | Residential | Behind the Meter | Yes | EMT Renewables, LLC | AC Electric |  | Accepted | 2025-09-03 | 2025-09-29 | 2026-09-29 | Solar Panels | QCELL | QTRON |  | 0.435 | 2 | 345 | 22 |  | Fixed | Roof
NJADRE1560509691 | Administratively Determined Incentive Program | WEST ORANGE | 7052 | 11.61 | Residential | Behind the Meter | No | Green Power Energy, LLC | PSE&G |  | Accepted | 2025-09-03 | 2025-09-25 | 2026-09-25 | Inverters | Enphase | IQ8MC-72-M-US [240V] | 320 |  | 27 |  |  | 0.98 |  | Outside
NJADRE1560509691 | Administratively Determined Incentive Program | WEST ORANGE | 7052 | 11.61 | Residential | Behind the Meter | No | Green Power Energy, LLC | PSE&G |  | Accepted | 2025-09-03 | 2025-09-25 | 2026-09-25 | Solar Panels | SEG Solar | SEG-430-BTD-BG |  | 0.43 | 20 | 202 | 30 |  | Fixed | Roof
NJADRE1560509691 | Administratively Determined Incentive Program | WEST ORANGE | 7052 | 11.61 | Residential | Behind the Meter | No | Green Power Energy, LLC | PSE&G |  | Accepted | 2025-09-03 | 2025-09-25 | 2026-09-25 | Solar Panels | SEG Solar | SEG-430-BTD-BG |  | 0.43 | 7 | 113 | 27 |  | Fixed | Roof
NJADRE1560509709 | Administratively Determined Incentive Program | ENGLEWOOD CLIFFS | 7632 | 21.07 | Residential | Behind the Meter | No | Infinity Solar Systems, LLC | PSE&G |  | Accepted | 2025-09-03 | 2025-09-25 | 2026-09-25 | Inverters | Enphase | IQ8MC-72-M-US | 320 |  | 49 |  |  | 0.97 |  | Outdoor
NJADRE1560509709 | Administratively Determined Incentive Program | ENGLEWOOD CLIFFS | 7632 | 21.07 | Residential | Behind the Meter | No | Infinity Solar Systems, LLC | PSE&G |  | Accepted | 2025-09-03 | 2025-09-25 | 2026-09-25 | Solar Panels | SEG Solar | SEG-430-BTD-BG |  | 0.43 | 16 | 139 | 38 |  | Fixed | Roof
NJADRE1560509709 | Administratively Determined Incentive Program | ENGLEWOOD CLIFFS | 7632 | 21.07 | Residential | Behind the Meter | No | Infinity Solar Systems, LLC | PSE&G |  | Accepted | 2025-09-03 | 2025-09-25 | 2026-09-25 | Solar Panels | SEG Solar | SEG-430-BTD-BG |  | 0.43 | 12 | 49 | 21 |  | Fixed | Roof
NJADRE1560509709 | Administratively Determined Incentive Program | ENGLEWOOD CLIFFS | 7632 | 21.07 | Residential | Behind the Meter | No | Infinity Solar Systems, LLC | PSE&G |  | Accepted | 2025-09-03 | 2025-09-25 | 2026-09-25 | Solar Panels | SEG Solar | SEG-430-BTD-BG |  | 0.43 | 19 | 229 | 21 |  | Fixed | Roof
NJADRE1560509709 | Administratively Determined Incentive Program | ENGLEWOOD CLIFFS | 7632 | 21.07 | Residential | Behind the Meter | No | Infinity Solar Systems, LLC | PSE&G |  | Accepted | 2025-09-03 | 2025-09-25 | 2026-09-25 | Solar Panels | SEG Solar | SEG-430-BTD-BG |  | 0.43 | 2 | 139 | 38 |  | Fixed | Roof
NJADRE1560509724 | Administratively Determined Incentive Program | TRENTON CITY | 8609 | 6.45 | Residential | Behind the Meter | No | Integrity Solar & Home Solutions, LLC | PSE&G |  | Accepted | 2025-09-03 | 2025-09-25 | 2026-09-25 | Inverters | ENPHASE | IQ8+ | 290 |  | 15 |  |  | 0.98 |  | Other | UNDER EACH PANEL
NJADRE1560509724 | Administratively Determined Incentive Program | TRENTON CITY | 8609 | 6.45 | Residential | Behind the Meter | No | Integrity Solar & Home Solutions, LLC | PSE&G |  | Accepted | 2025-09-03 | 2025-09-25 | 2026-09-25 | Solar Panels | JINKO | JKM430N-54HL4-B |  | 0.43 | 8 | 326 | 22 |  | Fixed | Roof
NJADRE1560509724 | Administratively Determined Incentive Program | TRENTON CITY | 8609 | 6.45 | Residential | Behind the Meter | No | Integrity Solar & Home Solutions, LLC | PSE&G |  | Accepted | 2025-09-03 | 2025-09-25 | 2026-09-25 | Solar Panels | JINKO | JKM430N-54HL4-B |  | 0.43 | 7 | 146 | 22 |  | Fixed | Roof
NJADRE1560509758 | Administratively Determined Incentive Program | CLIFTON | 7012 | 8.2 | Residential | Behind the Meter | Yes | Trinity Solar, LLC | PSE&G |  | Accepted | 2025-09-03 | 2025-09-25 | 2026-09-25 | Inverters | Solar Edge | Q.PEAK DUO BLK ML-G10+ 410 | 7600 |  | 1 |  |  | 0.97 |  | Outside
NJADRE1560509758 | Administratively Determined Incentive Program | CLIFTON | 7012 | 8.2 | Residential | Behind the Meter | Yes | Trinity Solar, LLC | PSE&G |  | Accepted | 2025-09-03 | 2025-09-25 | 2026-09-25 | Solar Panels | Hanwha | Q.PEAK DUO BLK ML-G10+ 410 |  | 0.41 | 6 | 223 | 32 |  | Fixed | Roof
NJADRE1560509758 | Administratively Determined Incentive Program | CLIFTON | 7012 | 8.2 | Residential | Behind the Meter | Yes | Trinity Solar, LLC | PSE&G |  | Accepted | 2025-09-03 | 2025-09-25 | 2026-09-25 | Solar Panels | Hanwha | Q.PEAK DUO BLK ML-G10+ 410 |  | 0.41 | 8 | 43 | 19 |  | Fixed | Roof
NJADRE1560509758 | Administratively Determined Incentive Program | CLIFTON | 7012 | 8.2 | Residential | Behind the Meter | Yes | Trinity Solar, LLC | PSE&G |  | Accepted | 2025-09-03 | 2025-09-25 | 2026-09-25 | Solar Panels | Hanwha | Q.PEAK DUO BLK ML-G10+ 410 |  | 0.41 | 6 | 43 | 32 |  | Fixed | Roof
NJADRE1560509762 | Administratively Determined Incentive Program | HAMILTON | 8620 | 13.76 | Residential | Behind the Meter | No | Infinity Solar Systems, LLC | PSE&G |  | Accepted | 2025-09-03 | 2025-09-29 | 2026-09-29 | Inverters | Enphase | IQ8MC-72-M-US | 320 |  | 32 |  |  | 0.97 |  | Outdoor
NJADRE1560509762 | Administratively Determined Incentive Program | HAMILTON | 8620 | 13.76 | Residential | Behind the Meter | No | Infinity Solar Systems, LLC | PSE&G |  | Accepted | 2025-09-03 | 2025-09-29 | 2026-09-29 | Solar Panels | SEG Solar | SEG-430-BTD-BG |  | 0.43 | 11 | 90 | 25 |  | Fixed | Roof
NJADRE1560509762 | Administratively Determined Incentive Program | HAMILTON | 8620 | 13.76 | Residential | Behind the Meter | No | Infinity Solar Systems, LLC | PSE&G |  | Accepted | 2025-09-03 | 2025-09-29 | 2026-09-29 | Solar Panels | SEG Solar | SEG-430-BTD-BG |  | 0.43 | 10 | 93 | 25 |  | Fixed | Roof
NJADRE1560509762 | Administratively Determined Incentive Program | HAMILTON | 8620 | 13.76 | Residential | Behind the Meter | No | Infinity Solar Systems, LLC | PSE&G |  | Accepted | 2025-09-03 | 2025-09-29 | 2026-09-29 | Solar Panels | SEG Solar | SEG-430-BTD-BG |  | 0.43 | 11 | 93 | 25 |  | Fixed | Roof
NJADRE1560509777 | Administratively Determined Incentive Program | DUNELLEN | 8812 | 6.97 | Residential | Behind the Meter | Yes | Sunrun Installation Services, Inc. | PSE&G |  | Accepted | 2025-09-03 | 2025-09-25 | 2026-09-25 | Inverters | TESLA | Powerwall 3 1707000-xx-y | 11500 |  | 1 |  |  | 0.97 |  | Outdoor
NJADRE1560509777 | Administratively Determined Incentive Program | DUNELLEN | 8812 | 6.97 | Residential | Behind the Meter | Yes | Sunrun Installation Services, Inc. | PSE&G |  | Accepted | 2025-09-03 | 2025-09-25 | 2026-09-25 | Solar Panels | Hanwha Q-Cells | Q.PEAK DUO BLK ML-G10.C+ 410 (MD06G100A-017) |  | 0.41 | 6 | 239 | 27 |  | Fixed | Roof
NJADRE1560509777 | Administratively Determined Incentive Program | DUNELLEN | 8812 | 6.97 | Residential | Behind the Meter | Yes | Sunrun Installation Services, Inc. | PSE&G |  | Accepted | 2025-09-03 | 2025-09-25 | 2026-09-25 | Solar Panels | Hanwha Q-Cells | Q.PEAK DUO BLK ML-G10.C+ 410 (MD06G100A-017) |  | 0.41 | 8 | 59 | 23 |  | Fixed | Roof
NJADRE1560509777 | Administratively Determined Incentive Program | DUNELLEN | 8812 | 6.97 | Residential | Behind the Meter | Yes | Sunrun Installation Services, Inc. | PSE&G |  | Accepted | 2025-09-03 | 2025-09-25 | 2026-09-25 | Electric Storage Battery | TESLA | Powerwall 3 1707000-xx-y |  |  | 1 |  |  |  | Lithium Ion |  | OUTSIDE
NJADRE1560509777 | Administratively Determined Incentive Program | DUNELLEN | 8812 | 6.97 | Residential | Behind the Meter | Yes | Sunrun Installation Services, Inc. | PSE&G |  | Accepted | 2025-09-03 | 2025-09-25 | 2026-09-25 | Solar Panels | Hanwha Q-Cells | Q.PEAK DUO BLK ML-G10.C+ 410 (MD06G100A-017) |  | 0.41 | 3 | 239 | 18 |  | Fixed | Roof
NJADRE1560509786 | Administratively Determined Incentive Program | RIDGEWOOD | 7450 | 15.05 | Residential | Behind the Meter | No | Infinity Solar Systems, LLC | PSE&G |  | Accepted | 2025-09-03 | 2025-09-25 | 2026-09-25 | Inverters | Enphase | IQ8MC-72-M-US | 320 |  | 35 |  |  | 0.97 |  | Outdoor
NJADRE1560509786 | Administratively Determined Incentive Program | RIDGEWOOD | 7450 | 15.05 | Residential | Behind the Meter | No | Infinity Solar Systems, LLC | PSE&G |  | Accepted | 2025-09-03 | 2025-09-25 | 2026-09-25 | Solar Panels | SEG Solar | SEG-430-BTD-BG |  | 0.43 | 25 | 180 | 32 |  | Fixed | Roof
NJADRE1560509786 | Administratively Determined Incentive Program | RIDGEWOOD | 7450 | 15.05 | Residential | Behind the Meter | No | Infinity Solar Systems, LLC | PSE&G |  | Accepted | 2025-09-03 | 2025-09-25 | 2026-09-25 | Solar Panels | SEG Solar | SEG-430-BTD-BG |  | 0.43 | 7 | 90 | 31 |  | Fixed | Roof
NJADRE1560509786 | Administratively Determined Incentive Program | RIDGEWOOD | 7450 | 15.05 | Residential | Behind the Meter | No | Infinity Solar Systems, LLC | PSE&G |  | Accepted | 2025-09-03 | 2025-09-25 | 2026-09-25 | Solar Panels | SEG Solar | SEG-430-BTD-BG |  | 0.43 | 3 | 270 | 31 |  | Fixed | Roof
NJADRE1560509797 | Administratively Determined Incentive Program | NORTHFIELD | 8225 | 15.05 | Residential | Behind the Meter | No | Sun Up Zero Down, LLC | AC Electric |  | Accepted | 2025-09-04 | 2025-09-26 | 2026-09-26 | Solar Panels | SEG | SEG-430-BTD-BG |  | 0.43 | 35 | 221 | 23 |  | Fixed | Roof
NJADRE1560509797 | Administratively Determined Incentive Program | NORTHFIELD | 8225 | 15.05 | Residential | Behind the Meter | No | Sun Up Zero Down, LLC | AC Electric |  | Accepted | 2025-09-04 | 2025-09-26 | 2026-09-26 | Inverters | Enphase | IQ8PLUS-72-2-US | 290 |  | 35 |  |  | 0.976 |  | Outdoor
NJADRE1560509797 | Administratively Determined Incentive Program | NORTHFIELD | 8225 | 15.05 | Residential | Behind the Meter | No | Sun Up Zero Down, LLC | AC Electric |  | Accepted | 2025-09-04 | 2025-09-26 | 2026-09-26 | Meters | Enphase | TBD |  |  | 1 |  |  |  | Yes | Outdoor
NJADRE1560509804 | Administratively Determined Incentive Program | BASKING RIDGE | 7920 | 11.61 | Residential | Behind the Meter | No | Green Power Energy, LLC | JCP&L |  | Accepted | 2025-09-03 | 2025-09-25 | 2026-09-25 | Solar Panels | SEG Solar | SEG-430-BTD-BG |  | 0.43 | 5 | 233 | 30 |  | Fixed | Roof
NJADRE1560509804 | Administratively Determined Incentive Program | BASKING RIDGE | 7920 | 11.61 | Residential | Behind the Meter | No | Green Power Energy, LLC | JCP&L |  | Accepted | 2025-09-03 | 2025-09-25 | 2026-09-25 | Solar Panels | SEG Solar | SEG-430-BTD-BG |  | 0.43 | 3 | 233 | 30 |  | Fixed | Roof
NJADRE1560509804 | Administratively Determined Incentive Program | BASKING RIDGE | 7920 | 11.61 | Residential | Behind the Meter | No | Green Power Energy, LLC | JCP&L |  | Accepted | 2025-09-03 | 2025-09-25 | 2026-09-25 | Inverters | Enphase | IQ8MC-72-M-US [240V] | 320 |  | 27 |  |  | 0.98 |  | Outside
NJADRE1560509804 | Administratively Determined Incentive Program | BASKING RIDGE | 7920 | 11.61 | Residential | Behind the Meter | No | Green Power Energy, LLC | JCP&L |  | Accepted | 2025-09-03 | 2025-09-25 | 2026-09-25 | Solar Panels | SEG Solar | SEG-430-BTD-BG |  | 0.43 | 7 | 53 | 30 |  | Fixed | Roof
NJADRE1560509804 | Administratively Determined Incentive Program | BASKING RIDGE | 7920 | 11.61 | Residential | Behind the Meter | No | Green Power Energy, LLC | JCP&L |  | Accepted | 2025-09-03 | 2025-09-25 | 2026-09-25 | Solar Panels | SEG Solar | SEG-430-BTD-BG |  | 0.43 | 12 | 143 | 45 |  | Fixed | Roof
NJADRE1560509805 | Administratively Determined Incentive Program | LUMBERTON TOWNSHIP | 8048 | 8.6 | Residential | Behind the Meter | No | Pro Custom Solar dba Momentum Solar | PSE&G |  | Accepted | 2025-09-03 | 2025-09-25 | 2026-09-25 | Inverters | ENPHASE | IQ8MC-72-M-US | 320 |  | 20 |  |  | 0.97 |  | Outdoor
NJADRE1560509805 | Administratively Determined Incentive Program | LUMBERTON TOWNSHIP | 8048 | 8.6 | Residential | Behind the Meter | No | Pro Custom Solar dba Momentum Solar | PSE&G |  | Accepted | 2025-09-03 | 2025-09-25 | 2026-09-25 | Solar Panels | HANWHA | Q.Tron BLK M-G2+ 430 |  | 0.43 | 20 | 169 | 24 |  | Fixed | Roof
NJADRE1560509814 | Administratively Determined Incentive Program | PEDRICKTOWN | 8067 | 7.79 | Residential | Behind the Meter | Yes | Trinity Solar, LLC | AC Electric |  | Accepted | 2025-09-03 | 2025-09-25 | 2026-09-25 | Inverters | Solar Edge | USE7600H-US | 7600 |  | 1 |  |  | 0.97 |  | Outside
NJADRE1560509814 | Administratively Determined Incentive Program | PEDRICKTOWN | 8067 | 7.79 | Residential | Behind the Meter | Yes | Trinity Solar, LLC | AC Electric |  | Accepted | 2025-09-03 | 2025-09-25 | 2026-09-25 | Solar Panels | Hanwha | Q.PEAK DUO BLK ML-G10.C+ 410 |  | 0.41 | 19 | 104 | 22 |  | Fixed | Roof
NJADRE1560509817 | Administratively Determined Incentive Program | WINSLOW TOWNSHIP | 8081 | 8.8 | Residential | Behind the Meter | No | Zenergy Solar, LLC | AC Electric |  | Accepted | 2025-09-03 | 2025-09-26 | 2026-09-26 | Solar Panels | Silfab | SIL-440 QD |  | 0.44 | 7 | 254 | 37 |  | Fixed | Roof
NJADRE1560509817 | Administratively Determined Incentive Program | WINSLOW TOWNSHIP | 8081 | 8.8 | Residential | Behind the Meter | No | Zenergy Solar, LLC | AC Electric |  | Accepted | 2025-09-03 | 2025-09-26 | 2026-09-26 | Solar Panels | Silfab | SIL-440 QD |  | 0.44 | 13 | 164 | 37 |  | Fixed | Roof
NJADRE1560509817 | Administratively Determined Incentive Program | WINSLOW TOWNSHIP | 8081 | 8.8 | Residential | Behind the Meter | No | Zenergy Solar, LLC | AC Electric |  | Accepted | 2025-09-03 | 2025-09-26 | 2026-09-26 | Inverters | Enphase Energy | IQ8PLUS-72-2-US | 290 |  | 20 |  |  | 0.99 |  | Outdoor
NJADRE1560509821 | Administratively Determined Incentive Program | BRANCHBURG | 8853 | 20.24 | Residential | Behind the Meter | No | Solar Energy World | JCP&L |  | Accepted | 2025-09-03 | 2025-09-25 | 2026-09-25 | Solar Panels | JA Solar | JA-JAM5D41-440MB |  | 0.44 | 8 | 186 | 23 |  | Fixed | Roof
NJADRE1560509821 | Administratively Determined Incentive Program | BRANCHBURG | 8853 | 20.24 | Residential | Behind the Meter | No | Solar Energy World | JCP&L |  | Accepted | 2025-09-03 | 2025-09-25 | 2026-09-25 | Solar Panels | JA Solar | JA-JAM5D41-440MB |  | 0.44 | 15 | 6 | 23 |  | Fixed | Roof
NJADRE1560509821 | Administratively Determined Incentive Program | BRANCHBURG | 8853 | 20.24 | Residential | Behind the Meter | No | Solar Energy World | JCP&L |  | Accepted | 2025-09-03 | 2025-09-25 | 2026-09-25 | Solar Panels | JA Solar | JA-JAM5D41-440MB |  | 0.44 | 18 | 186 | 23 |  | Fixed | Roof
NJADRE1560509821 | Administratively Determined Incentive Program | BRANCHBURG | 8853 | 20.24 | Residential | Behind the Meter | No | Solar Energy World | JCP&L |  | Accepted | 2025-09-03 | 2025-09-25 | 2026-09-25 | Inverters | Enphase | IQ8MC | 320 |  | 46 |  |  | 0.97 |  | Outside
NJADRE1560509821 | Administratively Determined Incentive Program | BRANCHBURG | 8853 | 20.24 | Residential | Behind the Meter | No | Solar Energy World | JCP&L |  | Accepted | 2025-09-03 | 2025-09-25 | 2026-09-25 | Solar Panels | JA Solar | JA-JAM5D41-440MB |  | 0.44 | 5 | 6 | 17 |  | Fixed | Roof
NJADRE1560509830 | Administratively Determined Incentive Program | WOODBURY | 8096 | 8.2 | Residential | Behind the Meter | Yes | Sunrun Installation Services ,Inc. | PSE&G |  | Accepted | 2025-09-03 | 2025-09-25 | 2026-09-25 | Solar Panels | Elin Energy (Sirius PV) | ELNSM54M-HC-410 |  | 0.41 | 14 | 212 | 37 |  | Fixed | Roof
NJADRE1560509830 | Administratively Determined Incentive Program | WOODBURY | 8096 | 8.2 | Residential | Behind the Meter | Yes | Sunrun Installation Services ,Inc. | PSE&G |  | Accepted | 2025-09-03 | 2025-09-25 | 2026-09-25 | Solar Panels | Elin Energy (Sirius PV) | ELNSM54M-HC-410 |  | 0.41 | 6 | 122 | 17 |  | Fixed | Roof
NJADRE1560509830 | Administratively Determined Incentive Program | WOODBURY | 8096 | 8.2 | Residential | Behind the Meter | Yes | Sunrun Installation Services ,Inc. | PSE&G |  | Accepted | 2025-09-03 | 2025-09-25 | 2026-09-25 | Inverters | SolarEdge Technologies | SE7600H-USMN | 7600 |  | 1 |  |  | 0.99 |  | Outdoor
NJADRE1560509846 | Administratively Determined Incentive Program | HILLSDALE | 7642 | 6.88 | Residential | Behind the Meter | No | Green Power Energy, LLC | PSE&G |  | Accepted | 2025-09-03 | 2025-09-25 | 2026-09-25 | Solar Panels | SEG Solar | SEG-430-BTD-BG |  | 0.43 | 10 | 197 | 30 |  | Fixed | Roof
NJADRE1560509846 | Administratively Determined Incentive Program | HILLSDALE | 7642 | 6.88 | Residential | Behind the Meter | No | Green Power Energy, LLC | PSE&G |  | Accepted | 2025-09-03 | 2025-09-25 | 2026-09-25 | Inverters | Enphase | IQ8MC-72-M-US [240V] | 320 |  | 16 |  |  | 0.98 |  | Outside
NJADRE1560509846 | Administratively Determined Incentive Program | HILLSDALE | 7642 | 6.88 | Residential | Behind the Meter | No | Green Power Energy, LLC | PSE&G |  | Accepted | 2025-09-03 | 2025-09-25 | 2026-09-25 | Solar Panels | SEG Solar | SEG-430-BTD-BG |  | 0.43 | 6 | 197 | 30 |  | Fixed | Roof
NJADRE1560510051 | Administratively Determined Incentive Program | Saddle Brook | 7663 | 8.7 | Residential | Behind the Meter | No | Maier Solar Engineering dba Solar Me | PSE&G |  | Accepted | 2025-09-03 | 2025-09-25 | 2026-09-25 | Inverters | TESLA | POWERWALL 3 | 11500 |  | 1 |  |  | 0.97 |  | Outdoor
NJADRE1560510051 | Administratively Determined Incentive Program | Saddle Brook | 7663 | 8.7 | Residential | Behind the Meter | No | Maier Solar Engineering dba Solar Me | PSE&G |  | Accepted | 2025-09-03 | 2025-09-25 | 2026-09-25 | Solar Panels | HYUNDAI | HIN-T435NF |  | 0.435 | 20 | 187 | 26 |  | Fixed | Roof
NJADRE1560510051 | Administratively Determined Incentive Program | Saddle Brook | 7663 | 8.7 | Residential | Behind the Meter | No | Maier Solar Engineering dba Solar Me | PSE&G |  | Accepted | 2025-09-03 | 2025-09-25 | 2026-09-25 | Electric Storage Battery | TESLA | POWERWALL 3 |  |  | 1 |  |  |  | Lithium Ion |  | OUTSIDE
NJADRE1560510217 | Administratively Determined Incentive Program | Mountainside | 7092 | 12.32 | Residential | Behind the Meter | No | Spectacular Solar, Inc. | PSE&G |  | Accepted | 2025-09-03 | 2025-09-25 | 2026-09-25 | Inverters | Enphase | Iq8MC-72-US | 9 |  | 28 |  |  | 0.95 |  | Outdoor
NJADRE1560510217 | Administratively Determined Incentive Program | Mountainside | 7092 | 12.32 | Residential | Behind the Meter | No | Spectacular Solar, Inc. | PSE&G |  | Accepted | 2025-09-03 | 2025-09-25 | 2026-09-25 | Solar Panels | Silfab | SIL-440 QD |  | 0.44 | 2 | 94 | 40 |  | Fixed | Roof
NJADRE1560510217 | Administratively Determined Incentive Program | Mountainside | 7092 | 12.32 | Residential | Behind the Meter | No | Spectacular Solar, Inc. | PSE&G |  | Accepted | 2025-09-03 | 2025-09-25 | 2026-09-25 | Solar Panels | Silfab | SIL-440 QD |  | 0.44 | 6 | 184 | 18 |  | Fixed | Roof
NJADRE1560510217 | Administratively Determined Incentive Program | Mountainside | 7092 | 12.32 | Residential | Behind the Meter | No | Spectacular Solar, Inc. | PSE&G |  | Accepted | 2025-09-03 | 2025-09-25 | 2026-09-25 | Solar Panels | Silfab | SIL-440 QD |  | 0.44 | 20 | 94 | 18 |  | Fixed | Roof
NJADRE1560510297 | Administratively Determined Incentive Program | Hammonton | 8037 | 11.31 | Residential | Behind the Meter | Yes | SunnyMac, LLC | AC Electric |  | Accepted | 2025-09-03 | 2025-09-25 | 2026-09-25 | Solar Panels | HANWHA | Q.TRON BLK M-G2 H+ |  | 0.435 | 10 | 230 | 25 |  | Fixed | Roof
NJADRE1560510297 | Administratively Determined Incentive Program | Hammonton | 8037 | 11.31 | Residential | Behind the Meter | Yes | SunnyMac, LLC | AC Electric |  | Accepted | 2025-09-03 | 2025-09-25 | 2026-09-25 | Solar Panels | HANWHA | Q.TRON BLK M-G2 H+ |  | 0.435 | 2 | 140 | 25 |  | Fixed | Roof
NJADRE1560510297 | Administratively Determined Incentive Program | Hammonton | 8037 | 11.31 | Residential | Behind the Meter | Yes | SunnyMac, LLC | AC Electric |  | Accepted | 2025-09-03 | 2025-09-25 | 2026-09-25 | Solar Panels | HANWHA | Q.TRON BLK M-G2 H+ |  | 0.435 | 5 | 50 | 25 |  | Fixed | Roof
NJADRE1560510297 | Administratively Determined Incentive Program | Hammonton | 8037 | 11.31 | Residential | Behind the Meter | Yes | SunnyMac, LLC | AC Electric |  | Accepted | 2025-09-03 | 2025-09-25 | 2026-09-25 | Solar Panels | HANWHA | Q.TRON BLK M-G2 H+ |  | 0.435 | 9 | 230 | 26 |  | Fixed | Roof
NJADRE1560510297 | Administratively Determined Incentive Program | Hammonton | 8037 | 11.31 | Residential | Behind the Meter | Yes | SunnyMac, LLC | AC Electric |  | Accepted | 2025-09-03 | 2025-09-25 | 2026-09-25 | Inverters | SOLAREDGE HOME HUB | SE7600H-US | 7600 |  | 1 |  |  | 0.66 |  | Outdoor | next to meter
NJADRE1560510465 | Administratively Determined Incentive Program | Bayonne | 7002 | 5.33 | Residential | Behind the Meter | Yes | Trinity Solar, LLC | PSE&G |  | Accepted | 2025-09-03 | 2025-09-26 | 2026-09-26 | Solar Panels | Hanwha | Q.PEAK DUO BLK ML-G10.C+ 410 |  | 0.41 | 3 | 213 | 25 |  | Fixed | Roof
NJADRE1560510465 | Administratively Determined Incentive Program | Bayonne | 7002 | 5.33 | Residential | Behind the Meter | Yes | Trinity Solar, LLC | PSE&G |  | Accepted | 2025-09-03 | 2025-09-26 | 2026-09-26 | Solar Panels | Hanwha | Q.PEAK DUO BLK ML-G10.C+ 410 |  | 0.41 | 3 | 213 | 25 |  | Fixed | Roof
NJADRE1560510465 | Administratively Determined Incentive Program | Bayonne | 7002 | 5.33 | Residential | Behind the Meter | Yes | Trinity Solar, LLC | PSE&G |  | Accepted | 2025-09-03 | 2025-09-26 | 2026-09-26 | Inverters | Solar Edge | USE5700H-US | 5760 |  | 1 |  |  | 0.97 |  | Outside
NJADRE1560510465 | Administratively Determined Incentive Program | Bayonne | 7002 | 5.33 | Residential | Behind the Meter | Yes | Trinity Solar, LLC | PSE&G |  | Accepted | 2025-09-03 | 2025-09-26 | 2026-09-26 | Solar Panels | Hanwha | Q.PEAK DUO BLK ML-G10.C+ 410 |  | 0.41 | 7 | 303 | 25 |  | Fixed | Roof
NJADRE1560510466 | Administratively Determined Incentive Program | METUCHEN | 8840 | 10.875 | Residential | Behind the Meter | No | Maier Solar Engineering dba Solar Me | PSE&G |  | Accepted | 2025-09-03 | 2025-09-08 | 2026-09-08 | Solar Panels | HYUNDAI | HIN-T435NF |  | 0.435 | 5 | 81 | 35 |  | Fixed | Roof
NJADRE1560510466 | Administratively Determined Incentive Program | METUCHEN | 8840 | 10.875 | Residential | Behind the Meter | No | Maier Solar Engineering dba Solar Me | PSE&G |  | Accepted | 2025-09-03 | 2025-09-08 | 2026-09-08 | Solar Panels | HYUNDAI | HIN-T435NF |  | 0.435 | 5 | 171 | 35 |  | Fixed | Roof
NJADRE1560510466 | Administratively Determined Incentive Program | METUCHEN | 8840 | 10.875 | Residential | Behind the Meter | No | Maier Solar Engineering dba Solar Me | PSE&G |  | Accepted | 2025-09-03 | 2025-09-08 | 2026-09-08 | Inverters | TESLA | POWERWALL 3 | 11500 |  | 1 |  |  | 0.97 |  | Outdoor | NEAR METER
NJADRE1560510466 | Administratively Determined Incentive Program | METUCHEN | 8840 | 10.875 | Residential | Behind the Meter | No | Maier Solar Engineering dba Solar Me | PSE&G |  | Accepted | 2025-09-03 | 2025-09-08 | 2026-09-08 | Solar Panels | HYUNDAI | HIN-T435NF |  | 0.435 | 6 | 261 | 35 |  | Fixed | Roof
NJADRE1560510466 | Administratively Determined Incentive Program | METUCHEN | 8840 | 10.875 | Residential | Behind the Meter | No | Maier Solar Engineering dba Solar Me | PSE&G |  | Accepted | 2025-09-03 | 2025-09-08 | 2026-09-08 | Electric Storage Battery | TESLA | POWERWALL 3 |  |  | 1 |  |  |  | Lithium Ion |  | OUTSIDE
NJADRE1560510466 | Administratively Determined Incentive Program | METUCHEN | 8840 | 10.875 | Residential | Behind the Meter | No | Maier Solar Engineering dba Solar Me | PSE&G |  | Accepted | 2025-09-03 | 2025-09-08 | 2026-09-08 | Solar Panels | HYUNDAI | HIN-T435NF |  | 0.435 | 9 | 261 | 35 |  | Fixed | Roof
NJADRE1560510475 | Administratively Determined Incentive Program | WASHINGTON TOWNSHIP | 8012 | 5.59 | Residential | Behind the Meter | Yes | SunnyMac, LLC | AC Electric |  | Accepted | 2025-09-03 | 2025-09-25 | 2026-09-25 | Solar Panels | HANWHA | Q.TRON BLK M-G2 H+ |  | 0.43 | 3 | 328 | 23 |  | Fixed | Roof
NJADRE1560510475 | Administratively Determined Incentive Program | WASHINGTON TOWNSHIP | 8012 | 5.59 | Residential | Behind the Meter | Yes | SunnyMac, LLC | AC Electric |  | Accepted | 2025-09-03 | 2025-09-25 | 2026-09-25 | Solar Panels | HANWHA | Q.TRON BLK M-G2 H+ |  | 0.43 | 10 | 148 | 23 |  | Fixed | Roof
NJADRE1560510475 | Administratively Determined Incentive Program | WASHINGTON TOWNSHIP | 8012 | 5.59 | Residential | Behind the Meter | Yes | SunnyMac, LLC | AC Electric |  | Accepted | 2025-09-03 | 2025-09-25 | 2026-09-25 | Inverters | SOLAREDGE HOME HUB | SE3800H-US | 3800 |  | 1 |  |  | 0.99 |  | Outdoor | next to meter
NJADRE1560510482 | Administratively Determined Incentive Program | FRANKLIN LAKES | 7417 | 15.99 | Residential | Behind the Meter | Yes | Sunrun Installation Services, Inc. | Orange Rockland Electric |  | Accepted | 2025-09-03 | 2025-09-25 | 2026-09-25 | Electric Storage Battery | Tesla | EXPANSION PACK 1807000-XX-Y |  |  | 1 |  |  |  | Lithium Ion |  | OUTSIDE
NJADRE1560510482 | Administratively Determined Incentive Program | FRANKLIN LAKES | 7417 | 15.99 | Residential | Behind the Meter | Yes | Sunrun Installation Services, Inc. | Orange Rockland Electric |  | Accepted | 2025-09-03 | 2025-09-25 | 2026-09-25 | Solar Panels | HANWHA Q-CELLS | Q.PEAK DUO BLK ML-G10.C+ 410 |  | 0.41 | 8 | 119 | 34 |  | Fixed | Roof
NJADRE1560510482 | Administratively Determined Incentive Program | FRANKLIN LAKES | 7417 | 15.99 | Residential | Behind the Meter | Yes | Sunrun Installation Services, Inc. | Orange Rockland Electric |  | Accepted | 2025-09-03 | 2025-09-25 | 2026-09-25 | Solar Panels | HANWHA Q-CELLS | Q.PEAK DUO BLK ML-G10.C+ 410 |  | 0.41 | 3 | 119 | 23 |  | Fixed | Roof
NJADRE1560510482 | Administratively Determined Incentive Program | FRANKLIN LAKES | 7417 | 15.99 | Residential | Behind the Meter | Yes | Sunrun Installation Services, Inc. | Orange Rockland Electric |  | Accepted | 2025-09-03 | 2025-09-25 | 2026-09-25 | Solar Panels | HANWHA Q-CELLS | Q.PEAK DUO BLK ML-G10.C+ 410 |  | 0.41 | 10 | 119 | 27 |  | Fixed | Roof
NJADRE1560510482 | Administratively Determined Incentive Program | FRANKLIN LAKES | 7417 | 15.99 | Residential | Behind the Meter | Yes | Sunrun Installation Services, Inc. | Orange Rockland Electric |  | Accepted | 2025-09-03 | 2025-09-25 | 2026-09-25 | Electric Storage Battery | Tesla | POWERWALL 3 1707000-XX-Y |  |  | 1 |  |  |  | Lithium Ion |  | OUTSIDE
NJADRE1560510482 | Administratively Determined Incentive Program | FRANKLIN LAKES | 7417 | 15.99 | Residential | Behind the Meter | Yes | Sunrun Installation Services, Inc. | Orange Rockland Electric |  | Accepted | 2025-09-03 | 2025-09-25 | 2026-09-25 | Solar Panels | HANWHA Q-CELLS | Q.PEAK DUO BLK ML-G10.C+ 410 |  | 0.41 | 11 | 142 | 34 |  | Fixed | Roof
NJADRE1560510482 | Administratively Determined Incentive Program | FRANKLIN LAKES | 7417 | 15.99 | Residential | Behind the Meter | Yes | Sunrun Installation Services, Inc. | Orange Rockland Electric |  | Accepted | 2025-09-03 | 2025-09-25 | 2026-09-25 | Inverters | Tesla | POWERWALL 3 1707000-XX-Y | 11500 |  | 1 |  |  | 0.97 |  | Outdoor
NJADRE1560510482 | Administratively Determined Incentive Program | FRANKLIN LAKES | 7417 | 15.99 | Residential | Behind the Meter | Yes | Sunrun Installation Services, Inc. | Orange Rockland Electric |  | Accepted | 2025-09-03 | 2025-09-25 | 2026-09-25 | Solar Panels | HANWHA Q-CELLS | Q.PEAK DUO BLK ML-G10.C+ 410 |  | 0.41 | 7 | 209 | 34 |  | Fixed | Roof
NJADRE1560510503 | Administratively Determined Incentive Program | WOODBRIDGE TWP | 7095 | 12.3 | Residential | Behind the Meter | Yes | Sunrun Installation Services, Inc. | PSE&G |  | Accepted | 2025-09-03 | 2025-09-25 | 2026-09-25 | Solar Panels | Elin Energy (Sirius PV) | ELNSM54M-HC-410 |  | 0.41 | 22 | 159 | 38 |  | Fixed | Roof
NJADRE1560510503 | Administratively Determined Incentive Program | WOODBRIDGE TWP | 7095 | 12.3 | Residential | Behind the Meter | Yes | Sunrun Installation Services, Inc. | PSE&G |  | Accepted | 2025-09-03 | 2025-09-25 | 2026-09-25 | Solar Panels | Elin Energy (Sirius PV) | ELNSM54M-HC-410 |  | 0.41 | 8 | 339 | 37 |  | Fixed | Roof
NJADRE1560510503 | Administratively Determined Incentive Program | WOODBRIDGE TWP | 7095 | 12.3 | Residential | Behind the Meter | Yes | Sunrun Installation Services, Inc. | PSE&G |  | Accepted | 2025-09-03 | 2025-09-25 | 2026-09-25 | Inverters | SolarEdge Technologies | SE10000H-USMN | 10000 |  | 1 |  |  | 0.99 |  | Outdoor
NJADRE1560510522 | Administratively Determined Incentive Program | PARSIPPANY | 7054 | 14.19 | Residential | Behind the Meter | Yes | Sunnymac, LLC | JCP&L |  | Accepted | 2025-09-03 | 2025-09-25 | 2026-09-25 | Inverters | SOLAREDGE HOME HUB | SE10000H-US | 10000 |  | 1 |  |  | 0.99 |  | Outdoor | next to meter
NJADRE1560510522 | Administratively Determined Incentive Program | PARSIPPANY | 7054 | 14.19 | Residential | Behind the Meter | Yes | Sunnymac, LLC | JCP&L |  | Accepted | 2025-09-03 | 2025-09-25 | 2026-09-25 | Solar Panels | HANWHA | Q.TRON BLK M-G2.H+ |  | 0.43 | 10 | 77 | 34 |  | Fixed | Roof
NJADRE1560510522 | Administratively Determined Incentive Program | PARSIPPANY | 7054 | 14.19 | Residential | Behind the Meter | Yes | Sunnymac, LLC | JCP&L |  | Accepted | 2025-09-03 | 2025-09-25 | 2026-09-25 | Solar Panels | HANWHA | Q.TRON BLK M-G2.H+ |  | 0.43 | 16 | 167 | 35 |  | Fixed | Roof
NJADRE1560510522 | Administratively Determined Incentive Program | PARSIPPANY | 7054 | 14.19 | Residential | Behind the Meter | Yes | Sunnymac, LLC | JCP&L |  | Accepted | 2025-09-03 | 2025-09-25 | 2026-09-25 | Solar Panels | HANWHA | Q.TRON BLK M-G2.H+ |  | 0.43 | 7 | 257 | 33 |  | Fixed | Roof
NJADRE1560510551 | Administratively Determined Incentive Program | Waretown | 8758 | 10.25 | Residential | Behind the Meter | Yes | Define Solar, LLC | JCP&L |  | Accepted | 2025-09-03 | 2025-09-30 | 2026-09-30 | Inverters | Enphase | IQ8PLUS-72-2-US | 290 |  | 5 |  |  | 0.976 |  | Outside | Under each pv panel
NJADRE1560510551 | Administratively Determined Incentive Program | Waretown | 8758 | 10.25 | Residential | Behind the Meter | Yes | Define Solar, LLC | JCP&L |  | Accepted | 2025-09-03 | 2025-09-30 | 2026-09-30 | Solar Panels | Znshine | ZXM7-SH108 410 |  | 0.41 | 5 | 162 | 68 |  | Fixed | Roof
NJADRE1560510551 | Administratively Determined Incentive Program | Waretown | 8758 | 10.25 | Residential | Behind the Meter | Yes | Define Solar, LLC | JCP&L |  | Accepted | 2025-09-03 | 2025-09-30 | 2026-09-30 | Inverters | Enphase | IQ8PLUS-72-2-US | 290 |  | 20 |  |  | 0.976 |  | Outside | Under each pv panel
NJADRE1560510551 | Administratively Determined Incentive Program | Waretown | 8758 | 10.25 | Residential | Behind the Meter | Yes | Define Solar, LLC | JCP&L |  | Accepted | 2025-09-03 | 2025-09-30 | 2026-09-30 | Solar Panels | Znshine | ZXM7-SH108 410 |  | 0.41 | 20 | 72 | 80 |  | Fixed | Roof
NJADRE1560510589 | Administratively Determined Incentive Program | PORT MONMOUTH | 7758 | 13.53 | Residential | Behind the Meter | Yes | Sunrun Installation Services, Inc. | JCP&L |  | Accepted | 2025-09-03 | 2025-09-25 | 2026-09-25 | Solar Panels | Elin Energy (Sirius PV) | ELNSM54M-HC-410 |  | 0.41 | 12 | 244 | 5 |  | Fixed | Roof
NJADRE1560510589 | Administratively Determined Incentive Program | PORT MONMOUTH | 7758 | 13.53 | Residential | Behind the Meter | Yes | Sunrun Installation Services, Inc. | JCP&L |  | Accepted | 2025-09-03 | 2025-09-25 | 2026-09-25 | Inverters | Tesla | Powerwall 3 1707000-xx-y | 11500 |  | 1 |  |  | 0.97 |  | Outdoor
NJADRE1560510589 | Administratively Determined Incentive Program | PORT MONMOUTH | 7758 | 13.53 | Residential | Behind the Meter | Yes | Sunrun Installation Services, Inc. | JCP&L |  | Accepted | 2025-09-03 | 2025-09-25 | 2026-09-25 | Solar Panels | Elin Energy (Sirius PV) | ELNSM54M-HC-410 |  | 0.41 | 6 | 65 | 31 |  | Fixed | Roof
NJADRE1560510589 | Administratively Determined Incentive Program | PORT MONMOUTH | 7758 | 13.53 | Residential | Behind the Meter | Yes | Sunrun Installation Services, Inc. | JCP&L |  | Accepted | 2025-09-03 | 2025-09-25 | 2026-09-25 | Solar Panels | Elin Energy (Sirius PV) | ELNSM54M-HC-410 |  | 0.41 | 6 | 246 | 30 |  | Fixed | Roof
NJADRE1560510589 | Administratively Determined Incentive Program | PORT MONMOUTH | 7758 | 13.53 | Residential | Behind the Meter | Yes | Sunrun Installation Services, Inc. | JCP&L |  | Accepted | 2025-09-03 | 2025-09-25 | 2026-09-25 | Electric Storage Battery | Tesla | Powerwall 3 1707000-xx-y |  |  | 1 |  |  |  | Lithium Ion |  | OUTSIDE
NJADRE1560510589 | Administratively Determined Incentive Program | PORT MONMOUTH | 7758 | 13.53 | Residential | Behind the Meter | Yes | Sunrun Installation Services, Inc. | JCP&L |  | Accepted | 2025-09-03 | 2025-09-25 | 2026-09-25 | Solar Panels | Elin Energy (Sirius PV) | ELNSM54M-HC-410 |  | 0.41 | 9 | 65 | 31 |  | Fixed | Roof
NJADRE1560510595 | Administratively Determined Incentive Program | PINE HILL | 8021 | 8.6 | Residential | Behind the Meter | Yes | SunnyMac, LLC | AC Electric |  | Accepted | 2025-09-03 | 2025-09-25 | 2026-09-25 | Inverters | SOLAREDGE HOME HUB | SE5700H-US | 5760 |  | 1 |  |  | 0.99 |  | Outdoor | next to meter
NJADRE1560510595 | Administratively Determined Incentive Program | PINE HILL | 8021 | 8.6 | Residential | Behind the Meter | Yes | SunnyMac, LLC | AC Electric |  | Accepted | 2025-09-03 | 2025-09-25 | 2026-09-25 | Solar Panels | HANWHA | Q.TRON BLK M-G2 H+ |  | 0.43 | 10 | 186 | 21 |  | Fixed | Roof
NJADRE1560510595 | Administratively Determined Incentive Program | PINE HILL | 8021 | 8.6 | Residential | Behind the Meter | Yes | SunnyMac, LLC | AC Electric |  | Accepted | 2025-09-03 | 2025-09-25 | 2026-09-25 | Solar Panels | HANWHA | Q.TRON BLK M-G2 H+ |  | 0.43 | 4 | 6 | 22 |  | Fixed | Roof
NJADRE1560510595 | Administratively Determined Incentive Program | PINE HILL | 8021 | 8.6 | Residential | Behind the Meter | Yes | SunnyMac, LLC | AC Electric |  | Accepted | 2025-09-03 | 2025-09-25 | 2026-09-25 | Solar Panels | HANWHA | Q.TRON BLK M-G2 H+ |  | 0.43 | 6 | 186 | 22 |  | Fixed | Roof
NJADRE1560510611 | Administratively Determined Incentive Program | Bridgeton | 8302 | 7.38 | Residential | Behind the Meter | Yes | Trinity Solar, LLC | AC Electric |  | Accepted | 2025-09-03 | 2025-09-25 | 2026-09-25 | Inverters | Solar Edge | USE5700H-USMNBL75 | 5760 |  | 1 |  |  | 0.97 |  | Outdoor
NJADRE1560510611 | Administratively Determined Incentive Program | Bridgeton | 8302 | 7.38 | Residential | Behind the Meter | Yes | Trinity Solar, LLC | AC Electric |  | Accepted | 2025-09-03 | 2025-09-25 | 2026-09-25 | Solar Panels | HANWHA | (Q.PEAK DUO BLK ML-G10.C+ 410) |  | 0.41 | 13 | 176 | 18 |  | Fixed | Roof
NJADRE1560510611 | Administratively Determined Incentive Program | Bridgeton | 8302 | 7.38 | Residential | Behind the Meter | Yes | Trinity Solar, LLC | AC Electric |  | Accepted | 2025-09-03 | 2025-09-25 | 2026-09-25 | Solar Panels | HANWHA | (Q.PEAK DUO BLK ML-G10.C+ 410) |  | 0.41 | 5 | 356 | 18 |  | Fixed | Roof
NJADRE1560510619 | Administratively Determined Incentive Program | BURLNGTN TWP | 8016 | 10.44 | Residential | Behind the Meter | Yes | Integrity Solar & Home Solutions, LLC | PSE&G |  | Accepted | 2025-09-03 | 2025-09-08 | 2026-09-08 | Solar Panels | Q CELLS | Q.TRON BLK M-G2H+ 435 |  | 0.435 | 24 | 236 | 24 |  | Fixed | Roof
NJADRE1560510619 | Administratively Determined Incentive Program | BURLNGTN TWP | 8016 | 10.44 | Residential | Behind the Meter | Yes | Integrity Solar & Home Solutions, LLC | PSE&G |  | Accepted | 2025-09-03 | 2025-09-08 | 2026-09-08 | Inverters | ENPHASE | IQ8HC | 380 |  | 24 |  |  | 0.98 |  | Other | UNDER EACH PANEL
NJADRE1560510650 | Administratively Determined Incentive Program | Rahway | 7065 | 7.695 | Residential | Behind the Meter | Yes | Freedom Forever New Jersey, LLC | PSE&G |  | Accepted | 2025-09-03 | 2025-09-25 | 2026-09-25 | Solar Panels | JA Solar | JAM54S31-405/MR |  | 0.405 | 8 | 84 | 39 |  | Fixed | Roof
NJADRE1560510650 | Administratively Determined Incentive Program | Rahway | 7065 | 7.695 | Residential | Behind the Meter | Yes | Freedom Forever New Jersey, LLC | PSE&G |  | Accepted | 2025-09-03 | 2025-09-25 | 2026-09-25 | Solar Panels | JA Solar | JAM54S31-405/MR |  | 0.405 | 2 | 174 | 39 |  | Fixed | Roof
NJADRE1560510650 | Administratively Determined Incentive Program | Rahway | 7065 | 7.695 | Residential | Behind the Meter | Yes | Freedom Forever New Jersey, LLC | PSE&G |  | Accepted | 2025-09-03 | 2025-09-25 | 2026-09-25 | Inverters | Solar Edge | SE6000H-US | 6000 |  | 1 |  |  | 0.99 |  | Outdoor
NJADRE1560510650 | Administratively Determined Incentive Program | Rahway | 7065 | 7.695 | Residential | Behind the Meter | Yes | Freedom Forever New Jersey, LLC | PSE&G |  | Accepted | 2025-09-03 | 2025-09-25 | 2026-09-25 | Solar Panels | JA Solar | JAM54S31-405/MR |  | 0.405 | 9 | 354 | 39 |  | Fixed | Roof
NJADRE1560510669 | Administratively Determined Incentive Program | Somerdale | 8083 | 6.56 | Residential | Behind the Meter | Yes | Pro Custom Solar dba Momentum Solar | PSE&G |  | Accepted | 2025-09-03 | 2025-09-30 | 2026-09-30 | Inverters | Enphase | IQ8HC-72-M-DOM-US | 380 |  | 16 |  |  | 0.97 |  | Outdoor
NJADRE1560510669 | Administratively Determined Incentive Program | Somerdale | 8083 | 6.56 | Residential | Behind the Meter | Yes | Pro Custom Solar dba Momentum Solar | PSE&G |  | Accepted | 2025-09-03 | 2025-09-30 | 2026-09-30 | Solar Panels | Hanwha | Q. Peak duo blk ML-G10 +410 |  | 0.41 | 16 | 226 | 21 |  | Fixed | Roof
NJADRE1560510693 | Administratively Determined Incentive Program | TURNERSVILLE | 8012 | 8.7 | Residential | Behind the Meter | Yes | Integrity Solar & Home Solutions, LLC | AC Electric |  | Accepted | 2025-09-03 | 2025-09-25 | 2026-09-25 | Inverters | ENPHASE | IQ8HC | 380 |  | 20 |  |  | 0.98 |  | Other | UNDER EACH PANEL
NJADRE1560510693 | Administratively Determined Incentive Program | TURNERSVILLE | 8012 | 8.7 | Residential | Behind the Meter | Yes | Integrity Solar & Home Solutions, LLC | AC Electric |  | Accepted | 2025-09-03 | 2025-09-25 | 2026-09-25 | Solar Panels | Q CELLS | Q.TRON BLK M-G2H+ 435 |  | 0.435 | 3 | 131 | 26 |  | Fixed | Roof
NJADRE1560510693 | Administratively Determined Incentive Program | TURNERSVILLE | 8012 | 8.7 | Residential | Behind the Meter | Yes | Integrity Solar & Home Solutions, LLC | AC Electric |  | Accepted | 2025-09-03 | 2025-09-25 | 2026-09-25 | Solar Panels | Q CELLS | Q.TRON BLK M-G2H+ 435 |  | 0.435 | 17 | 222 | 19 |  | Fixed | Roof
NJADRE1560510694 | Administratively Determined Incentive Program | CHERRY HILL | 8003 | 10.66 | Residential | Behind the Meter | No | Big Wave Roofing and Solar, LLC | PSE&G |  | Accepted | 2025-09-03 | 2025-09-25 | 2026-09-25 | Inverters | Enphase | IQ8PLUS-72-2-US | 290 |  | 26 |  |  | 0.98 |  | Outdoor
NJADRE1560510694 | Administratively Determined Incentive Program | CHERRY HILL | 8003 | 10.66 | Residential | Behind the Meter | No | Big Wave Roofing and Solar, LLC | PSE&G |  | Accepted | 2025-09-03 | 2025-09-25 | 2026-09-25 | Solar Panels | MISSION SOLAR | MSE410HT0B |  | 0.41 | 13 | 92 | 20 |  | Fixed | Roof
NJADRE1560510694 | Administratively Determined Incentive Program | CHERRY HILL | 8003 | 10.66 | Residential | Behind the Meter | No | Big Wave Roofing and Solar, LLC | PSE&G |  | Accepted | 2025-09-03 | 2025-09-25 | 2026-09-25 | Solar Panels | MISSION SOLAR | MSE410HT0B |  | 0.41 | 13 | 182 | 20 |  | Fixed | Roof
NJADRE1560510717 | Administratively Determined Incentive Program | FLORENCE | 8518 | 4.1 | Residential | Behind the Meter | No | Trinity Solar, LLC | PSE&G |  | Accepted | 2025-09-03 | 2025-09-25 | 2026-09-25 | Solar Panels | Hanwha | Q.PEAK DUO BLK ML-G10.C+ 410 |  | 0.41 | 2 | 280 | 42 |  | Fixed | Roof
NJADRE1560510717 | Administratively Determined Incentive Program | FLORENCE | 8518 | 4.1 | Residential | Behind the Meter | No | Trinity Solar, LLC | PSE&G |  | Accepted | 2025-09-03 | 2025-09-25 | 2026-09-25 | Solar Panels | Hanwha | Q.PEAK DUO BLK ML-G10.C+ 410 |  | 0.41 | 6 | 100 | 42 |  | Fixed | Roof
NJADRE1560510717 | Administratively Determined Incentive Program | FLORENCE | 8518 | 4.1 | Residential | Behind the Meter | No | Trinity Solar, LLC | PSE&G |  | Accepted | 2025-09-03 | 2025-09-25 | 2026-09-25 | Inverters | Solar Edge | USE3800H-US | 3800 |  | 1 |  |  | 0.97 |  | Outside
NJADRE1560510717 | Administratively Determined Incentive Program | FLORENCE | 8518 | 4.1 | Residential | Behind the Meter | No | Trinity Solar, LLC | PSE&G |  | Accepted | 2025-09-03 | 2025-09-25 | 2026-09-25 | Solar Panels | Hanwha | Q.PEAK DUO BLK ML-G10.C+ 410 |  | 0.41 | 2 | 100 | 41 |  | Fixed | Roof
NJADRE1560510733 | Administratively Determined Incentive Program | CINNAMINSON | 8077 | 9.46 | Residential | Behind the Meter | Yes | SunnyMac, LLC | PSE&G |  | Accepted | 2025-09-03 | 2025-09-25 | 2026-09-25 | Solar Panels | HANWHA | Q.TRON BLK M-G2 H+ |  | 0.43 | 8 | 193 | 22 |  | Fixed | Roof
NJADRE1560510733 | Administratively Determined Incentive Program | CINNAMINSON | 8077 | 9.46 | Residential | Behind the Meter | Yes | SunnyMac, LLC | PSE&G |  | Accepted | 2025-09-03 | 2025-09-25 | 2026-09-25 | Solar Panels | HANWHA | Q.TRON BLK M-G2 H+ |  | 0.43 | 8 | 103 | 22 |  | Fixed | Roof
NJADRE1560510733 | Administratively Determined Incentive Program | CINNAMINSON | 8077 | 9.46 | Residential | Behind the Meter | Yes | SunnyMac, LLC | PSE&G |  | Accepted | 2025-09-03 | 2025-09-25 | 2026-09-25 | Inverters | SOLAREDGE HOME HUB | SE7600H-US | 7600 |  | 1 |  |  | 0.99 |  | Outdoor | next to meter
NJADRE1560510733 | Administratively Determined Incentive Program | CINNAMINSON | 8077 | 9.46 | Residential | Behind the Meter | Yes | SunnyMac, LLC | PSE&G |  | Accepted | 2025-09-03 | 2025-09-25 | 2026-09-25 | Solar Panels | HANWHA | Q.TRON BLK M-G2 H+ |  | 0.43 | 6 | 103 | 22 |  | Fixed | Roof
NJADRE1560510942 | Administratively Determined Incentive Program | Atlantic City | 8401 | 8.6 | Residential | Behind the Meter | Yes | SunnyMac, LLC | AC Electric |  | Accepted | 2025-09-03 | 2025-09-25 | 2026-09-25 | Solar Panels | HANWHA | Q.TRON BLK M-G2 H+ |  | 0.43 | 8 | 290 | 31 |  | Fixed | Roof
NJADRE1560510942 | Administratively Determined Incentive Program | Atlantic City | 8401 | 8.6 | Residential | Behind the Meter | Yes | SunnyMac, LLC | AC Electric |  | Accepted | 2025-09-03 | 2025-09-25 | 2026-09-25 | Solar Panels | HANWHA | Q.TRON BLK M-G2 H+ |  | 0.43 | 12 | 110 | 31 |  | Fixed | Roof
NJADRE1560510942 | Administratively Determined Incentive Program | Atlantic City | 8401 | 8.6 | Residential | Behind the Meter | Yes | SunnyMac, LLC | AC Electric |  | Accepted | 2025-09-03 | 2025-09-25 | 2026-09-25 | Inverters | SOLAREDGE ENERGY HUB | SE5700H-US | 5760 |  | 1 |  |  | 0.99 |  | Outdoor | next to meter
NJADRE1560511023 | Administratively Determined Incentive Program | Ocean City | 8226 | 10.125 | Residential | Behind the Meter | No | Solar Energy World | AC Electric |  | Accepted | 2025-09-03 | 2025-09-25 | 2026-09-25 | Inverters | Enphase | IQ8+-72-M-US | 290 |  | 25 |  |  | 0.97 |  | Outside
NJADRE1560511023 | Administratively Determined Incentive Program | Ocean City | 8226 | 10.125 | Residential | Behind the Meter | No | Solar Energy World | AC Electric |  | Accepted | 2025-09-03 | 2025-09-25 | 2026-09-25 | Solar Panels | LONGi | LR5-54HPB-405M |  | 0.405 | 8 | 136 | 32 |  | Fixed | Roof
NJADRE1560511023 | Administratively Determined Incentive Program | Ocean City | 8226 | 10.125 | Residential | Behind the Meter | No | Solar Energy World | AC Electric |  | Accepted | 2025-09-03 | 2025-09-25 | 2026-09-25 | Solar Panels | LONGi | LR5-54HPB-405M |  | 0.405 | 4 | 226 | 30 |  | Fixed | Roof
NJADRE1560511023 | Administratively Determined Incentive Program | Ocean City | 8226 | 10.125 | Residential | Behind the Meter | No | Solar Energy World | AC Electric |  | Accepted | 2025-09-03 | 2025-09-25 | 2026-09-25 | Solar Panels | LONGi | LR5-54HPB-405M |  | 0.405 | 3 | 136 | 32 |  | Fixed | Roof
NJADRE1560511023 | Administratively Determined Incentive Program | Ocean City | 8226 | 10.125 | Residential | Behind the Meter | No | Solar Energy World | AC Electric |  | Accepted | 2025-09-03 | 2025-09-25 | 2026-09-25 | Solar Panels | LONGi | LR5-54HPB-405M |  | 0.405 | 4 | 316 | 30 |  | Fixed | Roof
NJADRE1560511023 | Administratively Determined Incentive Program | Ocean City | 8226 | 10.125 | Residential | Behind the Meter | No | Solar Energy World | AC Electric |  | Accepted | 2025-09-03 | 2025-09-25 | 2026-09-25 | Solar Panels | LONGi | LR5-54HPB-405M |  | 0.405 | 6 | 46 | 31 |  | Fixed | Roof
NJADRE1560511024 | Administratively Determined Incentive Program | Stafford Township | 8050 | 9.68 | Residential | Behind the Meter | No | AllSeason Solar | AC Electric |  | Accepted | 2025-09-03 | 2025-09-25 | 2026-09-25 | Inverters | Enphase | IQ8MC | 320 |  | 22 |  |  | 0.97 |  | Outside
NJADRE1560511024 | Administratively Determined Incentive Program | Stafford Township | 8050 | 9.68 | Residential | Behind the Meter | No | AllSeason Solar | AC Electric |  | Accepted | 2025-09-03 | 2025-09-25 | 2026-09-25 | Solar Panels | Certainteed | CT440HC12-08 |  | 0.44 | 15 | 265 | 23 |  | Fixed | Roof
NJADRE1560511024 | Administratively Determined Incentive Program | Stafford Township | 8050 | 9.68 | Residential | Behind the Meter | No | AllSeason Solar | AC Electric |  | Accepted | 2025-09-03 | 2025-09-25 | 2026-09-25 | Solar Panels | Certainteed | CT440HC12-08 |  | 0.44 | 3 | 85 | 33 |  | Fixed | Roof
NJADRE1560511024 | Administratively Determined Incentive Program | Stafford Township | 8050 | 9.68 | Residential | Behind the Meter | No | AllSeason Solar | AC Electric |  | Accepted | 2025-09-03 | 2025-09-25 | 2026-09-25 | Solar Panels | Certainteed | CT440HC12-08 |  | 0.44 | 4 | 265 | 17 |  | Fixed | Roof
NJADRE1560511152 | Administratively Determined Incentive Program | FREEHOLD | 7728 | 6.39 | Residential | Behind the Meter | No | Power Home Remodeling Group | JCP&L |  | Accepted | 2025-09-03 | 2025-09-25 | 2026-09-25 | Inverters | SolarEdge | SE5700H-US | 5760 |  | 1 |  |  | 0.99 |  | Outside
NJADRE1560511152 | Administratively Determined Incentive Program | FREEHOLD | 7728 | 6.39 | Residential | Behind the Meter | No | Power Home Remodeling Group | JCP&L |  | Accepted | 2025-09-03 | 2025-09-25 | 2026-09-25 | Solar Panels | Longi Solar | LR4-60HPB-355M |  | 0.355 | 13 | 114 | 26 |  | Fixed | Roof
NJADRE1560511152 | Administratively Determined Incentive Program | FREEHOLD | 7728 | 6.39 | Residential | Behind the Meter | No | Power Home Remodeling Group | JCP&L |  | Accepted | 2025-09-03 | 2025-09-25 | 2026-09-25 | Meters | SolarEdge | Revenue Grade Data Ansi C12.20 |  |  | 1 |  |  |  | Yes | Outdoor
NJADRE1560511152 | Administratively Determined Incentive Program | FREEHOLD | 7728 | 6.39 | Residential | Behind the Meter | No | Power Home Remodeling Group | JCP&L |  | Accepted | 2025-09-03 | 2025-09-25 | 2026-09-25 | Solar Panels | Longi Solar | LR4-60HPB-355M |  | 0.355 | 5 | 294 | 26 |  | Fixed | Roof
NJADRE1560511248 | Administratively Determined Incentive Program | Cliffside Park | 7010 | 5.16 | Residential | Behind the Meter | No | Infinity Solar Systems, LLC | PSE&G |  | Accepted | 2025-09-03 | 2025-09-25 | 2026-09-25 | Solar Panels | SEG Solar | SEG-430-BTD-BG |  | 0.43 | 4 | 217 | 18 |  | Fixed | Roof
NJADRE1560511248 | Administratively Determined Incentive Program | Cliffside Park | 7010 | 5.16 | Residential | Behind the Meter | No | Infinity Solar Systems, LLC | PSE&G |  | Accepted | 2025-09-03 | 2025-09-25 | 2026-09-25 | Inverters | Enphase | IQ8MC-72-M-US | 320 |  | 12 |  |  | 0.97 |  | Outdoor
NJADRE1560511248 | Administratively Determined Incentive Program | Cliffside Park | 7010 | 5.16 | Residential | Behind the Meter | No | Infinity Solar Systems, LLC | PSE&G |  | Accepted | 2025-09-03 | 2025-09-25 | 2026-09-25 | Solar Panels | SEG Solar | SEG-430-BTD-BG |  | 0.43 | 8 | 307 | 18 |  | Fixed | Roof
NJADRE1560511250 | Administratively Determined Incentive Program | Linwood | 8221 | 11.31 | Residential | Behind the Meter | Yes | SunnyMac, LLC | AC Electric |  | Accepted | 2025-09-03 | 2025-09-25 | 2026-09-25 | Solar Panels | HANWHA | Q.TRON BLK M-G2 H+ |  | 0.435 | 6 | 262 | 26 |  | Fixed | Roof
NJADRE1560511250 | Administratively Determined Incentive Program | Linwood | 8221 | 11.31 | Residential | Behind the Meter | Yes | SunnyMac, LLC | AC Electric |  | Accepted | 2025-09-03 | 2025-09-25 | 2026-09-25 | Solar Panels | HANWHA | Q.TRON BLK M-G2 H+ |  | 0.435 | 8 | 82 | 26 |  | Fixed | Roof
NJADRE1560511250 | Administratively Determined Incentive Program | Linwood | 8221 | 11.31 | Residential | Behind the Meter | Yes | SunnyMac, LLC | AC Electric |  | Accepted | 2025-09-03 | 2025-09-25 | 2026-09-25 | Solar Panels | HANWHA | Q.TRON BLK M-G2 H+ |  | 0.435 | 12 | 217 | 26 |  | Fixed | Roof
NJADRE1560511250 | Administratively Determined Incentive Program | Linwood | 8221 | 11.31 | Residential | Behind the Meter | Yes | SunnyMac, LLC | AC Electric |  | Accepted | 2025-09-03 | 2025-09-25 | 2026-09-25 | Inverters | SOLAREDGE ENERGY HUB | SE7600H-US | 7600 |  | 1 |  |  | 0.99 |  | Outdoor | next to meter
NJADRE1560511263 | Administratively Determined Incentive Program | MONROE | 8831 | 12.75 | Residential | Behind the Meter | No | US Clean Energy Construction, Inc. | JCP&L |  | Accepted | 2025-09-03 | 2025-09-25 | 2026-09-25 | Solar Panels | Trina Solar | Trina 425W |  | 0.425 | 8 | 45 | 35 |  | Fixed | Roof
NJADRE1560511263 | Administratively Determined Incentive Program | MONROE | 8831 | 12.75 | Residential | Behind the Meter | No | US Clean Energy Construction, Inc. | JCP&L |  | Accepted | 2025-09-03 | 2025-09-25 | 2026-09-25 | Inverters | SMA AMERICA | SMA SBSE-7.7-US | 7700 |  | 1 |  |  | 0.98 |  | Outdoor
NJADRE1560511263 | Administratively Determined Incentive Program | MONROE | 8831 | 12.75 | Residential | Behind the Meter | No | US Clean Energy Construction, Inc. | JCP&L |  | Accepted | 2025-09-03 | 2025-09-25 | 2026-09-25 | Meters | VISION METERING | Cat VM-2E2A1P |  |  | 1 |  |  |  | Yes | Outdoor
NJADRE1560511263 | Administratively Determined Incentive Program | MONROE | 8831 | 12.75 | Residential | Behind the Meter | No | US Clean Energy Construction, Inc. | JCP&L |  | Accepted | 2025-09-03 | 2025-09-25 | 2026-09-25 | Solar Panels | Trina Solar | Trina 425W |  | 0.425 | 22 | 225 | 35 |  | Fixed | Roof
NJADRE1560511265 | Administratively Determined Incentive Program | CLARK TWP | 7066 | 9.84 | Residential | Behind the Meter | Yes | Sunrun Installation Services, Inc. | PSE&G |  | Accepted | 2025-09-03 | 2025-09-25 | 2026-09-25 | Solar Panels | ELIN ENERGY | ELNSM54M-HC-410 |  | 0.41 | 11 | 304 | 18 |  | Fixed | Roof
NJADRE1560511265 | Administratively Determined Incentive Program | CLARK TWP | 7066 | 9.84 | Residential | Behind the Meter | Yes | Sunrun Installation Services, Inc. | PSE&G |  | Accepted | 2025-09-03 | 2025-09-25 | 2026-09-25 | Solar Panels | ELIN ENERGY | ELNSM54M-HC-410 |  | 0.41 | 4 | 212 | 30 |  | Fixed | Roof
NJADRE1560511265 | Administratively Determined Incentive Program | CLARK TWP | 7066 | 9.84 | Residential | Behind the Meter | Yes | Sunrun Installation Services, Inc. | PSE&G |  | Accepted | 2025-09-03 | 2025-09-25 | 2026-09-25 | Solar Panels | ELIN ENERGY | ELNSM54M-HC-410 |  | 0.41 | 4 | 32 | 30 |  | Fixed | Roof
NJADRE1560511265 | Administratively Determined Incentive Program | CLARK TWP | 7066 | 9.84 | Residential | Behind the Meter | Yes | Sunrun Installation Services, Inc. | PSE&G |  | Accepted | 2025-09-03 | 2025-09-25 | 2026-09-25 | Solar Panels | ELIN ENERGY | ELNSM54M-HC-410 |  | 0.41 | 5 | 123 | 34 |  | Fixed | Roof
NJADRE1560511265 | Administratively Determined Incentive Program | CLARK TWP | 7066 | 9.84 | Residential | Behind the Meter | Yes | Sunrun Installation Services, Inc. | PSE&G |  | Accepted | 2025-09-03 | 2025-09-25 | 2026-09-25 | Inverters | SOLAREDGE TECHNOLOGIES | SE7600H-USMN | 7600 |  | 1 |  |  | 0.99 |  | Outdoor
NJADRE1560511267 | Administratively Determined Incentive Program | FRANKLIN PARK | 8823 | 5.59 | Residential | Behind the Meter | No | Infinity Solar Systems, LLC | PSE&G |  | Accepted | 2025-09-03 | 2025-09-25 | 2026-09-25 | Inverters | Enphase | IQ8MC-72-M-US | 320 |  | 13 |  |  | 0.97 |  | Outdoor
NJADRE1560511267 | Administratively Determined Incentive Program | FRANKLIN PARK | 8823 | 5.59 | Residential | Behind the Meter | No | Infinity Solar Systems, LLC | PSE&G |  | Accepted | 2025-09-03 | 2025-09-25 | 2026-09-25 | Solar Panels | SEG Solar | SEG-430-BTD-BG |  | 0.43 | 13 | 205 | 28 |  | Fixed | Roof
NJADRE1560511268 | Administratively Determined Incentive Program | Pennsauken | 8109 | 15.225 | Residential | Behind the Meter | Yes | SunnyMac, LLC | PSE&G |  | Accepted | 2025-09-03 | 2025-09-30 | 2026-09-30 | Inverters | SOLAREDGE HOME HUB | SE11400H-US | 11400 |  | 1 |  |  | 0.99 |  | Outdoor | next to meter
NJADRE1560511268 | Administratively Determined Incentive Program | Pennsauken | 8109 | 15.225 | Residential | Behind the Meter | Yes | SunnyMac, LLC | PSE&G |  | Accepted | 2025-09-03 | 2025-09-30 | 2026-09-30 | Solar Panels | HANWHA | Q.TRON BLK M-G2 H+ |  | 0.435 | 20 | 123 | 31 |  | Fixed | Roof
NJADRE1560511268 | Administratively Determined Incentive Program | Pennsauken | 8109 | 15.225 | Residential | Behind the Meter | Yes | SunnyMac, LLC | PSE&G |  | Accepted | 2025-09-03 | 2025-09-30 | 2026-09-30 | Solar Panels | HANWHA | Q.TRON BLK M-G2 H+ |  | 0.435 | 3 | 123 | 22 |  | Fixed | Roof
NJADRE1560511268 | Administratively Determined Incentive Program | Pennsauken | 8109 | 15.225 | Residential | Behind the Meter | Yes | SunnyMac, LLC | PSE&G |  | Accepted | 2025-09-03 | 2025-09-30 | 2026-09-30 | Solar Panels | HANWHA | Q.TRON BLK M-G2 H+ |  | 0.435 | 12 | 303 | 31 |  | Fixed | Roof
NJADRE1560511274 | Administratively Determined Incentive Program | HAMMONTON | 8037 | 11.88 | Residential | Behind the Meter | No | AllSeason Solar | AC Electric |  | Accepted | 2025-09-03 | 2025-09-25 | 2026-09-25 | Solar Panels | Certainteed | CT440HC12-08 |  | 0.44 | 15 | 222 | 37 |  | Fixed | Roof
NJADRE1560511274 | Administratively Determined Incentive Program | HAMMONTON | 8037 | 11.88 | Residential | Behind the Meter | No | AllSeason Solar | AC Electric |  | Accepted | 2025-09-03 | 2025-09-25 | 2026-09-25 | Solar Panels | Certainteed | CT440HC12-08 |  | 0.44 | 12 | 42 | 37 |  | Fixed | Roof
NJADRE1560511274 | Administratively Determined Incentive Program | HAMMONTON | 8037 | 11.88 | Residential | Behind the Meter | No | AllSeason Solar | AC Electric |  | Accepted | 2025-09-03 | 2025-09-25 | 2026-09-25 | Inverters | Enphase | IQ8MC | 320 |  | 27 |  |  | 0.97 |  | Outside
NJADRE1560511283 | Administratively Determined Incentive Program | HAMILTON TWP | 8619 | 7.31 | Residential | Behind the Meter | Yes | SunnyMac, LLC | PSE&G |  | Accepted | 2025-09-03 | 2025-09-26 | 2026-09-26 | Solar Panels | HANWHA | Q.TRON BLK M-G2 H+ |  | 0.43 | 10 | 180 | 13 |  | Fixed | Roof
NJADRE1560511283 | Administratively Determined Incentive Program | HAMILTON TWP | 8619 | 7.31 | Residential | Behind the Meter | Yes | SunnyMac, LLC | PSE&G |  | Accepted | 2025-09-03 | 2025-09-26 | 2026-09-26 | Inverters | SOLAREDGE HOME HUB | SE5700H-US | 5760 |  | 1 |  |  | 0.99 |  | Outdoor | next to meter
NJADRE1560511283 | Administratively Determined Incentive Program | HAMILTON TWP | 8619 | 7.31 | Residential | Behind the Meter | Yes | SunnyMac, LLC | PSE&G |  | Accepted | 2025-09-03 | 2025-09-26 | 2026-09-26 | Solar Panels | HANWHA | Q.TRON BLK M-G2 H+ |  | 0.43 | 7 | 180 | 37 |  | Fixed | Roof
NJADRE1560511287 | Administratively Determined Incentive Program | WOODCLIFF LAKE | 7677 | 6.02 | Residential | Behind the Meter | No | Infinity Solar Systems, LLC | PSE&G |  | Accepted | 2025-09-03 | 2025-09-25 | 2026-09-25 | Solar Panels | SEG Solar | SEG-430-BTD-BG |  | 0.43 | 14 | 171 | 9 |  | Fixed | Roof
NJADRE1560511287 | Administratively Determined Incentive Program | WOODCLIFF LAKE | 7677 | 6.02 | Residential | Behind the Meter | No | Infinity Solar Systems, LLC | PSE&G |  | Accepted | 2025-09-03 | 2025-09-25 | 2026-09-25 | Inverters | Enphase | IQ8MC-72-M-US | 320 |  | 14 |  |  | 0.97 |  | Outdoor
NJADRE1560511288 | Administratively Determined Incentive Program | Pennsville | 8070 | 10.66 | Residential | Behind the Meter | Yes | Define Solar, LLC | AC Electric |  | Accepted | 2025-09-03 | 2025-09-30 | 2026-09-30 | Inverters | Enphase | IQ8PLUS-72-2-US | 290 |  | 14 |  |  | 0.976 |  | Outside | Under each pv panel
NJADRE1560511288 | Administratively Determined Incentive Program | Pennsville | 8070 | 10.66 | Residential | Behind the Meter | Yes | Define Solar, LLC | AC Electric |  | Accepted | 2025-09-03 | 2025-09-30 | 2026-09-30 | Solar Panels | Znshine | ZXM7-SH108 410 |  | 0.41 | 9 | 106 | 41 |  | Fixed | Roof
NJADRE1560511288 | Administratively Determined Incentive Program | Pennsville | 8070 | 10.66 | Residential | Behind the Meter | Yes | Define Solar, LLC | AC Electric |  | Accepted | 2025-09-03 | 2025-09-30 | 2026-09-30 | Solar Panels | Znshine | ZXM7-SH108 410 |  | 0.41 | 14 | 196 | 33 |  | Fixed | Roof
NJADRE1560511288 | Administratively Determined Incentive Program | Pennsville | 8070 | 10.66 | Residential | Behind the Meter | Yes | Define Solar, LLC | AC Electric |  | Accepted | 2025-09-03 | 2025-09-30 | 2026-09-30 | Inverters | Enphase | IQ8PLUS-72-2-US | 290 |  | 3 |  |  | 0.976 |  | Outside | Under each pv panel
NJADRE1560511288 | Administratively Determined Incentive Program | Pennsville | 8070 | 10.66 | Residential | Behind the Meter | Yes | Define Solar, LLC | AC Electric |  | Accepted | 2025-09-03 | 2025-09-30 | 2026-09-30 | Solar Panels | Znshine | ZXM7-SH108 410 |  | 0.41 | 3 | 106 | 46 |  | Fixed | Roof
NJADRE1560511288 | Administratively Determined Incentive Program | Pennsville | 8070 | 10.66 | Residential | Behind the Meter | Yes | Define Solar, LLC | AC Electric |  | Accepted | 2025-09-03 | 2025-09-30 | 2026-09-30 | Inverters | Enphase | IQ8PLUS-72-2-US | 290 |  | 9 |  |  | 0.976 |  | Outside | Under each pv panel
NJADRE1560511289 | Administratively Determined Incentive Program | MARLTON | 8053 | 8.2 | Residential | Behind the Meter | Yes | Freedom Forever New Jersey, LLC | PSE&G |  | Accepted | 2025-09-03 | 2025-09-26 | 2026-09-26 | Solar Panels | Hanwha | Q.PEAK DUO BLK ML-G10.C+ 410 |  | 0.41 | 5 | 152 | 23 |  | Fixed | Roof
NJADRE1560511289 | Administratively Determined Incentive Program | MARLTON | 8053 | 8.2 | Residential | Behind the Meter | Yes | Freedom Forever New Jersey, LLC | PSE&G |  | Accepted | 2025-09-03 | 2025-09-26 | 2026-09-26 | Solar Panels | Hanwha | Q.PEAK DUO BLK ML-G10.C+ 410 |  | 0.41 | 5 | 332 | 23 |  | Fixed | Roof
NJADRE1560511289 | Administratively Determined Incentive Program | MARLTON | 8053 | 8.2 | Residential | Behind the Meter | Yes | Freedom Forever New Jersey, LLC | PSE&G |  | Accepted | 2025-09-03 | 2025-09-26 | 2026-09-26 | Solar Panels | Hanwha | Q.PEAK DUO BLK ML-G10.C+ 410 |  | 0.41 | 6 | 62 | 23 |  | Fixed | Roof
NJADRE1560511289 | Administratively Determined Incentive Program | MARLTON | 8053 | 8.2 | Residential | Behind the Meter | Yes | Freedom Forever New Jersey, LLC | PSE&G |  | Accepted | 2025-09-03 | 2025-09-26 | 2026-09-26 | Solar Panels | Hanwha | Q.PEAK DUO BLK ML-G10.C+ 410 |  | 0.41 | 4 | 242 | 23 |  | Fixed | Roof
NJADRE1560511289 | Administratively Determined Incentive Program | MARLTON | 8053 | 8.2 | Residential | Behind the Meter | Yes | Freedom Forever New Jersey, LLC | PSE&G |  | Accepted | 2025-09-03 | 2025-09-26 | 2026-09-26 | Inverters | Solar Edge | SE5700H-US | 5760 |  | 1 |  |  | 0.99 |  | Outside
NJADRE1560511296 | Administratively Determined Incentive Program | GALLOWAY | 8205 | 14.96 | Residential | Behind the Meter | No | AllSeason Solar | AC Electric |  | Accepted | 2025-09-03 | 2025-09-25 | 2026-09-25 | Solar Panels | Certainteed | CT440HC12-08 |  | 0.44 | 7 | 100 | 31 |  | Fixed | Roof
NJADRE1560511296 | Administratively Determined Incentive Program | GALLOWAY | 8205 | 14.96 | Residential | Behind the Meter | No | AllSeason Solar | AC Electric |  | Accepted | 2025-09-03 | 2025-09-25 | 2026-09-25 | Solar Panels | Certainteed | CT440HC12-08 |  | 0.44 | 19 | 280 | 31 |  | Fixed | Roof
NJADRE1560511296 | Administratively Determined Incentive Program | GALLOWAY | 8205 | 14.96 | Residential | Behind the Meter | No | AllSeason Solar | AC Electric |  | Accepted | 2025-09-03 | 2025-09-25 | 2026-09-25 | Solar Panels | Certainteed | CT440HC12-08 |  | 0.44 | 3 | 10 | 30 |  | Fixed | Roof
NJADRE1560511296 | Administratively Determined Incentive Program | GALLOWAY | 8205 | 14.96 | Residential | Behind the Meter | No | AllSeason Solar | AC Electric |  | Accepted | 2025-09-03 | 2025-09-25 | 2026-09-25 | Solar Panels | Certainteed | CT440HC12-08 |  | 0.44 | 5 | 190 | 30 |  | Fixed | Roof
NJADRE1560511296 | Administratively Determined Incentive Program | GALLOWAY | 8205 | 14.96 | Residential | Behind the Meter | No | AllSeason Solar | AC Electric |  | Accepted | 2025-09-03 | 2025-09-25 | 2026-09-25 | Inverters | Enphase | IQ8MC | 320 |  | 34 |  |  | 0.97 |  | Outside
NJADRE1560511314 | Administratively Determined Incentive Program | CLIFTON CITY | 7012 | 6.97 | Residential | Behind the Meter | Yes | Sunrun Installation Services, Inc. | PSE&G |  | Accepted | 2025-09-03 | 2025-09-30 | 2026-09-30 | Inverters | SOLAREDGE TECHNOLOGIES | SE5700H-USMN | 5760 |  | 1 |  |  | 0.99 |  | Outdoor
NJADRE1560511314 | Administratively Determined Incentive Program | CLIFTON CITY | 7012 | 6.97 | Residential | Behind the Meter | Yes | Sunrun Installation Services, Inc. | PSE&G |  | Accepted | 2025-09-03 | 2025-09-30 | 2026-09-30 | Solar Panels | ELIN ENERGY | ELNSM54M-HC-410 |  | 0.41 | 10 | 215 | 36 |  | Fixed | Roof
NJADRE1560511314 | Administratively Determined Incentive Program | CLIFTON CITY | 7012 | 6.97 | Residential | Behind the Meter | Yes | Sunrun Installation Services, Inc. | PSE&G |  | Accepted | 2025-09-03 | 2025-09-30 | 2026-09-30 | Solar Panels | ELIN ENERGY | ELNSM54M-HC-410 |  | 0.41 | 3 | 35 | 36 |  | Fixed | Roof
NJADRE1560511314 | Administratively Determined Incentive Program | CLIFTON CITY | 7012 | 6.97 | Residential | Behind the Meter | Yes | Sunrun Installation Services, Inc. | PSE&G |  | Accepted | 2025-09-03 | 2025-09-30 | 2026-09-30 | Solar Panels | ELIN ENERGY | ELNSM54M-HC-410 |  | 0.41 | 4 | 215 | 26 |  | Fixed | Roof
NJADRE1560511316 | Administratively Determined Incentive Program | ROBBINSVILLE | 8691 | 13.28 | Residential | Behind the Meter | No | Solar Energy World | JCP&L |  | Accepted | 2025-09-03 | 2025-09-25 | 2026-09-25 | Inverters | Enphase | IQ8MC-72-M-US | 320 |  | 32 |  |  | 0.97 |  | Outside
NJADRE1560511316 | Administratively Determined Incentive Program | ROBBINSVILLE | 8691 | 13.28 | Residential | Behind the Meter | No | Solar Energy World | JCP&L |  | Accepted | 2025-09-03 | 2025-09-25 | 2026-09-25 | Solar Panels | HANWHA | Q.PEAK DUOBLK ML-G10+-415W |  | 0.415 | 16 | 279 | 34 |  | Fixed | Roof
NJADRE1560511316 | Administratively Determined Incentive Program | ROBBINSVILLE | 8691 | 13.28 | Residential | Behind the Meter | No | Solar Energy World | JCP&L |  | Accepted | 2025-09-03 | 2025-09-25 | 2026-09-25 | Solar Panels | HANWHA | Q.PEAK DUOBLK ML-G10+-415W |  | 0.415 | 16 | 279 | 34 |  | Fixed | Roof
NJADRE1560511317 | Administratively Determined Incentive Program | DELRAN | 8075 | 9.84 | Residential | Behind the Meter | Yes | Trinity Solar, LLC | PSE&G |  | Accepted | 2025-09-03 | 2025-09-25 | 2026-09-25 | Solar Panels | Hanwha | Q.PEAK DUO BLK ML-G10.C+ 410 |  | 0.41 | 3 | 58 | 28 |  | Fixed | Roof
NJADRE1560511317 | Administratively Determined Incentive Program | DELRAN | 8075 | 9.84 | Residential | Behind the Meter | Yes | Trinity Solar, LLC | PSE&G |  | Accepted | 2025-09-03 | 2025-09-25 | 2026-09-25 | Solar Panels | Hanwha | Q.PEAK DUO BLK ML-G10.C+ 410 |  | 0.41 | 10 | 148 | 36 |  | Fixed | Roof
NJADRE1560511317 | Administratively Determined Incentive Program | DELRAN | 8075 | 9.84 | Residential | Behind the Meter | Yes | Trinity Solar, LLC | PSE&G |  | Accepted | 2025-09-03 | 2025-09-25 | 2026-09-25 | Inverters | Solar Edge | USE7600H-US | 7600 |  | 1 |  |  | 0.93 |  | Outside
NJADRE1560511317 | Administratively Determined Incentive Program | DELRAN | 8075 | 9.84 | Residential | Behind the Meter | Yes | Trinity Solar, LLC | PSE&G |  | Accepted | 2025-09-03 | 2025-09-25 | 2026-09-25 | Solar Panels | Hanwha | Q.PEAK DUO BLK ML-G10.C+ 410 |  | 0.41 | 3 | 148 | 29 |  | Fixed | Roof
NJADRE1560511317 | Administratively Determined Incentive Program | DELRAN | 8075 | 9.84 | Residential | Behind the Meter | Yes | Trinity Solar, LLC | PSE&G |  | Accepted | 2025-09-03 | 2025-09-25 | 2026-09-25 | Solar Panels | Hanwha | Q.PEAK DUO BLK ML-G10.C+ 410 |  | 0.41 | 6 | 238 | 28 |  | Fixed | Roof
NJADRE1560511317 | Administratively Determined Incentive Program | DELRAN | 8075 | 9.84 | Residential | Behind the Meter | Yes | Trinity Solar, LLC | PSE&G |  | Accepted | 2025-09-03 | 2025-09-25 | 2026-09-25 | Solar Panels | Hanwha | Q.PEAK DUO BLK ML-G10.C+ 410 |  | 0.41 | 2 | 148 | 32 |  | Fixed | Roof
NJADRE1560511329 | Administratively Determined Incentive Program | PISCATAWAY | 8854 | 12.76 | Residential | Behind the Meter | No | AllSeason Solar | PSE&G |  | Accepted | 2025-09-03 | 2025-09-25 | 2026-09-25 | Solar Panels | Certainteed | CT440HC12-08 |  | 0.44 | 14 | 279 | 24 |  | Fixed | Roof
NJADRE1560511329 | Administratively Determined Incentive Program | PISCATAWAY | 8854 | 12.76 | Residential | Behind the Meter | No | AllSeason Solar | PSE&G |  | Accepted | 2025-09-03 | 2025-09-25 | 2026-09-25 | Solar Panels | Certainteed | CT440HC12-08 |  | 0.44 | 15 | 99 | 24 |  | Fixed | Roof
NJADRE1560511329 | Administratively Determined Incentive Program | PISCATAWAY | 8854 | 12.76 | Residential | Behind the Meter | No | AllSeason Solar | PSE&G |  | Accepted | 2025-09-03 | 2025-09-25 | 2026-09-25 | Inverters | Enphase | IQ8MC | 320 |  | 29 |  |  | 0.97 |  | Outside
NJADRE1560511337 | Administratively Determined Incentive Program | FAIR LAWN | 7410 | 9.84 | Residential | Behind the Meter | Yes | Sunrun Installation Services, Inc. | PSE&G |  | Accepted | 2025-09-03 | 2025-09-26 | 2026-09-26 | Electric Storage Battery | Tesla | POWERWALL 3 1707000-XX-Y |  |  | 1 |  |  |  | Lithium Ion |  | OUTSIDE
NJADRE1560511337 | Administratively Determined Incentive Program | FAIR LAWN | 7410 | 9.84 | Residential | Behind the Meter | Yes | Sunrun Installation Services, Inc. | PSE&G |  | Accepted | 2025-09-03 | 2025-09-26 | 2026-09-26 | Solar Panels | HANWHA Q-CELLS | Q.PEAK DUO BLK ML-G10.C+ 410 |  | 0.41 | 6 | 204 | 40 |  | Fixed | Roof
NJADRE1560511337 | Administratively Determined Incentive Program | FAIR LAWN | 7410 | 9.84 | Residential | Behind the Meter | Yes | Sunrun Installation Services, Inc. | PSE&G |  | Accepted | 2025-09-03 | 2025-09-26 | 2026-09-26 | Solar Panels | HANWHA Q-CELLS | Q.PEAK DUO BLK ML-G10.C+ 410 |  | 0.41 | 5 | 24 | 7 |  | Fixed | Roof
NJADRE1560511337 | Administratively Determined Incentive Program | FAIR LAWN | 7410 | 9.84 | Residential | Behind the Meter | Yes | Sunrun Installation Services, Inc. | PSE&G |  | Accepted | 2025-09-03 | 2025-09-26 | 2026-09-26 | Solar Panels | HANWHA Q-CELLS | Q.PEAK DUO BLK ML-G10.C+ 410 |  | 0.41 | 7 | 294 | 31 |  | Fixed | Roof
NJADRE1560511337 | Administratively Determined Incentive Program | FAIR LAWN | 7410 | 9.84 | Residential | Behind the Meter | Yes | Sunrun Installation Services, Inc. | PSE&G |  | Accepted | 2025-09-03 | 2025-09-26 | 2026-09-26 | Solar Panels | HANWHA Q-CELLS | Q.PEAK DUO BLK ML-G10.C+ 410 |  | 0.41 | 6 | 114 | 31 |  | Fixed | Roof
NJADRE1560511337 | Administratively Determined Incentive Program | FAIR LAWN | 7410 | 9.84 | Residential | Behind the Meter | Yes | Sunrun Installation Services, Inc. | PSE&G |  | Accepted | 2025-09-03 | 2025-09-26 | 2026-09-26 | Inverters | Tesla | POWERWALL 3 1707000-XX-Y | 11500 |  | 1 |  |  | 0.97 |  | Outdoor
NJADRE1560511346 | Administratively Determined Incentive Program | TOMS RIVER | 8755 | 15.05 | Residential | Behind the Meter | Yes | Pro Custom Solar dba Momentum Solar | JCP&L |  | Accepted | 2025-09-03 | 2025-09-30 | 2026-09-30 | Solar Panels | Hanwha | q.tron blk m-g2 + 430 |  | 0.43 | 9 | 222 | 22 |  | Fixed | Pole
NJADRE1560511346 | Administratively Determined Incentive Program | TOMS RIVER | 8755 | 15.05 | Residential | Behind the Meter | Yes | Pro Custom Solar dba Momentum Solar | JCP&L |  | Accepted | 2025-09-03 | 2025-09-30 | 2026-09-30 | Inverters | Enphase | IQ8HC-72-M-DOM-US | 380 |  | 35 |  |  | 0.97 |  | Outdoor
NJADRE1560511346 | Administratively Determined Incentive Program | TOMS RIVER | 8755 | 15.05 | Residential | Behind the Meter | Yes | Pro Custom Solar dba Momentum Solar | JCP&L |  | Accepted | 2025-09-03 | 2025-09-30 | 2026-09-30 | Solar Panels | Hanwha | q.tron blk m-g2 + 430 |  | 0.43 | 15 | 42 | 21 |  | Fixed | Roof
NJADRE1560511346 | Administratively Determined Incentive Program | TOMS RIVER | 8755 | 15.05 | Residential | Behind the Meter | Yes | Pro Custom Solar dba Momentum Solar | JCP&L |  | Accepted | 2025-09-03 | 2025-09-30 | 2026-09-30 | Solar Panels | Hanwha | q.tron blk m-g2 + 430 |  | 0.43 | 11 | 222 | 17 |  | Fixed | Roof
NJADRE1560511359 | Administratively Determined Incentive Program | PLAINFIELD | 7063 | 8.61 | Residential | Behind the Meter | Yes | Sunrun Installation Services, Inc. | PSE&G |  | Accepted | 2025-09-03 | 2025-09-26 | 2026-09-26 | Inverters | Tesla | POWERWALL 3 1707000-XX-Y | 11500 |  | 1 |  |  | 0.97 |  | Outdoor
NJADRE1560511359 | Administratively Determined Incentive Program | PLAINFIELD | 7063 | 8.61 | Residential | Behind the Meter | Yes | Sunrun Installation Services, Inc. | PSE&G |  | Accepted | 2025-09-03 | 2025-09-26 | 2026-09-26 | Electric Storage Battery | Tesla | POWERWALL 3 1707000-XX-Y |  |  | 1 |  |  |  | Lithium Ion |  | OUTSIDE
NJADRE1560511359 | Administratively Determined Incentive Program | PLAINFIELD | 7063 | 8.61 | Residential | Behind the Meter | Yes | Sunrun Installation Services, Inc. | PSE&G |  | Accepted | 2025-09-03 | 2025-09-26 | 2026-09-26 | Solar Panels | ELIN ENERGY | ELNSM54M-HC-410 |  | 0.41 | 6 | 140 | 12 |  | Fixed | Roof
NJADRE1560511359 | Administratively Determined Incentive Program | PLAINFIELD | 7063 | 8.61 | Residential | Behind the Meter | Yes | Sunrun Installation Services, Inc. | PSE&G |  | Accepted | 2025-09-03 | 2025-09-26 | 2026-09-26 | Solar Panels | ELIN ENERGY | ELNSM54M-HC-410 |  | 0.41 | 12 | 320 | 40 |  | Fixed | Roof
NJADRE1560511359 | Administratively Determined Incentive Program | PLAINFIELD | 7063 | 8.61 | Residential | Behind the Meter | Yes | Sunrun Installation Services, Inc. | PSE&G |  | Accepted | 2025-09-03 | 2025-09-26 | 2026-09-26 | Solar Panels | ELIN ENERGY | ELNSM54M-HC-410 |  | 0.41 | 3 | 319 | 5 |  | Fixed | Roof
NJADRE1560511371 | Administratively Determined Incentive Program | Elmwood Park Boro | 7407 | 9.03 | Residential | Behind the Meter | Yes | Integrity Solar & Home Solutions, LLC | PSE&G |  | Accepted | 2025-09-03 | 2025-09-26 | 2026-09-26 | Solar Panels | JINKO | JKM430N-54HL4-B |  | 0.43 | 4 | 340 | 35 |  | Fixed | Roof
NJADRE1560511371 | Administratively Determined Incentive Program | Elmwood Park Boro | 7407 | 9.03 | Residential | Behind the Meter | Yes | Integrity Solar & Home Solutions, LLC | PSE&G |  | Accepted | 2025-09-03 | 2025-09-26 | 2026-09-26 | Solar Panels | JINKO | JKM430N-54HL4-B |  | 0.43 | 2 | 160 | 35 |  | Fixed | Roof
NJADRE1560511371 | Administratively Determined Incentive Program | Elmwood Park Boro | 7407 | 9.03 | Residential | Behind the Meter | Yes | Integrity Solar & Home Solutions, LLC | PSE&G |  | Accepted | 2025-09-03 | 2025-09-26 | 2026-09-26 | Solar Panels | JINKO | JKM430N-54HL4-B |  | 0.43 | 4 | 340 | 13 |  | Fixed | Roof
NJADRE1560511371 | Administratively Determined Incentive Program | Elmwood Park Boro | 7407 | 9.03 | Residential | Behind the Meter | Yes | Integrity Solar & Home Solutions, LLC | PSE&G |  | Accepted | 2025-09-03 | 2025-09-26 | 2026-09-26 | Solar Panels | JINKO | JKM430N-54HL4-B |  | 0.43 | 2 | 340 | 8 |  | Fixed | Roof
NJADRE1560511371 | Administratively Determined Incentive Program | Elmwood Park Boro | 7407 | 9.03 | Residential | Behind the Meter | Yes | Integrity Solar & Home Solutions, LLC | PSE&G |  | Accepted | 2025-09-03 | 2025-09-26 | 2026-09-26 | Inverters | ENPHASE | IQ8+ | 290 |  | 21 |  |  | 0.98 |  | Other | UNDER EACH PANEL
NJADRE1560511371 | Administratively Determined Incentive Program | Elmwood Park Boro | 7407 | 9.03 | Residential | Behind the Meter | Yes | Integrity Solar & Home Solutions, LLC | PSE&G |  | Accepted | 2025-09-03 | 2025-09-26 | 2026-09-26 | Solar Panels | JINKO | JKM430N-54HL4-B |  | 0.43 | 7 | 160 | 11 |  | Fixed | Roof
NJADRE1560511371 | Administratively Determined Incentive Program | Elmwood Park Boro | 7407 | 9.03 | Residential | Behind the Meter | Yes | Integrity Solar & Home Solutions, LLC | PSE&G |  | Accepted | 2025-09-03 | 2025-09-26 | 2026-09-26 | Solar Panels | JINKO | JKM430N-54HL4-B |  | 0.43 | 2 | 340 | 35 |  | Fixed | Roof
NJADRE1560511377 | Administratively Determined Incentive Program | Roselle Park | 7204 | 2.87 | Residential | Behind the Meter | Yes | Sunrun Installation Services, Inc. | PSE&G |  | Accepted | 2025-09-03 | 2025-09-29 | 2026-09-29 | Inverters | Tesla | POWERWALL 3 1707000-XX-Y | 11500 |  | 1 |  |  | 0.97 |  | Outside
NJADRE1560511377 | Administratively Determined Incentive Program | Roselle Park | 7204 | 2.87 | Residential | Behind the Meter | Yes | Sunrun Installation Services, Inc. | PSE&G |  | Accepted | 2025-09-03 | 2025-09-29 | 2026-09-29 | Solar Panels | HANWHA Q-CELLS | Q.PEAK DUO BLK ML-G10.C+ 410 |  | 0.41 | 7 | 335 | 7 |  | Fixed | Roof
NJADRE1560511377 | Administratively Determined Incentive Program | Roselle Park | 7204 | 2.87 | Residential | Behind the Meter | Yes | Sunrun Installation Services, Inc. | PSE&G |  | Accepted | 2025-09-03 | 2025-09-29 | 2026-09-29 | Electric Storage Battery | Tesla | POWERWALL 3 1707000-XX-Y |  |  | 1 |  |  |  | Lithium Ion |  | OUTSIDE
NJADRE1560511378 | Administratively Determined Incentive Program | BAYONNE | 7002 | 6.56 | Residential | Behind the Meter | Yes | Trinity Solar, LLC | PSE&G |  | Accepted | 2025-09-03 | 2025-09-26 | 2026-09-26 | Solar Panels | Hanwha | Q.PEAK DUO BLK ML-G10.C+ 410 |  | 0.41 | 8 | 123 | 45 |  | Fixed | Roof
NJADRE1560511378 | Administratively Determined Incentive Program | BAYONNE | 7002 | 6.56 | Residential | Behind the Meter | Yes | Trinity Solar, LLC | PSE&G |  | Accepted | 2025-09-03 | 2025-09-26 | 2026-09-26 | Inverters | Solar Edge | USE5700H-US | 5760 |  | 1 |  |  | 0.97 |  | Outside
NJADRE1560511378 | Administratively Determined Incentive Program | BAYONNE | 7002 | 6.56 | Residential | Behind the Meter | Yes | Trinity Solar, LLC | PSE&G |  | Accepted | 2025-09-03 | 2025-09-26 | 2026-09-26 | Solar Panels | Hanwha | Q.PEAK DUO BLK ML-G10.C+ 410 |  | 0.41 | 8 | 213 | 45 |  | Fixed | Roof
NJADRE1560511384 | Administratively Determined Incentive Program | ABSECON | 8201 | 9.68 | Residential | Behind the Meter | No | AllSeason Solar | AC Electric |  | Accepted | 2025-09-03 | 2025-09-26 | 2026-09-26 | Solar Panels | Certainteed | CT440HC12-08 |  | 0.44 | 6 | 26 | 15 |  | Fixed | Roof
NJADRE1560511384 | Administratively Determined Incentive Program | ABSECON | 8201 | 9.68 | Residential | Behind the Meter | No | AllSeason Solar | AC Electric |  | Accepted | 2025-09-03 | 2025-09-26 | 2026-09-26 | Solar Panels | Certainteed | CT440HC12-08 |  | 0.44 | 16 | 206 | 15 |  | Fixed | Roof
NJADRE1560511384 | Administratively Determined Incentive Program | ABSECON | 8201 | 9.68 | Residential | Behind the Meter | No | AllSeason Solar | AC Electric |  | Accepted | 2025-09-03 | 2025-09-26 | 2026-09-26 | Inverters | Enphase | IQ8MC | 320 |  | 22 |  |  | 0.97 |  | Outside
NJADRE1560511397 | Administratively Determined Incentive Program | Hillsdale | 7642 | 9.84 | Residential | Behind the Meter | No | Tesla Energy Operations, Inc. | PSE&G |  | Accepted | 2025-09-03 | 2025-09-26 | 2026-09-26 | Electric Storage Battery | Tesla | Powerwall 3 |  |  | 2 |  |  |  | Lithium Ion |  | OUTSIDE
NJADRE1560511397 | Administratively Determined Incentive Program | Hillsdale | 7642 | 9.84 | Residential | Behind the Meter | No | Tesla Energy Operations, Inc. | PSE&G |  | Accepted | 2025-09-03 | 2025-09-26 | 2026-09-26 | Solar Panels | Hanwha | Q.PEAK DUO BLK ML-G10+/TS 410 |  | 0.41 | 14 | 261 | 18 |  | Fixed | Roof
NJADRE1560511397 | Administratively Determined Incentive Program | Hillsdale | 7642 | 9.84 | Residential | Behind the Meter | No | Tesla Energy Operations, Inc. | PSE&G |  | Accepted | 2025-09-03 | 2025-09-26 | 2026-09-26 | Solar Panels | Hanwha | Q.PEAK DUO BLK ML-G10+/TS 410 |  | 0.41 | 5 | 351 | 18 |  | Fixed | Roof
NJADRE1560511397 | Administratively Determined Incentive Program | Hillsdale | 7642 | 9.84 | Residential | Behind the Meter | No | Tesla Energy Operations, Inc. | PSE&G |  | Accepted | 2025-09-03 | 2025-09-26 | 2026-09-26 | Solar Panels | Hanwha | Q.PEAK DUO BLK ML-G10+/TS 410 |  | 0.41 | 5 | 171 | 18 |  | Fixed | Roof
NJADRE1560511397 | Administratively Determined Incentive Program | Hillsdale | 7642 | 9.84 | Residential | Behind the Meter | No | Tesla Energy Operations, Inc. | PSE&G |  | Accepted | 2025-09-03 | 2025-09-26 | 2026-09-26 | Inverters | Tesla | 1707000-XX-Y 11.5 kW | 11500 |  | 1 |  |  | 0.98 |  | Outdoor
NJADRE1560511398 | Administratively Determined Incentive Program | Franklin Township | 8873 | 4.92 | Residential | Behind the Meter | Yes | Sunrun Installation Services, Inc. | PSE&G |  | Accepted | 2025-09-03 | 2025-09-29 | 2026-09-29 | Inverters | SOLAREDGE TECHNOLOGIES | SE3800H-USMN | 3800 |  | 1 |  |  | 0.99 |  | Outdoor
NJADRE1560511398 | Administratively Determined Incentive Program | Franklin Township | 8873 | 4.92 | Residential | Behind the Meter | Yes | Sunrun Installation Services, Inc. | PSE&G |  | Accepted | 2025-09-03 | 2025-09-29 | 2026-09-29 | Solar Panels | ELIN ENERGY | ELNSM54M-HC-410 |  | 0.41 | 4 | 11 | 40 |  | Fixed | Roof
NJADRE1560511398 | Administratively Determined Incentive Program | Franklin Township | 8873 | 4.92 | Residential | Behind the Meter | Yes | Sunrun Installation Services, Inc. | PSE&G |  | Accepted | 2025-09-03 | 2025-09-29 | 2026-09-29 | Solar Panels | ELIN ENERGY | ELNSM54M-HC-410 |  | 0.41 | 4 | 281 | 34 |  | Fixed | Roof
NJADRE1560511398 | Administratively Determined Incentive Program | Franklin Township | 8873 | 4.92 | Residential | Behind the Meter | Yes | Sunrun Installation Services, Inc. | PSE&G |  | Accepted | 2025-09-03 | 2025-09-29 | 2026-09-29 | Solar Panels | ELIN ENERGY | ELNSM54M-HC-410 |  | 0.41 | 4 | 281 | 23 |  | Fixed | Roof
NJADRE1560511408 | Administratively Determined Incentive Program | Roseland | 7068 | 8 | Residential | Behind the Meter | No | Freedom Forever New Jersey, LLC | PSE&G |  | Accepted | 2025-09-03 | 2025-09-26 | 2026-09-26 | Inverters | Enphase | IQ8PLUS-72-M-US | 290 |  | 20 |  |  | 0.99 |  | Outside
NJADRE1560511408 | Administratively Determined Incentive Program | Roseland | 7068 | 8 | Residential | Behind the Meter | No | Freedom Forever New Jersey, LLC | PSE&G |  | Accepted | 2025-09-03 | 2025-09-26 | 2026-09-26 | Solar Panels | PHILADELPHIA SOLAR: | PS-M108(HCBF)-400W |  | 0.4 | 16 | 125 | 21 |  | Fixed | Roof
NJADRE1560511408 | Administratively Determined Incentive Program | Roseland | 7068 | 8 | Residential | Behind the Meter | No | Freedom Forever New Jersey, LLC | PSE&G |  | Accepted | 2025-09-03 | 2025-09-26 | 2026-09-26 | Solar Panels | PHILADELPHIA SOLAR: | PS-M108(HCBF)-400W |  | 0.4 | 4 | 305 | 21 |  | Fixed | Roof
NJADRE1560511413 | Administratively Determined Incentive Program | Cherry Hill | 8034 | 9.24 | Residential | Behind the Meter | No | AllSeason Solar | PSE&G |  | Accepted | 2025-09-03 | 2025-09-26 | 2026-09-26 | Solar Panels | Certainteed | CT440HC12-08 |  | 0.44 | 18 | 220 | 20 |  | Fixed | Roof
NJADRE1560511413 | Administratively Determined Incentive Program | Cherry Hill | 8034 | 9.24 | Residential | Behind the Meter | No | AllSeason Solar | PSE&G |  | Accepted | 2025-09-03 | 2025-09-26 | 2026-09-26 | Inverters | Enphase | IQ8MC | 290 |  | 21 |  |  | 0.97 |  | Outside
NJADRE1560511413 | Administratively Determined Incentive Program | Cherry Hill | 8034 | 9.24 | Residential | Behind the Meter | No | AllSeason Solar | PSE&G |  | Accepted | 2025-09-03 | 2025-09-26 | 2026-09-26 | Solar Panels | Certainteed | CT440HC12-08 |  | 0.44 | 3 | 40 | 20 |  | Fixed | Roof
NJADRE1560511418 | Administratively Determined Incentive Program | Marlton | 8053 | 13.94 | Residential | Behind the Meter | Yes | Sunrun Installation Services, Inc. | PSE&G |  | Accepted | 2025-09-03 | 2025-09-26 | 2026-09-26 | Solar Panels | ELIN ENERGY (SIRIUS PV) | ELNSM54M-HC-410 |  | 0.41 | 22 | 111 | 26 |  | Fixed | Roof
NJADRE1560511418 | Administratively Determined Incentive Program | Marlton | 8053 | 13.94 | Residential | Behind the Meter | Yes | Sunrun Installation Services, Inc. | PSE&G |  | Accepted | 2025-09-03 | 2025-09-26 | 2026-09-26 | Inverters | SOLAREDGE TECHNOLOGIES | SE10000H-USMN | 10000 |  | 1 |  |  | 0.99 |  | Outside
NJADRE1560511418 | Administratively Determined Incentive Program | Marlton | 8053 | 13.94 | Residential | Behind the Meter | Yes | Sunrun Installation Services, Inc. | PSE&G |  | Accepted | 2025-09-03 | 2025-09-26 | 2026-09-26 | Solar Panels | ELIN ENERGY (SIRIUS PV) | ELNSM54M-HC-410 |  | 0.41 | 12 | 291 | 26 |  | Fixed | Roof
NJADRE1560511422 | Administratively Determined Incentive Program | Southampton | 8088 | 4.51 | Residential | Behind the Meter | Yes | Trinity Solar, LLC | PSE&G |  | Accepted | 2025-09-03 | 2025-09-26 | 2026-09-26 | Inverters | Solar Edge | USE3800H-US | 3800 |  | 1 |  |  | 0.97 |  | Outdoor
NJADRE1560511422 | Administratively Determined Incentive Program | Southampton | 8088 | 4.51 | Residential | Behind the Meter | Yes | Trinity Solar, LLC | PSE&G |  | Accepted | 2025-09-03 | 2025-09-26 | 2026-09-26 | Solar Panels | Hanwha | Q.PEAK DUO BLK ML-G10.C+ 410 |  | 0.41 | 11 | 156 | 34 |  | Fixed | Roof
NJADRE1560511423 | Administratively Determined Incentive Program | Somerset | 8873 | 10.56 | Residential | Behind the Meter | No | All Phase Installations and Electrical Services | PSE&G |  | Accepted | 2025-09-03 | 2025-09-26 | 2026-09-26 | Inverters | ENPHASE | IQ8M-72-2-US | 325 |  | 24 |  |  | 0.978 |  | Outside
NJADRE1560511423 | Administratively Determined Incentive Program | Somerset | 8873 | 10.56 | Residential | Behind the Meter | No | All Phase Installations and Electrical Services | PSE&G |  | Accepted | 2025-09-03 | 2025-09-26 | 2026-09-26 | Solar Panels | PHONO SOLAR | PS440M8GFH-18/VSH |  | 0.44 | 24 | 151 | 37 |  | Fixed | Roof
NJADRE1560511426 | Administratively Determined Incentive Program | Lumberton Township | 8048 | 8.4 | Residential | Behind the Meter | No | Freedom Forever New Jersey, LLC | PSE&G |  | Accepted | 2025-09-03 | 2025-09-26 | 2026-09-26 | Solar Panels | PHILADELPHIA SOLAR: | PS-M108(HCBF)-400W |  | 0.4 | 5 | 37 | 30 |  | Fixed | Roof
NJADRE1560511426 | Administratively Determined Incentive Program | Lumberton Township | 8048 | 8.4 | Residential | Behind the Meter | No | Freedom Forever New Jersey, LLC | PSE&G |  | Accepted | 2025-09-03 | 2025-09-26 | 2026-09-26 | Inverters | Enphase | IQ8PLUS-72-M-US | 290 |  | 21 |  |  | 0.99 |  | Outside
NJADRE1560511426 | Administratively Determined Incentive Program | Lumberton Township | 8048 | 8.4 | Residential | Behind the Meter | No | Freedom Forever New Jersey, LLC | PSE&G |  | Accepted | 2025-09-03 | 2025-09-26 | 2026-09-26 | Solar Panels | PHILADELPHIA SOLAR: | PS-M108(HCBF)-400W |  | 0.4 | 16 | 217 | 30 |  | Fixed | Roof
NJADRE1560511454 | Administratively Determined Incentive Program | HILLSIDE | 7205 | 9.2 | Residential | Behind the Meter | No | Freedom Forever New Jersey, LLC | PSE&G |  | Accepted | 2025-09-03 | 2025-09-26 | 2026-09-26 | Solar Panels | PHILADELPHIA SOLAR | PS-M108(HCBF)-400W |  | 0.4 | 5 | 271 | 33 |  | Fixed | Roof
NJADRE1560511454 | Administratively Determined Incentive Program | HILLSIDE | 7205 | 9.2 | Residential | Behind the Meter | No | Freedom Forever New Jersey, LLC | PSE&G |  | Accepted | 2025-09-03 | 2025-09-26 | 2026-09-26 | Solar Panels | PHILADELPHIA SOLAR | PS-M108(HCBF)-400W |  | 0.4 | 13 | 1 | 26 |  | Fixed | Roof
NJADRE1560511454 | Administratively Determined Incentive Program | HILLSIDE | 7205 | 9.2 | Residential | Behind the Meter | No | Freedom Forever New Jersey, LLC | PSE&G |  | Accepted | 2025-09-03 | 2025-09-26 | 2026-09-26 | Inverters | Solar Edge | SE7600H-USRGM | 7600 |  | 1 |  |  | 0.99 |  | Outdoor
NJADRE1560511454 | Administratively Determined Incentive Program | HILLSIDE | 7205 | 9.2 | Residential | Behind the Meter | No | Freedom Forever New Jersey, LLC | PSE&G |  | Accepted | 2025-09-03 | 2025-09-26 | 2026-09-26 | Solar Panels | PHILADELPHIA SOLAR | PS-M108(HCBF)-400W |  | 0.4 | 5 | 181 | 26 |  | Fixed | Roof
NJADRE1560511464 | Administratively Determined Incentive Program | Haddonfield | 8033 | 3.69 | Residential | Behind the Meter | Yes | Sunrun Installation Services, Inc. | PSE&G |  | Accepted | 2025-09-03 | 2025-09-26 | 2026-09-26 | Solar Panels | ELIN ENERGY (SIRIUS PV) | ELNSM54M-HC-410 |  | 0.41 | 4 | 314 | 38 |  | Fixed | Roof
NJADRE1560511464 | Administratively Determined Incentive Program | Haddonfield | 8033 | 3.69 | Residential | Behind the Meter | Yes | Sunrun Installation Services, Inc. | PSE&G |  | Accepted | 2025-09-03 | 2025-09-26 | 2026-09-26 | Solar Panels | ELIN ENERGY (SIRIUS PV) | ELNSM54M-HC-410 |  | 0.41 | 5 | 224 | 38 |  | Fixed | Roof
NJADRE1560511464 | Administratively Determined Incentive Program | Haddonfield | 8033 | 3.69 | Residential | Behind the Meter | Yes | Sunrun Installation Services, Inc. | PSE&G |  | Accepted | 2025-09-03 | 2025-09-26 | 2026-09-26 | Inverters | SOLAREDGE TECHNOLOGIES | SE3800H-USMN | 3800 |  | 1 |  |  | 0.99 |  | Outside
NJADRE1560511476 | Administratively Determined Incentive Program | Lindenwold | 8021 | 5.33 | Residential | Behind the Meter | Yes | Sunrun Installation Services, Inc. | AC Electric |  | Accepted | 2025-09-03 | 2025-09-29 | 2026-09-29 | Solar Panels | Elin Energy (Sirius PV) | ELNSM54M-HC-410 |  | 0.41 | 8 | 293 | 20 |  | Fixed | Roof
NJADRE1560511476 | Administratively Determined Incentive Program | Lindenwold | 8021 | 5.33 | Residential | Behind the Meter | Yes | Sunrun Installation Services, Inc. | AC Electric |  | Accepted | 2025-09-03 | 2025-09-29 | 2026-09-29 | Solar Panels | Elin Energy (Sirius PV) | ELNSM54M-HC-410 |  | 0.41 | 5 | 113 | 20 |  | Fixed | Roof
NJADRE1560511476 | Administratively Determined Incentive Program | Lindenwold | 8021 | 5.33 | Residential | Behind the Meter | Yes | Sunrun Installation Services, Inc. | AC Electric |  | Accepted | 2025-09-03 | 2025-09-29 | 2026-09-29 | Inverters | SolarEdge Technologies | SE3800H-USMN | 3800 |  | 1 |  |  | 0.99 |  | Outdoor
NJADRE1560511900 | Administratively Determined Incentive Program | Sicklerville | 8081 | 11.07 | Residential | Behind the Meter | Yes | Sunrun Installation Services, Inc. | AC Electric |  | Accepted | 2025-09-03 | 2025-09-29 | 2026-09-29 | Solar Panels | Elin Energy (Sirius PV) | ELNSM54M-HC-410 |  | 0.41 | 7 | 26 | 18 |  | Fixed | Roof
NJADRE1560511900 | Administratively Determined Incentive Program | Sicklerville | 8081 | 11.07 | Residential | Behind the Meter | Yes | Sunrun Installation Services, Inc. | AC Electric |  | Accepted | 2025-09-03 | 2025-09-29 | 2026-09-29 | Solar Panels | Elin Energy (Sirius PV) | ELNSM54M-HC-410 |  | 0.41 | 6 | 116 | 18 |  | Fixed | Roof
NJADRE1560511900 | Administratively Determined Incentive Program | Sicklerville | 8081 | 11.07 | Residential | Behind the Meter | Yes | Sunrun Installation Services, Inc. | AC Electric |  | Accepted | 2025-09-03 | 2025-09-29 | 2026-09-29 | Inverters | SolarEdge Technologies | SE7600H-USMN | 7600 |  | 1 |  |  | 0.99 |  | Outdoor | Next to meter
NJADRE1560511900 | Administratively Determined Incentive Program | Sicklerville | 8081 | 11.07 | Residential | Behind the Meter | Yes | Sunrun Installation Services, Inc. | AC Electric |  | Accepted | 2025-09-03 | 2025-09-29 | 2026-09-29 | Solar Panels | Elin Energy (Sirius PV) | ELNSM54M-HC-410 |  | 0.41 | 14 | 296 | 18 |  | Fixed | Roof
NJADRE1560511902 | Administratively Determined Incentive Program | Morristown | 7960 | 19.89 | Residential | Behind the Meter | No | Fusion Solar Energy, LLC | JCP&L |  | Accepted | 2025-09-03 | 2025-09-26 | 2026-09-26 | Solar Panels | MB_B120AYB_390 | MB_B120AYB_390 |  | 0.39 | 15 | 97.71 | 33 |  | Fixed | Roof
NJADRE1560511902 | Administratively Determined Incentive Program | Morristown | 7960 | 19.89 | Residential | Behind the Meter | No | Fusion Solar Energy, LLC | JCP&L |  | Accepted | 2025-09-03 | 2025-09-26 | 2026-09-26 | Solar Panels | MEYER BURGER | MB_B120AYB_390 |  | 0.39 | 15 | 277.71 | 33 |  | Fixed | Roof
NJADRE1560511902 | Administratively Determined Incentive Program | Morristown | 7960 | 19.89 | Residential | Behind the Meter | No | Fusion Solar Energy, LLC | JCP&L |  | Accepted | 2025-09-03 | 2025-09-26 | 2026-09-26 | Inverters | ENPHASE | IQ8PLUS-72-2-US | 290 |  | 51 |  |  | 0.97 |  | Outside | Roof
NJADRE1560511902 | Administratively Determined Incentive Program | Morristown | 7960 | 19.89 | Residential | Behind the Meter | No | Fusion Solar Energy, LLC | JCP&L |  | Accepted | 2025-09-03 | 2025-09-26 | 2026-09-26 | Solar Panels | MEYER BURGER | MB_B120AYB_390 |  | 0.39 | 4 | 277.71 | 34 |  | Fixed | Roof
NJADRE1560511902 | Administratively Determined Incentive Program | Morristown | 7960 | 19.89 | Residential | Behind the Meter | No | Fusion Solar Energy, LLC | JCP&L |  | Accepted | 2025-09-03 | 2025-09-26 | 2026-09-26 | Solar Panels | MEYER BURGER | MB_B120AYB_390 |  | 0.39 | 7 | 7.71 | 34 |  | Fixed | Roof
NJADRE1560511902 | Administratively Determined Incentive Program | Morristown | 7960 | 19.89 | Residential | Behind the Meter | No | Fusion Solar Energy, LLC | JCP&L |  | Accepted | 2025-09-03 | 2025-09-26 | 2026-09-26 | Solar Panels | MEYER BURGER | MB_B120AYB_390 |  | 0.39 | 7 | 97.71 | 35 |  | Fixed | Roof
NJADRE1560511902 | Administratively Determined Incentive Program | Morristown | 7960 | 19.89 | Residential | Behind the Meter | No | Fusion Solar Energy, LLC | JCP&L |  | Accepted | 2025-09-03 | 2025-09-26 | 2026-09-26 | Solar Panels | MEYER BURGER | MB_B120AYB_390 |  | 0.39 | 1 | 187.71 | 34 |  | Fixed | Roof
NJADRE1560511902 | Administratively Determined Incentive Program | Morristown | 7960 | 19.89 | Residential | Behind the Meter | No | Fusion Solar Energy, LLC | JCP&L |  | Accepted | 2025-09-03 | 2025-09-26 | 2026-09-26 | Solar Panels | MEYER BURGER | MB_B120AYB_390 |  | 0.39 | 2 | 97.71 | 34 |  | Fixed | Roof
NJADRE1560511958 | Administratively Determined Incentive Program | EAST WINDSOR | 8520 | 11.34 | Residential | Behind the Meter | No | Fusion Solar Energy, LLC | JCP&L |  | Accepted | 2025-09-03 | 2025-09-26 | 2026-09-26 | Inverters | ENPHASE | IQ8PLUS-72-2-US | 290 |  | 27 |  |  | 0.973 |  | Outside | Roof
NJADRE1560511958 | Administratively Determined Incentive Program | EAST WINDSOR | 8520 | 11.34 | Residential | Behind the Meter | No | Fusion Solar Energy, LLC | JCP&L |  | Accepted | 2025-09-03 | 2025-09-26 | 2026-09-26 | Solar Panels | REC SOLAR | REC420AA PURE-R |  | 0.42 | 7 | 281 | 34 |  | Fixed | Roof
NJADRE1560511958 | Administratively Determined Incentive Program | EAST WINDSOR | 8520 | 11.34 | Residential | Behind the Meter | No | Fusion Solar Energy, LLC | JCP&L |  | Accepted | 2025-09-03 | 2025-09-26 | 2026-09-26 | Solar Panels | REC SOLAR | REC420AA PURE-R |  | 0.42 | 7 | 191 | 34 |  | Fixed | Roof
NJADRE1560511958 | Administratively Determined Incentive Program | EAST WINDSOR | 8520 | 11.34 | Residential | Behind the Meter | No | Fusion Solar Energy, LLC | JCP&L |  | Accepted | 2025-09-03 | 2025-09-26 | 2026-09-26 | Solar Panels | REC SOLAR | REC420AA PURE-R |  | 0.42 | 4 | 191 | 34 |  | Fixed | Roof
NJADRE1560511958 | Administratively Determined Incentive Program | EAST WINDSOR | 8520 | 11.34 | Residential | Behind the Meter | No | Fusion Solar Energy, LLC | JCP&L |  | Accepted | 2025-09-03 | 2025-09-26 | 2026-09-26 | Solar Panels | REC SOLAR | REC420AA PURE-R |  | 0.42 | 9 | 101 | 34 |  | Fixed | Roof
NJADRE1560512923 | Administratively Determined Incentive Program | MANALAPAN | 7726 | 6.16 | Residential | Behind the Meter | No | Venture Home Solar, LLC | JCP&L |  | Accepted | 2025-09-03 | 2025-09-30 | 2026-09-30 | Solar Panels | JA Solar | JAM54D41 440/MB |  | 0.44 | 14 | 140 | 22 |  | Fixed | Roof
NJADRE1560512923 | Administratively Determined Incentive Program | MANALAPAN | 7726 | 6.16 | Residential | Behind the Meter | No | Venture Home Solar, LLC | JCP&L |  | Accepted | 2025-09-03 | 2025-09-30 | 2026-09-30 | Inverters | Tesla | 1538000-xx-y | 7600 |  | 1 |  |  | 0.98 |  | Outdoor
NJADRE1560512939 | Administratively Determined Incentive Program | NEWARK | 7104 | 10.875 | Residential | Behind the Meter | Yes | Venture Home Solar, LLC | PSE&G |  | Accepted | 2025-09-04 | 2025-09-30 | 2026-09-30 | Solar Panels | Hanwha | Q.TRON BLK M-G2.H+ 435 |  | 0.435 | 1 | 112 | 30 |  | Fixed | Roof
NJADRE1560512939 | Administratively Determined Incentive Program | NEWARK | 7104 | 10.875 | Residential | Behind the Meter | Yes | Venture Home Solar, LLC | PSE&G |  | Accepted | 2025-09-04 | 2025-09-30 | 2026-09-30 | Solar Panels | Hanwha | Q.TRON BLK M-G2.H+ 435 |  | 0.435 | 1 | 202 | 30 |  | Fixed | Roof
NJADRE1560512939 | Administratively Determined Incentive Program | NEWARK | 7104 | 10.875 | Residential | Behind the Meter | Yes | Venture Home Solar, LLC | PSE&G |  | Accepted | 2025-09-04 | 2025-09-30 | 2026-09-30 | Solar Panels | Hanwha | Q.TRON BLK M-G2.H+ 435 |  | 0.435 | 10 | 202 | 30 |  | Fixed | Roof
NJADRE1560512939 | Administratively Determined Incentive Program | NEWARK | 7104 | 10.875 | Residential | Behind the Meter | Yes | Venture Home Solar, LLC | PSE&G |  | Accepted | 2025-09-04 | 2025-09-30 | 2026-09-30 | Solar Panels | Hanwha | Q.TRON BLK M-G2.H+ 435 |  | 0.435 | 2 | 22 | 30 |  | Fixed | Roof
NJADRE1560512939 | Administratively Determined Incentive Program | NEWARK | 7104 | 10.875 | Residential | Behind the Meter | Yes | Venture Home Solar, LLC | PSE&G |  | Accepted | 2025-09-04 | 2025-09-30 | 2026-09-30 | Inverters | EnPhase | IQ8HC-72-M-DOM-US (240V) | 384 |  | 25 |  |  | 0.973 |  | Outside
NJADRE1560512939 | Administratively Determined Incentive Program | NEWARK | 7104 | 10.875 | Residential | Behind the Meter | Yes | Venture Home Solar, LLC | PSE&G |  | Accepted | 2025-09-04 | 2025-09-30 | 2026-09-30 | Solar Panels | Hanwha | Q.TRON BLK M-G2.H+ 435 |  | 0.435 | 9 | 22 | 30 |  | Fixed | Roof
NJADRE1560512939 | Administratively Determined Incentive Program | NEWARK | 7104 | 10.875 | Residential | Behind the Meter | Yes | Venture Home Solar, LLC | PSE&G |  | Accepted | 2025-09-04 | 2025-09-30 | 2026-09-30 | Solar Panels | Hanwha | Q.TRON BLK M-G2.H+ 435 |  | 0.435 | 2 | 202 | 30 |  | Fixed | Roof
NJADRE1560517717 | Administratively Determined Incentive Program | EVESHAM | 8053 | 3.735 | Residential | Behind the Meter | Yes | Venture Home Solar, LLC | PSE&G |  | Accepted | 2025-09-04 | 2025-09-30 | 2026-09-30 | Inverters | EnPhase | IQ8HC-72-M-DOM-US (240V) | 384 |  | 9 |  |  | 0.98958 |  | Outside
NJADRE1560517717 | Administratively Determined Incentive Program | EVESHAM | 8053 | 3.735 | Residential | Behind the Meter | Yes | Venture Home Solar, LLC | PSE&G |  | Accepted | 2025-09-04 | 2025-09-30 | 2026-09-30 | Solar Panels | Hanwha | Q.PEAK DUO BLK ML-G10+ 415W |  | 0.415 | 9 | 171 | 29 |  | Fixed | Roof
NJADRE1560517916 | Administratively Determined Incentive Program | CHERRY HILL TOWNSHIP | 8003 | 11 | Residential | Behind the Meter | No | Venture Home Solar, LLC | PSE&G |  | Accepted | 2025-09-04 | 2025-09-26 | 2026-09-26 | Solar Panels | JA Solar | JAM54D41 440/MB |  | 0.44 | 25 | 92 | 17 |  | Fixed | Roof
NJADRE1560517916 | Administratively Determined Incentive Program | CHERRY HILL TOWNSHIP | 8003 | 11 | Residential | Behind the Meter | No | Venture Home Solar, LLC | PSE&G |  | Accepted | 2025-09-04 | 2025-09-26 | 2026-09-26 | Inverters | EnPhase | IQ8MC-72-M-US (240V) | 330 |  | 25 |  |  | 0.9697 |  | Outside
NJADRE1560517918 | Administratively Determined Incentive Program | Middletown Twp | 7748 | 6.96 | Residential | Behind the Meter | No | Venture Home Solar, LLC | JCP&L |  | Accepted | 2025-09-04 | 2025-09-30 | 2026-09-30 | Inverters | Tesla Solar | 1538000-XX-Y | 330 |  | 1 |  |  | 0.9697 |  | Outside
NJADRE1560517918 | Administratively Determined Incentive Program | Middletown Twp | 7748 | 6.96 | Residential | Behind the Meter | No | Venture Home Solar, LLC | JCP&L |  | Accepted | 2025-09-04 | 2025-09-30 | 2026-09-30 | Solar Panels | Hanwha | Q.TRON BLK M-G2.H+ 435 |  | 0.435 | 16 | 193 | 20 |  | Fixed | Roof
NJADRE1560517922 | Administratively Determined Incentive Program | Pittstown | 8867 | 17.4 | Residential | Behind the Meter | No | Venture Home Solar, LLC | JCP&L |  | Accepted | 2025-09-04 | 2025-09-30 | 2026-09-30 | Solar Panels | Hanwha | Q.TRON BLK M-G2.H+ 435 |  | 0.435 | 20 | 144 | 36 |  | Fixed | Roof
NJADRE1560517922 | Administratively Determined Incentive Program | Pittstown | 8867 | 17.4 | Residential | Behind the Meter | No | Venture Home Solar, LLC | JCP&L |  | Accepted | 2025-09-04 | 2025-09-30 | 2026-09-30 | Solar Panels | Hanwha | Q.TRON BLK M-G2.H+ 435 |  | 0.435 | 5 | 234 | 45 |  | Fixed | Roof
NJADRE1560517922 | Administratively Determined Incentive Program | Pittstown | 8867 | 17.4 | Residential | Behind the Meter | No | Venture Home Solar, LLC | JCP&L |  | Accepted | 2025-09-04 | 2025-09-30 | 2026-09-30 | Solar Panels | Hanwha | Q.TRON BLK M-G2.H+ 435 |  | 0.435 | 6 | 234 | 45 |  | Fixed | Roof
NJADRE1560517922 | Administratively Determined Incentive Program | Pittstown | 8867 | 17.4 | Residential | Behind the Meter | No | Venture Home Solar, LLC | JCP&L |  | Accepted | 2025-09-04 | 2025-09-30 | 2026-09-30 | Solar Panels | Hanwha | Q.TRON BLK M-G2.H+ 435 |  | 0.435 | 9 | 235 | 12 |  | Fixed | Roof
NJADRE1560517922 | Administratively Determined Incentive Program | Pittstown | 8867 | 17.4 | Residential | Behind the Meter | No | Venture Home Solar, LLC | JCP&L |  | Accepted | 2025-09-04 | 2025-09-30 | 2026-09-30 | Inverters | Tesla Solar | 1707000-xx-y | 330 |  | 2 |  |  | 0.9697 |  | Outside
NJADRE1560517926 | Administratively Determined Incentive Program | Collingswood | 8108 | 4.785 | Residential | Behind the Meter | Yes | Venture Home Solar, LLC | PSE&G |  | Accepted | 2025-09-04 | 2025-09-30 | 2026-09-30 | Solar Panels | Hanwha | Q.TRON BLK M-G2.H+ 435 |  | 0.435 | 11 | 186 | 16 |  | Fixed | Roof
NJADRE1560517926 | Administratively Determined Incentive Program | Collingswood | 8108 | 4.785 | Residential | Behind the Meter | Yes | Venture Home Solar, LLC | PSE&G |  | Accepted | 2025-09-04 | 2025-09-30 | 2026-09-30 | Inverters | Enphase Energy Inc. | IQ8HC-72-M-DOM-US (240V) | 384 |  | 11 |  |  | 0.98958 |  | Outside
NJADRE1560517941 | Administratively Determined Incentive Program | CAPE MAY COURT HOUSE | 8210 | 5.59 | Residential | Behind the Meter | No | RCL Enterprises, Inc. | AC Electric |  | Accepted | 2025-09-04 | 2025-09-26 | 2026-09-26 | Solar Panels | SEG Solar | SEG430BTD |  | 0.43 | 8 | 109 | 30 |  | Fixed | Roof
NJADRE1560517941 | Administratively Determined Incentive Program | CAPE MAY COURT HOUSE | 8210 | 5.59 | Residential | Behind the Meter | No | RCL Enterprises, Inc. | AC Electric |  | Accepted | 2025-09-04 | 2025-09-26 | 2026-09-26 | Solar Panels | SEG Solar | SEG430BTD |  | 0.43 | 5 | 199 | 38 |  | Fixed | Roof
NJADRE1560517941 | Administratively Determined Incentive Program | CAPE MAY COURT HOUSE | 8210 | 5.59 | Residential | Behind the Meter | No | RCL Enterprises, Inc. | AC Electric |  | Accepted | 2025-09-04 | 2025-09-26 | 2026-09-26 | Inverters | Enphase | IQ8plus | 290 |  | 13 |  |  | 0.97 |  | Outside
NJADRE1560517942 | Administratively Determined Incentive Program | SEWELL | 8080 | 24.08 | Residential | Behind the Meter | No | RCL Enterprises, Inc. | AC Electric |  | Accepted | 2025-09-04 | 2025-09-26 | 2026-09-26 | Solar Panels | SEG Solar | SEG430BTD |  | 0.43 | 11 | 66 | 24 |  | Fixed | Roof
NJADRE1560517942 | Administratively Determined Incentive Program | SEWELL | 8080 | 24.08 | Residential | Behind the Meter | No | RCL Enterprises, Inc. | AC Electric |  | Accepted | 2025-09-04 | 2025-09-26 | 2026-09-26 | Solar Panels | SEG Solar | SEG430BTD |  | 0.43 | 1 | 336 | 42 |  | Fixed | Roof
NJADRE1560517942 | Administratively Determined Incentive Program | SEWELL | 8080 | 24.08 | Residential | Behind the Meter | No | RCL Enterprises, Inc. | AC Electric |  | Accepted | 2025-09-04 | 2025-09-26 | 2026-09-26 | Solar Panels | SEG Solar | SEG430BTD |  | 0.43 | 37 | 246 | 24 |  | Fixed | Roof
NJADRE1560517942 | Administratively Determined Incentive Program | SEWELL | 8080 | 24.08 | Residential | Behind the Meter | No | RCL Enterprises, Inc. | AC Electric |  | Accepted | 2025-09-04 | 2025-09-26 | 2026-09-26 | Inverters | Enphase | IQ8plus | 290 |  | 56 |  |  | 0.97 |  | Outside
NJADRE1560517942 | Administratively Determined Incentive Program | SEWELL | 8080 | 24.08 | Residential | Behind the Meter | No | RCL Enterprises, Inc. | AC Electric |  | Accepted | 2025-09-04 | 2025-09-26 | 2026-09-26 | Solar Panels | SEG Solar | SEG430BTD |  | 0.43 | 1 | 156 | 42 |  | Fixed | Roof
NJADRE1560517942 | Administratively Determined Incentive Program | SEWELL | 8080 | 24.08 | Residential | Behind the Meter | No | RCL Enterprises, Inc. | AC Electric |  | Accepted | 2025-09-04 | 2025-09-26 | 2026-09-26 | Solar Panels | SEG Solar | SEG430BTD |  | 0.43 | 6 | 66 | 24 |  | Fixed | Roof
NJADRE1560517955 | Administratively Determined Incentive Program | DAYTON | 8810 | 6.97 | Residential | Behind the Meter | Yes | Sunrun Installation Services, Inc. | PSE&G |  | Accepted | 2025-09-04 | 2025-09-26 | 2026-09-26 | Inverters | TESLA | Powerwall 3 1707000-xx-y | 11500 |  | 1 |  |  | 0.97 |  | Outdoor
NJADRE1560517955 | Administratively Determined Incentive Program | DAYTON | 8810 | 6.97 | Residential | Behind the Meter | Yes | Sunrun Installation Services, Inc. | PSE&G |  | Accepted | 2025-09-04 | 2025-09-26 | 2026-09-26 | Solar Panels | Hanwha Q-Cells | Q.PEAK DUO BLK ML-G10.C+ 410 (MD06G100A-017) |  | 0.41 | 6 | 203 | 23 |  | Fixed | Roof
NJADRE1560517955 | Administratively Determined Incentive Program | DAYTON | 8810 | 6.97 | Residential | Behind the Meter | Yes | Sunrun Installation Services, Inc. | PSE&G |  | Accepted | 2025-09-04 | 2025-09-26 | 2026-09-26 | Electric Storage Battery | TESLA | Powerwall 3 1707000-xx-y |  |  | 1 |  |  |  | Lithium Ion |  | OUTSIDE
NJADRE1560517955 | Administratively Determined Incentive Program | DAYTON | 8810 | 6.97 | Residential | Behind the Meter | Yes | Sunrun Installation Services, Inc. | PSE&G |  | Accepted | 2025-09-04 | 2025-09-26 | 2026-09-26 | Solar Panels | Hanwha Q-Cells | Q.PEAK DUO BLK ML-G10.C+ 410 (MD06G100A-017) |  | 0.41 | 11 | 203 | 23 |  | Fixed | Roof
NJADRE1560517957 | Administratively Determined Incentive Program | PRINCETON | 8540 | 15.05 | Residential | Behind the Meter | Yes | Pro Custom Solar dba Momentum Solar | PSE&G |  | Accepted | 2025-09-04 | 2025-09-30 | 2026-09-30 | Inverters | ENPHASE | IQ8HC-72-M-DOM-US | 380 |  | 35 |  |  | 0.97 |  | Outdoor
NJADRE1560517957 | Administratively Determined Incentive Program | PRINCETON | 8540 | 15.05 | Residential | Behind the Meter | Yes | Pro Custom Solar dba Momentum Solar | PSE&G |  | Accepted | 2025-09-04 | 2025-09-30 | 2026-09-30 | Solar Panels | HANWHA | HANWHA Q.TRON BLK M-G2+ 430 |  | 0.43 | 28 | 17 | 26 |  | Fixed | Roof
NJADRE1560517957 | Administratively Determined Incentive Program | PRINCETON | 8540 | 15.05 | Residential | Behind the Meter | Yes | Pro Custom Solar dba Momentum Solar | PSE&G |  | Accepted | 2025-09-04 | 2025-09-30 | 2026-09-30 | Solar Panels | HANWHA | HANWHA Q.TRON BLK M-G2+ 430 |  | 0.43 | 4 | 197 | 26 |  | Fixed | Roof
NJADRE1560517957 | Administratively Determined Incentive Program | PRINCETON | 8540 | 15.05 | Residential | Behind the Meter | Yes | Pro Custom Solar dba Momentum Solar | PSE&G |  | Accepted | 2025-09-04 | 2025-09-30 | 2026-09-30 | Solar Panels | HANWHA | HANWHA Q.TRON BLK M-G2+ 430 |  | 0.43 | 3 | 197 | 26 |  | Fixed | Roof
NJADRE1560517960 | Administratively Determined Incentive Program | NORTH PLAINFIELD | 7060 | 4.1 | Residential | Behind the Meter | Yes | Sunrun Installation Services,Inc. | PSE&G |  | Accepted | 2025-09-04 | 2025-09-26 | 2026-09-26 | Inverters | SolarEdge Technologies | SE3800H-USMN | 3800 |  | 1 |  |  | 0.99 |  | Outdoor
NJADRE1560517960 | Administratively Determined Incentive Program | NORTH PLAINFIELD | 7060 | 4.1 | Residential | Behind the Meter | Yes | Sunrun Installation Services,Inc. | PSE&G |  | Accepted | 2025-09-04 | 2025-09-26 | 2026-09-26 | Solar Panels | Elin Energy (Sirius PV) | ELNSM54M-HC-410 |  | 0.41 | 10 | 131 | 27 |  | Fixed | Roof
NJADRE1560517963 | Administratively Determined Incentive Program | GLEN ROCK | 7452 | 13.485 | Residential | Behind the Meter | No | Maier Solar dba Solar Me | PSE&G |  | Accepted | 2025-09-04 | 2025-09-29 | 2026-09-29 | Inverters | ENPHASE | IQ8AC-72-M-US | 349 |  | 31 |  |  | 0.97 |  | Outdoor | ON RACKING
NJADRE1560517963 | Administratively Determined Incentive Program | GLEN ROCK | 7452 | 13.485 | Residential | Behind the Meter | No | Maier Solar dba Solar Me | PSE&G |  | Accepted | 2025-09-04 | 2025-09-29 | 2026-09-29 | Solar Panels | QCELL - HANWHA | QTRON- BLK-MG2+435 |  | 0.435 | 31 | 155 | 26 |  | Fixed | Roof
NJADRE1560517970 | Administratively Determined Incentive Program | GREEN BROOK TWP | 8812 | 19.27 | Residential | Behind the Meter | No | Big Wave Roofing and Solar, LLC | PSE&G |  | Accepted | 2025-09-04 | 2025-09-26 | 2026-09-26 | Solar Panels | Mission | MSE410HT0B |  | 0.41 | 3 | 152 | 40 |  | Fixed | Roof
NJADRE1560517970 | Administratively Determined Incentive Program | GREEN BROOK TWP | 8812 | 19.27 | Residential | Behind the Meter | No | Big Wave Roofing and Solar, LLC | PSE&G |  | Accepted | 2025-09-04 | 2025-09-26 | 2026-09-26 | Solar Panels | Mission | MSE410HT0B |  | 0.41 | 8 | 242 | 37 |  | Fixed | Roof
NJADRE1560517970 | Administratively Determined Incentive Program | GREEN BROOK TWP | 8812 | 19.27 | Residential | Behind the Meter | No | Big Wave Roofing and Solar, LLC | PSE&G |  | Accepted | 2025-09-04 | 2025-09-26 | 2026-09-26 | Solar Panels | Mission | MSE410HT0B |  | 0.41 | 21 | 242 | 37 |  | Fixed | Roof
NJADRE1560517970 | Administratively Determined Incentive Program | GREEN BROOK TWP | 8812 | 19.27 | Residential | Behind the Meter | No | Big Wave Roofing and Solar, LLC | PSE&G |  | Accepted | 2025-09-04 | 2025-09-26 | 2026-09-26 | Solar Panels | Mission | MSE410HT0B |  | 0.41 | 15 | 62 | 37 |  | Fixed | Roof
NJADRE1560517970 | Administratively Determined Incentive Program | GREEN BROOK TWP | 8812 | 19.27 | Residential | Behind the Meter | No | Big Wave Roofing and Solar, LLC | PSE&G |  | Accepted | 2025-09-04 | 2025-09-26 | 2026-09-26 | Inverters | Enphase | IQ8PLUS-72-2-US | 380 |  | 47 |  |  | 0.97 |  | Outside
NJADRE1560517971 | Administratively Determined Incentive Program | Trenton | 8618 | 4.73 | Residential | Behind the Meter | Yes | Pro Custom Solar dba Momentum Solar | PSE&G |  | Accepted | 2025-09-04 | 2025-09-30 | 2026-09-30 | Solar Panels | HANWHA | HANWHA Q.TRON BLK M-G2+ 430 |  | 0.43 | 11 | 125 | 31 |  | Fixed | Roof
NJADRE1560517971 | Administratively Determined Incentive Program | Trenton | 8618 | 4.73 | Residential | Behind the Meter | Yes | Pro Custom Solar dba Momentum Solar | PSE&G |  | Accepted | 2025-09-04 | 2025-09-30 | 2026-09-30 | Inverters | ENPHASE | IQ8HC-72-M-DOM-US | 380 |  | 11 |  |  | 0.97 |  | Outdoor
NJADRE1560517986 | Administratively Determined Incentive Program | West New York | 7093 | 7.395 | Residential | Behind the Meter | No | Maier Solar Engineering dba Solar Me | PSE&G |  | Accepted | 2025-09-04 | 2025-09-26 | 2026-09-26 | Solar Panels | HYUNDAI | HIN-T435NF |  | 0.435 | 3 | 126 | 25 |  | Fixed | Roof
NJADRE1560517986 | Administratively Determined Incentive Program | West New York | 7093 | 7.395 | Residential | Behind the Meter | No | Maier Solar Engineering dba Solar Me | PSE&G |  | Accepted | 2025-09-04 | 2025-09-26 | 2026-09-26 | Inverters | ENPHASE | IQ8AC-72-M-US | 349 |  | 17 |  |  | 0.97 |  | Outdoor | ON RACKING
NJADRE1560517986 | Administratively Determined Incentive Program | West New York | 7093 | 7.395 | Residential | Behind the Meter | No | Maier Solar Engineering dba Solar Me | PSE&G |  | Accepted | 2025-09-04 | 2025-09-26 | 2026-09-26 | Solar Panels | HYUNDAI | HIN-T435NF |  | 0.435 | 5 | 215 | 29 |  | Fixed | Roof
NJADRE1560517986 | Administratively Determined Incentive Program | West New York | 7093 | 7.395 | Residential | Behind the Meter | No | Maier Solar Engineering dba Solar Me | PSE&G |  | Accepted | 2025-09-04 | 2025-09-26 | 2026-09-26 | Solar Panels | HYUNDAI | HIN-T435NF |  | 0.435 | 2 | 215 | 19 |  | Fixed | Roof
NJADRE1560517986 | Administratively Determined Incentive Program | West New York | 7093 | 7.395 | Residential | Behind the Meter | No | Maier Solar Engineering dba Solar Me | PSE&G |  | Accepted | 2025-09-04 | 2025-09-26 | 2026-09-26 | Solar Panels | HYUNDAI | HIN-T435NF |  | 0.435 | 7 | 35 | 14 |  | Fixed | Roof
NJADRE1560517990 | Administratively Determined Incentive Program | LEESBURG | 8327 | 2.46 | Residential | Behind the Meter | Yes | Trinity Solar, LLC | AC Electric |  | Accepted | 2025-09-04 | 2025-09-26 | 2026-09-26 | Inverters | Enphase | IQ8PLUS-72-2-US | 290 |  | 6 |  |  | 0.97 |  | Outdoor
NJADRE1560517990 | Administratively Determined Incentive Program | LEESBURG | 8327 | 2.46 | Residential | Behind the Meter | Yes | Trinity Solar, LLC | AC Electric |  | Accepted | 2025-09-04 | 2025-09-26 | 2026-09-26 | Solar Panels | HANWHA | (Q.PEAK DUO BLK ML-G10.C+ 410) |  | 0.41 | 3 | 42 | 6 |  | Fixed | Roof
NJADRE1560517990 | Administratively Determined Incentive Program | LEESBURG | 8327 | 2.46 | Residential | Behind the Meter | Yes | Trinity Solar, LLC | AC Electric |  | Accepted | 2025-09-04 | 2025-09-26 | 2026-09-26 | Solar Panels | HANWHA | (Q.PEAK DUO BLK ML-G10.C+ 410) |  | 0.41 | 3 | 42 | 5 |  | Fixed | Roof
NJADRE1560517996 | Administratively Determined Incentive Program | PLAINFIELD | 7060 | 24.94 | Residential | Behind the Meter | Yes | SunnyMac, LLC | PSE&G |  | Accepted | 2025-09-04 | 2025-09-26 | 2026-09-26 | Solar Panels | HANWHA | Q.TRON BLK M-G2 H+ |  | 0.43 | 17 | 263 | 36 |  | Fixed | Roof
NJADRE1560517996 | Administratively Determined Incentive Program | PLAINFIELD | 7060 | 24.94 | Residential | Behind the Meter | Yes | SunnyMac, LLC | PSE&G |  | Accepted | 2025-09-04 | 2025-09-26 | 2026-09-26 | Solar Panels | HANWHA | Q.TRON BLK M-G2 H+ |  | 0.43 | 10 | 263 | 17 |  | Fixed | Roof
NJADRE1560517996 | Administratively Determined Incentive Program | PLAINFIELD | 7060 | 24.94 | Residential | Behind the Meter | Yes | SunnyMac, LLC | PSE&G |  | Accepted | 2025-09-04 | 2025-09-26 | 2026-09-26 | Inverters | SOLAREDGE HOME HUB | SE11400H-US | 11400 |  | 1 |  |  | 0.99 |  | Outdoor | next to meter
NJADRE1560517996 | Administratively Determined Incentive Program | PLAINFIELD | 7060 | 24.94 | Residential | Behind the Meter | Yes | SunnyMac, LLC | PSE&G |  | Accepted | 2025-09-04 | 2025-09-26 | 2026-09-26 | Solar Panels | HANWHA | Q.TRON BLK M-G2 H+ |  | 0.43 | 10 | 263 | 37 |  | Fixed | Roof
NJADRE1560517996 | Administratively Determined Incentive Program | PLAINFIELD | 7060 | 24.94 | Residential | Behind the Meter | Yes | SunnyMac, LLC | PSE&G |  | Accepted | 2025-09-04 | 2025-09-26 | 2026-09-26 | Inverters | SOLAREDGE HOME HUB | SE7600H-US | 7600 |  | 1 |  |  | 0.99 |  | Outdoor | next to meter
NJADRE1560517996 | Administratively Determined Incentive Program | PLAINFIELD | 7060 | 24.94 | Residential | Behind the Meter | Yes | SunnyMac, LLC | PSE&G |  | Accepted | 2025-09-04 | 2025-09-26 | 2026-09-26 | Solar Panels | HANWHA | Q.TRON BLK M-G2 H+ |  | 0.43 | 3 | 83 | 37 |  | Fixed | Roof
NJADRE1560517996 | Administratively Determined Incentive Program | PLAINFIELD | 7060 | 24.94 | Residential | Behind the Meter | Yes | SunnyMac, LLC | PSE&G |  | Accepted | 2025-09-04 | 2025-09-26 | 2026-09-26 | Solar Panels | HANWHA | Q.TRON BLK M-G2 H+ |  | 0.43 | 18 | 83 | 36 |  | Fixed | Roof
NJADRE1560518013 | Administratively Determined Incentive Program | Fort Lee | 7024 | 5.59 | Residential | Behind the Meter | Yes | Pro Custom Solar dba Momentum Solar | PSE&G |  | Accepted | 2025-09-04 | 2025-09-30 | 2026-09-30 | Solar Panels | HANWHA | HANWHA Q.TRON BLK M-G2+ 430 |  | 0.43 | 5 | 216 | 17 |  | Fixed | Roof
NJADRE1560518013 | Administratively Determined Incentive Program | Fort Lee | 7024 | 5.59 | Residential | Behind the Meter | Yes | Pro Custom Solar dba Momentum Solar | PSE&G |  | Accepted | 2025-09-04 | 2025-09-30 | 2026-09-30 | Solar Panels | HANWHA | HANWHA Q.TRON BLK M-G2+ 430 |  | 0.43 | 2 | 216 | 21 |  | Fixed | Roof
NJADRE1560518013 | Administratively Determined Incentive Program | Fort Lee | 7024 | 5.59 | Residential | Behind the Meter | Yes | Pro Custom Solar dba Momentum Solar | PSE&G |  | Accepted | 2025-09-04 | 2025-09-30 | 2026-09-30 | Inverters | ENPHASE | IQ8HC-72-M-DOM-US | 380 |  | 13 |  |  | 0.97 |  | Outdoor
NJADRE1560518013 | Administratively Determined Incentive Program | Fort Lee | 7024 | 5.59 | Residential | Behind the Meter | Yes | Pro Custom Solar dba Momentum Solar | PSE&G |  | Accepted | 2025-09-04 | 2025-09-30 | 2026-09-30 | Solar Panels | HANWHA | HANWHA Q.TRON BLK M-G2+ 430 |  | 0.43 | 6 | 306 | 18 |  | Fixed | Roof
NJADRE1560518015 | Administratively Determined Incentive Program | MANCHESTER | 8759 | 6.97 | Residential | Behind the Meter | Yes | Sunrun Installation Services, Inc. | JCP&L |  | Accepted | 2025-09-04 | 2025-09-26 | 2026-09-26 | Inverters | SOLAREDGE TECHNOLOGIES | SE5700H-USMN | 5760 |  | 1 |  |  | 0.99 |  | Outside
NJADRE1560518015 | Administratively Determined Incentive Program | MANCHESTER | 8759 | 6.97 | Residential | Behind the Meter | Yes | Sunrun Installation Services, Inc. | JCP&L |  | Accepted | 2025-09-04 | 2025-09-26 | 2026-09-26 | Solar Panels | ELIN ENERGY (SIRIUS PV) | ELNSM54M-HC-410 |  | 0.41 | 17 | 129 | 26 |  | Fixed | Roof
NJADRE1560518031 | Administratively Determined Incentive Program | FAIR LAWN | 7410 | 14.72 | Residential | Behind the Meter | No | Infinity Solar Systems, LLC | PSE&G |  | Accepted | 2025-09-04 | 2025-09-29 | 2026-09-29 | Solar Panels | REC Solar | REC 460AA PURE-RX |  | 0.46 | 6 | 161 | 24 |  | Fixed | Roof
NJADRE1560518031 | Administratively Determined Incentive Program | FAIR LAWN | 7410 | 14.72 | Residential | Behind the Meter | No | Infinity Solar Systems, LLC | PSE&G |  | Accepted | 2025-09-04 | 2025-09-29 | 2026-09-29 | Solar Panels | REC Solar | REC 460AA PURE-RX |  | 0.46 | 8 | 341 | 24 |  | Fixed | Roof
NJADRE1560518031 | Administratively Determined Incentive Program | FAIR LAWN | 7410 | 14.72 | Residential | Behind the Meter | No | Infinity Solar Systems, LLC | PSE&G |  | Accepted | 2025-09-04 | 2025-09-29 | 2026-09-29 | Solar Panels | REC Solar | REC 460AA PURE-RX |  | 0.46 | 9 | 71 | 21 |  | Fixed | Roof
NJADRE1560518031 | Administratively Determined Incentive Program | FAIR LAWN | 7410 | 14.72 | Residential | Behind the Meter | No | Infinity Solar Systems, LLC | PSE&G |  | Accepted | 2025-09-04 | 2025-09-29 | 2026-09-29 | Solar Panels | REC Solar | REC 460AA PURE-RX |  | 0.46 | 4 | 251 | 21 |  | Fixed | Roof
NJADRE1560518031 | Administratively Determined Incentive Program | FAIR LAWN | 7410 | 14.72 | Residential | Behind the Meter | No | Infinity Solar Systems, LLC | PSE&G |  | Accepted | 2025-09-04 | 2025-09-29 | 2026-09-29 | Solar Panels | SEG Solar | SEG-430-BTD-BG |  | 0.46 | 3 | 251 | 23 |  | Fixed | Roof
NJADRE1560518031 | Administratively Determined Incentive Program | FAIR LAWN | 7410 | 14.72 | Residential | Behind the Meter | No | Infinity Solar Systems, LLC | PSE&G |  | Accepted | 2025-09-04 | 2025-09-29 | 2026-09-29 | Inverters | Enphase | IQ8X-80-M-US | 380 |  | 32 |  |  | 0.97 |  | Outdoor
NJADRE1560518031 | Administratively Determined Incentive Program | FAIR LAWN | 7410 | 14.72 | Residential | Behind the Meter | No | Infinity Solar Systems, LLC | PSE&G |  | Accepted | 2025-09-04 | 2025-09-29 | 2026-09-29 | Solar Panels | REC Solar | REC 460AA PURE-RX |  | 0.46 | 2 | 71 | 23 |  | Fixed | Roof
NJADRE1560518039 | Administratively Determined Incentive Program | HIGHLAND PARK | 8904 | 5.28 | Residential | Behind the Meter | No | Green House Solar | PSE&G |  | Accepted | 2025-09-04 | 2025-09-26 | 2026-09-26 | Inverters | Enphase | IQ8MC | 320 |  | 12 |  |  | 0.97 |  | Other | Panel
NJADRE1560518039 | Administratively Determined Incentive Program | HIGHLAND PARK | 8904 | 5.28 | Residential | Behind the Meter | No | Green House Solar | PSE&G |  | Accepted | 2025-09-04 | 2025-09-26 | 2026-09-26 | Solar Panels | Silfab | Silf 440 |  | 0.44 | 12 | 164 | 38 |  | Fixed | Roof
NJADRE1560518051 | Administratively Determined Incentive Program | UNION CITY | 7087 | 3.01 | Residential | Behind the Meter | Yes | Pro Custom Solar dba Momentum Solar | PSE&G |  | Accepted | 2025-09-04 | 2025-09-30 | 2026-09-30 | Solar Panels | HANWHA | Q.TRON BLK M-G2+ 430 |  | 0.43 | 7 | 301 | 4 |  | Fixed | Roof
NJADRE1560518051 | Administratively Determined Incentive Program | UNION CITY | 7087 | 3.01 | Residential | Behind the Meter | Yes | Pro Custom Solar dba Momentum Solar | PSE&G |  | Accepted | 2025-09-04 | 2025-09-30 | 2026-09-30 | Inverters | ENPHASE | IQ8HC-72-M-DOM-US | 380 |  | 7 |  |  | 0.97 |  | Outdoor
NJADRE1560518053 | Administratively Determined Incentive Program | OLD BRIDGE | 8857 | 13.76 | Residential | Behind the Meter | No | Green Power Energy, LLC | JCP&L |  | Accepted | 2025-09-04 | 2025-09-26 | 2026-09-26 | Inverters | Enphase | IQ8MC-72-M-US [240V] | 320 |  | 32 |  |  | 0.98 |  | Outside
NJADRE1560518053 | Administratively Determined Incentive Program | OLD BRIDGE | 8857 | 13.76 | Residential | Behind the Meter | No | Green Power Energy, LLC | JCP&L |  | Accepted | 2025-09-04 | 2025-09-26 | 2026-09-26 | Solar Panels | Qcells | Q.TRON BLK M-G2+ 430 |  | 0.43 | 21 | 176 | 40 |  | Fixed | Roof
NJADRE1560518053 | Administratively Determined Incentive Program | OLD BRIDGE | 8857 | 13.76 | Residential | Behind the Meter | No | Green Power Energy, LLC | JCP&L |  | Accepted | 2025-09-04 | 2025-09-26 | 2026-09-26 | Solar Panels | Qcells | Q.TRON BLK M-G2+ 430 |  | 0.43 | 11 | 86 | 27 |  | Fixed | Roof
NJADRE1560518054 | Administratively Determined Incentive Program | SOUTH BRUNSWICK TOWNSHIP | 8852 | 15.66 | Residential | Behind the Meter | Yes | SunnyMac, LLC | PSE&G |  | Accepted | 2025-09-04 | 2025-09-26 | 2026-09-26 | Solar Panels | HANWHA | Q.TRON BLK M-G2 H+ |  | 0.435 | 17 | 150 | 35 |  | Fixed | Roof
NJADRE1560518054 | Administratively Determined Incentive Program | SOUTH BRUNSWICK TOWNSHIP | 8852 | 15.66 | Residential | Behind the Meter | Yes | SunnyMac, LLC | PSE&G |  | Accepted | 2025-09-04 | 2025-09-26 | 2026-09-26 | Solar Panels | HANWHA | Q.TRON BLK M-G2 H+ |  | 0.435 | 2 | 60 | 35 |  | Fixed | Roof
NJADRE1560518054 | Administratively Determined Incentive Program | SOUTH BRUNSWICK TOWNSHIP | 8852 | 15.66 | Residential | Behind the Meter | Yes | SunnyMac, LLC | PSE&G |  | Accepted | 2025-09-04 | 2025-09-26 | 2026-09-26 | Solar Panels | HANWHA | Q.TRON BLK M-G2 H+ |  | 0.435 | 13 | 150 | 35 |  | Fixed | Roof
NJADRE1560518054 | Administratively Determined Incentive Program | SOUTH BRUNSWICK TOWNSHIP | 8852 | 15.66 | Residential | Behind the Meter | Yes | SunnyMac, LLC | PSE&G |  | Accepted | 2025-09-04 | 2025-09-26 | 2026-09-26 | Solar Panels | HANWHA | Q.TRON BLK M-G2 H+ |  | 0.435 | 4 | 240 | 35 |  | Fixed | Roof
NJADRE1560518054 | Administratively Determined Incentive Program | SOUTH BRUNSWICK TOWNSHIP | 8852 | 15.66 | Residential | Behind the Meter | Yes | SunnyMac, LLC | PSE&G |  | Accepted | 2025-09-04 | 2025-09-26 | 2026-09-26 | Inverters | SOLAREDGE HOME HUB | SE11400H-US | 11400 |  | 1 |  |  | 0.99 |  | Outdoor | next to meter
NJADRE1560518057 | Administratively Determined Incentive Program | MAPLE SHADE | 8052 | 4.1 | Residential | Behind the Meter | Yes | Sunrun Installation Services, Inc. | PSE&G |  | Accepted | 2025-09-04 | 2025-09-30 | 2026-09-30 | Inverters | SOLAREDGE TECHNOLOGIES | SE3800H-USMN | 3800 |  | 1 |  |  | 0.99 |  | Outside
NJADRE1560518057 | Administratively Determined Incentive Program | MAPLE SHADE | 8052 | 4.1 | Residential | Behind the Meter | Yes | Sunrun Installation Services, Inc. | PSE&G |  | Accepted | 2025-09-04 | 2025-09-30 | 2026-09-30 | Solar Panels | ELIN ENERGY (SIRIUS PV) | ELNSM54M-HC-410 |  | 0.41 | 6 | 357 | 26 |  | Fixed | Roof
NJADRE1560518057 | Administratively Determined Incentive Program | MAPLE SHADE | 8052 | 4.1 | Residential | Behind the Meter | Yes | Sunrun Installation Services, Inc. | PSE&G |  | Accepted | 2025-09-04 | 2025-09-30 | 2026-09-30 | Solar Panels | ELIN ENERGY (SIRIUS PV) | ELNSM54M-HC-410 |  | 0.41 | 4 | 177 | 26 |  | Fixed | Roof
NJADRE1560518080 | Administratively Determined Incentive Program | BRIDGEWATER TWP | 8807 | 15.48 | Residential | Behind the Meter | No | Green Power Energy, LLC | PSE&G |  | Accepted | 2025-09-04 | 2025-09-26 | 2026-09-26 | Solar Panels | SEG Solar | SEG-430-BTD-BG |  | 0.43 | 14 | 272 | 27 |  | Fixed | Roof
NJADRE1560518080 | Administratively Determined Incentive Program | BRIDGEWATER TWP | 8807 | 15.48 | Residential | Behind the Meter | No | Green Power Energy, LLC | PSE&G |  | Accepted | 2025-09-04 | 2025-09-26 | 2026-09-26 | Solar Panels | SEG Solar | SEG-430-BTD-BG |  | 0.43 | 22 | 272 | 22 |  | Fixed | Roof
NJADRE1560518080 | Administratively Determined Incentive Program | BRIDGEWATER TWP | 8807 | 15.48 | Residential | Behind the Meter | No | Green Power Energy, LLC | PSE&G |  | Accepted | 2025-09-04 | 2025-09-26 | 2026-09-26 | Inverters | Enphase | IQ8MC-72-M-US [240V] | 320 |  | 36 |  |  | 0.98 |  | Outside
NJADRE1560518085 | Administratively Determined Incentive Program | Union City | 7087 | 3.44 | Residential | Behind the Meter | Yes | Pro Custom Solar dba Momentum Solar | PSE&G |  | Accepted | 2025-09-04 | 2025-09-30 | 2026-09-30 | Inverters | ENPHASE | IQ8HC-72-M-DOM-US | 380 |  | 8 |  |  | 0.97 |  | Outdoor
NJADRE1560518085 | Administratively Determined Incentive Program | Union City | 7087 | 3.44 | Residential | Behind the Meter | Yes | Pro Custom Solar dba Momentum Solar | PSE&G |  | Accepted | 2025-09-04 | 2025-09-30 | 2026-09-30 | Solar Panels | HANWHA | HANWHA Q.TRON BLK M-G2+ 430 |  | 0.43 | 8 | 301 | 4 |  | Fixed | Roof
NJADRE1560518090 | Administratively Determined Incentive Program | East Brunswick | 8816 | 9.46 | Residential | Behind the Meter | No | Green House Solar | JCP&L |  | Accepted | 2025-09-04 | 2025-09-29 | 2026-09-29 | Inverters | Enphase | IQ8Plus | 1 |  | 22 |  |  | 0.97 |  | Other | Panel
NJADRE1560518090 | Administratively Determined Incentive Program | East Brunswick | 8816 | 9.46 | Residential | Behind the Meter | No | Green House Solar | JCP&L |  | Accepted | 2025-09-04 | 2025-09-29 | 2026-09-29 | Solar Panels | SEG | 430 Yukon |  | 0.43 | 10 | 263 | 20 |  | Fixed | Roof
NJADRE1560518090 | Administratively Determined Incentive Program | East Brunswick | 8816 | 9.46 | Residential | Behind the Meter | No | Green House Solar | JCP&L |  | Accepted | 2025-09-04 | 2025-09-29 | 2026-09-29 | Solar Panels | SEG | 430 Yukon |  | 0.43 | 12 | 83 | 20 |  | Fixed | Roof
NJADRE1560518109 | Administratively Determined Incentive Program | Plainsboro | 8536 | 9.03 | Residential | Behind the Meter | No | Pro Custom Solar dba Momentum Solar | PSE&G |  | Accepted | 2025-09-04 | 2025-09-26 | 2026-09-26 | Solar Panels | HANWHA | Q.TRON BLK M-G2+430 |  | 0.43 | 2 | 291 | 32 |  | Fixed | Roof
NJADRE1560518109 | Administratively Determined Incentive Program | Plainsboro | 8536 | 9.03 | Residential | Behind the Meter | No | Pro Custom Solar dba Momentum Solar | PSE&G |  | Accepted | 2025-09-04 | 2025-09-26 | 2026-09-26 | Solar Panels | HANWHA | Q.TRON BLK M-G2+430 |  | 0.43 | 19 | 201 | 32 |  | Fixed | Roof
NJADRE1560518109 | Administratively Determined Incentive Program | Plainsboro | 8536 | 9.03 | Residential | Behind the Meter | No | Pro Custom Solar dba Momentum Solar | PSE&G |  | Accepted | 2025-09-04 | 2025-09-26 | 2026-09-26 | Inverters | ENPHASE | IQ8PLUS-72-2-US | 290 |  | 21 |  |  | 0.97 |  | Outdoor
NJADRE1560518110 | Administratively Determined Incentive Program | Bergenfield | 7621 | 3.28 | Residential | Behind the Meter | Yes | Sunrun Installation Services, Inc. | PSE&G |  | Accepted | 2025-09-04 | 2025-09-30 | 2026-09-30 | Solar Panels | ELIN ENERGY (SIRIUS PV) | ELNSM54M-HC-410 |  | 0.41 | 8 | 180 | 44 |  | Fixed | Roof
NJADRE1560518110 | Administratively Determined Incentive Program | Bergenfield | 7621 | 3.28 | Residential | Behind the Meter | Yes | Sunrun Installation Services, Inc. | PSE&G |  | Accepted | 2025-09-04 | 2025-09-30 | 2026-09-30 | Inverters | GROWATT NEW ENERGY TECHNOLOGY CO LTD | MIN 3800TL-XH-US | 3800 |  | 1 |  |  | 0.98 |  | Outside
NJADRE1560518121 | Administratively Determined Incentive Program | Plainsboro | 8536 | 9.46 | Residential | Behind the Meter | No | Pro Custom Solar dba Momentum Solar | PSE&G |  | Accepted | 2025-09-04 | 2025-09-26 | 2026-09-26 | Solar Panels | HANWHA | Q.TRON BLK M-G2+430 |  | 0.43 | 8 | 78 | 31 |  | Fixed | Roof
NJADRE1560518121 | Administratively Determined Incentive Program | Plainsboro | 8536 | 9.46 | Residential | Behind the Meter | No | Pro Custom Solar dba Momentum Solar | PSE&G |  | Accepted | 2025-09-04 | 2025-09-26 | 2026-09-26 | Solar Panels | Hanwha | Q.TRON BLK M-G2+430 |  | 0.43 | 7 | 168 | 31 |  | Fixed | Roof
NJADRE1560518121 | Administratively Determined Incentive Program | Plainsboro | 8536 | 9.46 | Residential | Behind the Meter | No | Pro Custom Solar dba Momentum Solar | PSE&G |  | Accepted | 2025-09-04 | 2025-09-26 | 2026-09-26 | Inverters | ENPHASE | IQ8PLUS-72-2-US | 290 |  | 22 |  |  | 0.97 |  | Outdoor
NJADRE1560518121 | Administratively Determined Incentive Program | Plainsboro | 8536 | 9.46 | Residential | Behind the Meter | No | Pro Custom Solar dba Momentum Solar | PSE&G |  | Accepted | 2025-09-04 | 2025-09-26 | 2026-09-26 | Solar Panels | Hanwha | Q.TRON BLK M-G2+430 |  | 0.43 | 3 | 348 | 33 |  | Fixed | Roof
NJADRE1560518121 | Administratively Determined Incentive Program | Plainsboro | 8536 | 9.46 | Residential | Behind the Meter | No | Pro Custom Solar dba Momentum Solar | PSE&G |  | Accepted | 2025-09-04 | 2025-09-26 | 2026-09-26 | Solar Panels | HANWHA | Q.TRON BLK M-G2+430 |  | 0.43 | 4 | 258 | 31 |  | Fixed | Roof
NJADRE1560518126 | Administratively Determined Incentive Program | TOTOWA | 7512 | 14.35 | Residential | Behind the Meter | Yes | Sunrun Installation Services, Inc. | PSE&G |  | Accepted | 2025-09-04 | 2025-09-08 | 2026-09-08 | Inverters | SolarEdge Technologies | SE10000H-USMN | 10000 |  | 1 |  |  | 0.99 |  | Outdoor
NJADRE1560518126 | Administratively Determined Incentive Program | TOTOWA | 7512 | 14.35 | Residential | Behind the Meter | Yes | Sunrun Installation Services, Inc. | PSE&G |  | Accepted | 2025-09-04 | 2025-09-08 | 2026-09-08 | Solar Panels | Elin Energy (Sirius PV) | ELNSM54M-HC-410 |  | 0.41 | 11 | 131 | 37 |  | Fixed | Roof
NJADRE1560518126 | Administratively Determined Incentive Program | TOTOWA | 7512 | 14.35 | Residential | Behind the Meter | Yes | Sunrun Installation Services, Inc. | PSE&G |  | Accepted | 2025-09-04 | 2025-09-08 | 2026-09-08 | Solar Panels | Elin Energy (Sirius PV) | ELNSM54M-HC-410 |  | 0.41 | 24 | 311 | 37 |  | Fixed | Roof
NJADRE1560518131 | Administratively Determined Incentive Program | Mahwah | 7430 | 15.99 | Residential | Behind the Meter | Yes | Trinity Solar, LLC | Orange Rockland Electric |  | Accepted | 2025-09-04 | 2025-09-26 | 2026-09-26 | Solar Panels | HANWHA | Q.PEAK DUO BLK ML-G10.C+ 410 |  | 0.41 | 20 | 109 | 30 |  | Fixed | Roof
NJADRE1560518131 | Administratively Determined Incentive Program | Mahwah | 7430 | 15.99 | Residential | Behind the Meter | Yes | Trinity Solar, LLC | Orange Rockland Electric |  | Accepted | 2025-09-04 | 2025-09-26 | 2026-09-26 | Inverters | Solar Edge | USE7600H-USMNBL75 | 7600 |  | 1 |  |  | 0.97 |  | Outdoor
NJADRE1560518131 | Administratively Determined Incentive Program | Mahwah | 7430 | 15.99 | Residential | Behind the Meter | Yes | Trinity Solar, LLC | Orange Rockland Electric |  | Accepted | 2025-09-04 | 2025-09-26 | 2026-09-26 | Solar Panels | HANWHA | Q.PEAK DUO BLK ML-G10.C+ 410 |  | 0.41 | 19 | 289 | 30 |  | Fixed | Roof
NJADRE1560518131 | Administratively Determined Incentive Program | Mahwah | 7430 | 15.99 | Residential | Behind the Meter | Yes | Trinity Solar, LLC | Orange Rockland Electric |  | Accepted | 2025-09-04 | 2025-09-26 | 2026-09-26 | Inverters | Solar Edge | USE5700H-USMNBL75 | 5760 |  | 1 |  |  | 0.97 |  | Outdoor
NJADRE1560518140 | Administratively Determined Incentive Program | Woolwich Township | 8085 | 20.445 | Residential | Behind the Meter | Yes | SunnyMac, LLC | AC Electric |  | Accepted | 2025-09-04 | 2025-09-26 | 2026-09-26 | Solar Panels | HANWHA | Q.TRON BLK M-G2 H+ |  | 0.435 | 5 | 296 | 36 |  | Fixed | Roof
NJADRE1560518140 | Administratively Determined Incentive Program | Woolwich Township | 8085 | 20.445 | Residential | Behind the Meter | Yes | SunnyMac, LLC | AC Electric |  | Accepted | 2025-09-04 | 2025-09-26 | 2026-09-26 | Solar Panels | HANWHA | Q.TRON BLK M-G2 H+ |  | 0.435 | 6 | 206 | 36 |  | Fixed | Roof
NJADRE1560518140 | Administratively Determined Incentive Program | Woolwich Township | 8085 | 20.445 | Residential | Behind the Meter | Yes | SunnyMac, LLC | AC Electric |  | Accepted | 2025-09-04 | 2025-09-26 | 2026-09-26 | Solar Panels | HANWHA | Q.TRON BLK M-G2 H+ |  | 0.435 | 18 | 116 | 36 |  | Fixed | Roof
NJADRE1560518140 | Administratively Determined Incentive Program | Woolwich Township | 8085 | 20.445 | Residential | Behind the Meter | Yes | SunnyMac, LLC | AC Electric |  | Accepted | 2025-09-04 | 2025-09-26 | 2026-09-26 | Solar Panels | HANWHA | Q.TRON BLK M-G2 H+ |  | 0.435 | 11 | 296 | 36 |  | Fixed | Roof
NJADRE1560518140 | Administratively Determined Incentive Program | Woolwich Township | 8085 | 20.445 | Residential | Behind the Meter | Yes | SunnyMac, LLC | AC Electric |  | Accepted | 2025-09-04 | 2025-09-26 | 2026-09-26 | Inverters | SOLAREDGE HOME HUB | SE5700H-US | 5760 |  | 1 |  |  | 0.99 |  | Outdoor | next to meter
NJADRE1560518140 | Administratively Determined Incentive Program | Woolwich Township | 8085 | 20.445 | Residential | Behind the Meter | Yes | SunnyMac, LLC | AC Electric |  | Accepted | 2025-09-04 | 2025-09-26 | 2026-09-26 | Inverters | SOLAREDGE HOME HUB | SE7600H-US | 7600 |  | 1 |  |  | 0.99 |  | Outdoor | next to meter
NJADRE1560518140 | Administratively Determined Incentive Program | Woolwich Township | 8085 | 20.445 | Residential | Behind the Meter | Yes | SunnyMac, LLC | AC Electric |  | Accepted | 2025-09-04 | 2025-09-26 | 2026-09-26 | Solar Panels | HANWHA | Q.TRON BLK M-G2 H+ |  | 0.435 | 7 | 206 | 37 |  | Fixed | Roof
NJADRE1560518142 | Administratively Determined Incentive Program | Holmdel | 7733 | 14.19 | Residential | Behind the Meter | No | Green Sun Energy Services, LLC | JCP&L |  | Accepted | 2025-09-04 | 2025-09-29 | 2026-09-29 | Meters | EnPhase | X-IQ-AM1-240-5C | 9570 |  | 1 |  |  |  | Yes | Outdoor
NJADRE1560518142 | Administratively Determined Incentive Program | Holmdel | 7733 | 14.19 | Residential | Behind the Meter | No | Green Sun Energy Services, LLC | JCP&L |  | Accepted | 2025-09-04 | 2025-09-29 | 2026-09-29 | Inverters | EnPhase | IQ8PLUS-72-M-US | 290 |  | 33 |  |  | 0.97 |  | Outdoor
NJADRE1560518142 | Administratively Determined Incentive Program | Holmdel | 7733 | 14.19 | Residential | Behind the Meter | No | Green Sun Energy Services, LLC | JCP&L |  | Accepted | 2025-09-04 | 2025-09-29 | 2026-09-29 | Solar Panels | Jinko | JKM430N-54HL4R-B |  | 0.43 | 33 | 254 | 20 |  | Fixed | Roof
NJADRE1560518152 | Administratively Determined Incentive Program | WAYNE | 7470 | 17.48 | Residential | Behind the Meter | No | Infinity Solar Systems, LLC | PSE&G |  | Accepted | 2025-09-04 | 2025-09-26 | 2026-09-26 | Solar Panels | REC Solar | REC 460AA PURE-RX |  | 0.46 | 9 | 171 | 37 |  | Fixed | Roof
NJADRE1560518152 | Administratively Determined Incentive Program | WAYNE | 7470 | 17.48 | Residential | Behind the Meter | No | Infinity Solar Systems, LLC | PSE&G |  | Accepted | 2025-09-04 | 2025-09-26 | 2026-09-26 | Solar Panels | REC Solar | REC 460AA PURE-RX |  | 0.46 | 2 | 172 | 37 |  | Fixed | Roof
NJADRE1560518152 | Administratively Determined Incentive Program | WAYNE | 7470 | 17.48 | Residential | Behind the Meter | No | Infinity Solar Systems, LLC | PSE&G |  | Accepted | 2025-09-04 | 2025-09-26 | 2026-09-26 | Solar Panels | REC Solar | REC 460AA PURE-RX |  | 0.46 | 7 | 171 | 37 |  | Fixed | Roof
NJADRE1560518152 | Administratively Determined Incentive Program | WAYNE | 7470 | 17.48 | Residential | Behind the Meter | No | Infinity Solar Systems, LLC | PSE&G |  | Accepted | 2025-09-04 | 2025-09-26 | 2026-09-26 | Inverters | Enphase | IQ8X-80-M-US | 380 |  | 38 |  |  | 0.97 |  | Outdoor
NJADRE1560518152 | Administratively Determined Incentive Program | WAYNE | 7470 | 17.48 | Residential | Behind the Meter | No | Infinity Solar Systems, LLC | PSE&G |  | Accepted | 2025-09-04 | 2025-09-26 | 2026-09-26 | Solar Panels | REC Solar | REC 460AA PURE-RX |  | 0.46 | 7 | 261 | 38 |  | Fixed | Roof
NJADRE1560518152 | Administratively Determined Incentive Program | WAYNE | 7470 | 17.48 | Residential | Behind the Meter | No | Infinity Solar Systems, LLC | PSE&G |  | Accepted | 2025-09-04 | 2025-09-26 | 2026-09-26 | Solar Panels | REC Solar | REC 460AA PURE-RX |  | 0.46 | 4 | 171 | 37 |  | Fixed | Roof
NJADRE1560518152 | Administratively Determined Incentive Program | WAYNE | 7470 | 17.48 | Residential | Behind the Meter | No | Infinity Solar Systems, LLC | PSE&G |  | Accepted | 2025-09-04 | 2025-09-26 | 2026-09-26 | Solar Panels | REC Solar | REC 460AA PURE-RX |  | 0.46 | 9 | 81 | 38 |  | Fixed | Roof
NJADRE1560518171 | Administratively Determined Incentive Program | Ventnor City | 8406 | 7.83 | Residential | Behind the Meter | Yes | SunnyMac, LLC | AC Electric |  | Accepted | 2025-09-04 | 2025-09-26 | 2026-09-26 | Inverters | SOLAREDGE HOME HUB | SE5700H-US | 5760 |  | 1 |  |  | 0.99 |  | Outdoor | next to meter
NJADRE1560518171 | Administratively Determined Incentive Program | Ventnor City | 8406 | 7.83 | Residential | Behind the Meter | Yes | SunnyMac, LLC | AC Electric |  | Accepted | 2025-09-04 | 2025-09-26 | 2026-09-26 | Solar Panels | HANWHA | Q.TRON BLK M-G2.H+ |  | 0.435 | 3 | 238 | 44 |  | Fixed | Roof
NJADRE1560518171 | Administratively Determined Incentive Program | Ventnor City | 8406 | 7.83 | Residential | Behind the Meter | Yes | SunnyMac, LLC | AC Electric |  | Accepted | 2025-09-04 | 2025-09-26 | 2026-09-26 | Solar Panels | HANWHA | Q.TRON BLK M-G2.H+ |  | 0.435 | 15 | 328 | 39 |  | Fixed | Roof
NJADRE1560518173 | Administratively Determined Incentive Program | Washington | 7882 | 11.61 | Residential | Behind the Meter | No | EMT Renewables, LLC | JCP&L |  | Accepted | 2025-09-04 | 2025-09-29 | 2026-09-29 | Solar Panels | Q CELLS | Q TRON |  | 0.43 | 27 | 285 | 20 |  | Fixed | Roof
NJADRE1560518173 | Administratively Determined Incentive Program | Washington | 7882 | 11.61 | Residential | Behind the Meter | No | EMT Renewables, LLC | JCP&L |  | Accepted | 2025-09-04 | 2025-09-29 | 2026-09-29 | Inverters | ENPHASE | IQ8+ | 290 |  | 27 |  |  | 0.98 |  | Other | UNDER EACH PANEL
NJADRE1560518177 | Administratively Determined Incentive Program | Union | 7083 | 3.28 | Residential | Behind the Meter | Yes | Sunrun Installation Services, Inc. | PSE&G |  | Accepted | 2025-09-04 | 2025-09-30 | 2026-09-30 | Inverters | SOLAREDGE TECHNOLOGIES | SE3800H-USMN | 3800 |  | 1 |  |  | 0.99 |  | Outside
NJADRE1560518177 | Administratively Determined Incentive Program | Union | 7083 | 3.28 | Residential | Behind the Meter | Yes | Sunrun Installation Services, Inc. | PSE&G |  | Accepted | 2025-09-04 | 2025-09-30 | 2026-09-30 | Solar Panels | ELIN ENERGY (SIRIUS PV) | ELNSM54M-HC-410 |  | 0.41 | 5 | 191 | 28 |  | Fixed | Roof
NJADRE1560518177 | Administratively Determined Incentive Program | Union | 7083 | 3.28 | Residential | Behind the Meter | Yes | Sunrun Installation Services, Inc. | PSE&G |  | Accepted | 2025-09-04 | 2025-09-30 | 2026-09-30 | Solar Panels | ELIN ENERGY (SIRIUS PV) | ELNSM54M-HC-410 |  | 0.41 | 3 | 11 | 28 |  | Fixed | Roof
NJADRE1560518181 | Administratively Determined Incentive Program | Manalapan | 7726 | 15.05 | Residential | Behind the Meter | No | Green Sun Energy Services, LLC | JCP&L |  | Accepted | 2025-09-05 | 2025-09-30 | 2026-09-30 | Solar Panels | Jinko | JKM430N-54HL4R-B |  | 0.43 | 6 | 157 | 15 |  | Fixed | Roof
NJADRE1560518181 | Administratively Determined Incentive Program | Manalapan | 7726 | 15.05 | Residential | Behind the Meter | No | Green Sun Energy Services, LLC | JCP&L |  | Accepted | 2025-09-05 | 2025-09-30 | 2026-09-30 | Meters | EnPhase | X-IQ-AM1-240-5C | 9860 |  | 1 |  |  |  | Yes | Outdoor
NJADRE1560518181 | Administratively Determined Incentive Program | Manalapan | 7726 | 15.05 | Residential | Behind the Meter | No | Green Sun Energy Services, LLC | JCP&L |  | Accepted | 2025-09-05 | 2025-09-30 | 2026-09-30 | Solar Panels | Jinko | JKM430N-54HL4R-B |  | 0.43 | 11 | 67 | 15 |  | Fixed | Roof
NJADRE1560518181 | Administratively Determined Incentive Program | Manalapan | 7726 | 15.05 | Residential | Behind the Meter | No | Green Sun Energy Services, LLC | JCP&L |  | Accepted | 2025-09-05 | 2025-09-30 | 2026-09-30 | Solar Panels | Jinko | JKM430N-54HL4R-B |  | 0.43 | 6 | 337 | 15 |  | Fixed | Roof
NJADRE1560518181 | Administratively Determined Incentive Program | Manalapan | 7726 | 15.05 | Residential | Behind the Meter | No | Green Sun Energy Services, LLC | JCP&L |  | Accepted | 2025-09-05 | 2025-09-30 | 2026-09-30 | Inverters | EnPhase | IQ8PLUS-72-M-US | 290 |  | 35 |  |  | 0.97 |  | Outdoor
NJADRE1560518181 | Administratively Determined Incentive Program | Manalapan | 7726 | 15.05 | Residential | Behind the Meter | No | Green Sun Energy Services, LLC | JCP&L |  | Accepted | 2025-09-05 | 2025-09-30 | 2026-09-30 | Solar Panels | Jinko | JKM430N-54HL4R-B |  | 0.43 | 12 | 157 | 15 |  | Fixed | Roof
NJADRE1560518182 | Administratively Determined Incentive Program | Plainsboro | 8536 | 6.88 | Residential | Behind the Meter | No | Pro Custom Solar dba Momentum Solar | PSE&G |  | Accepted | 2025-09-04 | 2025-09-26 | 2026-09-26 | Inverters | ENPHASE | IQ8PLUS-72-2-US | 290 |  | 16 |  |  | 0.97 |  | Outdoor
NJADRE1560518182 | Administratively Determined Incentive Program | Plainsboro | 8536 | 6.88 | Residential | Behind the Meter | No | Pro Custom Solar dba Momentum Solar | PSE&G |  | Accepted | 2025-09-04 | 2025-09-26 | 2026-09-26 | Solar Panels | HANWHA | Q.TRON BLK M-G2+430 |  | 0.43 | 16 | 156 | 34 |  | Fixed | Roof
NJADRE1560518187 | Administratively Determined Incentive Program | Linden | 7036 | 6.56 | Residential | Behind the Meter | Yes | Sunrun Installation Services, Inc. | PSE&G |  | Accepted | 2025-09-04 | 2025-09-26 | 2026-09-26 | Inverters | SolarEdge Technologies | SE5700H-USMN | 5760 |  | 1 |  |  | 0.99 |  | Outdoor
NJADRE1560518187 | Administratively Determined Incentive Program | Linden | 7036 | 6.56 | Residential | Behind the Meter | Yes | Sunrun Installation Services, Inc. | PSE&G |  | Accepted | 2025-09-04 | 2025-09-26 | 2026-09-26 | Solar Panels | Elin Energy (Sirius PV) | ELNSM54M-HC-410 |  | 0.41 | 16 | 112 | 36 |  | Fixed | Roof
NJADRE1560518202 | Administratively Determined Incentive Program | MULLICA HILL | 8062 | 14.105 | Residential | Behind the Meter | Yes | Power Energy Solutions, LLC | AC Electric |  | Accepted | 2025-09-04 | 2025-09-30 | 2026-09-30 | Solar Panels | Canadian Solar | CS6.1-54TM-455 |  | 0.455 | 8 | 316 | 26 |  | Fixed | Roof
NJADRE1560518202 | Administratively Determined Incentive Program | MULLICA HILL | 8062 | 14.105 | Residential | Behind the Meter | Yes | Power Energy Solutions, LLC | AC Electric |  | Accepted | 2025-09-04 | 2025-09-30 | 2026-09-30 | Inverters | ENPHASE | IQ8MC-72-M-US | 10 |  | 31 |  |  | 0.97 |  | Outdoor
NJADRE1560518202 | Administratively Determined Incentive Program | MULLICA HILL | 8062 | 14.105 | Residential | Behind the Meter | Yes | Power Energy Solutions, LLC | AC Electric |  | Accepted | 2025-09-04 | 2025-09-30 | 2026-09-30 | Solar Panels | Canadian Solar | CS6.1-54TM-455 |  | 0.455 | 23 | 136 | 26 |  | Fixed | Roof
NJADRE1560518214 | Administratively Determined Incentive Program | South Brunswick Twp | 8824 | 14.62 | Residential | Behind the Meter | No | Infinity Solar Systems, LLC | PSE&G |  | Accepted | 2025-09-04 | 2025-09-26 | 2026-09-26 | Solar Panels | SEG Solar | SEG-430-BTD-BG |  | 0.43 | 5 | 267 | 10 |  | Fixed | Roof
NJADRE1560518214 | Administratively Determined Incentive Program | South Brunswick Twp | 8824 | 14.62 | Residential | Behind the Meter | No | Infinity Solar Systems, LLC | PSE&G |  | Accepted | 2025-09-04 | 2025-09-26 | 2026-09-26 | Solar Panels | SEG Solar | SEG-430-BTD-BG |  | 0.43 | 5 | 178 | 26 |  | Fixed | Roof
NJADRE1560518214 | Administratively Determined Incentive Program | South Brunswick Twp | 8824 | 14.62 | Residential | Behind the Meter | No | Infinity Solar Systems, LLC | PSE&G |  | Accepted | 2025-09-04 | 2025-09-26 | 2026-09-26 | Solar Panels | SEG Solar | SEG-430-BTD-BG |  | 0.43 | 3 | 87 | 34 |  | Fixed | Roof
NJADRE1560518214 | Administratively Determined Incentive Program | South Brunswick Twp | 8824 | 14.62 | Residential | Behind the Meter | No | Infinity Solar Systems, LLC | PSE&G |  | Accepted | 2025-09-04 | 2025-09-26 | 2026-09-26 | Inverters | Enphase | IQ8MC-72-M-US | 320 |  | 34 |  |  | 0.97 |  | Outdoor
NJADRE1560518214 | Administratively Determined Incentive Program | South Brunswick Twp | 8824 | 14.62 | Residential | Behind the Meter | No | Infinity Solar Systems, LLC | PSE&G |  | Accepted | 2025-09-04 | 2025-09-26 | 2026-09-26 | Solar Panels | SEG Solar | SEG-430-BTD-BG |  | 0.43 | 21 | 87 | 28 |  | Fixed | Roof
NJADRE1560518217 | Administratively Determined Incentive Program | HILLSBOROUGH | 8844 | 15.77 | Residential | Behind the Meter | No | Solar Energy World | PSE&G |  | Accepted | 2025-09-04 | 2025-09-29 | 2026-09-29 | Solar Panels | HANWHA | Q.PEAK DUOBLK ML-G10+-415W |  | 0.415 | 6 | 197 | 39 |  | Fixed | Roof
NJADRE1560518217 | Administratively Determined Incentive Program | HILLSBOROUGH | 8844 | 15.77 | Residential | Behind the Meter | No | Solar Energy World | PSE&G |  | Accepted | 2025-09-04 | 2025-09-29 | 2026-09-29 | Solar Panels | HANWHA | Q.PEAK DUOBLK ML-G10+-415W |  | 0.415 | 5 | 198 | 39 |  | Fixed | Roof
NJADRE1560518217 | Administratively Determined Incentive Program | HILLSBOROUGH | 8844 | 15.77 | Residential | Behind the Meter | No | Solar Energy World | PSE&G |  | Accepted | 2025-09-04 | 2025-09-29 | 2026-09-29 | Solar Panels | HANWHA | Q.PEAK DUOBLK ML-G10+-415W |  | 0.415 | 17 | 197 | 44 |  | Fixed | Roof
NJADRE1560518217 | Administratively Determined Incentive Program | HILLSBOROUGH | 8844 | 15.77 | Residential | Behind the Meter | No | Solar Energy World | PSE&G |  | Accepted | 2025-09-04 | 2025-09-29 | 2026-09-29 | Inverters | Enphase | IQ8MC-72-M-US | 320 |  | 38 |  |  | 0.97 |  | Outside
NJADRE1560518217 | Administratively Determined Incentive Program | HILLSBOROUGH | 8844 | 15.77 | Residential | Behind the Meter | No | Solar Energy World | PSE&G |  | Accepted | 2025-09-04 | 2025-09-29 | 2026-09-29 | Solar Panels | HANWHA | Q.PEAK DUOBLK ML-G10+-415W |  | 0.415 | 10 | 108 | 31 |  | Fixed | Roof
NJADRE1560518228 | Administratively Determined Incentive Program | BRIELLE | 8730 | 22.8 | Residential | Behind the Meter | No | AllSeason Solar | JCP&L |  | Accepted | 2025-09-04 | 2025-09-29 | 2026-09-29 | Inverters | Enphase | IQ8 Plus | 290 |  | 57 |  |  | 0.97 |  | Outside
NJADRE1560518228 | Administratively Determined Incentive Program | BRIELLE | 8730 | 22.8 | Residential | Behind the Meter | No | AllSeason Solar | JCP&L |  | Accepted | 2025-09-04 | 2025-09-29 | 2026-09-29 | Solar Panels | Certainteed | CT400HC11-06 |  | 0.4 | 11 | 131 | 38 |  | Fixed | Roof
NJADRE1560518228 | Administratively Determined Incentive Program | BRIELLE | 8730 | 22.8 | Residential | Behind the Meter | No | AllSeason Solar | JCP&L |  | Accepted | 2025-09-04 | 2025-09-29 | 2026-09-29 | Solar Panels | Certainteed | CT400HC11-06 |  | 0.4 | 25 | 221 | 38 |  | Fixed | Roof
NJADRE1560518228 | Administratively Determined Incentive Program | BRIELLE | 8730 | 22.8 | Residential | Behind the Meter | No | AllSeason Solar | JCP&L |  | Accepted | 2025-09-04 | 2025-09-29 | 2026-09-29 | Solar Panels | Certainteed | CT400HC11-06 |  | 0.4 | 11 | 41 | 38 |  | Fixed | Roof
NJADRE1560518228 | Administratively Determined Incentive Program | BRIELLE | 8730 | 22.8 | Residential | Behind the Meter | No | AllSeason Solar | JCP&L |  | Accepted | 2025-09-04 | 2025-09-29 | 2026-09-29 | Solar Panels | Certainteed | CT400HC11-06 |  | 0.4 | 10 | 221 | 37 |  | Fixed | Roof
NJADRE1560518236 | Administratively Determined Incentive Program | Roselle | 7203 | 4.92 | Residential | Behind the Meter | Yes | Sunrun Installation Services, Inc. | PSE&G |  | Accepted | 2025-09-04 | 2025-09-26 | 2026-09-26 | Electric Storage Battery | TESLA | Powerwall 3 1707000-xx-y |  |  | 1 |  |  |  | Lithium Ion |  | OUTSIDE
NJADRE1560518236 | Administratively Determined Incentive Program | Roselle | 7203 | 4.92 | Residential | Behind the Meter | Yes | Sunrun Installation Services, Inc. | PSE&G |  | Accepted | 2025-09-04 | 2025-09-26 | 2026-09-26 | Inverters | TESLA | Powerwall 3 1707000-xx-y | 11500 |  | 1 |  |  | 0.97 |  | Outdoor
NJADRE1560518236 | Administratively Determined Incentive Program | Roselle | 7203 | 4.92 | Residential | Behind the Meter | Yes | Sunrun Installation Services, Inc. | PSE&G |  | Accepted | 2025-09-04 | 2025-09-26 | 2026-09-26 | Solar Panels | Hanwha Q-Cells | Q.PEAK DUO BLK ML-G10.C+ 410 (MD06G100A-017) |  | 0.41 | 12 | 79 | 37 |  | Fixed | Roof
NJADRE1560518249 | Administratively Determined Incentive Program | Glen Rock | 7452 | 20.64 | Residential | Behind the Meter | No | Infinity Solar Systems, LLC | PSE&G |  | Accepted | 2025-09-04 | 2025-09-29 | 2026-09-29 | Solar Panels | SEG Solar | SEG-430-BTD-BG |  | 0.43 | 7 | 207 | 40 |  | Fixed | Roof
NJADRE1560518249 | Administratively Determined Incentive Program | Glen Rock | 7452 | 20.64 | Residential | Behind the Meter | No | Infinity Solar Systems, LLC | PSE&G |  | Accepted | 2025-09-04 | 2025-09-29 | 2026-09-29 | Inverters | Enphase | IQ8MC | 320 |  | 48 |  |  | 0.97 |  | Outside
NJADRE1560518249 | Administratively Determined Incentive Program | Glen Rock | 7452 | 20.64 | Residential | Behind the Meter | No | Infinity Solar Systems, LLC | PSE&G |  | Accepted | 2025-09-04 | 2025-09-29 | 2026-09-29 | Solar Panels | SEG Solar | SEG-430-BTD-BG |  | 0.43 | 41 | 117 | 19 |  | Fixed | Roof
NJADRE1560518290 | Administratively Determined Incentive Program | West Windsor | 8550 | 11.18 | Residential | Behind the Meter | No | Pro Custom Solar dba Momentum Solar | PSE&G |  | Accepted | 2025-09-04 | 2025-09-26 | 2026-09-26 | Inverters | ENPHASE | IQ8PLUS-72-2-US | 290 |  | 26 |  |  | 0 |  | Outdoor
NJADRE1560518290 | Administratively Determined Incentive Program | West Windsor | 8550 | 11.18 | Residential | Behind the Meter | No | Pro Custom Solar dba Momentum Solar | PSE&G |  | Accepted | 2025-09-04 | 2025-09-26 | 2026-09-26 | Solar Panels | HANWHA | Q.TRON BLK M-G2+430 |  | 0.43 | 26 | 177 | 33 |  | Fixed | Roof
NJADRE1560518758 | Administratively Determined Incentive Program | Newark | 7107 | 7.735 | Residential | Behind the Meter | Yes | Power Energy Solutions, LLC | PSE&G |  | Accepted | 2025-09-04 | 2025-09-30 | 2026-09-30 | Solar Panels | Canadian Solar | CS6.1-54TM-455 |  | 0.455 | 1 | 112 | 28 |  | Fixed | Roof
NJADRE1560518758 | Administratively Determined Incentive Program | Newark | 7107 | 7.735 | Residential | Behind the Meter | Yes | Power Energy Solutions, LLC | PSE&G |  | Accepted | 2025-09-04 | 2025-09-30 | 2026-09-30 | Solar Panels | Canadian Solar | CS6.1-54TM-455 |  | 0.455 | 1 | 292 | 20 |  | Fixed | Roof
NJADRE1560518758 | Administratively Determined Incentive Program | Newark | 7107 | 7.735 | Residential | Behind the Meter | Yes | Power Energy Solutions, LLC | PSE&G |  | Accepted | 2025-09-04 | 2025-09-30 | 2026-09-30 | Inverters | ENPHASE | IQ8MC-72-M-US | 6 |  | 17 |  |  | 0.97 |  | Outdoor
NJADRE1560518758 | Administratively Determined Incentive Program | Newark | 7107 | 7.735 | Residential | Behind the Meter | Yes | Power Energy Solutions, LLC | PSE&G |  | Accepted | 2025-09-04 | 2025-09-30 | 2026-09-30 | Solar Panels | Canadian Solar | CS6.1-54TM-455 |  | 0.455 | 1 | 22 | 20 |  | Fixed | Roof
NJADRE1560518758 | Administratively Determined Incentive Program | Newark | 7107 | 7.735 | Residential | Behind the Meter | Yes | Power Energy Solutions, LLC | PSE&G |  | Accepted | 2025-09-04 | 2025-09-30 | 2026-09-30 | Solar Panels | Canadian Solar | CS6.1-54TM-455 |  | 0.455 | 1 | 202 | 20 |  | Fixed | Roof
NJADRE1560518758 | Administratively Determined Incentive Program | Newark | 7107 | 7.735 | Residential | Behind the Meter | Yes | Power Energy Solutions, LLC | PSE&G |  | Accepted | 2025-09-04 | 2025-09-30 | 2026-09-30 | Solar Panels | Canadian Solar | CS6.1-54TM-455 |  | 0.455 | 12 | 22 | 28 |  | Fixed | Roof
NJADRE1560518758 | Administratively Determined Incentive Program | Newark | 7107 | 7.735 | Residential | Behind the Meter | Yes | Power Energy Solutions, LLC | PSE&G |  | Accepted | 2025-09-04 | 2025-09-30 | 2026-09-30 | Solar Panels | Canadian Solar | CS6.1-54TM-455 |  | 0.455 | 1 | 112 | 20 |  | Fixed | Roof
NJADRE1560519224 | Administratively Determined Incentive Program | Metuchen | 8840 | 4.97 | Residential | Behind the Meter | No | Power Home Remodeling Group | PSE&G |  | Accepted | 2025-09-04 | 2025-09-26 | 2026-09-26 | Inverters | SolarEdge | SE3800H-US | 3800 |  | 1 |  |  | 0.99 |  | Outside
NJADRE1560519224 | Administratively Determined Incentive Program | Metuchen | 8840 | 4.97 | Residential | Behind the Meter | No | Power Home Remodeling Group | PSE&G |  | Accepted | 2025-09-04 | 2025-09-26 | 2026-09-26 | Solar Panels | Longi Solar | LR4-60HPB-355M |  | 0.355 | 4 | 175 | 16 |  | Fixed | Roof
NJADRE1560519224 | Administratively Determined Incentive Program | Metuchen | 8840 | 4.97 | Residential | Behind the Meter | No | Power Home Remodeling Group | PSE&G |  | Accepted | 2025-09-04 | 2025-09-26 | 2026-09-26 | Solar Panels | Longi Solar | LR4-60HPB-355M |  | 0.355 | 8 | 175 | 40 |  | Fixed | Roof
NJADRE1560519224 | Administratively Determined Incentive Program | Metuchen | 8840 | 4.97 | Residential | Behind the Meter | No | Power Home Remodeling Group | PSE&G |  | Accepted | 2025-09-04 | 2025-09-26 | 2026-09-26 | Meters | SolarEdge | Revenue Grade Data Ansi C12.20 |  |  | 1 |  |  |  | Yes | Outdoor
NJADRE1560519224 | Administratively Determined Incentive Program | Metuchen | 8840 | 4.97 | Residential | Behind the Meter | No | Power Home Remodeling Group | PSE&G |  | Accepted | 2025-09-04 | 2025-09-26 | 2026-09-26 | Solar Panels | Longi Solar | LR4-60HPB-355M |  | 0.355 | 2 | 355 | 27 |  | Fixed | Roof
NJADRE1560519226 | Administratively Determined Incentive Program | Franklin Twp Som | 8873 | 8.61 | Residential | Behind the Meter | Yes | Sunrun Installation Services, Inc. | PSE&G |  | Accepted | 2025-09-04 | 2025-09-29 | 2026-09-29 | Inverters | SOLAREDGE TECHNOLOGIES | SE5700H-USMN | 5760 |  | 1 |  |  | 0.99 |  | Outdoor
NJADRE1560519226 | Administratively Determined Incentive Program | Franklin Twp Som | 8873 | 8.61 | Residential | Behind the Meter | Yes | Sunrun Installation Services, Inc. | PSE&G |  | Accepted | 2025-09-04 | 2025-09-29 | 2026-09-29 | Solar Panels | ELIN ENERGY | ELNSM54M-HC-410 |  | 0.41 | 13 | 219 | 25 |  | Fixed | Roof
NJADRE1560519226 | Administratively Determined Incentive Program | Franklin Twp Som | 8873 | 8.61 | Residential | Behind the Meter | Yes | Sunrun Installation Services, Inc. | PSE&G |  | Accepted | 2025-09-04 | 2025-09-29 | 2026-09-29 | Solar Panels | ELIN ENERGY | ELNSM54M-HC-410 |  | 0.41 | 8 | 39 | 25 |  | Fixed | Roof
NJADRE1560519237 | Administratively Determined Incentive Program | CHERRY HILL TOWNSHIP | 8003 | 15.17 | Residential | Behind the Meter | Yes | Freedom Forever New Jersey, LLC | PSE&G |  | Accepted | 2025-09-04 | 2025-09-29 | 2026-09-29 | Inverters | Solar Edge | SE10000H-US | 10000 |  | 1 |  |  | 0.99 |  | Outside
NJADRE1560519237 | Administratively Determined Incentive Program | CHERRY HILL TOWNSHIP | 8003 | 15.17 | Residential | Behind the Meter | Yes | Freedom Forever New Jersey, LLC | PSE&G |  | Accepted | 2025-09-04 | 2025-09-29 | 2026-09-29 | Solar Panels | Hanwha | Q.PEAK DUO BLK ML-G10.C+ 410 |  | 0.41 | 14 | 186 | 19 |  | Fixed | Roof
NJADRE1560519237 | Administratively Determined Incentive Program | CHERRY HILL TOWNSHIP | 8003 | 15.17 | Residential | Behind the Meter | Yes | Freedom Forever New Jersey, LLC | PSE&G |  | Accepted | 2025-09-04 | 2025-09-29 | 2026-09-29 | Solar Panels | Hanwha | Q.PEAK DUO BLK ML-G10.C+ 410 |  | 0.41 | 5 | 96 | 18 |  | Fixed | Roof
NJADRE1560519237 | Administratively Determined Incentive Program | CHERRY HILL TOWNSHIP | 8003 | 15.17 | Residential | Behind the Meter | Yes | Freedom Forever New Jersey, LLC | PSE&G |  | Accepted | 2025-09-04 | 2025-09-29 | 2026-09-29 | Solar Panels | Hanwha | Q.PEAK DUO BLK ML-G10.C+ 410 |  | 0.41 | 18 | 6 | 19 |  | Fixed | Roof
NJADRE1560519241 | Administratively Determined Incentive Program | LAWRENCE TWP | 8648 | 10.32 | Residential | Behind the Meter | No | Maier Solar Engineering dba Solar Me | PSE&G |  | Accepted | 2025-09-04 | 2025-09-29 | 2026-09-29 | Solar Panels | QCELL - HANWHA | Q -TRON BLK M-G2+ /AC |  | 0.43 | 24 | 219 | 23 |  | Fixed | Roof
NJADRE1560519241 | Administratively Determined Incentive Program | LAWRENCE TWP | 8648 | 10.32 | Residential | Behind the Meter | No | Maier Solar Engineering dba Solar Me | PSE&G |  | Accepted | 2025-09-04 | 2025-09-29 | 2026-09-29 | Inverters | QCELL - HANWHA | Q MI.349B-G1 | 349 |  | 24 |  |  | 0.97 |  | Outdoor | ON PANEL
NJADRE1560520323 | Administratively Determined Incentive Program | COLONIA | 7067 | 2.87 | Residential | Behind the Meter | Yes | Pro Custom Solar dba Momentum Solar | PSE&G |  | Accepted | 2025-09-04 | 2025-09-30 | 2026-09-30 | Inverters | Enphase | IQ8HC-72-M-DOM-US | 380 |  | 7 |  |  | 0.97 |  | Outdoor
NJADRE1560520323 | Administratively Determined Incentive Program | COLONIA | 7067 | 2.87 | Residential | Behind the Meter | Yes | Pro Custom Solar dba Momentum Solar | PSE&G |  | Accepted | 2025-09-04 | 2025-09-30 | 2026-09-30 | Solar Panels | Hanwha | Q. Peak duo blk ML-G10 +410 |  | 0.41 | 7 | 137 | 33 |  | Fixed | Roof
NJADRE1560520543 | Administratively Determined Incentive Program | Scotch Plains | 7076 | 16.72 | Residential | Behind the Meter | No | Maier Solar Engineering dba Solar Me | PSE&G |  | Accepted | 2025-09-04 | 2025-09-29 | 2026-09-29 | Solar Panels | SILFAB | SIL-440-QD |  | 0.44 | 21 | 134 | 38 |  | Fixed | Roof
NJADRE1560520543 | Administratively Determined Incentive Program | Scotch Plains | 7076 | 16.72 | Residential | Behind the Meter | No | Maier Solar Engineering dba Solar Me | PSE&G |  | Accepted | 2025-09-04 | 2025-09-29 | 2026-09-29 | Solar Panels | SILFAB | SIL-440-QD |  | 0.44 | 2 | 224 | 38 |  | Fixed | Roof
NJADRE1560520543 | Administratively Determined Incentive Program | Scotch Plains | 7076 | 16.72 | Residential | Behind the Meter | No | Maier Solar Engineering dba Solar Me | PSE&G |  | Accepted | 2025-09-04 | 2025-09-29 | 2026-09-29 | Solar Panels | SILFAB | SIL-440-QD |  | 0.44 | 15 | 134 | 38 |  | Fixed | Roof
NJADRE1560520543 | Administratively Determined Incentive Program | Scotch Plains | 7076 | 16.72 | Residential | Behind the Meter | No | Maier Solar Engineering dba Solar Me | PSE&G |  | Accepted | 2025-09-04 | 2025-09-29 | 2026-09-29 | Inverters | ENPHASE | IQ8AC-72-M-US | 349 |  | 38 |  |  | 0.97 |  | Outdoor | ON RACKING
NJADRE1560520544 | Administratively Determined Incentive Program | MULLICA HILL | 8062 | 5.005 | Residential | Behind the Meter | Yes | Power Energy Solutions, LLC | AC Electric |  | Accepted | 2025-09-04 | 2025-09-30 | 2026-09-30 | Inverters | ENPHASE | IQ8MC-72-M-US | 330 |  | 11 |  |  | 0.97 |  | Outdoor
NJADRE1560520544 | Administratively Determined Incentive Program | MULLICA HILL | 8062 | 5.005 | Residential | Behind the Meter | Yes | Power Energy Solutions, LLC | AC Electric |  | Accepted | 2025-09-04 | 2025-09-30 | 2026-09-30 | Solar Panels | Canadian Solar | CS6.1-54TM-455 |  | 0.455 | 10 | 226 | 31 |  | Fixed | Roof
NJADRE1560520544 | Administratively Determined Incentive Program | MULLICA HILL | 8062 | 5.005 | Residential | Behind the Meter | Yes | Power Energy Solutions, LLC | AC Electric |  | Accepted | 2025-09-04 | 2025-09-30 | 2026-09-30 | Solar Panels | Canadian Solar | CS6.1-54TM-455 |  | 0.455 | 1 | 46 | 31 |  | Fixed | Roof
NJADRE1560520551 | Administratively Determined Incentive Program | Edison | 8837 | 6.56 | Residential | Behind the Meter | Yes | Sunrun Installation Services, Inc. | PSE&G |  | Accepted | 2025-09-04 | 2025-09-29 | 2026-09-29 | Solar Panels | Elin Energy (Sirius PV) | ELNSM54M-HC-410 |  | 0.41 | 7 | 241 | 10 |  | Fixed | Roof
NJADRE1560520551 | Administratively Determined Incentive Program | Edison | 8837 | 6.56 | Residential | Behind the Meter | Yes | Sunrun Installation Services, Inc. | PSE&G |  | Accepted | 2025-09-04 | 2025-09-29 | 2026-09-29 | Solar Panels | Elin Energy (Sirius PV) | ELNSM54M-HC-410 |  | 0.41 | 9 | 61 | 10 |  | Fixed | Roof
NJADRE1560520551 | Administratively Determined Incentive Program | Edison | 8837 | 6.56 | Residential | Behind the Meter | Yes | Sunrun Installation Services, Inc. | PSE&G |  | Accepted | 2025-09-04 | 2025-09-29 | 2026-09-29 | Inverters | SolarEdge Technologies | SE5700H-USMN | 5760 |  | 1 |  |  | 0.99 |  | Outdoor
NJADRE1560520553 | Administratively Determined Incentive Program | Woodstown | 8098 | 13.94 | Residential | Behind the Meter | Yes | Define Solar, LLC | AC Electric |  | Accepted | 2025-09-04 | 2025-09-30 | 2026-09-30 | Solar Panels | Znshine | ZXM7-SH108 410 |  | 0.41 | 17 | 219 | 23 |  | Fixed | Roof
NJADRE1560520553 | Administratively Determined Incentive Program | Woodstown | 8098 | 13.94 | Residential | Behind the Meter | Yes | Define Solar, LLC | AC Electric |  | Accepted | 2025-09-04 | 2025-09-30 | 2026-09-30 | Inverters | Enphase | IQ8PLUS-72-2-US | 290 |  | 17 |  |  | 0.976 |  | Outside | Under each pv panel
NJADRE1560520553 | Administratively Determined Incentive Program | Woodstown | 8098 | 13.94 | Residential | Behind the Meter | Yes | Define Solar, LLC | AC Electric |  | Accepted | 2025-09-04 | 2025-09-30 | 2026-09-30 | Inverters | Enphase | IQ8PLUS-72-2-US | 290 |  | 17 |  |  | 0.976 |  | Outside | Under each pv panel
NJADRE1560520553 | Administratively Determined Incentive Program | Woodstown | 8098 | 13.94 | Residential | Behind the Meter | Yes | Define Solar, LLC | AC Electric |  | Accepted | 2025-09-04 | 2025-09-30 | 2026-09-30 | Solar Panels | Znshine | ZXM7-SH108 410 |  | 0.41 | 17 | 39 | 23 |  | Fixed | Roof
NJADRE1560520557 | Administratively Determined Incentive Program | Pompton Lakes | 7442 | 4.73 | Residential | Behind the Meter | Yes | EMT Renewables, LLC | JCP&L |  | Accepted | 2025-09-04 | 2025-09-25 | 2026-09-25 | Solar Panels | SEG SOLAR | SEG 430 |  | 0.43 | 4 | 170 | 27 |  | Fixed | Roof
NJADRE1560520557 | Administratively Determined Incentive Program | Pompton Lakes | 7442 | 4.73 | Residential | Behind the Meter | Yes | EMT Renewables, LLC | JCP&L |  | Accepted | 2025-09-04 | 2025-09-25 | 2026-09-25 | Inverters | ENPHASE | IQ8+ | 290 |  | 11 |  |  | 0.98 |  | Other | UNDER EACH PANEL
NJADRE1560520557 | Administratively Determined Incentive Program | Pompton Lakes | 7442 | 4.73 | Residential | Behind the Meter | Yes | EMT Renewables, LLC | JCP&L |  | Accepted | 2025-09-04 | 2025-09-25 | 2026-09-25 | Solar Panels | SEG SOLAR | SEG 430 |  | 0.43 | 7 | 170 | 26 |  | Fixed | Roof
NJADRE1560520905 | Administratively Determined Incentive Program | Millville | 8332 | 6.6 | Residential | Behind the Meter | Yes | EMT Renewables, LLC | AC Electric |  | Accepted | 2025-09-04 | 2025-09-25 | 2026-09-25 | Inverters | ENPHASE | IQ8+ | 290 |  | 15 |  |  | 0.98 |  | Other | UNDER EACH PANEL
NJADRE1560520905 | Administratively Determined Incentive Program | Millville | 8332 | 6.6 | Residential | Behind the Meter | Yes | EMT Renewables, LLC | AC Electric |  | Accepted | 2025-09-04 | 2025-09-25 | 2026-09-25 | Solar Panels | SILFAB | SIL-440 |  | 0.44 | 15 | 103 | 12 |  | Fixed | Roof
NJADRE1560521046 | Administratively Determined Incentive Program | Port Reading | 7064 | 6.97 | Residential | Behind the Meter | Yes | Sunrun Installation Services, Inc. | PSE&G |  | Accepted | 2025-09-04 | 2025-09-30 | 2026-09-30 | Solar Panels | Elin Energy (Sirius PV) | ELNSM54M-HC-410 |  | 0.41 | 3 | 181 | 30 |  | Fixed | Roof
NJADRE1560521046 | Administratively Determined Incentive Program | Port Reading | 7064 | 6.97 | Residential | Behind the Meter | Yes | Sunrun Installation Services, Inc. | PSE&G |  | Accepted | 2025-09-04 | 2025-09-30 | 2026-09-30 | Solar Panels | Elin Energy (Sirius PV) | ELNSM54M-HC-410 |  | 0.41 | 8 | 91 | 23 |  | Fixed | Roof
NJADRE1560521046 | Administratively Determined Incentive Program | Port Reading | 7064 | 6.97 | Residential | Behind the Meter | Yes | Sunrun Installation Services, Inc. | PSE&G |  | Accepted | 2025-09-04 | 2025-09-30 | 2026-09-30 | Inverters | SolarEdge Technologies | SE5700H-USMN | 5760 |  | 1 |  |  | 0.99 |  | Outdoor
NJADRE1560521046 | Administratively Determined Incentive Program | Port Reading | 7064 | 6.97 | Residential | Behind the Meter | Yes | Sunrun Installation Services, Inc. | PSE&G |  | Accepted | 2025-09-04 | 2025-09-30 | 2026-09-30 | Solar Panels | Elin Energy (Sirius PV) | ELNSM54M-HC-410 |  | 0.41 | 6 | 271 | 23 |  | Fixed | Roof
NJADRE1560521403 | Administratively Determined Incentive Program | Voorhees | 8043 | 15.58 | Residential | Behind the Meter | Yes | Define Solar, LLC | AC Electric |  | Accepted | 2025-09-04 | 2025-09-30 | 2026-09-30 | Inverters | Enphase | IQ8PLUS-72-2-US | 290 |  | 8 |  |  | 0.976 |  | Outside | Under each pv panel
NJADRE1560521403 | Administratively Determined Incentive Program | Voorhees | 8043 | 15.58 | Residential | Behind the Meter | Yes | Define Solar, LLC | AC Electric |  | Accepted | 2025-09-04 | 2025-09-30 | 2026-09-30 | Solar Panels | Znshine | ZXM7-SH108 410 |  | 0.41 | 20 | 214 | 23 |  | Fixed | Roof
NJADRE1560521403 | Administratively Determined Incentive Program | Voorhees | 8043 | 15.58 | Residential | Behind the Meter | Yes | Define Solar, LLC | AC Electric |  | Accepted | 2025-09-04 | 2025-09-30 | 2026-09-30 | Solar Panels | Znshine | ZXM7-SH108 410 |  | 0.41 | 10 | 214 | 23 |  | Fixed | Roof
NJADRE1560521403 | Administratively Determined Incentive Program | Voorhees | 8043 | 15.58 | Residential | Behind the Meter | Yes | Define Solar, LLC | AC Electric |  | Accepted | 2025-09-04 | 2025-09-30 | 2026-09-30 | Inverters | Enphase | IQ8PLUS-72-2-US | 290 |  | 20 |  |  | 0.976 |  | Outside | Under each pv panel
NJADRE1560521403 | Administratively Determined Incentive Program | Voorhees | 8043 | 15.58 | Residential | Behind the Meter | Yes | Define Solar, LLC | AC Electric |  | Accepted | 2025-09-04 | 2025-09-30 | 2026-09-30 | Solar Panels | Znshine | ZXM7-SH108 410 |  | 0.41 | 8 | 124 | 23 |  | Fixed | Roof
NJADRE1560521403 | Administratively Determined Incentive Program | Voorhees | 8043 | 15.58 | Residential | Behind the Meter | Yes | Define Solar, LLC | AC Electric |  | Accepted | 2025-09-04 | 2025-09-30 | 2026-09-30 | Inverters | Enphase | IQ8PLUS-72-2-US | 290 |  | 10 |  |  | 0.976 |  | Outside | Under each pv panel
NJADRE1560521535 | Administratively Determined Incentive Program | Malaga | 8328 | 8.6 | Residential | Behind the Meter | Yes | EMT Renewables, LLC | AC Electric |  | Accepted | 2025-09-04 | 2025-09-25 | 2026-09-25 | Inverters | ENPHASE | IQ8+ | 290 |  | 20 |  |  | 0.98 |  | Other | UNDER EACH PANEL
NJADRE1560521535 | Administratively Determined Incentive Program | Malaga | 8328 | 8.6 | Residential | Behind the Meter | Yes | EMT Renewables, LLC | AC Electric |  | Accepted | 2025-09-04 | 2025-09-25 | 2026-09-25 | Solar Panels | SEG SOLAR | SEG 430 |  | 0.43 | 10 | 168 | 16 |  | Fixed | Roof
NJADRE1560521535 | Administratively Determined Incentive Program | Malaga | 8328 | 8.6 | Residential | Behind the Meter | Yes | EMT Renewables, LLC | AC Electric |  | Accepted | 2025-09-04 | 2025-09-25 | 2026-09-25 | Solar Panels | SEG SOLAR | SEG 430 |  | 0.43 | 6 | 167 | 41 |  | Fixed | Roof
NJADRE1560521535 | Administratively Determined Incentive Program | Malaga | 8328 | 8.6 | Residential | Behind the Meter | Yes | EMT Renewables, LLC | AC Electric |  | Accepted | 2025-09-04 | 2025-09-25 | 2026-09-25 | Solar Panels | SEG SOLAR | SEG 430 |  | 0.43 | 4 | 167 | 41 |  | Fixed | Roof
NJADRE1560521551 | Administratively Determined Incentive Program | Middlesex | 8846 | 5.16 | Residential | Behind the Meter | Yes | EMT Renewables | PSE&G |  | Accepted | 2025-09-04 | 2025-09-25 | 2026-09-25 | Inverters | ENPHASE | IQ8+ | 290 |  | 12 |  |  | 0.98 |  | Other | UNDER EACH PANEL
NJADRE1560521551 | Administratively Determined Incentive Program | Middlesex | 8846 | 5.16 | Residential | Behind the Meter | Yes | EMT Renewables | PSE&G |  | Accepted | 2025-09-04 | 2025-09-25 | 2026-09-25 | Solar Panels | SEG SOLAR | SEG 430 |  | 0.43 | 12 | 172 | 27 |  | Fixed | Roof
NJADRE1560521562 | Administratively Determined Incentive Program | East Orange | 7017 | 6.02 | Residential | Behind the Meter | Yes | Solar Mite Solutions, LLC | PSE&G |  | Accepted | 2025-09-04 | 2025-09-29 | 2026-09-29 | Solar Panels | Jinko | JKM430N-54HL4-B |  | 0.43 | 14 | 222 | 34 |  | Fixed | Roof
NJADRE1560521562 | Administratively Determined Incentive Program | East Orange | 7017 | 6.02 | Residential | Behind the Meter | Yes | Solar Mite Solutions, LLC | PSE&G |  | Accepted | 2025-09-04 | 2025-09-29 | 2026-09-29 | Inverters | Enphase | IQ8PLUS-72-M-US | 290 |  | 14 |  |  | 0.98 |  | Outside
NJADRE1560521566 | Administratively Determined Incentive Program | Lumberton | 8048 | 13.92 | Residential | Behind the Meter | No | Sunwise Energy, LLC | PSE&G |  | Accepted | 2025-09-04 | 2025-09-29 | 2026-09-29 | Inverters | Enphase Energy | IQ8MC-72-M-US | 330 |  | 32 |  |  | 0.974 |  | Outside
NJADRE1560521566 | Administratively Determined Incentive Program | Lumberton | 8048 | 13.92 | Residential | Behind the Meter | No | Sunwise Energy, LLC | PSE&G |  | Accepted | 2025-09-04 | 2025-09-29 | 2026-09-29 | Solar Panels | QCELLS | Q. TRON BLK M-G2+SERIES |  | 0.435 | 15 | 209 | 21 |  | Fixed | Roof
NJADRE1560521566 | Administratively Determined Incentive Program | Lumberton | 8048 | 13.92 | Residential | Behind the Meter | No | Sunwise Energy, LLC | PSE&G |  | Accepted | 2025-09-04 | 2025-09-29 | 2026-09-29 | Solar Panels | QCELLS | Q. TRON BLK M-G2+SERIES |  | 0.435 | 17 | 118 | 18 |  | Fixed | Roof
NJADRE1560521578 | Administratively Determined Incentive Program | Old Bridge | 8857 | 19.14 | Residential | Behind the Meter | No | Maier Solar Engineering dba Solar Me | JCP&L |  | Accepted | 2025-09-04 | 2025-09-29 | 2026-09-29 | Solar Panels | HYUNDAI | HIN-T435NF |  | 0.435 | 26 | 129 | 34 |  | Fixed | Roof
NJADRE1560521578 | Administratively Determined Incentive Program | Old Bridge | 8857 | 19.14 | Residential | Behind the Meter | No | Maier Solar Engineering dba Solar Me | JCP&L |  | Accepted | 2025-09-04 | 2025-09-29 | 2026-09-29 | Inverters | ENPHASE | IQ8AC-72-M-US | 349 |  | 44 |  |  | 0.97 |  | Outdoor | ON RACKING
NJADRE1560521578 | Administratively Determined Incentive Program | Old Bridge | 8857 | 19.14 | Residential | Behind the Meter | No | Maier Solar Engineering dba Solar Me | JCP&L |  | Accepted | 2025-09-04 | 2025-09-29 | 2026-09-29 | Solar Panels | HYUNDAI | HIN-T435NF |  | 0.435 | 10 | 129 | 23 |  | Fixed | Roof
NJADRE1560521578 | Administratively Determined Incentive Program | Old Bridge | 8857 | 19.14 | Residential | Behind the Meter | No | Maier Solar Engineering dba Solar Me | JCP&L |  | Accepted | 2025-09-04 | 2025-09-29 | 2026-09-29 | Solar Panels | HYUNDAI | HIN-T435NF |  | 0.435 | 6 | 129 | 7 |  | Fixed | Roof
NJADRE1560521578 | Administratively Determined Incentive Program | Old Bridge | 8857 | 19.14 | Residential | Behind the Meter | No | Maier Solar Engineering dba Solar Me | JCP&L |  | Accepted | 2025-09-04 | 2025-09-29 | 2026-09-29 | Solar Panels | HYUNDAI | HIN-T435NF |  | 0.435 | 2 | 129 | 34 |  | Fixed | Roof
NJADRE1560521580 | Administratively Determined Incentive Program | Salem | 8079 | 5.28 | Residential | Behind the Meter | Yes | EMT Renewables, LLC | AC Electric |  | Accepted | 2025-09-04 | 2025-09-29 | 2026-09-29 | Solar Panels | SILFAB | SIL-440 |  | 0.44 | 2 | 49 | 30 |  | Fixed | Roof
NJADRE1560521580 | Administratively Determined Incentive Program | Salem | 8079 | 5.28 | Residential | Behind the Meter | Yes | EMT Renewables, LLC | AC Electric |  | Accepted | 2025-09-04 | 2025-09-29 | 2026-09-29 | Solar Panels | SILFAB | SIL-440 |  | 0.44 | 10 | 229 | 30 |  | Fixed | Roof
NJADRE1560521580 | Administratively Determined Incentive Program | Salem | 8079 | 5.28 | Residential | Behind the Meter | Yes | EMT Renewables, LLC | AC Electric |  | Accepted | 2025-09-04 | 2025-09-29 | 2026-09-29 | Inverters | IQ8HC | IQ8+ | 290 |  | 12 |  |  | 0.98 |  | Other | UNDER EACH PANEL
NJADRE1560521597 | Administratively Determined Incentive Program | JACKSON | 8527 | 13.65 | Residential | Behind the Meter | No | Kamtech Solar Solutions | JCP&L |  | Accepted | 2025-09-04 | 2025-09-29 | 2026-09-29 | Solar Panels | CANADIAN SOLAR | CS6. 1-54TM-455H |  | 0.455 | 1 | 179 | 37 |  | Fixed | Roof
NJADRE1560521597 | Administratively Determined Incentive Program | JACKSON | 8527 | 13.65 | Residential | Behind the Meter | No | Kamtech Solar Solutions | JCP&L |  | Accepted | 2025-09-04 | 2025-09-29 | 2026-09-29 | Solar Panels | CANADIAN SOLAR | CS6. 1-54TM-455H |  | 0.455 | 5 | 359 | 19 |  | Fixed | Roof
NJADRE1560521597 | Administratively Determined Incentive Program | JACKSON | 8527 | 13.65 | Residential | Behind the Meter | No | Kamtech Solar Solutions | JCP&L |  | Accepted | 2025-09-04 | 2025-09-29 | 2026-09-29 | Solar Panels | CANADIAN SOLAR | CS6. 1-54TM-455H |  | 0.455 | 10 | 179 | 21 |  | Fixed | Roof
NJADRE1560521597 | Administratively Determined Incentive Program | JACKSON | 8527 | 13.65 | Residential | Behind the Meter | No | Kamtech Solar Solutions | JCP&L |  | Accepted | 2025-09-04 | 2025-09-29 | 2026-09-29 | Solar Panels | CANADIAN SOLAR | CS6. 1-54TM-455H |  | 0.455 | 14 | 179 | 22 |  | Fixed | Roof
NJADRE1560521597 | Administratively Determined Incentive Program | JACKSON | 8527 | 13.65 | Residential | Behind the Meter | No | Kamtech Solar Solutions | JCP&L |  | Accepted | 2025-09-04 | 2025-09-29 | 2026-09-29 | Inverters | ENPHASE | IQ8AC-72M-US | 349 |  | 30 |  |  | 0.973 |  | Outdoor | ROOFTOP
NJADRE1560521600 | Administratively Determined Incentive Program | Hamilton Twp | 8629 | 4.1 | Residential | Behind the Meter | Yes | Sunrun Installation Services, Inc. | PSE&G |  | Accepted | 2025-09-04 | 2025-09-30 | 2026-09-30 | Solar Panels | ELIN ENERGY (SIRIUS PV) | ELNSM54M-HC-410 |  | 0.41 | 10 | 114 | 22 |  | Fixed | Roof
NJADRE1560521600 | Administratively Determined Incentive Program | Hamilton Twp | 8629 | 4.1 | Residential | Behind the Meter | Yes | Sunrun Installation Services, Inc. | PSE&G |  | Accepted | 2025-09-04 | 2025-09-30 | 2026-09-30 | Inverters | SOLAREDGE TECHNOLOGIES | SE3800H-USMN | 3800 |  | 1 |  |  | 0.99 |  | Outside
NJADRE1560521614 | Administratively Determined Incentive Program | Voorhees Township | 8043 | 19.68 | Residential | Behind the Meter | No | Tesla Energy Operations, Inc. | AC Electric |  | Accepted | 2025-09-04 | 2025-09-29 | 2026-09-29 | Inverters | Tesla | 1707000-XX-Y | 11500 |  | 1 |  |  | 0.98 |  | Outdoor
NJADRE1560521614 | Administratively Determined Incentive Program | Voorhees Township | 8043 | 19.68 | Residential | Behind the Meter | No | Tesla Energy Operations, Inc. | AC Electric |  | Accepted | 2025-09-04 | 2025-09-29 | 2026-09-29 | Electric Storage Battery | Tesla | Powerwall 3 |  |  | 2 |  |  |  | Lithium Ion |  | OUTSIDE?
NJADRE1560521614 | Administratively Determined Incentive Program | Voorhees Township | 8043 | 19.68 | Residential | Behind the Meter | No | Tesla Energy Operations, Inc. | AC Electric |  | Accepted | 2025-09-04 | 2025-09-29 | 2026-09-29 | Solar Panels | Hanwha | Q Cells Q.PEAK DUO BLK ML-G10+/TS 410 |  | 0.41 | 13 | 85 | 34 |  | Fixed | Roof
NJADRE1560521614 | Administratively Determined Incentive Program | Voorhees Township | 8043 | 19.68 | Residential | Behind the Meter | No | Tesla Energy Operations, Inc. | AC Electric |  | Accepted | 2025-09-04 | 2025-09-29 | 2026-09-29 | Solar Panels | Hanwha | Q Cells Q.PEAK DUO BLK ML-G10+/TS 410 |  | 0.41 | 35 | 265 | 34 |  | Fixed | Roof
NJADRE1560521626 | Administratively Determined Incentive Program | Branchburg | 8853 | 14.96 | Residential | Behind the Meter | Yes | EMT Renewables, LLC | JCP&L |  | Accepted | 2025-09-04 | 2025-09-29 | 2026-09-29 | Inverters | IQ8HC | IQ8+ | 290 |  | 34 |  |  | 0.98 |  | Other | UNDER EACH PANEL
NJADRE1560521626 | Administratively Determined Incentive Program | Branchburg | 8853 | 14.96 | Residential | Behind the Meter | Yes | EMT Renewables, LLC | JCP&L |  | Accepted | 2025-09-04 | 2025-09-29 | 2026-09-29 | Solar Panels | SILFAB | SIL-440 |  | 0.44 | 24 | 209 | 34 |  | Fixed | Roof
NJADRE1560521626 | Administratively Determined Incentive Program | Branchburg | 8853 | 14.96 | Residential | Behind the Meter | Yes | EMT Renewables, LLC | JCP&L |  | Accepted | 2025-09-04 | 2025-09-29 | 2026-09-29 | Solar Panels | SILFAB | SIL-440 |  | 0.44 | 2 | 209 | 34 |  | Fixed | Roof
NJADRE1560521626 | Administratively Determined Incentive Program | Branchburg | 8853 | 14.96 | Residential | Behind the Meter | Yes | EMT Renewables, LLC | JCP&L |  | Accepted | 2025-09-04 | 2025-09-29 | 2026-09-29 | Solar Panels | SILFAB | SIL-440 |  | 0.44 | 8 | 208 | 30 |  | Fixed | Roof
NJADRE1560521631 | Administratively Determined Incentive Program | Jackson | 8527 | 24.6 | Residential | Behind the Meter | Yes | Freedom Forever New Jersey, LLC | JCP&L |  | Accepted | 2025-09-04 | 2025-09-29 | 2026-09-29 | Solar Panels | Hanwha | Q.PEAK DUO BLK ML-G10.C+ 410 |  | 0.41 | 5 | 215 | 28 |  | Fixed | Roof
NJADRE1560521631 | Administratively Determined Incentive Program | Jackson | 8527 | 24.6 | Residential | Behind the Meter | Yes | Freedom Forever New Jersey, LLC | JCP&L |  | Accepted | 2025-09-04 | 2025-09-29 | 2026-09-29 | Solar Panels | Hanwha | Q.PEAK DUO BLK ML-G10.C+ 410 |  | 0.41 | 5 | 35 | 28 |  | Fixed | Roof
NJADRE1560521631 | Administratively Determined Incentive Program | Jackson | 8527 | 24.6 | Residential | Behind the Meter | Yes | Freedom Forever New Jersey, LLC | JCP&L |  | Accepted | 2025-09-04 | 2025-09-29 | 2026-09-29 | Solar Panels | Hanwha | Q.PEAK DUO BLK ML-G10.C+ 410 |  | 0.41 | 12 | 215 | 41 |  | Fixed | Roof
NJADRE1560521631 | Administratively Determined Incentive Program | Jackson | 8527 | 24.6 | Residential | Behind the Meter | Yes | Freedom Forever New Jersey, LLC | JCP&L |  | Accepted | 2025-09-04 | 2025-09-29 | 2026-09-29 | Solar Panels | Hanwha | Q.PEAK DUO BLK ML-G10.C+ 410 |  | 0.41 | 6 | 305 | 34 |  | Fixed | Roof
NJADRE1560521631 | Administratively Determined Incentive Program | Jackson | 8527 | 24.6 | Residential | Behind the Meter | Yes | Freedom Forever New Jersey, LLC | JCP&L |  | Accepted | 2025-09-04 | 2025-09-29 | 2026-09-29 | Solar Panels | Hanwha | Q.PEAK DUO BLK ML-G10.C+ 410 |  | 0.41 | 2 | 35 | 40 |  | Fixed | Roof
NJADRE1560521631 | Administratively Determined Incentive Program | Jackson | 8527 | 24.6 | Residential | Behind the Meter | Yes | Freedom Forever New Jersey, LLC | JCP&L |  | Accepted | 2025-09-04 | 2025-09-29 | 2026-09-29 | Inverters | Solar Edge | SE10000H-US | 10000 |  | 2 |  |  | 0.99 |  | Outside
NJADRE1560521631 | Administratively Determined Incentive Program | Jackson | 8527 | 24.6 | Residential | Behind the Meter | Yes | Freedom Forever New Jersey, LLC | JCP&L |  | Accepted | 2025-09-04 | 2025-09-29 | 2026-09-29 | Solar Panels | Hanwha | Q.PEAK DUO BLK ML-G10.C+ 410 |  | 0.41 | 5 | 215 | 45 |  | Fixed | Roof
NJADRE1560521631 | Administratively Determined Incentive Program | Jackson | 8527 | 24.6 | Residential | Behind the Meter | Yes | Freedom Forever New Jersey, LLC | JCP&L |  | Accepted | 2025-09-04 | 2025-09-29 | 2026-09-29 | Solar Panels | Hanwha | Q.PEAK DUO BLK ML-G10.C+ 410 |  | 0.41 | 17 | 125 | 34 |  | Fixed | Roof
NJADRE1560521631 | Administratively Determined Incentive Program | Jackson | 8527 | 24.6 | Residential | Behind the Meter | Yes | Freedom Forever New Jersey, LLC | JCP&L |  | Accepted | 2025-09-04 | 2025-09-29 | 2026-09-29 | Solar Panels | Hanwha | Q.PEAK DUO BLK ML-G10.C+ 410 |  | 0.41 | 4 | 125 | 33 |  | Fixed | Roof
NJADRE1560521631 | Administratively Determined Incentive Program | Jackson | 8527 | 24.6 | Residential | Behind the Meter | Yes | Freedom Forever New Jersey, LLC | JCP&L |  | Accepted | 2025-09-04 | 2025-09-29 | 2026-09-29 | Solar Panels | Hanwha | Q.PEAK DUO BLK ML-G10.C+ 410 |  | 0.41 | 4 | 215 | 40 |  | Fixed | Roof
NJADRE1560521647 | Administratively Determined Incentive Program | Asbury Park | 7712 | 8.17 | Residential | Behind the Meter | Yes | Big Wave Roofing and Solar, LLC | JCP&L |  | Accepted | 2025-09-04 | 2025-09-29 | 2026-09-29 | Solar Panels | QCELLS | Q.TRON BLK M-G2+ 430W W |  | 0.43 | 6 | 196 | 30 |  | Fixed | Roof
NJADRE1560521647 | Administratively Determined Incentive Program | Asbury Park | 7712 | 8.17 | Residential | Behind the Meter | Yes | Big Wave Roofing and Solar, LLC | JCP&L |  | Accepted | 2025-09-04 | 2025-09-29 | 2026-09-29 | Solar Panels | QCELLS | Q.TRON BLK M-G2+ 430W W |  | 0.43 | 3 | 16 | 30 |  | Fixed | Roof
NJADRE1560521647 | Administratively Determined Incentive Program | Asbury Park | 7712 | 8.17 | Residential | Behind the Meter | Yes | Big Wave Roofing and Solar, LLC | JCP&L |  | Accepted | 2025-09-04 | 2025-09-29 | 2026-09-29 | Solar Panels | QCELLS | Q.TRON BLK M-G2+ 430W W |  | 0.43 | 4 | 196 | 18 |  | Fixed | Roof
NJADRE1560521647 | Administratively Determined Incentive Program | Asbury Park | 7712 | 8.17 | Residential | Behind the Meter | Yes | Big Wave Roofing and Solar, LLC | JCP&L |  | Accepted | 2025-09-04 | 2025-09-29 | 2026-09-29 | Inverters | Enphase | IQ8HC-72-M-DOM-US | 380 |  | 19 |  |  | 0.97 |  | Outside
NJADRE1560521647 | Administratively Determined Incentive Program | Asbury Park | 7712 | 8.17 | Residential | Behind the Meter | Yes | Big Wave Roofing and Solar, LLC | JCP&L |  | Accepted | 2025-09-04 | 2025-09-29 | 2026-09-29 | Solar Panels | QCELLS | Q.TRON BLK M-G2+ 430W W |  | 0.43 | 6 | 196 | 22 |  | Fixed | Roof
NJADRE1560521651 | Administratively Determined Incentive Program | Cedarville | 8311 | 13.64 | Residential | Behind the Meter | Yes | EMT Renewables, LLC | AC Electric |  | Accepted | 2025-09-04 | 2025-09-25 | 2026-09-25 | Solar Panels | JA SOLAR | JAM54D41 |  | 0.44 | 13 | 58 | 6 |  | Fixed | Roof
NJADRE1560521651 | Administratively Determined Incentive Program | Cedarville | 8311 | 13.64 | Residential | Behind the Meter | Yes | EMT Renewables, LLC | AC Electric |  | Accepted | 2025-09-04 | 2025-09-25 | 2026-09-25 | Solar Panels | JA SOLAR | JA SOLAR |  | 0.44 | 10 | 238 | 37 |  | Fixed | Roof
NJADRE1560521651 | Administratively Determined Incentive Program | Cedarville | 8311 | 13.64 | Residential | Behind the Meter | Yes | EMT Renewables, LLC | AC Electric |  | Accepted | 2025-09-04 | 2025-09-25 | 2026-09-25 | Inverters | IQ8HC | IQ8+ | 290 |  | 31 |  |  | 0.98 |  | Other | UNDER EACH PANEL
NJADRE1560521651 | Administratively Determined Incentive Program | Cedarville | 8311 | 13.64 | Residential | Behind the Meter | Yes | EMT Renewables, LLC | AC Electric |  | Accepted | 2025-09-04 | 2025-09-25 | 2026-09-25 | Solar Panels | JA SOLAR | JAM54D41 |  | 0.44 | 8 | 58 | 37 |  | Fixed | Roof
NJADRE1560521666 | Administratively Determined Incentive Program | West Deptford | 8096 | 20.5 | Residential | Behind the Meter | Yes | Define Solar, LLC | PSE&G |  | Accepted | 2025-09-04 | 2025-09-30 | 2026-09-30 | Inverters | Enphase | IQ8PLUS-72-2-US | 290 |  | 21 |  |  | 0.976 |  | Outside | Under each pv panel
NJADRE1560521666 | Administratively Determined Incentive Program | West Deptford | 8096 | 20.5 | Residential | Behind the Meter | Yes | Define Solar, LLC | PSE&G |  | Accepted | 2025-09-04 | 2025-09-30 | 2026-09-30 | Inverters | Enphase | IQ8PLUS-72-2-US | 290 |  | 4 |  |  | 0.976 |  | Outside | Under each pv panel
NJADRE1560521666 | Administratively Determined Incentive Program | West Deptford | 8096 | 20.5 | Residential | Behind the Meter | Yes | Define Solar, LLC | PSE&G |  | Accepted | 2025-09-04 | 2025-09-30 | 2026-09-30 | Solar Panels | Znshine | ZXM7-SH108 410 |  | 0.41 | 4 | 238 | 13 |  | Fixed | Roof
NJADRE1560521666 | Administratively Determined Incentive Program | West Deptford | 8096 | 20.5 | Residential | Behind the Meter | Yes | Define Solar, LLC | PSE&G |  | Accepted | 2025-09-04 | 2025-09-30 | 2026-09-30 | Solar Panels | Znshine | ZXM7-SH108 410 |  | 0.41 | 4 | 148 | 23 |  | Fixed | Roof
NJADRE1560521666 | Administratively Determined Incentive Program | West Deptford | 8096 | 20.5 | Residential | Behind the Meter | Yes | Define Solar, LLC | PSE&G |  | Accepted | 2025-09-04 | 2025-09-30 | 2026-09-30 | Inverters | Enphase | IQ8PLUS-72-2-US | 290 |  | 17 |  |  | 0.976 |  | Outside | Under each pv panel
NJADRE1560521666 | Administratively Determined Incentive Program | West Deptford | 8096 | 20.5 | Residential | Behind the Meter | Yes | Define Solar, LLC | PSE&G |  | Accepted | 2025-09-04 | 2025-09-30 | 2026-09-30 | Solar Panels | Znshine | ZXM7-SH108 410 |  | 0.41 | 4 | 58 | 13 |  | Fixed | Roof
NJADRE1560521666 | Administratively Determined Incentive Program | West Deptford | 8096 | 20.5 | Residential | Behind the Meter | Yes | Define Solar, LLC | PSE&G |  | Accepted | 2025-09-04 | 2025-09-30 | 2026-09-30 | Solar Panels | Znshine | ZXM7-SH108 410 |  | 0.41 | 17 | 328 | 23 |  | Fixed | Roof
NJADRE1560521666 | Administratively Determined Incentive Program | West Deptford | 8096 | 20.5 | Residential | Behind the Meter | Yes | Define Solar, LLC | PSE&G |  | Accepted | 2025-09-04 | 2025-09-30 | 2026-09-30 | Solar Panels | Znshine | ZXM7-SH108 410 |  | 0.41 | 21 | 148 | 23 |  | Fixed | Roof
NJADRE1560521666 | Administratively Determined Incentive Program | West Deptford | 8096 | 20.5 | Residential | Behind the Meter | Yes | Define Solar, LLC | PSE&G |  | Accepted | 2025-09-04 | 2025-09-30 | 2026-09-30 | Inverters | Enphase | IQ8PLUS-72-2-US | 290 |  | 4 |  |  | 0.976 |  | Outside | Under each pv panel
NJADRE1560521666 | Administratively Determined Incentive Program | West Deptford | 8096 | 20.5 | Residential | Behind the Meter | Yes | Define Solar, LLC | PSE&G |  | Accepted | 2025-09-04 | 2025-09-30 | 2026-09-30 | Inverters | Enphase | IQ8PLUS-72-2-US | 290 |  | 4 |  |  | 0.976 |  | Outside | Under each pv panel
NJADRE1560521674 | Administratively Determined Incentive Program | East Orange | 7018 | 15.48 | Residential | Behind the Meter | Yes | Big Wave Roofing and Solar, LLC | PSE&G |  | Accepted | 2025-09-04 | 2025-09-29 | 2026-09-29 | Inverters | Enphase | IQ8HC-72-M-DOM-US | 380 |  | 36 |  |  | 0.98 |  | Outdoor
NJADRE1560521674 | Administratively Determined Incentive Program | East Orange | 7018 | 15.48 | Residential | Behind the Meter | Yes | Big Wave Roofing and Solar, LLC | PSE&G |  | Accepted | 2025-09-04 | 2025-09-29 | 2026-09-29 | Solar Panels | Q cells | Q.TRON BLK M-G2+ 430W |  | 0.43 | 6 | 138 | 38 |  | Fixed | Roof
NJADRE1560521674 | Administratively Determined Incentive Program | East Orange | 7018 | 15.48 | Residential | Behind the Meter | Yes | Big Wave Roofing and Solar, LLC | PSE&G |  | Accepted | 2025-09-04 | 2025-09-29 | 2026-09-29 | Solar Panels | Q cells | Q.TRON BLK M-G2+ 430W |  | 0.43 | 23 | 318 | 38 |  | Fixed | Roof
NJADRE1560521674 | Administratively Determined Incentive Program | East Orange | 7018 | 15.48 | Residential | Behind the Meter | Yes | Big Wave Roofing and Solar, LLC | PSE&G |  | Accepted | 2025-09-04 | 2025-09-29 | 2026-09-29 | Solar Panels | Q cells | Q.TRON BLK M-G2+ 430W |  | 0.43 | 7 | 138 | 15 |  | Fixed | Roof
NJADRE1560521682 | Administratively Determined Incentive Program | Tenafly | 7670 | 20.02 | Residential | Behind the Meter | No | Kamtech Solar Solutions | PSE&G |  | Accepted | 2025-09-04 | 2025-09-29 | 2026-09-29 | Inverters | ENPHASE | IQ8AC-72M-US | 349 |  | 44 |  |  | 0.973 |  | Outdoor | ROOFTOP
NJADRE1560521682 | Administratively Determined Incentive Program | Tenafly | 7670 | 20.02 | Residential | Behind the Meter | No | Kamtech Solar Solutions | PSE&G |  | Accepted | 2025-09-04 | 2025-09-29 | 2026-09-29 | Solar Panels | CANADIAN SOLAR | CS6. 1-54TM-455H |  | 0.455 | 20 | 194 | 18 |  | Fixed | Roof
NJADRE1560521682 | Administratively Determined Incentive Program | Tenafly | 7670 | 20.02 | Residential | Behind the Meter | No | Kamtech Solar Solutions | PSE&G |  | Accepted | 2025-09-04 | 2025-09-29 | 2026-09-29 | Solar Panels | CANADIAN SOLAR | CS6. 1-54TM-455H |  | 0.455 | 24 | 104 | 18 |  | Fixed | Roof
NJADRE1560521695 | Administratively Determined Incentive Program | Woodbury | 8096 | 20.91 | Residential | Behind the Meter | Yes | Define Solar, LLC | PSE&G |  | Accepted | 2025-09-04 | 2025-09-30 | 2026-09-30 | Solar Panels | Znshine | ZXM7-SH108 410 |  | 0.41 | 3 | 123 | 14 |  | Fixed | Roof
NJADRE1560521695 | Administratively Determined Incentive Program | Woodbury | 8096 | 20.91 | Residential | Behind the Meter | Yes | Define Solar, LLC | PSE&G |  | Accepted | 2025-09-04 | 2025-09-30 | 2026-09-30 | Solar Panels | Znshine | ZXM7-SH108 410 |  | 0.41 | 3 | 303 | 14 |  | Fixed | Roof
NJADRE1560521695 | Administratively Determined Incentive Program | Woodbury | 8096 | 20.91 | Residential | Behind the Meter | Yes | Define Solar, LLC | PSE&G |  | Accepted | 2025-09-04 | 2025-09-30 | 2026-09-30 | Inverters | Enphase | IQ8PLUS-72-2-US | 290 |  | 7 |  |  | 0.976 |  | Outside | Under each pv panel
NJADRE1560521695 | Administratively Determined Incentive Program | Woodbury | 8096 | 20.91 | Residential | Behind the Meter | Yes | Define Solar, LLC | PSE&G |  | Accepted | 2025-09-04 | 2025-09-30 | 2026-09-30 | Solar Panels | Znshine | ZXM7-SH108 410 |  | 0.41 | 7 | 124 | 37 |  | Fixed | Roof
NJADRE1560521695 | Administratively Determined Incentive Program | Woodbury | 8096 | 20.91 | Residential | Behind the Meter | Yes | Define Solar, LLC | PSE&G |  | Accepted | 2025-09-04 | 2025-09-30 | 2026-09-30 | Solar Panels | Znshine | ZXM7-SH108 410 |  | 0.41 | 7 | 304 | 37 |  | Fixed | Roof
NJADRE1560521695 | Administratively Determined Incentive Program | Woodbury | 8096 | 20.91 | Residential | Behind the Meter | Yes | Define Solar, LLC | PSE&G |  | Accepted | 2025-09-04 | 2025-09-30 | 2026-09-30 | Inverters | Enphase | IQ8PLUS-72-2-US | 290 |  | 3 |  |  | 0.976 |  | Outside | Under each pv panel
NJADRE1560521695 | Administratively Determined Incentive Program | Woodbury | 8096 | 20.91 | Residential | Behind the Meter | Yes | Define Solar, LLC | PSE&G |  | Accepted | 2025-09-04 | 2025-09-30 | 2026-09-30 | Inverters | Enphase | IQ8PLUS-72-2-US | 290 |  | 3 |  |  | 0.976 |  | Outside | Under each pv panel
NJADRE1560521695 | Administratively Determined Incentive Program | Woodbury | 8096 | 20.91 | Residential | Behind the Meter | Yes | Define Solar, LLC | PSE&G |  | Accepted | 2025-09-04 | 2025-09-30 | 2026-09-30 | Inverters | Enphase | IQ8PLUS-72-2-US | 290 |  | 12 |  |  | 0.976 |  | Outside | Under each pv panel
NJADRE1560521695 | Administratively Determined Incentive Program | Woodbury | 8096 | 20.91 | Residential | Behind the Meter | Yes | Define Solar, LLC | PSE&G |  | Accepted | 2025-09-04 | 2025-09-30 | 2026-09-30 | Solar Panels | Znshine | ZXM7-SH108 410 |  | 0.41 | 12 | 124 | 33 |  | Fixed | Roof
NJADRE1560521695 | Administratively Determined Incentive Program | Woodbury | 8096 | 20.91 | Residential | Behind the Meter | Yes | Define Solar, LLC | PSE&G |  | Accepted | 2025-09-04 | 2025-09-30 | 2026-09-30 | Inverters | Enphase | IQ8PLUS-72-2-US | 290 |  | 7 |  |  | 0.976 |  | Outside | Under each pv panel
NJADRE1560521695 | Administratively Determined Incentive Program | Woodbury | 8096 | 20.91 | Residential | Behind the Meter | Yes | Define Solar, LLC | PSE&G |  | Accepted | 2025-09-04 | 2025-09-30 | 2026-09-30 | Inverters | Enphase | IQ8PLUS-72-2-US | 290 |  | 7 |  |  | 0.976 |  | Outside | Under each pv panel
NJADRE1560521695 | Administratively Determined Incentive Program | Woodbury | 8096 | 20.91 | Residential | Behind the Meter | Yes | Define Solar, LLC | PSE&G |  | Accepted | 2025-09-04 | 2025-09-30 | 2026-09-30 | Solar Panels | Znshine | ZXM7-SH108 410 |  | 0.41 | 7 | 124 | 37 |  | Fixed | Roof
NJADRE1560521695 | Administratively Determined Incentive Program | Woodbury | 8096 | 20.91 | Residential | Behind the Meter | Yes | Define Solar, LLC | PSE&G |  | Accepted | 2025-09-04 | 2025-09-30 | 2026-09-30 | Solar Panels | Znshine | ZXM7-SH108 410 |  | 0.41 | 12 | 304 | 33 |  | Fixed | Roof
NJADRE1560521695 | Administratively Determined Incentive Program | Woodbury | 8096 | 20.91 | Residential | Behind the Meter | Yes | Define Solar, LLC | PSE&G |  | Accepted | 2025-09-04 | 2025-09-30 | 2026-09-30 | Inverters | Enphase | IQ8PLUS-72-2-US | 290 |  | 12 |  |  | 0.976 |  | Outside | Under each pv panel
NJADRE1560521697 | Administratively Determined Incentive Program | Pitman | 8071 | 5.655 | Residential | Behind the Meter | Yes | EMT Renewables, LLC | AC Electric |  | Accepted | 2025-09-04 | 2025-09-25 | 2026-09-25 | Solar Panels | Q CELLS | Q TRON |  | 0.435 | 13 | 161 | 38 |  | Fixed | Roof
NJADRE1560521697 | Administratively Determined Incentive Program | Pitman | 8071 | 5.655 | Residential | Behind the Meter | Yes | EMT Renewables, LLC | AC Electric |  | Accepted | 2025-09-04 | 2025-09-25 | 2026-09-25 | Inverters | IQ8HC | IQ8+ | 290 |  | 13 |  |  | 0.98 |  | Other | UNDER EACH PANEL
NJADRE1560521704 | Administratively Determined Incentive Program | Blackwood | 8012 | 10.12 | Residential | Behind the Meter | Yes | EMT Renewables, LLC | PSE&G |  | Accepted | 2025-09-04 | 2025-09-25 | 2026-09-25 | Solar Panels | SILFAB | SIL-440 |  | 0.44 | 10 | 120 | 26 |  | Fixed | Roof
NJADRE1560521704 | Administratively Determined Incentive Program | Blackwood | 8012 | 10.12 | Residential | Behind the Meter | Yes | EMT Renewables, LLC | PSE&G |  | Accepted | 2025-09-04 | 2025-09-25 | 2026-09-25 | Solar Panels | SILFAB | SIL-440 |  | 0.44 | 13 | 300 | 26 |  | Fixed | Roof
NJADRE1560521704 | Administratively Determined Incentive Program | Blackwood | 8012 | 10.12 | Residential | Behind the Meter | Yes | EMT Renewables, LLC | PSE&G |  | Accepted | 2025-09-04 | 2025-09-25 | 2026-09-25 | Inverters | IQ8HC | IQ8+ | 290 |  | 23 |  |  | 0.98 |  | Other | UNDER EACH PANEL
NJADRE1560521719 | Administratively Determined Incentive Program | Rockaway | 7866 | 4.1 | Residential | Behind the Meter | No | Big Wave Roofing and Solar, LLC | JCP&L |  | Accepted | 2025-09-04 | 2025-09-29 | 2026-09-29 | Solar Panels | MISSION SOLAR | MSE410HT0B |  | 0.41 | 10 | 171 | 17 |  | Fixed | Roof
NJADRE1560521719 | Administratively Determined Incentive Program | Rockaway | 7866 | 4.1 | Residential | Behind the Meter | No | Big Wave Roofing and Solar, LLC | JCP&L |  | Accepted | 2025-09-04 | 2025-09-29 | 2026-09-29 | Inverters | Enphase | IQ8PLUS-72-2-US | 290 |  | 10 |  |  | 0.98 |  | Outdoor
NJADRE1560521723 | Administratively Determined Incentive Program | Linden City | 7036 | 5.74 | Residential | Behind the Meter | Yes | Sunrun Installation Services, Inc. | PSE&G |  | Accepted | 2025-09-04 | 2025-09-30 | 2026-09-30 | Solar Panels | ELIN ENERGY | ELNSM54M-HC-410 |  | 0.41 | 10 | 38 | 36 |  | Fixed | Roof
NJADRE1560521723 | Administratively Determined Incentive Program | Linden City | 7036 | 5.74 | Residential | Behind the Meter | Yes | Sunrun Installation Services, Inc. | PSE&G |  | Accepted | 2025-09-04 | 2025-09-30 | 2026-09-30 | Inverters | SOLAREDGE TECHNOLOGIES | SE5700H-USMN | 5760 |  | 1 |  |  | 0.99 |  | Outdoor
NJADRE1560521723 | Administratively Determined Incentive Program | Linden City | 7036 | 5.74 | Residential | Behind the Meter | Yes | Sunrun Installation Services, Inc. | PSE&G |  | Accepted | 2025-09-04 | 2025-09-30 | 2026-09-30 | Solar Panels | ELIN ENERGY | ELNSM54M-HC-410 |  | 0.41 | 4 | 218 | 36 |  | Fixed | Roof
NJADRE1560521735 | Administratively Determined Incentive Program | Bridgeton | 8302 | 13.05 | Residential | Behind the Meter | Yes | SunnyMac, LLC | AC Electric |  | Accepted | 2025-09-04 | 2025-09-29 | 2026-09-29 | Inverters | SOLAREDGE HOME HUB | SE10000H-US | 10000 |  | 1 |  |  | 0.99 |  | Outdoor | next to meter
NJADRE1560521735 | Administratively Determined Incentive Program | Bridgeton | 8302 | 13.05 | Residential | Behind the Meter | Yes | SunnyMac, LLC | AC Electric |  | Accepted | 2025-09-04 | 2025-09-29 | 2026-09-29 | Solar Panels | HANWHA | Q.TRON BLK M-G2 H+ |  | 0.435 | 30 | 174 | 38 |  | Fixed | Roof
NJADRE1560521754 | Administratively Determined Incentive Program | MONTVALE | 7645 | 11.5 | Residential | Behind the Meter | No | Infinity Solar Systems, LLC | Orange Rockland Electric |  | Accepted | 2025-09-04 | 2025-09-29 | 2026-09-29 | Inverters | REC Solar | IQ8X-80-M-US | 380 |  | 25 |  |  | 0.97 |  | Outside
NJADRE1560521754 | Administratively Determined Incentive Program | MONTVALE | 7645 | 11.5 | Residential | Behind the Meter | No | Infinity Solar Systems, LLC | Orange Rockland Electric |  | Accepted | 2025-09-04 | 2025-09-29 | 2026-09-29 | Solar Panels | REC Solar | REC 460AA PURE-RX |  | 0.46 | 25 | 184 | 33 |  | Fixed | Roof
NJADRE1560521768 | Administratively Determined Incentive Program | IRVINGTON | 7111 | 4.92 | Residential | Behind the Meter | Yes | Sunrun Installation Services, Inc. | PSE&G |  | Accepted | 2025-09-04 | 2025-09-29 | 2026-09-29 | Solar Panels | HANWHA Q-CELLS | Q.PEAK DUO BLK ML-G10.C+ 410 |  | 0.41 | 12 | 306 | 23 |  | Fixed | Roof
NJADRE1560521768 | Administratively Determined Incentive Program | IRVINGTON | 7111 | 4.92 | Residential | Behind the Meter | Yes | Sunrun Installation Services, Inc. | PSE&G |  | Accepted | 2025-09-04 | 2025-09-29 | 2026-09-29 | Inverters | Tesla | POWERWALL 3 1707000-XX-Y | 11500 |  | 1 |  |  | 0.97 |  | Outdoor
NJADRE1560521768 | Administratively Determined Incentive Program | IRVINGTON | 7111 | 4.92 | Residential | Behind the Meter | Yes | Sunrun Installation Services, Inc. | PSE&G |  | Accepted | 2025-09-04 | 2025-09-29 | 2026-09-29 | Electric Storage Battery | Tesla | POWERWALL 3 1707000-XX-Y |  |  | 1 |  |  |  | Lithium Ion |  | OUTSIDE
NJADRE1560524933 | Administratively Determined Incentive Program | EDISON TWP | 8820 | 20.09 | Residential | Behind the Meter | Yes | Sunrun Installation Services, Inc. | PSE&G |  | Accepted | 2025-09-04 | 2025-09-29 | 2026-09-29 | Inverters | SolarEdge Technologies | SE7600H-USMN | 7600 |  | 2 |  |  | 0.99 |  | Outdoor
NJADRE1560524933 | Administratively Determined Incentive Program | EDISON TWP | 8820 | 20.09 | Residential | Behind the Meter | Yes | Sunrun Installation Services, Inc. | PSE&G |  | Accepted | 2025-09-04 | 2025-09-29 | 2026-09-29 | Solar Panels | Elin Energy (Sirius PV) | ELNSM54M-HC-410 |  | 0.41 | 19 | 188 | 23 |  | Fixed | Roof
NJADRE1560524933 | Administratively Determined Incentive Program | EDISON TWP | 8820 | 20.09 | Residential | Behind the Meter | Yes | Sunrun Installation Services, Inc. | PSE&G |  | Accepted | 2025-09-04 | 2025-09-29 | 2026-09-29 | Solar Panels | Elin Energy (Sirius PV) | ELNSM54M-HC-410 |  | 0.41 | 4 | 98 | 34 |  | Fixed | Roof
NJADRE1560524933 | Administratively Determined Incentive Program | EDISON TWP | 8820 | 20.09 | Residential | Behind the Meter | Yes | Sunrun Installation Services, Inc. | PSE&G |  | Accepted | 2025-09-04 | 2025-09-29 | 2026-09-29 | Solar Panels | Elin Energy (Sirius PV) | ELNSM54M-HC-410 |  | 0.41 | 14 | 8 | 23 |  | Fixed | Roof
NJADRE1560524933 | Administratively Determined Incentive Program | EDISON TWP | 8820 | 20.09 | Residential | Behind the Meter | Yes | Sunrun Installation Services, Inc. | PSE&G |  | Accepted | 2025-09-04 | 2025-09-29 | 2026-09-29 | Solar Panels | Elin Energy (Sirius PV) | ELNSM54M-HC-410 |  | 0.41 | 12 | 278 | 34 |  | Fixed | Roof
NJADRE1560528532 | Administratively Determined Incentive Program | Englewood Cliffs | 7632 | 18.49 | Residential | Behind the Meter | Yes | EMT Renewables, LLC | PSE&G |  | Accepted | 2025-09-04 | 2025-09-25 | 2026-09-25 | Solar Panels | Q CELLS | Q TRON |  | 0.43 | 4 | 202 | 22 |  | Fixed | Roof
NJADRE1560528532 | Administratively Determined Incentive Program | Englewood Cliffs | 7632 | 18.49 | Residential | Behind the Meter | Yes | EMT Renewables, LLC | PSE&G |  | Accepted | 2025-09-04 | 2025-09-25 | 2026-09-25 | Inverters | IQ8HC | IQ8+ | 290 |  | 43 |  |  | 0.98 |  | Other | UNDER EACH PANEL
NJADRE1560528532 | Administratively Determined Incentive Program | Englewood Cliffs | 7632 | 18.49 | Residential | Behind the Meter | Yes | EMT Renewables, LLC | PSE&G |  | Accepted | 2025-09-04 | 2025-09-25 | 2026-09-25 | Solar Panels | Q CELLS | Q TRON |  | 0.43 | 22 | 292 | 25 |  | Fixed | Roof
NJADRE1560528532 | Administratively Determined Incentive Program | Englewood Cliffs | 7632 | 18.49 | Residential | Behind the Meter | Yes | EMT Renewables, LLC | PSE&G |  | Accepted | 2025-09-04 | 2025-09-25 | 2026-09-25 | Solar Panels | Q CELLS | Q TRON |  | 0.43 | 17 | 112 | 21 |  | Fixed | Roof
NJADRE1560530440 | Administratively Determined Incentive Program | Trenton | 8638 | 3.48 | Residential | Behind the Meter | Yes | EMT Renewables, LLC | PSE&G |  | Accepted | 2025-09-04 | 2025-09-25 | 2026-09-25 | Solar Panels | Q CELLS | Q TRON |  | 0.435 | 3 | 239 | 10 |  | Fixed | Roof
NJADRE1560530440 | Administratively Determined Incentive Program | Trenton | 8638 | 3.48 | Residential | Behind the Meter | Yes | EMT Renewables, LLC | PSE&G |  | Accepted | 2025-09-04 | 2025-09-25 | 2026-09-25 | Inverters | IQ8HC | IQ8+ | 290 |  | 8 |  |  | 0.98 |  | Other | UNDER EACH PANEL
NJADRE1560530440 | Administratively Determined Incentive Program | Trenton | 8638 | 3.48 | Residential | Behind the Meter | Yes | EMT Renewables, LLC | PSE&G |  | Accepted | 2025-09-04 | 2025-09-25 | 2026-09-25 | Solar Panels | Q CELLS | Q TRON |  | 0.435 | 3 | 59 | 9 |  | Fixed | Roof
NJADRE1560530440 | Administratively Determined Incentive Program | Trenton | 8638 | 3.48 | Residential | Behind the Meter | Yes | EMT Renewables, LLC | PSE&G |  | Accepted | 2025-09-04 | 2025-09-25 | 2026-09-25 | Solar Panels | Q CELLS | Q TRON |  | 0.435 | 2 | 59 | 5 |  | Fixed | Roof
NJADRE1560532051 | Administratively Determined Incentive Program | Lawrence Township | 8648 | 8.61 | Residential | Behind the Meter | Yes | Sunrun Installation Services, Inc. | PSE&G |  | Accepted | 2025-09-04 | 2025-09-29 | 2026-09-29 | Solar Panels | Elin Energy (Sirius PV) | ELNSM54M-HC-410 |  | 0.41 | 3 | 127 | 37 |  | Fixed | Roof
NJADRE1560532051 | Administratively Determined Incentive Program | Lawrence Township | 8648 | 8.61 | Residential | Behind the Meter | Yes | Sunrun Installation Services, Inc. | PSE&G |  | Accepted | 2025-09-04 | 2025-09-29 | 2026-09-29 | Solar Panels | Elin Energy (Sirius PV) | ELNSM54M-HC-410 |  | 0.41 | 3 | 37 | 37 |  | Fixed | Roof
NJADRE1560532051 | Administratively Determined Incentive Program | Lawrence Township | 8648 | 8.61 | Residential | Behind the Meter | Yes | Sunrun Installation Services, Inc. | PSE&G |  | Accepted | 2025-09-04 | 2025-09-29 | 2026-09-29 | Inverters | SolarEdge Technologies | SE5700H-USMN | 5760 |  | 1 |  |  | 0.99 |  | Outdoor
NJADRE1560532051 | Administratively Determined Incentive Program | Lawrence Township | 8648 | 8.61 | Residential | Behind the Meter | Yes | Sunrun Installation Services, Inc. | PSE&G |  | Accepted | 2025-09-04 | 2025-09-29 | 2026-09-29 | Solar Panels | Elin Energy (Sirius PV) | ELNSM54M-HC-410 |  | 0.41 | 6 | 219 | 38 |  | Fixed | Roof
NJADRE1560532051 | Administratively Determined Incentive Program | Lawrence Township | 8648 | 8.61 | Residential | Behind the Meter | Yes | Sunrun Installation Services, Inc. | PSE&G |  | Accepted | 2025-09-04 | 2025-09-29 | 2026-09-29 | Solar Panels | Elin Energy (Sirius PV) | ELNSM54M-HC-410 |  | 0.41 | 9 | 126 | 37 |  | Fixed | Roof
NJADRE1560532063 | Administratively Determined Incentive Program | HACKETTSTOWN | 7840 | 10.25 | Residential | Behind the Meter | Yes | Trinity Solar, LLC | JCP&L |  | Accepted | 2025-09-04 | 2025-09-29 | 2026-09-29 | Solar Panels | HANWHA | Q.PEAK DUO BLK ML-G10+410 |  | 0.41 | 10 | 83 | 34 |  | Fixed | Roof
NJADRE1560532063 | Administratively Determined Incentive Program | HACKETTSTOWN | 7840 | 10.25 | Residential | Behind the Meter | Yes | Trinity Solar, LLC | JCP&L |  | Accepted | 2025-09-04 | 2025-09-29 | 2026-09-29 | Solar Panels | HANWHA | Q.PEAK DUO BLK ML-G10+410 |  | 0.41 | 5 | 263 | 32 |  | Fixed | Roof
NJADRE1560532063 | Administratively Determined Incentive Program | HACKETTSTOWN | 7840 | 10.25 | Residential | Behind the Meter | Yes | Trinity Solar, LLC | JCP&L |  | Accepted | 2025-09-04 | 2025-09-29 | 2026-09-29 | Solar Panels | HANWHA | Q.PEAK DUO BLK ML-G10+410) |  | 0.41 | 10 | 263 | 34 |  | Fixed | Roof
NJADRE1560532063 | Administratively Determined Incentive Program | HACKETTSTOWN | 7840 | 10.25 | Residential | Behind the Meter | Yes | Trinity Solar, LLC | JCP&L |  | Accepted | 2025-09-04 | 2025-09-29 | 2026-09-29 | Inverters | SOLAREDGE | SE7600H-US | 7600 |  | 1 |  |  | 0.97 |  | Outside
NJADRE1560532064 | Administratively Determined Incentive Program | West Deptford | 8086 | 6.375 | Residential | Behind the Meter | No | Sunwise Energy, LLC | PSE&G |  | Accepted | 2025-09-04 | 2025-09-29 | 2026-09-29 | Inverters | Enphase Energy | IQ8MC-72-M-US | 240 |  | 15 |  |  | 0.33 |  | Outdoor
NJADRE1560532064 | Administratively Determined Incentive Program | West Deptford | 8086 | 6.375 | Residential | Behind the Meter | No | Sunwise Energy, LLC | PSE&G |  | Accepted | 2025-09-04 | 2025-09-29 | 2026-09-29 | Solar Panels | JINKO SOLAR | JKM425N-54HL4-B |  | 0.425 | 6 | 338 | 27 |  | Fixed | Roof
NJADRE1560532064 | Administratively Determined Incentive Program | West Deptford | 8086 | 6.375 | Residential | Behind the Meter | No | Sunwise Energy, LLC | PSE&G |  | Accepted | 2025-09-04 | 2025-09-29 | 2026-09-29 | Solar Panels | JINKO SOLAR | JKM425N-54HL4-B |  | 0.425 | 5 | 158 | 27 |  | Fixed | Roof
NJADRE1560532064 | Administratively Determined Incentive Program | West Deptford | 8086 | 6.375 | Residential | Behind the Meter | No | Sunwise Energy, LLC | PSE&G |  | Accepted | 2025-09-04 | 2025-09-29 | 2026-09-29 | Solar Panels | JINKO SOLAR | JKM425N-54HL4-B |  | 0.425 | 4 | 158 | 28 |  | Fixed | Roof
NJADRE1560532087 | Administratively Determined Incentive Program | Edison Twp | 8820 | 10.66 | Residential | Behind the Meter | Yes | Sunrun Installation Services, Inc. | PSE&G |  | Accepted | 2025-09-04 | 2025-09-30 | 2026-09-30 | Inverters | SolarEdge Technologies | SE7600H-USMN | 7600 |  | 1 |  |  | 0.99 |  | Outdoor
NJADRE1560532087 | Administratively Determined Incentive Program | Edison Twp | 8820 | 10.66 | Residential | Behind the Meter | Yes | Sunrun Installation Services, Inc. | PSE&G |  | Accepted | 2025-09-04 | 2025-09-30 | 2026-09-30 | Solar Panels | Elin Energy (Sirius PV) | ELNSM54M-HC-410 |  | 0.41 | 16 | 87 | 35 |  | Fixed | Roof
NJADRE1560532087 | Administratively Determined Incentive Program | Edison Twp | 8820 | 10.66 | Residential | Behind the Meter | Yes | Sunrun Installation Services, Inc. | PSE&G |  | Accepted | 2025-09-04 | 2025-09-30 | 2026-09-30 | Solar Panels | Elin Energy (Sirius PV) | ELNSM54M-HC-410 |  | 0.41 | 10 | 267 | 35 |  | Fixed | Roof
NJADRE1560532110 | Administratively Determined Incentive Program | PISCATAWAY | 8854 | 4.92 | Residential | Behind the Meter | Yes | Sunrun Installation Services, Inc. | PSE&G |  | Accepted | 2025-09-04 | 2025-09-29 | 2026-09-29 | Solar Panels | ELIN ENERGY | ELNSM54M-HC-410 |  | 0.41 | 12 | 54 | 30 |  | Fixed | Roof
NJADRE1560532110 | Administratively Determined Incentive Program | PISCATAWAY | 8854 | 4.92 | Residential | Behind the Meter | Yes | Sunrun Installation Services, Inc. | PSE&G |  | Accepted | 2025-09-04 | 2025-09-29 | 2026-09-29 | Inverters | SOLAREDGE TECHNOLOGIES | SE3800H-USMN | 3800 |  | 1 |  |  | 0.99 |  | Outdoor
NJADRE1560532113 | Administratively Determined Incentive Program | Robbinsville | 8691 | 7.6 | Residential | Behind the Meter | No | Freedom Forever New Jersey, LLC | JCP&L |  | Accepted | 2025-09-04 | 2025-09-29 | 2026-09-29 | Solar Panels | PHILADELPHIA SOLAR | PS-M108(HCBF)-400W |  | 0.4 | 4 | 138 | 20 |  | Fixed | Roof
NJADRE1560532113 | Administratively Determined Incentive Program | Robbinsville | 8691 | 7.6 | Residential | Behind the Meter | No | Freedom Forever New Jersey, LLC | JCP&L |  | Accepted | 2025-09-04 | 2025-09-29 | 2026-09-29 | Inverters | Solar Edge | SE5000H-USRGM | 5000 |  | 1 |  |  | 0.99 |  | Outside
NJADRE1560532113 | Administratively Determined Incentive Program | Robbinsville | 8691 | 7.6 | Residential | Behind the Meter | No | Freedom Forever New Jersey, LLC | JCP&L |  | Accepted | 2025-09-04 | 2025-09-29 | 2026-09-29 | Solar Panels | PHILADELPHIA SOLAR | PS-M108(HCBF)-400W |  | 0.4 | 15 | 138 | 27 |  | Fixed | Roof
NJADRE1560532132 | Administratively Determined Incentive Program | Woodbridge Township | 8830 | 6.56 | Residential | Behind the Meter | Yes | Sunrun Installation Services, Inc. | PSE&G |  | Accepted | 2025-09-04 | 2025-09-29 | 2026-09-29 | Solar Panels | Elin Energy (Sirius PV) | ELNSM54M-HC-410 |  | 0.41 | 16 | 59 | 23 |  | Fixed | Roof
NJADRE1560532132 | Administratively Determined Incentive Program | Woodbridge Township | 8830 | 6.56 | Residential | Behind the Meter | Yes | Sunrun Installation Services, Inc. | PSE&G |  | Accepted | 2025-09-04 | 2025-09-29 | 2026-09-29 | Inverters | SolarEdge Technologies | SE5700H-USMN | 5760 |  | 1 |  |  | 0.99 |  | Outdoor
NJADRE1560532140 | Administratively Determined Incentive Program | Hamilton Township | 8610 | 5.265 | Residential | Behind the Meter | No | Freedom Forever New Jersey, LLC | PSE&G |  | Accepted | 2025-09-04 | 2025-09-29 | 2026-09-29 | Solar Panels | JA Solar | JAM54S31-405/MR |  | 0.405 | 5 | 21 | 32 |  | Fixed | Roof
NJADRE1560532140 | Administratively Determined Incentive Program | Hamilton Township | 8610 | 5.265 | Residential | Behind the Meter | No | Freedom Forever New Jersey, LLC | PSE&G |  | Accepted | 2025-09-04 | 2025-09-29 | 2026-09-29 | Inverters | Enphase | IQ8PLUS-72-M-US | 290 |  | 13 |  |  | 0.99 |  | Outside
NJADRE1560532140 | Administratively Determined Incentive Program | Hamilton Township | 8610 | 5.265 | Residential | Behind the Meter | No | Freedom Forever New Jersey, LLC | PSE&G |  | Accepted | 2025-09-04 | 2025-09-29 | 2026-09-29 | Solar Panels | JA Solar | JAM54S31-405/MR |  | 0.405 | 8 | 201 | 32 |  | Fixed | Roof
NJADRE1560532142 | Administratively Determined Incentive Program | Bridgewater | 8807 | 13.94 | Residential | Behind the Meter | Yes | Sunrun Installation Services, Inc. | PSE&G |  | Accepted | 2025-09-04 | 2025-09-29 | 2026-09-29 | Inverters | Tesla | POWERWALL 3 1707000-XX-Y | 11500 |  | 1 |  |  | 0.97 |  | Outside
NJADRE1560532142 | Administratively Determined Incentive Program | Bridgewater | 8807 | 13.94 | Residential | Behind the Meter | Yes | Sunrun Installation Services, Inc. | PSE&G |  | Accepted | 2025-09-04 | 2025-09-29 | 2026-09-29 | Solar Panels | HANWHA Q-CELLS | Q.PEAK DUO BLK ML-G10.C+ 410 |  | 0.41 | 17 | 34 | 15 |  | Fixed | Roof
NJADRE1560532142 | Administratively Determined Incentive Program | Bridgewater | 8807 | 13.94 | Residential | Behind the Meter | Yes | Sunrun Installation Services, Inc. | PSE&G |  | Accepted | 2025-09-04 | 2025-09-29 | 2026-09-29 | Electric Storage Battery | Tesla | POWERWALL 3 1707000-XX-Y |  |  | 1 |  |  |  | Lithium Ion |  | OUTSIDE
NJADRE1560532142 | Administratively Determined Incentive Program | Bridgewater | 8807 | 13.94 | Residential | Behind the Meter | Yes | Sunrun Installation Services, Inc. | PSE&G |  | Accepted | 2025-09-04 | 2025-09-29 | 2026-09-29 | Solar Panels | HANWHA Q-CELLS | Q.PEAK DUO BLK ML-G10.C+ 410 |  | 0.41 | 17 | 214 | 15 |  | Fixed | Roof
NJADRE1560532157 | Administratively Determined Incentive Program | Roselle | 7203 | 5.74 | Residential | Behind the Meter | Yes | Sunrun Installation Services, Inc. | PSE&G |  | Accepted | 2025-09-04 | 2025-09-29 | 2026-09-29 | Electric Storage Battery | TESLA | Powerwall 3 1707000-xx-y |  |  | 1 |  |  |  | Lithium Ion |  | OUTSIDE
NJADRE1560532157 | Administratively Determined Incentive Program | Roselle | 7203 | 5.74 | Residential | Behind the Meter | Yes | Sunrun Installation Services, Inc. | PSE&G |  | Accepted | 2025-09-04 | 2025-09-29 | 2026-09-29 | Inverters | TESLA | Powerwall 3 1707000-xx-y | 11500 |  | 1 |  |  | 0.97 |  | Outdoor
NJADRE1560532157 | Administratively Determined Incentive Program | Roselle | 7203 | 5.74 | Residential | Behind the Meter | Yes | Sunrun Installation Services, Inc. | PSE&G |  | Accepted | 2025-09-04 | 2025-09-29 | 2026-09-29 | Solar Panels | Hanwha Q-Cells | Q.PEAK DUO BLK ML-G10.C+ 410 (MD06G100A-017) |  | 0.41 | 3 | 259 | 37 |  | Fixed | Roof
NJADRE1560532157 | Administratively Determined Incentive Program | Roselle | 7203 | 5.74 | Residential | Behind the Meter | Yes | Sunrun Installation Services, Inc. | PSE&G |  | Accepted | 2025-09-04 | 2025-09-29 | 2026-09-29 | Solar Panels | Hanwha Q-Cells | Q.PEAK DUO BLK ML-G10.C+ 410 (MD06G100A-017) |  | 0.41 | 11 | 80 | 37 |  | Fixed | Roof
NJADRE1560532170 | Administratively Determined Incentive Program | Bradley Beach | 7720 | 8.505 | Residential | Behind the Meter | No | Freedom Forever New Jersey, LLC | JCP&L |  | Accepted | 2025-09-04 | 2025-09-29 | 2026-09-29 | Solar Panels | JA Solar | JAM54S31-405/MR |  | 0.405 | 4 | 102 | 30 |  | Fixed | Roof
NJADRE1560532170 | Administratively Determined Incentive Program | Bradley Beach | 7720 | 8.505 | Residential | Behind the Meter | No | Freedom Forever New Jersey, LLC | JCP&L |  | Accepted | 2025-09-04 | 2025-09-29 | 2026-09-29 | Inverters | Solar Edge | SE7600H-USRGM | 7600 |  | 1 |  |  | 0.99 |  | Outside
NJADRE1560532170 | Administratively Determined Incentive Program | Bradley Beach | 7720 | 8.505 | Residential | Behind the Meter | No | Freedom Forever New Jersey, LLC | JCP&L |  | Accepted | 2025-09-04 | 2025-09-29 | 2026-09-29 | Solar Panels | JA Solar | JAM54S31-405/MR |  | 0.405 | 17 | 192 | 22 |  | Fixed | Roof
NJADRE1560532176 | Administratively Determined Incentive Program | Piscataway | 8854 | 11.07 | Residential | Behind the Meter | Yes | Sunrun Installation Services, Inc. | PSE&G |  | Accepted | 2025-09-04 | 2025-09-29 | 2026-09-29 | Solar Panels | Elin Energy (Sirius PV) | ELNSM54M-HC-410 |  | 0.41 | 13 | 266 | 33 |  | Fixed | Roof
NJADRE1560532176 | Administratively Determined Incentive Program | Piscataway | 8854 | 11.07 | Residential | Behind the Meter | Yes | Sunrun Installation Services, Inc. | PSE&G |  | Accepted | 2025-09-04 | 2025-09-29 | 2026-09-29 | Solar Panels | Elin Energy (Sirius PV) | ELNSM54M-HC-410 |  | 0.41 | 14 | 86 | 26 |  | Fixed | Roof
NJADRE1560532176 | Administratively Determined Incentive Program | Piscataway | 8854 | 11.07 | Residential | Behind the Meter | Yes | Sunrun Installation Services, Inc. | PSE&G |  | Accepted | 2025-09-04 | 2025-09-29 | 2026-09-29 | Inverters | SolarEdge Technologies | SE10000H-USMN | 10000 |  | 1 |  |  | 0.99 |  | Outdoor
NJADRE1560532183 | Administratively Determined Incentive Program | Teaneck Township | 7666 | 8.2 | Residential | Behind the Meter | No | Sunrun Installation Services, Inc. | PSE&G |  | Accepted | 2025-09-04 | 2025-09-30 | 2026-09-30 | Solar Panels | Elin Energy (Sirius PV) | ELNSM54M-HC-410 |  | 0.41 | 10 | 116 | 35 |  | Fixed | Roof
NJADRE1560532183 | Administratively Determined Incentive Program | Teaneck Township | 7666 | 8.2 | Residential | Behind the Meter | No | Sunrun Installation Services, Inc. | PSE&G |  | Accepted | 2025-09-04 | 2025-09-30 | 2026-09-30 | Solar Panels | Elin Energy (Sirius PV) | ELNSM54M-HC-410 |  | 0.41 | 6 | 206 | 18 |  | Fixed | Roof
NJADRE1560532183 | Administratively Determined Incentive Program | Teaneck Township | 7666 | 8.2 | Residential | Behind the Meter | No | Sunrun Installation Services, Inc. | PSE&G |  | Accepted | 2025-09-04 | 2025-09-30 | 2026-09-30 | Inverters | SolarEdge Technologies | SE5700H-USMN | 5760 |  | 1 |  |  | 0.99 |  | Outdoor
NJADRE1560532183 | Administratively Determined Incentive Program | Teaneck Township | 7666 | 8.2 | Residential | Behind the Meter | No | Sunrun Installation Services, Inc. | PSE&G |  | Accepted | 2025-09-04 | 2025-09-30 | 2026-09-30 | Solar Panels | Elin Energy (Sirius PV) | ELNSM54M-HC-410 |  | 0.41 | 4 | 206 | 23 |  | Fixed | Roof
NJADRE1560532198 | Administratively Determined Incentive Program | Edison | 8820 | 10.25 | Residential | Behind the Meter | Yes | Sunrun Installation Services, Inc. | PSE&G |  | Accepted | 2025-09-04 | 2025-09-30 | 2026-09-30 | Inverters | SolarEdge Technologies | SE7600H-USMN | 7600 |  | 1 |  |  | 0.99 |  | Outdoor
NJADRE1560532198 | Administratively Determined Incentive Program | Edison | 8820 | 10.25 | Residential | Behind the Meter | Yes | Sunrun Installation Services, Inc. | PSE&G |  | Accepted | 2025-09-04 | 2025-09-30 | 2026-09-30 | Solar Panels | Elin Energy (Sirius PV) | ELNSM54M-HC-410 |  | 0.41 | 10 | 176 | 14 |  | Fixed | Roof
NJADRE1560532198 | Administratively Determined Incentive Program | Edison | 8820 | 10.25 | Residential | Behind the Meter | Yes | Sunrun Installation Services, Inc. | PSE&G |  | Accepted | 2025-09-04 | 2025-09-30 | 2026-09-30 | Solar Panels | Elin Energy (Sirius PV) | ELNSM54M-HC-410 |  | 0.41 | 15 | 266 | 18 |  | Fixed | Roof
NJADRE1560532670 | Administratively Determined Incentive Program | Washington Twp | 8080 | 5.81 | Residential | Behind the Meter | Yes | Fusion Solar Energy, LLC | AC Electric |  | Accepted | 2025-09-04 | 2025-09-29 | 2026-09-29 | Inverters | ENPHASE | IQ8HC-72-M-DOM-US | 380 |  | 14 |  |  | 0.97 |  | Outside | Roof
NJADRE1560532670 | Administratively Determined Incentive Program | Washington Twp | 8080 | 5.81 | Residential | Behind the Meter | Yes | Fusion Solar Energy, LLC | AC Electric |  | Accepted | 2025-09-04 | 2025-09-29 | 2026-09-29 | Solar Panels | QCELLS | Q.PEAK DUO BLK ML-G10+_017 |  | 0.415 | 14 | 204.65 | 33 |  | Fixed | Roof
NJADRE1560532679 | Administratively Determined Incentive Program | Washington Twp Mer | 8691 | 9 | Residential | Behind the Meter | No | Over the Top Solar Solutions, LLC | PSE&G |  | Accepted | 2025-09-04 | 2025-09-29 | 2026-09-29 | Inverters | ENPHASE | IQ8A-72-2-US | 349 |  | 20 |  |  | 0.977 |  | Outside
NJADRE1560532679 | Administratively Determined Incentive Program | Washington Twp Mer | 8691 | 9 | Residential | Behind the Meter | No | Over the Top Solar Solutions, LLC | PSE&G |  | Accepted | 2025-09-04 | 2025-09-29 | 2026-09-29 | Solar Panels | CANADIAN SOLAR | CS6.1-54TM-450H |  | 0.45 | 20 | 210 | 35 |  | Fixed | Roof
NJADRE1560532688 | Administratively Determined Incentive Program | Estell Manor | 8319 | 15.4 | Residential | Behind the Meter | No | Over the Top Solar | AC Electric |  | Accepted | 2025-09-04 | 2025-09-29 | 2026-09-29 | Inverters | ENPHASE | IQ8A-72-2-US | 349 |  | 35 |  |  | 0.977 |  | Outside
NJADRE1560532688 | Administratively Determined Incentive Program | Estell Manor | 8319 | 15.4 | Residential | Behind the Meter | No | Over the Top Solar | AC Electric |  | Accepted | 2025-09-04 | 2025-09-29 | 2026-09-29 | Solar Panels | SILFAB SOLAR | SIL-440QD |  | 0.44 | 35 | 147 | 24 |  | Fixed | Ground
NJADRE1560532694 | Administratively Determined Incentive Program | Lyndhurst | 7071 | 7.04 | Residential | Behind the Meter | No | Zenergy Solar, LLC | PSE&G |  | Accepted | 2025-09-04 | 2025-09-29 | 2026-09-29 | Solar Panels | Silfab | SIL-440 QD |  | 0.44 | 16 | 242 | 37 |  | Fixed | Roof
NJADRE1560532694 | Administratively Determined Incentive Program | Lyndhurst | 7071 | 7.04 | Residential | Behind the Meter | No | Zenergy Solar, LLC | PSE&G |  | Accepted | 2025-09-04 | 2025-09-29 | 2026-09-29 | Inverters | Enphase Energy | IQ8PLUS-72-2-US | 290 |  | 16 |  |  | 0.99 |  | Outdoor
NJADRE1560534582 | Administratively Determined Incentive Program | South Brunswick Twp | 8540 | 17.6 | Residential | Behind the Meter | No | Over the Top Solar Solutions, LLC | PSE&G |  | Accepted | 2025-09-04 | 2025-09-29 | 2026-09-29 | Solar Panels | SILFAB SOLAR | SIL-440QD |  | 0.44 | 8 | 141 | 40 |  | Fixed | Roof
NJADRE1560534582 | Administratively Determined Incentive Program | South Brunswick Twp | 8540 | 17.6 | Residential | Behind the Meter | No | Over the Top Solar Solutions, LLC | PSE&G |  | Accepted | 2025-09-04 | 2025-09-29 | 2026-09-29 | Solar Panels | SILFAB SOLAR | SIL-440QD |  | 0.44 | 4 | 141 | 41 |  | Fixed | Roof
NJADRE1560534582 | Administratively Determined Incentive Program | South Brunswick Twp | 8540 | 17.6 | Residential | Behind the Meter | No | Over the Top Solar Solutions, LLC | PSE&G |  | Accepted | 2025-09-04 | 2025-09-29 | 2026-09-29 | Solar Panels | SILFAB SOLAR | SIL-440QD |  | 0.44 | 13 | 231 | 31 |  | Fixed | Roof
NJADRE1560534582 | Administratively Determined Incentive Program | South Brunswick Twp | 8540 | 17.6 | Residential | Behind the Meter | No | Over the Top Solar Solutions, LLC | PSE&G |  | Accepted | 2025-09-04 | 2025-09-29 | 2026-09-29 | Solar Panels | SILFAB SOLAR | SIL-440QD |  | 0.44 | 14 | 231 | 32 |  | Fixed | Roof
NJADRE1560534582 | Administratively Determined Incentive Program | South Brunswick Twp | 8540 | 17.6 | Residential | Behind the Meter | No | Over the Top Solar Solutions, LLC | PSE&G |  | Accepted | 2025-09-04 | 2025-09-29 | 2026-09-29 | Solar Panels | SILFAB SOLAR | SIL-440QD |  | 0.44 | 1 | 141 | 45 |  | Fixed | Roof
NJADRE1560534582 | Administratively Determined Incentive Program | South Brunswick Twp | 8540 | 17.6 | Residential | Behind the Meter | No | Over the Top Solar Solutions, LLC | PSE&G |  | Accepted | 2025-09-04 | 2025-09-29 | 2026-09-29 | Inverters | ENPHASE | IQ8A-72-2-US | 349 |  | 40 |  |  | 0.977 |  | Outside
NJADRE1560535329 | Administratively Determined Incentive Program | Port Monmouth | 7758 | 6.97 | Residential | Behind the Meter | Yes | Sunrun Installation Services, Inc. | JCP&L |  | Accepted | 2025-09-05 | 2025-09-29 | 2026-09-29 | Inverters | SolarEdge Technologies | SE5700H-USMN | 5760 |  | 1 |  |  | 0.99 |  | Outdoor
NJADRE1560535329 | Administratively Determined Incentive Program | Port Monmouth | 7758 | 6.97 | Residential | Behind the Meter | Yes | Sunrun Installation Services, Inc. | JCP&L |  | Accepted | 2025-09-05 | 2025-09-29 | 2026-09-29 | Solar Panels | Elin Energy (Sirius PV) | ELNSM54M-HC-410 |  | 0.41 | 17 | 154 | 34 |  | Fixed | Roof
NJADRE1560535331 | Administratively Determined Incentive Program | Annandale | 8801 | 12.3 | Residential | Behind the Meter | Yes | Sunrun Installation Services, Inc. | JCP&L |  | Accepted | 2025-09-05 | 2025-09-29 | 2026-09-29 | Solar Panels | Elin Energy (Sirius PV) | ELNSM54M-HC-410 |  | 0.41 | 9 | 250 | 31 |  | Fixed | Roof
NJADRE1560535331 | Administratively Determined Incentive Program | Annandale | 8801 | 12.3 | Residential | Behind the Meter | Yes | Sunrun Installation Services, Inc. | JCP&L |  | Accepted | 2025-09-05 | 2025-09-29 | 2026-09-29 | Solar Panels | Elin Energy (Sirius PV) | ELNSM54M-HC-410 |  | 0.41 | 9 | 250 | 30 |  | Fixed | Roof
NJADRE1560535331 | Administratively Determined Incentive Program | Annandale | 8801 | 12.3 | Residential | Behind the Meter | Yes | Sunrun Installation Services, Inc. | JCP&L |  | Accepted | 2025-09-05 | 2025-09-29 | 2026-09-29 | Inverters | SolarEdge Technologies | SE10000H-USMN | 10000 |  | 1 |  |  | 0.99 |  | Outdoor | Next to meter
NJADRE1560535331 | Administratively Determined Incentive Program | Annandale | 8801 | 12.3 | Residential | Behind the Meter | Yes | Sunrun Installation Services, Inc. | JCP&L |  | Accepted | 2025-09-05 | 2025-09-29 | 2026-09-29 | Solar Panels | Elin Energy (Sirius PV) | ELNSM54M-HC-410 |  | 0.41 | 12 | 250 | 31 |  | Fixed | Roof
NJADRE1560535340 | Administratively Determined Incentive Program | Manalapan | 7726 | 9.43 | Residential | Behind the Meter | Yes | Sunrun Installation Services, Inc. | JCP&L |  | Accepted | 2025-09-05 | 2025-09-29 | 2026-09-29 | Inverters | SolarEdge Technologies | SE7600H-USMN | 7600 |  | 1 |  |  | 0.99 |  | Outdoor
NJADRE1560535340 | Administratively Determined Incentive Program | Manalapan | 7726 | 9.43 | Residential | Behind the Meter | Yes | Sunrun Installation Services, Inc. | JCP&L |  | Accepted | 2025-09-05 | 2025-09-29 | 2026-09-29 | Solar Panels | Elin Energy (Sirius PV) | ELNSM54M-HC-410 |  | 0.41 | 23 | 225 | 21 |  | Fixed | Roof
NJADRE1560535344 | Administratively Determined Incentive Program | Plainfield | 7062 | 3.69 | Residential | Behind the Meter | Yes | Sunrun Installation Services, Inc. | PSE&G |  | Accepted | 2025-09-05 | 2025-09-29 | 2026-09-29 | Inverters | SOLAREDGE TECHNOLOGIES | SE3800H-USMN | 3800 |  | 1 |  |  | 0.99 |  | Outdoor
NJADRE1560535344 | Administratively Determined Incentive Program | Plainfield | 7062 | 3.69 | Residential | Behind the Meter | Yes | Sunrun Installation Services, Inc. | PSE&G |  | Accepted | 2025-09-05 | 2025-09-29 | 2026-09-29 | Solar Panels | ELIN ENERGY | ELNSM54M-HC-410 |  | 0.41 | 3 | 35 | 27 |  | Fixed | Roof
NJADRE1560535344 | Administratively Determined Incentive Program | Plainfield | 7062 | 3.69 | Residential | Behind the Meter | Yes | Sunrun Installation Services, Inc. | PSE&G |  | Accepted | 2025-09-05 | 2025-09-29 | 2026-09-29 | Solar Panels | ELIN ENERGY | ELNSM54M-HC-410 |  | 0.41 | 6 | 35 | 8 |  | Fixed | Roof
NJADRE1560535350 | Administratively Determined Incentive Program | LODI BORO | 7644 | 5.74 | Residential | Behind the Meter | Yes | Sunrun Installation Services, Inc. | PSE&G |  | Accepted | 2025-09-05 | 2025-09-29 | 2026-09-29 | Solar Panels | Elin Energy (Sirius PV) | ELNSM54M-HC-410 |  | 0.41 | 7 | 279 | 31 |  | Fixed | Roof
NJADRE1560535350 | Administratively Determined Incentive Program | LODI BORO | 7644 | 5.74 | Residential | Behind the Meter | Yes | Sunrun Installation Services, Inc. | PSE&G |  | Accepted | 2025-09-05 | 2025-09-29 | 2026-09-29 | Inverters | SolarEdge Technologies | SE5700H-USMN | 5760 |  | 1 |  |  | 0.99 |  | Outdoor
NJADRE1560535350 | Administratively Determined Incentive Program | LODI BORO | 7644 | 5.74 | Residential | Behind the Meter | Yes | Sunrun Installation Services, Inc. | PSE&G |  | Accepted | 2025-09-05 | 2025-09-29 | 2026-09-29 | Solar Panels | Elin Energy (Sirius PV) | ELNSM54M-HC-410 |  | 0.41 | 7 | 99 | 33 |  | Fixed | Roof
NJADRE1560535356 | Administratively Determined Incentive Program | Brick | 8724 | 14.025 | Residential | Behind the Meter | Yes | Big Wave Roofing and Solar, LLC | JCP&L |  | Accepted | 2025-09-05 | 2025-09-29 | 2026-09-29 | Inverters | Enphase | IQ8HC-72-M-DOM-US | 380 |  | 33 |  |  | 0.98 |  | Outdoor
NJADRE1560535356 | Administratively Determined Incentive Program | Brick | 8724 | 14.025 | Residential | Behind the Meter | Yes | Big Wave Roofing and Solar, LLC | JCP&L |  | Accepted | 2025-09-05 | 2025-09-29 | 2026-09-29 | Solar Panels | JINKO | JKM425N-54HL4-B (425W) |  | 0.425 | 16 | 48 | 25 |  | Fixed | Roof
NJADRE1560535356 | Administratively Determined Incentive Program | Brick | 8724 | 14.025 | Residential | Behind the Meter | Yes | Big Wave Roofing and Solar, LLC | JCP&L |  | Accepted | 2025-09-05 | 2025-09-29 | 2026-09-29 | Solar Panels | JINKO | JKM425N-54HL4-B (425W) |  | 0.425 | 12 | 228 | 25 |  | Fixed | Roof
NJADRE1560535356 | Administratively Determined Incentive Program | Brick | 8724 | 14.025 | Residential | Behind the Meter | Yes | Big Wave Roofing and Solar, LLC | JCP&L |  | Accepted | 2025-09-05 | 2025-09-29 | 2026-09-29 | Solar Panels | JINKO | JKM425N-54HL4-B (425W) |  | 0.425 | 5 | 228 | 25 |  | Fixed | Roof
NJADRE1560535359 | Administratively Determined Incentive Program | Lodi | 7644 | 2.87 | Residential | Behind the Meter | Yes | Sunrun Installation Services, Inc. | PSE&G |  | Accepted | 2025-09-05 | 2025-09-29 | 2026-09-29 | Inverters | Growatt New Energy Technology Co Ltd | MIN 3800TL-XH-US | 3800 |  | 1 |  |  | 0.98 |  | Outdoor
NJADRE1560535359 | Administratively Determined Incentive Program | Lodi | 7644 | 2.87 | Residential | Behind the Meter | Yes | Sunrun Installation Services, Inc. | PSE&G |  | Accepted | 2025-09-05 | 2025-09-29 | 2026-09-29 | Solar Panels | Hanwha Q-Cells | Q.PEAK DUO BLK ML-G10.C+ 410 (MD06G100A-017) |  | 0.41 | 7 | 305 | 23 |  | Fixed | Roof
NJADRE1560535360 | Administratively Determined Incentive Program | MONTCLAIR | 7042 | 4.92 | Residential | Behind the Meter | Yes | Trinity Solar, LLC | PSE&G |  | Accepted | 2025-09-05 | 2025-09-30 | 2026-09-30 | Inverters | Tesla | TESLA 3.8kW (1538000-XX-Y) | 3800 |  | 1 |  |  | 0.97 |  | Outdoor
NJADRE1560535360 | Administratively Determined Incentive Program | MONTCLAIR | 7042 | 4.92 | Residential | Behind the Meter | Yes | Trinity Solar, LLC | PSE&G |  | Accepted | 2025-09-05 | 2025-09-30 | 2026-09-30 | Solar Panels | HANWHA | (Q.PEAK DUO BLK ML-G10+ 410) |  | 0.41 | 5 | 215 | 23 |  | Fixed | Roof
NJADRE1560535360 | Administratively Determined Incentive Program | MONTCLAIR | 7042 | 4.92 | Residential | Behind the Meter | Yes | Trinity Solar, LLC | PSE&G |  | Accepted | 2025-09-05 | 2025-09-30 | 2026-09-30 | Solar Panels | HANWHA | (Q.PEAK DUO BLK ML-G10+ 410) |  | 0.41 | 5 | 35 | 23 |  | Fixed | Roof
NJADRE1560535360 | Administratively Determined Incentive Program | MONTCLAIR | 7042 | 4.92 | Residential | Behind the Meter | Yes | Trinity Solar, LLC | PSE&G |  | Accepted | 2025-09-05 | 2025-09-30 | 2026-09-30 | Solar Panels | HANWHA | (Q.PEAK DUO BLK ML-G10+ 410) |  | 0.41 | 2 | 215 | 18 |  | Fixed | Roof
NJADRE1560535362 | Administratively Determined Incentive Program | EGG HARBOR TOWNSHIP | 8234 | 5.59 | Residential | Behind the Meter | Yes | SunnyMac, LLC | AC Electric |  | Accepted | 2025-09-05 | 2025-09-29 | 2026-09-29 | Solar Panels | HANWHA | Q.TRON BLK M-G2 H+ |  | 0.43 | 6 | 262 | 27 |  | Fixed | Roof
NJADRE1560535362 | Administratively Determined Incentive Program | EGG HARBOR TOWNSHIP | 8234 | 5.59 | Residential | Behind the Meter | Yes | SunnyMac, LLC | AC Electric |  | Accepted | 2025-09-05 | 2025-09-29 | 2026-09-29 | Inverters | SOLAREDGE ENERGY HUB | SE3800H-US | 3800 |  | 1 |  |  | 0.99 |  | Outdoor | next to meter
NJADRE1560535362 | Administratively Determined Incentive Program | EGG HARBOR TOWNSHIP | 8234 | 5.59 | Residential | Behind the Meter | Yes | SunnyMac, LLC | AC Electric |  | Accepted | 2025-09-05 | 2025-09-29 | 2026-09-29 | Solar Panels | HANWHA | Q.TRON BLK M-G2 H+ |  | 0.43 | 7 | 262 | 28 |  | Fixed | Roof
NJADRE1560535369 | Administratively Determined Incentive Program | Delran | 8075 | 12.9 | Residential | Behind the Meter | Yes | SunnyMac, LLC | PSE&G |  | Accepted | 2025-09-05 | 2025-09-29 | 2026-09-29 | Solar Panels | HANWHA | Q.TRON BLK M-G2.H+ |  | 0.43 | 15 | 209 | 38 |  | Fixed | Roof
NJADRE1560535369 | Administratively Determined Incentive Program | Delran | 8075 | 12.9 | Residential | Behind the Meter | Yes | SunnyMac, LLC | PSE&G |  | Accepted | 2025-09-05 | 2025-09-29 | 2026-09-29 | Solar Panels | HANWHA | Q.TRON BLK M-G2.H+ |  | 0.43 | 5 | 299 | 27 |  | Fixed | Roof
NJADRE1560535369 | Administratively Determined Incentive Program | Delran | 8075 | 12.9 | Residential | Behind the Meter | Yes | SunnyMac, LLC | PSE&G |  | Accepted | 2025-09-05 | 2025-09-29 | 2026-09-29 | Solar Panels | HANWHA | Q.TRON BLK M-G2.H+ |  | 0.43 | 7 | 119 | 27 |  | Fixed | Roof
NJADRE1560535369 | Administratively Determined Incentive Program | Delran | 8075 | 12.9 | Residential | Behind the Meter | Yes | SunnyMac, LLC | PSE&G |  | Accepted | 2025-09-05 | 2025-09-29 | 2026-09-29 | Solar Panels | HANWHA | Q.TRON BLK M-G2.H+ |  | 0.43 | 3 | 29 | 38 |  | Fixed | Roof
NJADRE1560535369 | Administratively Determined Incentive Program | Delran | 8075 | 12.9 | Residential | Behind the Meter | Yes | SunnyMac, LLC | PSE&G |  | Accepted | 2025-09-05 | 2025-09-29 | 2026-09-29 | Inverters | SOLAREDGE HOME HUB | SE10000H-US | 10000 |  | 1 |  |  | 0.99 |  | Outdoor | next to meter
NJADRE1560535372 | Administratively Determined Incentive Program | Iselin | 8830 | 9.46 | Residential | Behind the Meter | Yes | Big Wave Roofing and Solar, LLC | PSE&G |  | Accepted | 2025-09-05 | 2025-09-29 | 2026-09-29 | Solar Panels | QCELLS | Q.TRON BLK M-G2+ 430W W |  | 0.43 | 10 | 130 | 17 |  | Fixed | Roof
NJADRE1560535372 | Administratively Determined Incentive Program | Iselin | 8830 | 9.46 | Residential | Behind the Meter | Yes | Big Wave Roofing and Solar, LLC | PSE&G |  | Accepted | 2025-09-05 | 2025-09-29 | 2026-09-29 | Solar Panels | QCELLS | Q.TRON BLK M-G2+ 430W W |  | 0.43 | 12 | 310 | 28 |  | Fixed | Roof
NJADRE1560535372 | Administratively Determined Incentive Program | Iselin | 8830 | 9.46 | Residential | Behind the Meter | Yes | Big Wave Roofing and Solar, LLC | PSE&G |  | Accepted | 2025-09-05 | 2025-09-29 | 2026-09-29 | Inverters | Enphase | IQ8HC-72-M-DOM-US | 380 |  | 22 |  |  | 0.97 |  | Outside
NJADRE1560535378 | Administratively Determined Incentive Program | Ewing | 8618 | 10.25 | Residential | Behind the Meter | Yes | Trinity Solar, LLC | PSE&G |  | Accepted | 2025-09-05 | 2025-09-29 | 2026-09-29 | Inverters | Tesla | Powerwall 3 | 11500 |  | 1 |  |  | 0.97 |  | Outdoor
NJADRE1560535378 | Administratively Determined Incentive Program | Ewing | 8618 | 10.25 | Residential | Behind the Meter | Yes | Trinity Solar, LLC | PSE&G |  | Accepted | 2025-09-05 | 2025-09-29 | 2026-09-29 | Electric Storage Battery | Tesla | Powerwall 3 |  |  | 2 |  |  |  | Lithium Ion |  | outdoor
NJADRE1560535378 | Administratively Determined Incentive Program | Ewing | 8618 | 10.25 | Residential | Behind the Meter | Yes | Trinity Solar, LLC | PSE&G |  | Accepted | 2025-09-05 | 2025-09-29 | 2026-09-29 | Solar Panels | HANWHA | (Q.PEAK DUO BLK ML-G10.C+ 410) |  | 0.41 | 25 | 153 | 30 |  | Fixed | Roof
NJADRE1560535382 | Administratively Determined Incentive Program | Maywood | 7607 | 5.59 | Residential | Behind the Meter | No | Infinity Solar Systems, LLC | PSE&G |  | Accepted | 2025-09-05 | 2025-09-29 | 2026-09-29 | Solar Panels | SEG Solar | SEG-430-BTD-BG |  | 0.43 | 10 | 218 | 41 |  | Fixed | Roof
NJADRE1560535382 | Administratively Determined Incentive Program | Maywood | 7607 | 5.59 | Residential | Behind the Meter | No | Infinity Solar Systems, LLC | PSE&G |  | Accepted | 2025-09-05 | 2025-09-29 | 2026-09-29 | Inverters | Enphase | IQ8MC-72-M-US | 320 |  | 13 |  |  | 0.97 |  | Outdoor
NJADRE1560535382 | Administratively Determined Incentive Program | Maywood | 7607 | 5.59 | Residential | Behind the Meter | No | Infinity Solar Systems, LLC | PSE&G |  | Accepted | 2025-09-05 | 2025-09-29 | 2026-09-29 | Solar Panels | SEG Solar | SEG-430-BTD-BG |  | 0.43 | 3 | 218 | 20 |  | Fixed | Roof
NJADRE1560535389 | Administratively Determined Incentive Program | Somerset | 8873 | 9.43 | Residential | Behind the Meter | Yes | Sunrun Installation Services, Inc. | PSE&G |  | Accepted | 2025-09-05 | 2025-09-30 | 2026-09-30 | Solar Panels | Hanwha Q-Cells | Q.PEAK DUO BLK ML-G10.C+ 410 |  | 0.41 | 6 | 145 | 18 |  | Fixed | Roof
NJADRE1560535389 | Administratively Determined Incentive Program | Somerset | 8873 | 9.43 | Residential | Behind the Meter | Yes | Sunrun Installation Services, Inc. | PSE&G |  | Accepted | 2025-09-05 | 2025-09-30 | 2026-09-30 | Inverters | TESLA | POWERWALL 3 1707000-XX-Y | 11500 |  | 1 |  |  | 0.97 |  | Outside
NJADRE1560535389 | Administratively Determined Incentive Program | Somerset | 8873 | 9.43 | Residential | Behind the Meter | Yes | Sunrun Installation Services, Inc. | PSE&G |  | Accepted | 2025-09-05 | 2025-09-30 | 2026-09-30 | Solar Panels | Hanwha Q-Cells | Q.PEAK DUO BLK ML-G10.C+ 410 |  | 0.41 | 9 | 325 | 18 |  | Fixed | Roof
NJADRE1560535389 | Administratively Determined Incentive Program | Somerset | 8873 | 9.43 | Residential | Behind the Meter | Yes | Sunrun Installation Services, Inc. | PSE&G |  | Accepted | 2025-09-05 | 2025-09-30 | 2026-09-30 | Electric Storage Battery | TESLA | POWERWALL 3 1707000-XX-Y |  |  | 1 |  |  |  | Lithium Ion |  | Outside
NJADRE1560535389 | Administratively Determined Incentive Program | Somerset | 8873 | 9.43 | Residential | Behind the Meter | Yes | Sunrun Installation Services, Inc. | PSE&G |  | Accepted | 2025-09-05 | 2025-09-30 | 2026-09-30 | Solar Panels | Hanwha Q-Cells | Q.PEAK DUO BLK ML-G10.C+ 410 |  | 0.41 | 8 | 145 | 18 |  | Fixed | Roof
NJADRE1560535395 | Administratively Determined Incentive Program | PENNINGTON | 8534 | 4.51 | Residential | Behind the Meter | Yes | Sunrun Installation Services, Inc. | PSE&G |  | Accepted | 2025-09-05 | 2025-09-29 | 2026-09-29 | Solar Panels | ELIN ENERGY | ELNSM54M-HC-410 |  | 0.41 | 5 | 329 | 28 |  | Fixed | Roof
NJADRE1560535395 | Administratively Determined Incentive Program | PENNINGTON | 8534 | 4.51 | Residential | Behind the Meter | Yes | Sunrun Installation Services, Inc. | PSE&G |  | Accepted | 2025-09-05 | 2025-09-29 | 2026-09-29 | Inverters | SOLAREDGE TECHNOLOGIES | SE3800H-USMN | 3800 |  | 1 |  |  | 0.99 |  | Outdoor
NJADRE1560535395 | Administratively Determined Incentive Program | PENNINGTON | 8534 | 4.51 | Residential | Behind the Meter | Yes | Sunrun Installation Services, Inc. | PSE&G |  | Accepted | 2025-09-05 | 2025-09-29 | 2026-09-29 | Solar Panels | ELIN ENERGY | ELNSM54M-HC-410 |  | 0.41 | 6 | 329 | 27 |  | Fixed | Roof
NJADRE1560535411 | Administratively Determined Incentive Program | BLOOMFIELD | 7003 | 7.31 | Residential | Behind the Meter | No | Green Power Energy, LLC | PSE&G |  | Accepted | 2025-09-05 | 2025-09-29 | 2026-09-29 | Solar Panels | Qcells | Q.TRON BLK M-G2+ 430 |  | 0.43 | 8 | 113 | 10 |  | Fixed | Roof
NJADRE1560535411 | Administratively Determined Incentive Program | BLOOMFIELD | 7003 | 7.31 | Residential | Behind the Meter | No | Green Power Energy, LLC | PSE&G |  | Accepted | 2025-09-05 | 2025-09-29 | 2026-09-29 | Inverters | Enphase | IQ8MC-72-M-US [240V] | 320 |  | 17 |  |  | 0.98 |  | Outside
NJADRE1560535411 | Administratively Determined Incentive Program | BLOOMFIELD | 7003 | 7.31 | Residential | Behind the Meter | No | Green Power Energy, LLC | PSE&G |  | Accepted | 2025-09-05 | 2025-09-29 | 2026-09-29 | Solar Panels | Qcells | Q.TRON BLK M-G2+ 430 |  | 0.43 | 9 | 113 | 20 |  | Fixed | Roof
NJADRE1560535422 | Administratively Determined Incentive Program | EWING | 8628 | 16.605 | Residential | Behind the Meter | No | Solar Energy World | PSE&G |  | Accepted | 2025-09-05 | 2025-09-29 | 2026-09-29 | Solar Panels | LONGi | LR5-54HPB-405M |  | 0.405 | 8 | 340 | 22 |  | Fixed | Roof
NJADRE1560535422 | Administratively Determined Incentive Program | EWING | 8628 | 16.605 | Residential | Behind the Meter | No | Solar Energy World | PSE&G |  | Accepted | 2025-09-05 | 2025-09-29 | 2026-09-29 | Solar Panels | LONGi | LR5-54HPB-405M |  | 0.405 | 7 | 161 | 24 |  | Fixed | Roof
NJADRE1560535422 | Administratively Determined Incentive Program | EWING | 8628 | 16.605 | Residential | Behind the Meter | No | Solar Energy World | PSE&G |  | Accepted | 2025-09-05 | 2025-09-29 | 2026-09-29 | Solar Panels | LONGi | LR5-54HPB-405M |  | 0.405 | 6 | 250 | 19 |  | Fixed | Roof
NJADRE1560535422 | Administratively Determined Incentive Program | EWING | 8628 | 16.605 | Residential | Behind the Meter | No | Solar Energy World | PSE&G |  | Accepted | 2025-09-05 | 2025-09-29 | 2026-09-29 | Solar Panels | LONGi | LR5-54HPB-405M |  | 0.405 | 15 | 160 | 23 |  | Fixed | Roof
NJADRE1560535422 | Administratively Determined Incentive Program | EWING | 8628 | 16.605 | Residential | Behind the Meter | No | Solar Energy World | PSE&G |  | Accepted | 2025-09-05 | 2025-09-29 | 2026-09-29 | Solar Panels | LONGi | LR5-54HPB-405M |  | 0.405 | 5 | 340 | 22 |  | Fixed | Roof
NJADRE1560535422 | Administratively Determined Incentive Program | EWING | 8628 | 16.605 | Residential | Behind the Meter | No | Solar Energy World | PSE&G |  | Accepted | 2025-09-05 | 2025-09-29 | 2026-09-29 | Inverters | Enphase | IQ8+-72-M-US | 290 |  | 41 |  |  | 0.97 |  | Outside
NJADRE1560535427 | Administratively Determined Incentive Program | South Plainfield Boro | 7080 | 8.2 | Residential | Behind the Meter | Yes | Sunrun Installation Services, Inc. | PSE&G |  | Accepted | 2025-09-05 | 2025-09-30 | 2026-09-30 | Solar Panels | ELIN ENERGY (SIRIUS PV) | ELNSM54M-HC-410 |  | 0.41 | 20 | 255 | 23 |  | Fixed | Roof
NJADRE1560535427 | Administratively Determined Incentive Program | South Plainfield Boro | 7080 | 8.2 | Residential | Behind the Meter | Yes | Sunrun Installation Services, Inc. | PSE&G |  | Accepted | 2025-09-05 | 2025-09-30 | 2026-09-30 | Inverters | SOLAREDGE TECHNOLOGIES | SE5700H-USMN | 5760 |  | 1 |  |  | 0.99 |  | Outside
NJADRE1560535430 | Administratively Determined Incentive Program | Hainseport | 8036 | 9.135 | Residential | Behind the Meter | No | SunnyMac, LLC | PSE&G |  | Accepted | 2025-09-05 | 2025-09-30 | 2026-09-30 | Solar Panels | HANWHA | Q.TRON BLK M-G2+/AC |  | 0.435 | 16 | 212 | 11 |  | Fixed | Roof
NJADRE1560535430 | Administratively Determined Incentive Program | Hainseport | 8036 | 9.135 | Residential | Behind the Meter | No | SunnyMac, LLC | PSE&G |  | Accepted | 2025-09-05 | 2025-09-30 | 2026-09-30 | Inverters | Q.CELL | Q.MI.349B-G1 | 349 |  | 21 |  |  | 0.99 |  | Outdoor | next to meter
NJADRE1560535430 | Administratively Determined Incentive Program | Hainseport | 8036 | 9.135 | Residential | Behind the Meter | No | SunnyMac, LLC | PSE&G |  | Accepted | 2025-09-05 | 2025-09-30 | 2026-09-30 | Solar Panels | HANWHA | Q.TRON BLK M-G2+/AC |  | 0.435 | 5 | 32 | 11 |  | Fixed | Roof
NJADRE1560535434 | Administratively Determined Incentive Program | BELVIDERE | 7823 | 4.1 | Residential | Behind the Meter | Yes | Sunrun Installation Services, Inc. | JCP&L |  | Accepted | 2025-09-05 | 2025-09-29 | 2026-09-29 | Solar Panels | ELIN ENERGY | ELNSM54M-HC-410 |  | 0.41 | 4 | 89 | 34 |  | Fixed | Roof
NJADRE1560535434 | Administratively Determined Incentive Program | BELVIDERE | 7823 | 4.1 | Residential | Behind the Meter | Yes | Sunrun Installation Services, Inc. | JCP&L |  | Accepted | 2025-09-05 | 2025-09-29 | 2026-09-29 | Solar Panels | ELIN ENERGY | ELNSM54M-HC-410 |  | 0.41 | 6 | 269 | 34 |  | Fixed | Roof
NJADRE1560535434 | Administratively Determined Incentive Program | BELVIDERE | 7823 | 4.1 | Residential | Behind the Meter | Yes | Sunrun Installation Services, Inc. | JCP&L |  | Accepted | 2025-09-05 | 2025-09-29 | 2026-09-29 | Inverters | SOLAREDGE TECHNOLOGIES | SE3800H-USMN | 3800 |  | 1 |  |  | 0.99 |  | Outdoor
NJADRE1560535441 | Administratively Determined Incentive Program | STIRLING | 7980 | 13.33 | Residential | Behind the Meter | No | Green Power Energy, LLC | JCP&L |  | Accepted | 2025-09-05 | 2025-09-29 | 2026-09-29 | Solar Panels | SEG Solar | SEG-430-BTD-BG |  | 0.43 | 24 | 170 | 27 |  | Fixed | Roof
NJADRE1560535441 | Administratively Determined Incentive Program | STIRLING | 7980 | 13.33 | Residential | Behind the Meter | No | Green Power Energy, LLC | JCP&L |  | Accepted | 2025-09-05 | 2025-09-29 | 2026-09-29 | Inverters | Enphase | IQ8MC-72-M-US [240V] | 320 |  | 31 |  |  | 0.98 |  | Outside
NJADRE1560535441 | Administratively Determined Incentive Program | STIRLING | 7980 | 13.33 | Residential | Behind the Meter | No | Green Power Energy, LLC | JCP&L |  | Accepted | 2025-09-05 | 2025-09-29 | 2026-09-29 | Solar Panels | SEG Solar | SEG-430-BTD-BG |  | 0.43 | 7 | 170 | 27 |  | Fixed | Roof
NJADRE1560535446 | Administratively Determined Incentive Program | PENNS GROVE | 8069 | 3.915 | Residential | Behind the Meter | Yes | EMT Renewables, LLC | AC Electric |  | Accepted | 2025-09-05 | 2025-09-29 | 2026-09-29 | Solar Panels | Q CELLS | Q TRON-BLK-M.G2+ |  | 0.435 | 2 | 124 | 20 |  | Fixed | Roof
NJADRE1560535446 | Administratively Determined Incentive Program | PENNS GROVE | 8069 | 3.915 | Residential | Behind the Meter | Yes | EMT Renewables, LLC | AC Electric |  | Accepted | 2025-09-05 | 2025-09-29 | 2026-09-29 | Solar Panels | Q CELLS | Q TRON |  | 0.435 | 1 | 123 | 50 |  | Fixed | Roof
NJADRE1560535446 | Administratively Determined Incentive Program | PENNS GROVE | 8069 | 3.915 | Residential | Behind the Meter | Yes | EMT Renewables, LLC | AC Electric |  | Accepted | 2025-09-05 | 2025-09-29 | 2026-09-29 | Solar Panels | Q CELLS | Q TRON-BLK-M.G2+ |  | 0.435 | 6 | 213 | 46 |  | Fixed | Roof
NJADRE1560535446 | Administratively Determined Incentive Program | PENNS GROVE | 8069 | 3.915 | Residential | Behind the Meter | Yes | EMT Renewables, LLC | AC Electric |  | Accepted | 2025-09-05 | 2025-09-29 | 2026-09-29 | Inverters | Enphase | IQ8HC | 380 |  | 9 |  |  | 0.98 |  | Other | UNDER EACH PANEL
NJADRE1560535453 | Administratively Determined Incentive Program | Middletown | 7748 | 7.695 | Residential | Behind the Meter | Yes | Sunrun Installation Services, Inc. | JCP&L |  | Accepted | 2025-09-05 | 2025-09-29 | 2026-09-29 | Solar Panels | JA SOLAR | JAM54S31-405/MR |  | 0.405 | 6 | 83 | 42 |  | Fixed | Roof
NJADRE1560535453 | Administratively Determined Incentive Program | Middletown | 7748 | 7.695 | Residential | Behind the Meter | Yes | Sunrun Installation Services, Inc. | JCP&L |  | Accepted | 2025-09-05 | 2025-09-29 | 2026-09-29 | Inverters | SOLAREDGE TECHNOLOGIES | SE5700H-USMN | 5760 |  | 1 |  |  | 0.99 |  | Outside
NJADRE1560535453 | Administratively Determined Incentive Program | Middletown | 7748 | 7.695 | Residential | Behind the Meter | Yes | Sunrun Installation Services, Inc. | JCP&L |  | Accepted | 2025-09-05 | 2025-09-29 | 2026-09-29 | Solar Panels | JA SOLAR | JAM54S31-405/MR |  | 0.405 | 6 | 263 | 42 |  | Fixed | Roof
NJADRE1560535453 | Administratively Determined Incentive Program | Middletown | 7748 | 7.695 | Residential | Behind the Meter | Yes | Sunrun Installation Services, Inc. | JCP&L |  | Accepted | 2025-09-05 | 2025-09-29 | 2026-09-29 | Solar Panels | JA SOLAR | JAM54S31-405/MR |  | 0.405 | 3 | 83 | 13 |  | Fixed | Roof
NJADRE1560535453 | Administratively Determined Incentive Program | Middletown | 7748 | 7.695 | Residential | Behind the Meter | Yes | Sunrun Installation Services, Inc. | JCP&L |  | Accepted | 2025-09-05 | 2025-09-29 | 2026-09-29 | Solar Panels | JA SOLAR | JAM54S31-405/MR |  | 0.405 | 4 | 263 | 13 |  | Fixed | Roof
NJADRE1560535454 | Administratively Determined Incentive Program | Plainsboro | 8536 | 20.75 | Residential | Behind the Meter | No | Solar Energy World | PSE&G |  | Accepted | 2025-09-05 | 2025-09-29 | 2026-09-29 | Solar Panels | HANWHA | Q.PEAK DUOBLK ML-G10+-415W |  | 0.415 | 16 | 269 | 34 |  | Fixed | Roof
NJADRE1560535454 | Administratively Determined Incentive Program | Plainsboro | 8536 | 20.75 | Residential | Behind the Meter | No | Solar Energy World | PSE&G |  | Accepted | 2025-09-05 | 2025-09-29 | 2026-09-29 | Solar Panels | HANWHA | Q.PEAK DUO BLK ML-G10+-410W |  | 0.415 | 15 | 89 | 33 |  | Fixed | Roof
NJADRE1560535454 | Administratively Determined Incentive Program | Plainsboro | 8536 | 20.75 | Residential | Behind the Meter | No | Solar Energy World | PSE&G |  | Accepted | 2025-09-05 | 2025-09-29 | 2026-09-29 | Inverters | Enphase | IQ8MC-72-M-US | 320 |  | 50 |  |  | 0.97 |  | Outside
NJADRE1560535454 | Administratively Determined Incentive Program | Plainsboro | 8536 | 20.75 | Residential | Behind the Meter | No | Solar Energy World | PSE&G |  | Accepted | 2025-09-05 | 2025-09-29 | 2026-09-29 | Solar Panels | HANWHA | Q.PEAK DUOBLK ML-G10+-415W |  | 0.415 | 10 | 179 | 45 |  | Fixed | Roof
NJADRE1560535454 | Administratively Determined Incentive Program | Plainsboro | 8536 | 20.75 | Residential | Behind the Meter | No | Solar Energy World | PSE&G |  | Accepted | 2025-09-05 | 2025-09-29 | 2026-09-29 | Solar Panels | HANWHA | Q.PEAK DUOBLK ML-G10+-415W |  | 0.415 | 5 | 269 | 34 |  | Fixed | Roof
NJADRE1560535454 | Administratively Determined Incentive Program | Plainsboro | 8536 | 20.75 | Residential | Behind the Meter | No | Solar Energy World | PSE&G |  | Accepted | 2025-09-05 | 2025-09-29 | 2026-09-29 | Solar Panels | HANWHA | Q.PEAK DUOBLK ML-G10+-415W |  | 0.415 | 4 | 179 | 26 |  | Fixed | Roof
NJADRE1560535473 | Administratively Determined Incentive Program | Egg Harbor Township | 8234 | 8.2 | Residential | Behind the Meter | Yes | Sunrun Installation Services, Inc. | AC Electric |  | Accepted | 2025-09-05 | 2025-09-29 | 2026-09-29 | Solar Panels | Elin Energy (Sirius PV) | ELNSM54M-HC-410 |  | 0.41 | 13 | 261 | 27 |  | Fixed | Roof
NJADRE1560535473 | Administratively Determined Incentive Program | Egg Harbor Township | 8234 | 8.2 | Residential | Behind the Meter | Yes | Sunrun Installation Services, Inc. | AC Electric |  | Accepted | 2025-09-05 | 2025-09-29 | 2026-09-29 | Solar Panels | Elin Energy (Sirius PV) | ELNSM54M-HC-410 |  | 0.41 | 7 | 261 | 27 |  | Fixed | Roof
NJADRE1560535473 | Administratively Determined Incentive Program | Egg Harbor Township | 8234 | 8.2 | Residential | Behind the Meter | Yes | Sunrun Installation Services, Inc. | AC Electric |  | Accepted | 2025-09-05 | 2025-09-29 | 2026-09-29 | Inverters | SolarEdge Technologies | SE5700H-USMN | 5760 |  | 1 |  |  | 0.99 |  | Outdoor
NJADRE1560535486 | Administratively Determined Incentive Program | Pemberton Twp | 8015 | 11.88 | Residential | Behind the Meter | Yes | Zenergy Solar, LLC | JCP&L |  | Accepted | 2025-09-05 | 2025-09-30 | 2026-09-30 | Solar Panels | Silfab | SIL-440 QD |  | 0.44 | 13 | 326 | 23 |  | Fixed | Roof
NJADRE1560535486 | Administratively Determined Incentive Program | Pemberton Twp | 8015 | 11.88 | Residential | Behind the Meter | Yes | Zenergy Solar, LLC | JCP&L |  | Accepted | 2025-09-05 | 2025-09-30 | 2026-09-30 | Inverters | Enphase Energy | IQ8PLUS-72-2-US | 290 |  | 27 |  |  | 0.99 |  | Outdoor
NJADRE1560535486 | Administratively Determined Incentive Program | Pemberton Twp | 8015 | 11.88 | Residential | Behind the Meter | Yes | Zenergy Solar, LLC | JCP&L |  | Accepted | 2025-09-05 | 2025-09-30 | 2026-09-30 | Solar Panels | Silfab | SIL-440 QD |  | 0.44 | 14 | 146 | 23 |  | Fixed | Roof
NJADRE1560535489 | Administratively Determined Incentive Program | Scotch Plains | 7076 | 9.03 | Residential | Behind the Meter | No | Infinity Solar Systems, LLC | PSE&G |  | Accepted | 2025-09-05 | 2025-09-29 | 2026-09-29 | Inverters | ENPHASE | IQ8MC -72-M-US | 320 |  | 21 |  |  | 0.97 |  | Outdoor
NJADRE1560535489 | Administratively Determined Incentive Program | Scotch Plains | 7076 | 9.03 | Residential | Behind the Meter | No | Infinity Solar Systems, LLC | PSE&G |  | Accepted | 2025-09-05 | 2025-09-29 | 2026-09-29 | Solar Panels | SEG Solar | SEG-430-BTD-BG |  | 0.43 | 21 | 216 | 19 |  | Fixed | Roof
NJADRE1560535490 | Administratively Determined Incentive Program | Hillside Twp | 7205 | 4.51 | Residential | Behind the Meter | Yes | Sunrun Installation Services, Inc. | PSE&G |  | Accepted | 2025-09-05 | 2025-09-30 | 2026-09-30 | Solar Panels | ELIN ENERGY (SIRIUS PV) | ELNSM54M-HC-410 |  | 0.41 | 2 | 195 | 12 |  | Fixed | Roof
NJADRE1560535490 | Administratively Determined Incentive Program | Hillside Twp | 7205 | 4.51 | Residential | Behind the Meter | Yes | Sunrun Installation Services, Inc. | PSE&G |  | Accepted | 2025-09-05 | 2025-09-30 | 2026-09-30 | Solar Panels | ELIN ENERGY (SIRIUS PV) | ELNSM54M-HC-410 |  | 0.41 | 5 | 15 | 32 |  | Fixed | Roof
NJADRE1560535490 | Administratively Determined Incentive Program | Hillside Twp | 7205 | 4.51 | Residential | Behind the Meter | Yes | Sunrun Installation Services, Inc. | PSE&G |  | Accepted | 2025-09-05 | 2025-09-30 | 2026-09-30 | Solar Panels | ELIN ENERGY (SIRIUS PV) | ELNSM54M-HC-410 |  | 0.41 | 4 | 195 | 32 |  | Fixed | Roof
NJADRE1560535490 | Administratively Determined Incentive Program | Hillside Twp | 7205 | 4.51 | Residential | Behind the Meter | Yes | Sunrun Installation Services, Inc. | PSE&G |  | Accepted | 2025-09-05 | 2025-09-30 | 2026-09-30 | Inverters | SOLAREDGE TECHNOLOGIES | SE3800H-USMN | 3800 |  | 1 |  |  | 0.99 |  | Outside
NJADRE1560535493 | Administratively Determined Incentive Program | Perth Amboy | 8861 | 7.29 | Residential | Behind the Meter | No | Power Home Remodeling Group | PSE&G |  | Accepted | 2025-09-05 | 2025-09-29 | 2026-09-29 | Inverters | SolarEdge | SE5700H-US | 5760 |  | 1 |  |  | 0.99 |  | Outside
NJADRE1560535493 | Administratively Determined Incentive Program | Perth Amboy | 8861 | 7.29 | Residential | Behind the Meter | No | Power Home Remodeling Group | PSE&G |  | Accepted | 2025-09-05 | 2025-09-29 | 2026-09-29 | Meters | SolarEdge | Revenue Grade Data Ansi C12.20 |  |  | 1 |  |  |  | Yes | Outdoor
NJADRE1560535493 | Administratively Determined Incentive Program | Perth Amboy | 8861 | 7.29 | Residential | Behind the Meter | No | Power Home Remodeling Group | PSE&G |  | Accepted | 2025-09-05 | 2025-09-29 | 2026-09-29 | Solar Panels | JA Solar | JAM54S31 405/MR |  | 0.405 | 12 | 175 | 23 |  | Fixed | Roof
NJADRE1560535493 | Administratively Determined Incentive Program | Perth Amboy | 8861 | 7.29 | Residential | Behind the Meter | No | Power Home Remodeling Group | PSE&G |  | Accepted | 2025-09-05 | 2025-09-29 | 2026-09-29 | Solar Panels | JA Solar | JAM54S31 405/MR |  | 0.405 | 3 | 175 | 39 |  | Fixed | Roof
NJADRE1560535493 | Administratively Determined Incentive Program | Perth Amboy | 8861 | 7.29 | Residential | Behind the Meter | No | Power Home Remodeling Group | PSE&G |  | Accepted | 2025-09-05 | 2025-09-29 | 2026-09-29 | Solar Panels | JA Solar | JAM54S31 405/MR |  | 0.405 | 3 | 355 | 22 |  | Fixed | Roof
NJADRE1560535506 | Administratively Determined Incentive Program | North Brunswick Twp | 8902 | 14.62 | Residential | Behind the Meter | No | Green Power Energy, LLC | PSE&G |  | Accepted | 2025-09-05 | 2025-09-29 | 2026-09-29 | Inverters | Enphase | IQ8MC-72-M-US [240V] | 320 |  | 34 |  |  | 0.98 |  | Outside
NJADRE1560535506 | Administratively Determined Incentive Program | North Brunswick Twp | 8902 | 14.62 | Residential | Behind the Meter | No | Green Power Energy, LLC | PSE&G |  | Accepted | 2025-09-05 | 2025-09-29 | 2026-09-29 | Solar Panels | SEG Solar | SEG-430-BTD-BG |  | 0.43 | 8 | 313 | 20 |  | Fixed | Roof
NJADRE1560535506 | Administratively Determined Incentive Program | North Brunswick Twp | 8902 | 14.62 | Residential | Behind the Meter | No | Green Power Energy, LLC | PSE&G |  | Accepted | 2025-09-05 | 2025-09-29 | 2026-09-29 | Solar Panels | SEG Solar | SEG-430-BTD-BG |  | 0.43 | 26 | 133 | 20 |  | Fixed | Roof
NJADRE1560535518 | Administratively Determined Incentive Program | Edison | 8817 | 3.87 | Residential | Behind the Meter | Yes | Pro Custom Solar dba Momentum Solar | PSE&G |  | Accepted | 2025-09-05 | 2025-09-30 | 2026-09-30 | Solar Panels | Hanwha | Q.TRON BLK M-G2+430 |  | 0.43 | 9 | 97 | 20 |  | Fixed | Roof
NJADRE1560535518 | Administratively Determined Incentive Program | Edison | 8817 | 3.87 | Residential | Behind the Meter | Yes | Pro Custom Solar dba Momentum Solar | PSE&G |  | Accepted | 2025-09-05 | 2025-09-30 | 2026-09-30 | Inverters | ENPHASE | IQ8HC-72-M-DOM-US | 380 |  | 9 |  |  | 0.97 |  | Outdoor
NJADRE1560535523 | Administratively Determined Incentive Program | WASHINGTON TWP | 8691 | 7.12 | Residential | Behind the Meter | No | Over the Top Solar Solutions, LLC | PSE&G |  | Accepted | 2025-09-05 | 2025-09-30 | 2026-09-30 | Inverters | ENPHASE | IQ8A-72-2-US | 349 |  | 16 |  |  | 0.977 |  | Outside
NJADRE1560535523 | Administratively Determined Incentive Program | WASHINGTON TWP | 8691 | 7.12 | Residential | Behind the Meter | No | Over the Top Solar Solutions, LLC | PSE&G |  | Accepted | 2025-09-05 | 2025-09-30 | 2026-09-30 | Solar Panels | CANADIAN SOLAR | CS6.2-48TM 445W |  | 0.445 | 4 | 119 | 35 |  | Fixed | Roof
NJADRE1560535523 | Administratively Determined Incentive Program | WASHINGTON TWP | 8691 | 7.12 | Residential | Behind the Meter | No | Over the Top Solar Solutions, LLC | PSE&G |  | Accepted | 2025-09-05 | 2025-09-30 | 2026-09-30 | Solar Panels | CANADIAN SOLAR | CS6.2-48TM 445W |  | 0.445 | 12 | 119 | 35 |  | Fixed | Roof
NJADRE1560535527 | Administratively Determined Incentive Program | Somerdale | 8083 | 3.28 | Residential | Behind the Meter | Yes | Sunrun Installation Services, Inc. | PSE&G |  | Accepted | 2025-09-05 | 2025-09-30 | 2026-09-30 | Inverters | SolarEdge Technologies | SE3800H-USMN | 3800 |  | 1 |  |  | 0.99 |  | Outdoor | Next to meter
NJADRE1560535527 | Administratively Determined Incentive Program | Somerdale | 8083 | 3.28 | Residential | Behind the Meter | Yes | Sunrun Installation Services, Inc. | PSE&G |  | Accepted | 2025-09-05 | 2025-09-30 | 2026-09-30 | Solar Panels | Elin Energy (Sirius PV) | ELNSM54M-HC-410 |  | 0.41 | 8 | 360 | 27 |  | Fixed | Roof
NJADRE1560535532 | Administratively Determined Incentive Program | Hillsborough | 8844 | 11.61 | Residential | Behind the Meter | No | Infinity Solar Systems, LLC | PSE&G |  | Accepted | 2025-09-05 | 2025-09-29 | 2026-09-29 | Inverters | Enphase | IQ8MC-72-M-US | 320 |  | 27 |  |  | 0.97 |  | Outdoor
NJADRE1560535532 | Administratively Determined Incentive Program | Hillsborough | 8844 | 11.61 | Residential | Behind the Meter | No | Infinity Solar Systems, LLC | PSE&G |  | Accepted | 2025-09-05 | 2025-09-29 | 2026-09-29 | Solar Panels | SEG Solar | SEG-430-BTD-BG |  | 0.43 | 14 | 207 | 29 |  | Fixed | Roof
NJADRE1560535532 | Administratively Determined Incentive Program | Hillsborough | 8844 | 11.61 | Residential | Behind the Meter | No | Infinity Solar Systems, LLC | PSE&G |  | Accepted | 2025-09-05 | 2025-09-29 | 2026-09-29 | Solar Panels | SEG Solar | SEG-430-BTD-BG |  | 0.43 | 13 | 27 | 29 |  | Fixed | Roof
NJADRE1560535536 | Administratively Determined Incentive Program | OAKLYN | 8107 | 8.17 | Residential | Behind the Meter | Yes | Big Wave Roofing and Solar, LLC | PSE&G |  | Accepted | 2025-09-05 | 2025-09-30 | 2026-09-30 | Inverters | Enphase | IQ8HC-72-M-DOM-US | 380 |  | 19 |  |  | 0.98 |  | Outdoor
NJADRE1560535536 | Administratively Determined Incentive Program | OAKLYN | 8107 | 8.17 | Residential | Behind the Meter | Yes | Big Wave Roofing and Solar, LLC | PSE&G |  | Accepted | 2025-09-05 | 2025-09-30 | 2026-09-30 | Solar Panels | Q cells | Q.TRON BLK M-G2+ 430W |  | 0.43 | 19 | 150 | 35 |  | Fixed | Roof
NJADRE1560535539 | Administratively Determined Incentive Program | WESTFIELD | 7090 | 10.66 | Residential | Behind the Meter | No | Tesla Energy Operations, Inc. | PSE&G |  | Accepted | 2025-09-05 | 2025-09-30 | 2026-09-30 | Solar Panels | Hanwha | Q Cells Q.PEAK DUO BLK ML-G10+/TS 410 |  | 0.41 | 7 | 298 | 23 |  | Fixed | Roof
NJADRE1560535539 | Administratively Determined Incentive Program | WESTFIELD | 7090 | 10.66 | Residential | Behind the Meter | No | Tesla Energy Operations, Inc. | PSE&G |  | Accepted | 2025-09-05 | 2025-09-30 | 2026-09-30 | Inverters | Tesla | 1538000-XX-Y | 7600 |  | 1 |  |  | 0.98 |  | Outdoor
NJADRE1560535539 | Administratively Determined Incentive Program | WESTFIELD | 7090 | 10.66 | Residential | Behind the Meter | No | Tesla Energy Operations, Inc. | PSE&G |  | Accepted | 2025-09-05 | 2025-09-30 | 2026-09-30 | Solar Panels | Hanwha | Q Cells Q.PEAK DUO BLK ML-G10+/TS 410 |  | 0.41 | 9 | 118 | 23 |  | Fixed | Roof
NJADRE1560535539 | Administratively Determined Incentive Program | WESTFIELD | 7090 | 10.66 | Residential | Behind the Meter | No | Tesla Energy Operations, Inc. | PSE&G |  | Accepted | 2025-09-05 | 2025-09-30 | 2026-09-30 | Solar Panels | Hanwha | Q Cells Q.PEAK DUO BLK ML-G10+/TS 410 |  | 0.41 | 6 | 118 | 22 |  | Fixed | Roof
NJADRE1560535539 | Administratively Determined Incentive Program | WESTFIELD | 7090 | 10.66 | Residential | Behind the Meter | No | Tesla Energy Operations, Inc. | PSE&G |  | Accepted | 2025-09-05 | 2025-09-30 | 2026-09-30 | Solar Panels | Hanwha | Q Cells Q.PEAK DUO BLK ML-G10+/TS 410 |  | 0.41 | 4 | 298 | 47 |  | Fixed | Roof
NJADRE1560535551 | Administratively Determined Incentive Program | MAYS LANDING | 8330 | 5.265 | Residential | Behind the Meter | No | Solar Energy World | AC Electric |  | Accepted | 2025-09-05 | 2025-09-30 | 2026-09-30 | Solar Panels | LONGi | LR5-54HPB-405M |  | 0.405 | 13 | 147 | 19 |  | Fixed | Roof
NJADRE1560535551 | Administratively Determined Incentive Program | MAYS LANDING | 8330 | 5.265 | Residential | Behind the Meter | No | Solar Energy World | AC Electric |  | Accepted | 2025-09-05 | 2025-09-30 | 2026-09-30 | Inverters | Enphase | IQ8MC-72-M-US | 320 |  | 13 |  |  | 0.97 |  | Outside
NJADRE1560535558 | Administratively Determined Incentive Program | Jersey City | 7305 | 6.02 | Residential | Behind the Meter | Yes | Pro Custom Solar dba Momentum Solar | PSE&G |  | Accepted | 2025-09-05 | 2025-09-30 | 2026-09-30 | Solar Panels | HANWHA | Q.TRON BLK M-G2+430 |  | 0.43 | 14 | 57 | 4 |  | Fixed | Roof
NJADRE1560535558 | Administratively Determined Incentive Program | Jersey City | 7305 | 6.02 | Residential | Behind the Meter | Yes | Pro Custom Solar dba Momentum Solar | PSE&G |  | Accepted | 2025-09-05 | 2025-09-30 | 2026-09-30 | Inverters | ENPHASE | IQ8HC-72-M-DOM-US | 380 |  | 14 |  |  | 0.97 |  | Outdoor
NJADRE1560535567 | Administratively Determined Incentive Program | Somerdale Boro | 8083 | 6.56 | Residential | Behind the Meter | Yes | Sunrun Installation Services, Inc. | PSE&G |  | Accepted | 2025-09-05 | 2025-09-30 | 2026-09-30 | Inverters | SolarEdge Technologies | SE5700H-USMN | 5760 |  | 1 |  |  | 0.99 |  | Outdoor
NJADRE1560535567 | Administratively Determined Incentive Program | Somerdale Boro | 8083 | 6.56 | Residential | Behind the Meter | Yes | Sunrun Installation Services, Inc. | PSE&G |  | Accepted | 2025-09-05 | 2025-09-30 | 2026-09-30 | Solar Panels | Elin Energy (Sirius PV) | ELNSM54M-HC-410 |  | 0.41 | 10 | 162 | 23 |  | Fixed | Roof
NJADRE1560535567 | Administratively Determined Incentive Program | Somerdale Boro | 8083 | 6.56 | Residential | Behind the Meter | Yes | Sunrun Installation Services, Inc. | PSE&G |  | Accepted | 2025-09-05 | 2025-09-30 | 2026-09-30 | Solar Panels | Elin Energy (Sirius PV) | ELNSM54M-HC-410 |  | 0.41 | 6 | 162 | 23 |  | Fixed | Roof
NJADRE1560535579 | Administratively Determined Incentive Program | Manahawkin | 8050 | 12.9 | Residential | Behind the Meter | No | Solar Mite Solutions, LLC | AC Electric |  | Accepted | 2025-09-05 | 2025-09-30 | 2026-09-30 | Solar Panels | Jinko | JKM430N-54HL4-B |  | 0.43 | 30 | 192 | 25 |  | Fixed | Roof
NJADRE1560535579 | Administratively Determined Incentive Program | Manahawkin | 8050 | 12.9 | Residential | Behind the Meter | No | Solar Mite Solutions, LLC | AC Electric |  | Accepted | 2025-09-05 | 2025-09-30 | 2026-09-30 | Inverters | Enphase | IQ8PLUS-72-M-US | 290 |  | 30 |  |  | 0.98 |  | Outside
NJADRE1560535591 | Administratively Determined Incentive Program | Hasbrouck Heights | 7604 | 11.18 | Residential | Behind the Meter | Yes | Pro Custom Solar dba Momentum Solar | PSE&G |  | Accepted | 2025-09-05 | 2025-09-30 | 2026-09-30 | Solar Panels | HANWHA | Q.TRON BLK M-G2+430 |  | 0.43 | 6 | 217 | 26 |  | Fixed | Roof
NJADRE1560535591 | Administratively Determined Incentive Program | Hasbrouck Heights | 7604 | 11.18 | Residential | Behind the Meter | Yes | Pro Custom Solar dba Momentum Solar | PSE&G |  | Accepted | 2025-09-05 | 2025-09-30 | 2026-09-30 | Inverters | ENPHASE | IQ8HC-72-M-DOM-US | 380 |  | 26 |  |  | 0.97 |  | Outdoor
NJADRE1560535591 | Administratively Determined Incentive Program | Hasbrouck Heights | 7604 | 11.18 | Residential | Behind the Meter | Yes | Pro Custom Solar dba Momentum Solar | PSE&G |  | Accepted | 2025-09-05 | 2025-09-30 | 2026-09-30 | Solar Panels | HANWHA | Q.TRON BLK M-G2+430 |  | 0.43 | 10 | 37 | 26 |  | Fixed | Roof
NJADRE1560535591 | Administratively Determined Incentive Program | Hasbrouck Heights | 7604 | 11.18 | Residential | Behind the Meter | Yes | Pro Custom Solar dba Momentum Solar | PSE&G |  | Accepted | 2025-09-05 | 2025-09-30 | 2026-09-30 | Solar Panels | Hanwha | Q.TRON BLK M-G2+430 |  | 0.43 | 10 | 217 | 12 |  | Fixed | Roof
NJADRE1560535601 | Administratively Determined Incentive Program | Paterson | 7502 | 9.89 | Residential | Behind the Meter | Yes | Big Wave Roofing and Solar, LLC | PSE&G |  | Accepted | 2025-09-05 | 2025-09-30 | 2026-09-30 | Solar Panels | QCELLS | Q.TRON BLK M-G2+ 430W W |  | 0.43 | 3 | 141 | 25 |  | Fixed | Roof
NJADRE1560535601 | Administratively Determined Incentive Program | Paterson | 7502 | 9.89 | Residential | Behind the Meter | Yes | Big Wave Roofing and Solar, LLC | PSE&G |  | Accepted | 2025-09-05 | 2025-09-30 | 2026-09-30 | Solar Panels | QCELLS | Q.TRON BLK M-G2+ 430W W |  | 0.43 | 11 | 51 | 25 |  | Fixed | Roof
NJADRE1560535601 | Administratively Determined Incentive Program | Paterson | 7502 | 9.89 | Residential | Behind the Meter | Yes | Big Wave Roofing and Solar, LLC | PSE&G |  | Accepted | 2025-09-05 | 2025-09-30 | 2026-09-30 | Inverters | Enphase | IQ8HC-72-M-DOM-US | 380 |  | 23 |  |  | 0.97 |  | Outside
NJADRE1560535601 | Administratively Determined Incentive Program | Paterson | 7502 | 9.89 | Residential | Behind the Meter | Yes | Big Wave Roofing and Solar, LLC | PSE&G |  | Accepted | 2025-09-05 | 2025-09-30 | 2026-09-30 | Solar Panels | QCELLS | Q.TRON BLK M-G2+ 430W W |  | 0.43 | 9 | 231 | 25 |  | Fixed | Roof
NJADRE1560535607 | Administratively Determined Incentive Program | Ewing | 8638 | 6.02 | Residential | Behind the Meter | Yes | Big Wave Roofing and Solar, LLC | PSE&G |  | Accepted | 2025-09-05 | 2025-09-30 | 2026-09-30 | Solar Panels | Q cells | Q.TRON BLK M-G2+ 430W |  | 0.43 | 8 | 219 | 25 |  | Fixed | Roof
NJADRE1560535607 | Administratively Determined Incentive Program | Ewing | 8638 | 6.02 | Residential | Behind the Meter | Yes | Big Wave Roofing and Solar, LLC | PSE&G |  | Accepted | 2025-09-05 | 2025-09-30 | 2026-09-30 | Solar Panels | Q cells | Q.TRON BLK M-G2+ 430W |  | 0.43 | 6 | 39 | 25 |  | Fixed | Roof
NJADRE1560535607 | Administratively Determined Incentive Program | Ewing | 8638 | 6.02 | Residential | Behind the Meter | Yes | Big Wave Roofing and Solar, LLC | PSE&G |  | Accepted | 2025-09-05 | 2025-09-30 | 2026-09-30 | Inverters | Enphase | IQ8HC-72-M-DOM-US | 380 |  | 14 |  |  | 0.98 |  | Outdoor
NJADRE1560535617 | Administratively Determined Incentive Program | Woodlynne Boro | 8107 | 13.05 | Residential | Behind the Meter | Yes | Integrity Solar & Home Solutions, LLC | PSE&G |  | Accepted | 2025-09-05 | 2025-09-30 | 2026-09-30 | Solar Panels | Q CELLS | Q.TRON BLK M-G2H+ 435 |  | 0.435 | 5 | 358 | 8 |  | Fixed | Roof
NJADRE1560535617 | Administratively Determined Incentive Program | Woodlynne Boro | 8107 | 13.05 | Residential | Behind the Meter | Yes | Integrity Solar & Home Solutions, LLC | PSE&G |  | Accepted | 2025-09-05 | 2025-09-30 | 2026-09-30 | Solar Panels | Q CELLS | Q.TRON BLK M-G2H+ 435 |  | 0.435 | 5 | 178 | 8 |  | Fixed | Roof
NJADRE1560535617 | Administratively Determined Incentive Program | Woodlynne Boro | 8107 | 13.05 | Residential | Behind the Meter | Yes | Integrity Solar & Home Solutions, LLC | PSE&G |  | Accepted | 2025-09-05 | 2025-09-30 | 2026-09-30 | Solar Panels | Q CELLS | Q.TRON BLK M-G2H+ 435 |  | 0.435 | 6 | 269 | 36 |  | Fixed | Roof
NJADRE1560535617 | Administratively Determined Incentive Program | Woodlynne Boro | 8107 | 13.05 | Residential | Behind the Meter | Yes | Integrity Solar & Home Solutions, LLC | PSE&G |  | Accepted | 2025-09-05 | 2025-09-30 | 2026-09-30 | Solar Panels | Q CELLS | Q.TRON BLK M-G2H+ 435 |  | 0.435 | 14 | 89 | 9 |  | Fixed | Roof
NJADRE1560535617 | Administratively Determined Incentive Program | Woodlynne Boro | 8107 | 13.05 | Residential | Behind the Meter | Yes | Integrity Solar & Home Solutions, LLC | PSE&G |  | Accepted | 2025-09-05 | 2025-09-30 | 2026-09-30 | Inverters | ENPHASE | IQ8HC | 380 |  | 30 |  |  | 0.98 |  | Other | UNDER EACH PANEL
NJADRE1560535628 | Administratively Determined Incentive Program | Franklin Twp Som | 8823 | 13.12 | Residential | Behind the Meter | Yes | Sunrun Installation Services, Inc. | PSE&G |  | Accepted | 2025-09-05 | 2025-09-30 | 2026-09-30 | Solar Panels | ELIN ENERGY | ELNSM54M-HC-410 |  | 0.41 | 13 | 199 | 23 |  | Fixed | Roof
NJADRE1560535628 | Administratively Determined Incentive Program | Franklin Twp Som | 8823 | 13.12 | Residential | Behind the Meter | Yes | Sunrun Installation Services, Inc. | PSE&G |  | Accepted | 2025-09-05 | 2025-09-30 | 2026-09-30 | Inverters | SOLAREDGE TECHNOLOGIES | SE10000H-USMN | 10000 |  | 1 |  |  | 0.99 |  | Outside
NJADRE1560535628 | Administratively Determined Incentive Program | Franklin Twp Som | 8823 | 13.12 | Residential | Behind the Meter | Yes | Sunrun Installation Services, Inc. | PSE&G |  | Accepted | 2025-09-05 | 2025-09-30 | 2026-09-30 | Solar Panels | ELIN ENERGY | ELNSM54M-HC-410 |  | 0.41 | 11 | 299 | 23 |  | Fixed | Roof
NJADRE1560535628 | Administratively Determined Incentive Program | Franklin Twp Som | 8823 | 13.12 | Residential | Behind the Meter | Yes | Sunrun Installation Services, Inc. | PSE&G |  | Accepted | 2025-09-05 | 2025-09-30 | 2026-09-30 | Solar Panels | ELIN ENERGY | v |  | 0.41 | 8 | 119 | 23 |  | Fixed | Roof
NJADRE1560537619 | Administratively Determined Incentive Program | South Brunswick Twp | 8540 | 12.76 | Residential | Behind the Meter | No | Over the Top Solar Solutions, LLC | PSE&G |  | Accepted | 2025-09-05 | 2025-09-30 | 2026-09-30 | Solar Panels | SILFAB SOLAR | SIL-440QD |  | 0.44 | 7 | 72 | 40 |  | Fixed | Roof
NJADRE1560537619 | Administratively Determined Incentive Program | South Brunswick Twp | 8540 | 12.76 | Residential | Behind the Meter | No | Over the Top Solar Solutions, LLC | PSE&G |  | Accepted | 2025-09-05 | 2025-09-30 | 2026-09-30 | Solar Panels | SILFAB SOLAR | SIL-440QD |  | 0.44 | 5 | 72 | 40 |  | Fixed | Roof
NJADRE1560537619 | Administratively Determined Incentive Program | South Brunswick Twp | 8540 | 12.76 | Residential | Behind the Meter | No | Over the Top Solar Solutions, LLC | PSE&G |  | Accepted | 2025-09-05 | 2025-09-30 | 2026-09-30 | Inverters | ENPHASE | IQ8A-72-2-US | 349 |  | 29 |  |  | 0.977 |  | Outside
NJADRE1560537619 | Administratively Determined Incentive Program | South Brunswick Twp | 8540 | 12.76 | Residential | Behind the Meter | No | Over the Top Solar Solutions, LLC | PSE&G |  | Accepted | 2025-09-05 | 2025-09-30 | 2026-09-30 | Solar Panels | SILFAB SOLAR | SIL-440QD |  | 0.44 | 7 | 162 | 45 |  | Fixed | Roof
NJADRE1560537619 | Administratively Determined Incentive Program | South Brunswick Twp | 8540 | 12.76 | Residential | Behind the Meter | No | Over the Top Solar Solutions, LLC | PSE&G |  | Accepted | 2025-09-05 | 2025-09-30 | 2026-09-30 | Solar Panels | SILFAB SOLAR | SIL-440QD |  | 0.44 | 4 | 72 | 40 |  | Fixed | Roof
NJADRE1560537619 | Administratively Determined Incentive Program | South Brunswick Twp | 8540 | 12.76 | Residential | Behind the Meter | No | Over the Top Solar Solutions, LLC | PSE&G |  | Accepted | 2025-09-05 | 2025-09-30 | 2026-09-30 | Solar Panels | SILFAB SOLAR | SIL-440QD |  | 0.44 | 6 | 162 | 40 |  | Fixed | Roof
NJADRE1560537743 | Administratively Determined Incentive Program | Little Falls | 7424 | 7.38 | Residential | Behind the Meter | No | Tesla Energy Operations, Inc. | PSE&G |  | Accepted | 2025-09-05 | 2025-09-30 | 2026-09-30 | Solar Panels | Tesla | Q Cells Q.PEAK DUO BLK ML-G10+/TS 410 |  | 0.41 | 9 | 262 | 45 |  | Fixed | Roof
NJADRE1560537743 | Administratively Determined Incentive Program | Little Falls | 7424 | 7.38 | Residential | Behind the Meter | No | Tesla Energy Operations, Inc. | PSE&G |  | Accepted | 2025-09-05 | 2025-09-30 | 2026-09-30 | Inverters | Tesla | 1538000-XX-Y | 7600 |  | 1 |  |  | 0.98 |  | Outdoor
NJADRE1560537743 | Administratively Determined Incentive Program | Little Falls | 7424 | 7.38 | Residential | Behind the Meter | No | Tesla Energy Operations, Inc. | PSE&G |  | Accepted | 2025-09-05 | 2025-09-30 | 2026-09-30 | Solar Panels | Tesla | Q Cells Q.PEAK DUO BLK ML-G10+/TS 410 |  | 0.41 | 3 | 172 | 45 |  | Fixed | Roof
NJADRE1560537743 | Administratively Determined Incentive Program | Little Falls | 7424 | 7.38 | Residential | Behind the Meter | No | Tesla Energy Operations, Inc. | PSE&G |  | Accepted | 2025-09-05 | 2025-09-30 | 2026-09-30 | Solar Panels | Tesla | Q Cells Q.PEAK DUO BLK ML-G10+/TS 410 |  | 0.41 | 6 | 82 | 45 |  | Fixed | Roof
NJADRE1560538201 | Administratively Determined Incentive Program | Linden City | 7036 | 4.1 | Residential | Behind the Meter | Yes | Sunrun Installation Services, Inc. | PSE&G |  | Accepted | 2025-09-05 | 2025-09-29 | 2026-09-29 | Solar Panels | ELIN ENERGY | ELNSM54M-HC-410 |  | 0.41 | 6 | 218 | 36 |  | Fixed | Roof
NJADRE1560538201 | Administratively Determined Incentive Program | Linden City | 7036 | 4.1 | Residential | Behind the Meter | Yes | Sunrun Installation Services, Inc. | PSE&G |  | Accepted | 2025-09-05 | 2025-09-29 | 2026-09-29 | Inverters | SOLAREDGE TECHNOLOGIES | SE3800H-USMN | 3800 |  | 1 |  |  | 0.99 |  | Outdoor
NJADRE1560538201 | Administratively Determined Incentive Program | Linden City | 7036 | 4.1 | Residential | Behind the Meter | Yes | Sunrun Installation Services, Inc. | PSE&G |  | Accepted | 2025-09-05 | 2025-09-29 | 2026-09-29 | Solar Panels | ELIN ENERGY | ELNSM54M-HC-410 |  | 0.41 | 4 | 38 | 36 |  | Fixed | Roof
NJADRE1560538275 | Administratively Determined Incentive Program | HILLSBOROUGH | 8844 | 6.56 | Residential | Behind the Meter | Yes | Trinity Solar, LLC | PSE&G |  | Accepted | 2025-09-05 | 2025-09-30 | 2026-09-30 | Solar Panels | HANWHA | Q.PEAK DUO BLK ML-G10.C+ 410 |  | 0.41 | 12 | 276 | 23 |  | Fixed | Roof
NJADRE1560538275 | Administratively Determined Incentive Program | HILLSBOROUGH | 8844 | 6.56 | Residential | Behind the Meter | Yes | Trinity Solar, LLC | PSE&G |  | Accepted | 2025-09-05 | 2025-09-30 | 2026-09-30 | Inverters | Solar Edge | USE5700H-USMNBL75 | 5760 |  | 1 |  |  | 0.97 |  | Outdoor
NJADRE1560538275 | Administratively Determined Incentive Program | HILLSBOROUGH | 8844 | 6.56 | Residential | Behind the Meter | Yes | Trinity Solar, LLC | PSE&G |  | Accepted | 2025-09-05 | 2025-09-30 | 2026-09-30 | Solar Panels | HANWHA | Q.PEAK DUO BLK ML-G10.C+ 410 |  | 0.41 | 4 | 96 | 23 |  | Fixed | Roof
NJADRE1560538585 | Administratively Determined Incentive Program | Harvey Cedars | 8008 | 3.87 | Residential | Behind the Meter | No | Solar Mite Solutions, LLC | AC Electric |  | Accepted | 2025-09-05 | 2025-09-30 | 2026-09-30 | Inverters | Enphase | IQ8PLUS-72-M-US | 290 |  | 9 |  |  | 0.98 |  | Outside
NJADRE1560538585 | Administratively Determined Incentive Program | Harvey Cedars | 8008 | 3.87 | Residential | Behind the Meter | No | Solar Mite Solutions, LLC | AC Electric |  | Accepted | 2025-09-05 | 2025-09-30 | 2026-09-30 | Solar Panels | Jinko | JKM430N-54HL4-B |  | 0.43 | 9 | 207 | 34 |  | Fixed | Roof
NJADRE1560538665 | Administratively Determined Incentive Program | Hamilton Township Mer | 8619 | 6.09 | Residential | Behind the Meter | Yes | Integrity Solar & Home Solutions, LLC | PSE&G |  | Accepted | 2025-09-05 | 2025-09-30 | 2026-09-30 | Solar Panels | Q CELLS | Q.TRON BLK M-G2H+ 435 |  | 0.435 | 4 | 255 | 31 |  | Fixed | Roof
NJADRE1560538665 | Administratively Determined Incentive Program | Hamilton Township Mer | 8619 | 6.09 | Residential | Behind the Meter | Yes | Integrity Solar & Home Solutions, LLC | PSE&G |  | Accepted | 2025-09-05 | 2025-09-30 | 2026-09-30 | Solar Panels | Q CELLS | Q.TRON BLK M-G2H+ 435 |  | 0.435 | 10 | 75 | 31 |  | Fixed | Roof
NJADRE1560538665 | Administratively Determined Incentive Program | Hamilton Township Mer | 8619 | 6.09 | Residential | Behind the Meter | Yes | Integrity Solar & Home Solutions, LLC | PSE&G |  | Accepted | 2025-09-05 | 2025-09-30 | 2026-09-30 | Inverters | ENPHASE | IQ8HC | 380 |  | 14 |  |  | 0.98 |  | Other | UNDER EACH PANEL
NJADRE1560538682 | Administratively Determined Incentive Program | RUTHERFORD | 7070 | 6.96 | Residential | Behind the Meter | No | EMT Renewables, LLC | PSE&G |  | Accepted | 2025-09-05 | 2025-09-30 | 2026-09-30 | Inverters | ENPHASE | IQ8+ | 290 |  | 16 |  |  | 0.98 |  | Other | UNDER EACH PANEL
NJADRE1560538682 | Administratively Determined Incentive Program | RUTHERFORD | 7070 | 6.96 | Residential | Behind the Meter | No | EMT Renewables, LLC | PSE&G |  | Accepted | 2025-09-05 | 2025-09-30 | 2026-09-30 | Solar Panels | Q CELLS | Q TRON |  | 0.435 | 16 | 204 | 49 |  | Fixed | Roof
NJADRE1560538693 | Administratively Determined Incentive Program | Ridgefield Park | 7660 | 3.69 | Residential | Behind the Meter | Yes | Trinity Solar, LLC | PSE&G |  | Accepted | 2025-09-05 | 2025-09-30 | 2026-09-30 | Solar Panels | Hanwha | Q.PEAK DUO BLK ML-G10+ 410 |  | 0.41 | 6 | 285 | 23 |  | Fixed | Roof
NJADRE1560538693 | Administratively Determined Incentive Program | Ridgefield Park | 7660 | 3.69 | Residential | Behind the Meter | Yes | Trinity Solar, LLC | PSE&G |  | Accepted | 2025-09-05 | 2025-09-30 | 2026-09-30 | Inverters | Tesla | 1538000-xx-y | 3800 |  | 1 |  |  | 0.986 |  | Outside
NJADRE1560538693 | Administratively Determined Incentive Program | Ridgefield Park | 7660 | 3.69 | Residential | Behind the Meter | Yes | Trinity Solar, LLC | PSE&G |  | Accepted | 2025-09-05 | 2025-09-30 | 2026-09-30 | Solar Panels | Hanwha | Q.PEAK DUO BLK ML-G10+ 410 |  | 0.41 | 3 | 105 | 23 |  | Fixed | Roof
NJADRE1560538695 | Administratively Determined Incentive Program | NEWFOUNDLAND | 7435 | 16.28 | Residential | Behind the Meter | No | AllSeason Solar | JCP&L |  | Accepted | 2025-09-05 | 2025-09-30 | 2026-09-30 | Inverters | Enphase | IQ8MC | 320 |  | 37 |  |  | 0.97 |  | Indoor
NJADRE1560538695 | Administratively Determined Incentive Program | NEWFOUNDLAND | 7435 | 16.28 | Residential | Behind the Meter | No | AllSeason Solar | JCP&L |  | Accepted | 2025-09-05 | 2025-09-30 | 2026-09-30 | Solar Panels | Certainteed | CT440HC12-08 |  | 0.44 | 22 | 75 | 22 |  | Fixed | Roof
NJADRE1560538695 | Administratively Determined Incentive Program | NEWFOUNDLAND | 7435 | 16.28 | Residential | Behind the Meter | No | AllSeason Solar | JCP&L |  | Accepted | 2025-09-05 | 2025-09-30 | 2026-09-30 | Solar Panels | Certainteed | CT440HC12-08 |  | 0.44 | 15 | 255 | 22 |  | Fixed | Roof
NJADRE1560538708 | Administratively Determined Incentive Program | EDISON | 8817 | 14.62 | Residential | Behind the Meter | Yes | Pro Custom Solar dba Momentum Solar | PSE&G |  | Accepted | 2025-09-05 | 2025-09-30 | 2026-09-30 | Inverters | Enphase | IQ8HC-72-M-DOM-US | 380 |  | 34 |  |  | 0.97 |  | Outdoor
NJADRE1560538708 | Administratively Determined Incentive Program | EDISON | 8817 | 14.62 | Residential | Behind the Meter | Yes | Pro Custom Solar dba Momentum Solar | PSE&G |  | Accepted | 2025-09-05 | 2025-09-30 | 2026-09-30 | Solar Panels | Hanwha | q.tron blk m-g2 + 430 |  | 0.43 | 16 | 149 | 23 |  | Fixed | Roof | Roof
NJADRE1560538708 | Administratively Determined Incentive Program | EDISON | 8817 | 14.62 | Residential | Behind the Meter | Yes | Pro Custom Solar dba Momentum Solar | PSE&G |  | Accepted | 2025-09-05 | 2025-09-30 | 2026-09-30 | Solar Panels | Hanwha | q.tron blk m-g2 + 430 |  | 0.43 | 18 | 329 | 23 |  | Fixed | Roof | Roof
NJADRE1560538719 | Administratively Determined Incentive Program | Fair Lawn | 7410 | 7.48 | Residential | Behind the Meter | No | AllSeason Solar | AC Electric |  | Accepted | 2025-09-05 | 2025-09-30 | 2026-09-30 | Inverters | Enphase | IQ8MC | 320 |  | 17 |  |  | 0.97 |  | Outside
NJADRE1560538719 | Administratively Determined Incentive Program | Fair Lawn | 7410 | 7.48 | Residential | Behind the Meter | No | AllSeason Solar | AC Electric |  | Accepted | 2025-09-05 | 2025-09-30 | 2026-09-30 | Solar Panels | Certainteed | CT440HC12-08 |  | 0.44 | 5 | 70 | 18 |  | Fixed | Roof
NJADRE1560538719 | Administratively Determined Incentive Program | Fair Lawn | 7410 | 7.48 | Residential | Behind the Meter | No | AllSeason Solar | AC Electric |  | Accepted | 2025-09-05 | 2025-09-30 | 2026-09-30 | Solar Panels | Certainteed | CT440HC12-08 |  | 0.44 | 8 | 160 | 28 |  | Fixed | Roof
NJADRE1560538719 | Administratively Determined Incentive Program | Fair Lawn | 7410 | 7.48 | Residential | Behind the Meter | No | AllSeason Solar | AC Electric |  | Accepted | 2025-09-05 | 2025-09-30 | 2026-09-30 | Solar Panels | Certainteed | CT440HC12-08 |  | 0.44 | 4 | 250 | 18 |  | Fixed | Roof
NJADRE1560538735 | Administratively Determined Incentive Program | Linden | 7036 | 9.68 | Residential | Behind the Meter | No | AllSeason Solar | PSE&G |  | Accepted | 2025-09-05 | 2025-09-30 | 2026-09-30 | Inverters | Enphase | IQ8MC | 320 |  | 22 |  |  | 0.97 |  | Outside
NJADRE1560538735 | Administratively Determined Incentive Program | Linden | 7036 | 9.68 | Residential | Behind the Meter | No | AllSeason Solar | PSE&G |  | Accepted | 2025-09-05 | 2025-09-30 | 2026-09-30 | Solar Panels | Certainteed | CT440HC12-08 |  | 0.44 | 6 | 309 | 33 |  | Fixed | Roof
NJADRE1560538735 | Administratively Determined Incentive Program | Linden | 7036 | 9.68 | Residential | Behind the Meter | No | AllSeason Solar | PSE&G |  | Accepted | 2025-09-05 | 2025-09-30 | 2026-09-30 | Solar Panels | Certainteed | CT440HC12-08 |  | 0.44 | 16 | 129 | 5 |  | Fixed | Roof
NJADRE1560538778 | Administratively Determined Incentive Program | Jackson | 8527 | 5.74 | Residential | Behind the Meter | Yes | Trinity Solar, LLC | JCP&L |  | Accepted | 2025-09-05 | 2025-09-30 | 2026-09-30 | Solar Panels | Hanwha | Q.PEAK DUO BLK ML-G10+ 410 |  | 0.41 | 14 | 166 | 23 |  | Fixed | Roof
NJADRE1560538778 | Administratively Determined Incentive Program | Jackson | 8527 | 5.74 | Residential | Behind the Meter | Yes | Trinity Solar, LLC | JCP&L |  | Accepted | 2025-09-05 | 2025-09-30 | 2026-09-30 | Inverters | Solar Edge | USE5700H-US | 5760 |  | 1 |  |  | 0.97 |  | Outside
NJADRE1560538784 | Administratively Determined Incentive Program | West Deptford | 8051 | 7.74 | Residential | Behind the Meter | Yes | Integrity Solar & Home Solutions, LLC | AC Electric |  | Accepted | 2025-09-05 | 2025-09-30 | 2026-09-30 | Inverters | ENPHASE | IQ8+ | 290 |  | 18 |  |  | 0.98 |  | Other | UNDER EACH PANEL
NJADRE1560538784 | Administratively Determined Incentive Program | West Deptford | 8051 | 7.74 | Residential | Behind the Meter | Yes | Integrity Solar & Home Solutions, LLC | AC Electric |  | Accepted | 2025-09-05 | 2025-09-30 | 2026-09-30 | Solar Panels | JINKO | JKM430N-54HL4-B |  | 0.43 | 18 | 197 | 17 |  | Fixed | Roof
NJADRE1560538797 | Administratively Determined Incentive Program | Linden | 7036 | 6.56 | Residential | Behind the Meter | No | Tesla Energy Operations, Inc. | PSE&G |  | Accepted | 2025-09-05 | 2025-09-30 | 2026-09-30 | Inverters | Tesla | 1707000-XX-Y | 11500 |  | 1 |  |  | 0.98 |  | Indoor
NJADRE1560538797 | Administratively Determined Incentive Program | Linden | 7036 | 6.56 | Residential | Behind the Meter | No | Tesla Energy Operations, Inc. | PSE&G |  | Accepted | 2025-09-05 | 2025-09-30 | 2026-09-30 | Solar Panels | Tesla | Q.PEAK DUO BLK ML-G10+/TS 410 |  | 0.41 | 9 | 129 | 27 |  | Fixed | Roof
NJADRE1560538797 | Administratively Determined Incentive Program | Linden | 7036 | 6.56 | Residential | Behind the Meter | No | Tesla Energy Operations, Inc. | PSE&G |  | Accepted | 2025-09-05 | 2025-09-30 | 2026-09-30 | Electric Storage Battery | Tesla | Powerwall 3 |  |  | 2 |  |  |  | Lithium Ion |  | INSIDE
NJADRE1560538797 | Administratively Determined Incentive Program | Linden | 7036 | 6.56 | Residential | Behind the Meter | No | Tesla Energy Operations, Inc. | PSE&G |  | Accepted | 2025-09-05 | 2025-09-30 | 2026-09-30 | Solar Panels | Tesla | Q.PEAK DUO BLK ML-G10+/TS 410 |  | 0.41 | 7 | 309 | 27 |  | Fixed | Roof
NJADRE1560538817 | Administratively Determined Incentive Program | LANOKA HARBOR | 8734 | 14.96 | Residential | Behind the Meter | No | Supreme Solar Services, LLC | JCP&L |  | Accepted | 2025-09-05 | 2025-09-30 | 2026-09-30 | Inverters | Enphase | IQ8AC's | 349 |  | 34 |  |  | 0.98 |  | Outdoor
NJADRE1560538817 | Administratively Determined Incentive Program | LANOKA HARBOR | 8734 | 14.96 | Residential | Behind the Meter | No | Supreme Solar Services, LLC | JCP&L |  | Accepted | 2025-09-05 | 2025-09-30 | 2026-09-30 | Solar Panels | Phono Solar | PS440M8GFH-18/VNHB |  | 0.44 | 20 | 223 | 24 |  | Fixed | Roof
NJADRE1560538817 | Administratively Determined Incentive Program | LANOKA HARBOR | 8734 | 14.96 | Residential | Behind the Meter | No | Supreme Solar Services, LLC | JCP&L |  | Accepted | 2025-09-05 | 2025-09-30 | 2026-09-30 | Solar Panels | Phono Solar | PS440M8GFH-18/VNHB |  | 0.44 | 14 | 223 | 24 |  | Fixed | Roof
NJADRE1560538819 | Administratively Determined Incentive Program | MAYS LANDING | 8330 | 7.92 | Residential | Behind the Meter | No | AllSeason Solar | AC Electric |  | Accepted | 2025-09-05 | 2025-09-30 | 2026-09-30 | Inverters | Enphase | IQ8MC | 320 |  | 18 |  |  | 0.97 |  | Outside
NJADRE1560538819 | Administratively Determined Incentive Program | MAYS LANDING | 8330 | 7.92 | Residential | Behind the Meter | No | AllSeason Solar | AC Electric |  | Accepted | 2025-09-05 | 2025-09-30 | 2026-09-30 | Solar Panels | Certainteed | CT440HC12-08 |  | 0.44 | 18 | 76 | 26 |  | Fixed | Roof
NJADRE1560538823 | Administratively Determined Incentive Program | EDISON | 8820 | 7.38 | Residential | Behind the Meter | No | Tesla Energy Operations, Inc. | PSE&G |  | Accepted | 2025-09-05 | 2025-09-30 | 2026-09-30 | Inverters | Tesla | 7.6 kW Tesla Inc 1538000-XX-Y | 7600 |  | 1 |  |  | 0.98 |  | Outdoor
NJADRE1560538823 | Administratively Determined Incentive Program | EDISON | 8820 | 7.38 | Residential | Behind the Meter | No | Tesla Energy Operations, Inc. | PSE&G |  | Accepted | 2025-09-05 | 2025-09-30 | 2026-09-30 | Solar Panels | Hanwha | Q.PEAK DUO BLK ML-G10+/TS 410 |  | 0.41 | 18 | 170 | 18 |  | Fixed | Roof
NJADRE1560538830 | Administratively Determined Incentive Program | SOUTH PLAINFIELD | 7080 | 8.8 | Residential | Behind the Meter | No | AllSeason Solar | PSE&G |  | Accepted | 2025-09-05 | 2025-09-30 | 2026-09-30 | Inverters | Enphase | IQ8MC | 320 |  | 20 |  |  | 0.97 |  | Outside
NJADRE1560538830 | Administratively Determined Incentive Program | SOUTH PLAINFIELD | 7080 | 8.8 | Residential | Behind the Meter | No | AllSeason Solar | PSE&G |  | Accepted | 2025-09-05 | 2025-09-30 | 2026-09-30 | Solar Panels | Certainteed | CT440HC12-08 |  | 0.44 | 20 | 246 | 24 |  | Fixed | Roof
NJADRE1560538876 | Administratively Determined Incentive Program | BLACKWOOD | 8012 | 10.56 | Residential | Behind the Meter | No | Solar Energy World | AC Electric |  | Accepted | 2025-09-05 | 2025-09-30 | 2026-09-30 | Inverters | Enphase | IQ8MC-72-M-US | 320 |  | 24 |  |  | 0.97 |  | Outside
NJADRE1560538876 | Administratively Determined Incentive Program | BLACKWOOD | 8012 | 10.56 | Residential | Behind the Meter | No | Solar Energy World | AC Electric |  | Accepted | 2025-09-05 | 2025-09-30 | 2026-09-30 | Solar Panels | JA Solar | JA-JAM5D41-440MB |  | 0.44 | 9 | 182 | 21 |  | Fixed | Roof
NJADRE1560538876 | Administratively Determined Incentive Program | BLACKWOOD | 8012 | 10.56 | Residential | Behind the Meter | No | Solar Energy World | AC Electric |  | Accepted | 2025-09-05 | 2025-09-30 | 2026-09-30 | Solar Panels | JA Solar | JA-JAM5D41-440MB |  | 0.44 | 3 | 272 | 33 |  | Fixed | Roof
NJADRE1560538876 | Administratively Determined Incentive Program | BLACKWOOD | 8012 | 10.56 | Residential | Behind the Meter | No | Solar Energy World | AC Electric |  | Accepted | 2025-09-05 | 2025-09-30 | 2026-09-30 | Solar Panels | JA Solar | JA-JAM5D41-440MB |  | 0.44 | 7 | 272 | 37 |  | Fixed | Roof
NJADRE1560538876 | Administratively Determined Incentive Program | BLACKWOOD | 8012 | 10.56 | Residential | Behind the Meter | No | Solar Energy World | AC Electric |  | Accepted | 2025-09-05 | 2025-09-30 | 2026-09-30 | Solar Panels | JA Solar | JA-JAM5D41-440MB |  | 0.44 | 5 | 91 | 19 |  | Fixed | Roof
NJADRE1560539297 | Administratively Determined Incentive Program | Edison Twp | 8820 | 7.12 | Residential | Behind the Meter | No | Over the Top Solar Solutions, LLC | PSE&G |  | Accepted | 2025-09-05 | 2025-09-30 | 2026-09-30 | Solar Panels | CANADIAN SOLAR | CS6.2-48TM 445W |  | 0.445 | 16 | 177 | 32 |  | Fixed | Roof
NJADRE1560539297 | Administratively Determined Incentive Program | Edison Twp | 8820 | 7.12 | Residential | Behind the Meter | No | Over the Top Solar Solutions, LLC | PSE&G |  | Accepted | 2025-09-05 | 2025-09-30 | 2026-09-30 | Inverters | ENPHASE | IQ8A-72-2-US | 349 |  | 16 |  |  | 0.977 |  | Outside
NJADRE1560539576 | Administratively Determined Incentive Program | Turnersville | 8012 | 5.655 | Residential | Behind the Meter | Yes | Integrity Solar & Home Solutions, LLC | AC Electric |  | Accepted | 2025-09-05 | 2025-09-30 | 2026-09-30 | Inverters | ENPHASE | IQ8HC | 380 |  | 13 |  |  | 0.98 |  | Other | UNDER EACH PANEL
NJADRE1560539576 | Administratively Determined Incentive Program | Turnersville | 8012 | 5.655 | Residential | Behind the Meter | Yes | Integrity Solar & Home Solutions, LLC | AC Electric |  | Accepted | 2025-09-05 | 2025-09-30 | 2026-09-30 | Solar Panels | Q CELLS | Q.TRON BLK M-G2H+ 435 |  | 0.435 | 2 | 151 | 22 |  | Fixed | Roof
NJADRE1560539576 | Administratively Determined Incentive Program | Turnersville | 8012 | 5.655 | Residential | Behind the Meter | Yes | Integrity Solar & Home Solutions, LLC | AC Electric |  | Accepted | 2025-09-05 | 2025-09-30 | 2026-09-30 | Solar Panels | Q CELLS | Q.TRON BLK M-G2H+ 435 |  | 0.435 | 11 | 151 | 24 |  | Fixed | Roof
NJADRE1560541376 | Administratively Determined Incentive Program | Cape May | 8204 | 6.45 | Residential | Behind the Meter | No | Green Power Energy, LLC | AC Electric |  | Accepted | 2025-09-05 | 2025-09-30 | 2026-09-30 | Solar Panels | SEG Solar | SEG-430-BTD-BG |  | 0.43 | 7 | 97 | 30 |  | Fixed | Roof
NJADRE1560541376 | Administratively Determined Incentive Program | Cape May | 8204 | 6.45 | Residential | Behind the Meter | No | Green Power Energy, LLC | AC Electric |  | Accepted | 2025-09-05 | 2025-09-30 | 2026-09-30 | Solar Panels | SEG Solar | SEG-430-BTD-BG |  | 0.43 | 4 | 277 | 30 |  | Fixed | Roof
NJADRE1560541376 | Administratively Determined Incentive Program | Cape May | 8204 | 6.45 | Residential | Behind the Meter | No | Green Power Energy, LLC | AC Electric |  | Accepted | 2025-09-05 | 2025-09-30 | 2026-09-30 | Inverters | Enphase | IQ8MC-72-M-US [240V] | 320 |  | 15 |  |  | 0.98 |  | Outside
NJADRE1560541376 | Administratively Determined Incentive Program | Cape May | 8204 | 6.45 | Residential | Behind the Meter | No | Green Power Energy, LLC | AC Electric |  | Accepted | 2025-09-05 | 2025-09-30 | 2026-09-30 | Solar Panels | SEG Solar | SEG-430-BTD-BG |  | 0.43 | 4 | 277 | 25 |  | Fixed | Roof
NJADRE1560541383 | Administratively Determined Incentive Program | Cherry Hill Township | 8003 | 16.4 | Residential | Behind the Meter | No | Tesla Energy Operations, Inc. | PSE&G |  | Accepted | 2025-09-05 | 2025-09-30 | 2026-09-30 | Inverters | Tesla | 3.8 kW Tesla Inc 1538000-XX-Y | 3800 |  | 1 |  |  | 0.98 |  | Outdoor
NJADRE1560541383 | Administratively Determined Incentive Program | Cherry Hill Township | 8003 | 16.4 | Residential | Behind the Meter | No | Tesla Energy Operations, Inc. | PSE&G |  | Accepted | 2025-09-05 | 2025-09-30 | 2026-09-30 | Solar Panels | Hanwha | Q.PEAK DUO BLK ML-G10+/TS 410 |  | 0.41 | 9 | 94 | 23 |  | Fixed | Roof
NJADRE1560541383 | Administratively Determined Incentive Program | Cherry Hill Township | 8003 | 16.4 | Residential | Behind the Meter | No | Tesla Energy Operations, Inc. | PSE&G |  | Accepted | 2025-09-05 | 2025-09-30 | 2026-09-30 | Inverters | Tesla | 1707000-XX-Y 11.5 kW | 11500 |  | 1 |  |  | 0.98 |  | Outdoor
NJADRE1560541383 | Administratively Determined Incentive Program | Cherry Hill Township | 8003 | 16.4 | Residential | Behind the Meter | No | Tesla Energy Operations, Inc. | PSE&G |  | Accepted | 2025-09-05 | 2025-09-30 | 2026-09-30 | Solar Panels | Hanwha | Q.PEAK DUO BLK ML-G10+/TS 410 |  | 0.41 | 13 | 274 | 23 |  | Fixed | Roof
NJADRE1560541383 | Administratively Determined Incentive Program | Cherry Hill Township | 8003 | 16.4 | Residential | Behind the Meter | No | Tesla Energy Operations, Inc. | PSE&G |  | Accepted | 2025-09-05 | 2025-09-30 | 2026-09-30 | Solar Panels | Hanwha | Q.PEAK DUO BLK ML-G10+/TS 410 |  | 0.41 | 14 | 94 | 16 |  | Fixed | Roof
NJADRE1560541383 | Administratively Determined Incentive Program | Cherry Hill Township | 8003 | 16.4 | Residential | Behind the Meter | No | Tesla Energy Operations, Inc. | PSE&G |  | Accepted | 2025-09-05 | 2025-09-30 | 2026-09-30 | Solar Panels | Hanwha | Q.PEAK DUO BLK ML-G10+/TS 410 |  | 0.41 | 4 | 94 | 23 |  | Fixed | Roof
NJADRE1560541383 | Administratively Determined Incentive Program | Cherry Hill Township | 8003 | 16.4 | Residential | Behind the Meter | No | Tesla Energy Operations, Inc. | PSE&G |  | Accepted | 2025-09-05 | 2025-09-30 | 2026-09-30 | Electric Storage Battery | Tesla | Powerwall 3 |  |  | 1 |  |  |  | Lithium Ion |  | OUTSIDE
NJADRE1560541385 | Administratively Determined Incentive Program | Hillside | 7205 | 18.45 | Residential | Behind the Meter | No | Freedom Forever New Jersey LLC | PSE&G |  | Accepted | 2025-09-05 | 2025-09-30 | 2026-09-30 | Inverters | Solar Edge | SE3800H-USRGM | 3800 |  | 1 |  |  | 0.99 |  | Outdoor
NJADRE1560541385 | Administratively Determined Incentive Program | Hillside | 7205 | 18.45 | Residential | Behind the Meter | No | Freedom Forever New Jersey LLC | PSE&G |  | Accepted | 2025-09-05 | 2025-09-30 | 2026-09-30 | Solar Panels | Hanwha | Q.PEAK DUO BLK ML-G10.C+ 410 |  | 0.41 | 3 | 94 | 23 |  | Fixed | Roof
NJADRE1560541385 | Administratively Determined Incentive Program | Hillside | 7205 | 18.45 | Residential | Behind the Meter | No | Freedom Forever New Jersey LLC | PSE&G |  | Accepted | 2025-09-05 | 2025-09-30 | 2026-09-30 | Solar Panels | Hanwha | Q.PEAK DUO BLK ML-G10.C+ 410 |  | 0.41 | 14 | 94 | 23 |  | Fixed | Roof
NJADRE1560541385 | Administratively Determined Incentive Program | Hillside | 7205 | 18.45 | Residential | Behind the Meter | No | Freedom Forever New Jersey LLC | PSE&G |  | Accepted | 2025-09-05 | 2025-09-30 | 2026-09-30 | Inverters | Solar Edge | SE10000H-USRGM | 10000 |  | 1 |  |  | 0.99 |  | Outdoor
NJADRE1560541385 | Administratively Determined Incentive Program | Hillside | 7205 | 18.45 | Residential | Behind the Meter | No | Freedom Forever New Jersey LLC | PSE&G |  | Accepted | 2025-09-05 | 2025-09-30 | 2026-09-30 | Solar Panels | Hanwha | Q.PEAK DUO BLK ML-G10.C+ 410 |  | 0.41 | 3 | 93 | 23 |  | Fixed | Roof
NJADRE1560541385 | Administratively Determined Incentive Program | Hillside | 7205 | 18.45 | Residential | Behind the Meter | No | Freedom Forever New Jersey LLC | PSE&G |  | Accepted | 2025-09-05 | 2025-09-30 | 2026-09-30 | Solar Panels | Hanwha | Q.PEAK DUO BLK ML-G10.C+ 410 |  | 0.41 | 25 | 274 | 23 |  | Fixed | Roof
NJADRE1560541393 | Administratively Determined Incentive Program | Forked River | 8731 | 8.6 | Residential | Behind the Meter | Yes | Solar Mite Solutions, LLC | JCP&L |  | Accepted | 2025-09-05 | 2025-09-30 | 2026-09-30 | Solar Panels | Jinko | JKM430N-54HL4-B |  | 0.43 | 18 | 183 | 36 |  | Fixed | Roof
NJADRE1560541393 | Administratively Determined Incentive Program | Forked River | 8731 | 8.6 | Residential | Behind the Meter | Yes | Solar Mite Solutions, LLC | JCP&L |  | Accepted | 2025-09-05 | 2025-09-30 | 2026-09-30 | Solar Panels | Jinko | JKM430N-54HL4-B |  | 0.43 | 2 | 183 | 36 |  | Fixed | Roof
NJADRE1560541393 | Administratively Determined Incentive Program | Forked River | 8731 | 8.6 | Residential | Behind the Meter | Yes | Solar Mite Solutions, LLC | JCP&L |  | Accepted | 2025-09-05 | 2025-09-30 | 2026-09-30 | Inverters | Enphase | IQ8PLUS-72-M-US | 290 |  | 20 |  |  | 0.98 |  | Outside
NJADRE1560541394 | Administratively Determined Incentive Program | Mystic Island | 8087 | 4.51 | Residential | Behind the Meter | Yes | Sunrun Installation Services, Inc. | AC Electric |  | Accepted | 2025-09-05 | 2025-09-30 | 2026-09-30 | Solar Panels | Elin Energy (Sirius PV) | ELNSM54M-HC-410 |  | 0.41 | 4 | 59 | 23 |  | Fixed | Roof
NJADRE1560541394 | Administratively Determined Incentive Program | Mystic Island | 8087 | 4.51 | Residential | Behind the Meter | Yes | Sunrun Installation Services, Inc. | AC Electric |  | Accepted | 2025-09-05 | 2025-09-30 | 2026-09-30 | Inverters | SolarEdge Technologies | SE3800H-USMN | 3800 |  | 1 |  |  | 0.99 |  | Outdoor
NJADRE1560541394 | Administratively Determined Incentive Program | Mystic Island | 8087 | 4.51 | Residential | Behind the Meter | Yes | Sunrun Installation Services, Inc. | AC Electric |  | Accepted | 2025-09-05 | 2025-09-30 | 2026-09-30 | Solar Panels | Elin Energy (Sirius PV) | ELNSM54M-HC-410 |  | 0.41 | 7 | 238 | 23 |  | Fixed | Roof
NJADRE1560541401 | Administratively Determined Incentive Program | Perth Amboy City | 8861 | 6.02 | Residential | Behind the Meter | Yes | Integrity Solar & Home Solutions, LLC | PSE&G |  | Accepted | 2025-09-05 | 2025-09-30 | 2026-09-30 | Solar Panels | JINKO | JKM430N-54HL4-B |  | 0.43 | 4 | 189 | 23 |  | Fixed | Roof
NJADRE1560541401 | Administratively Determined Incentive Program | Perth Amboy City | 8861 | 6.02 | Residential | Behind the Meter | Yes | Integrity Solar & Home Solutions, LLC | PSE&G |  | Accepted | 2025-09-05 | 2025-09-30 | 2026-09-30 | Solar Panels | JINKO | JKM430N-54HL4-B |  | 0.43 | 3 | 190 | 37 |  | Fixed | Roof
NJADRE1560541401 | Administratively Determined Incentive Program | Perth Amboy City | 8861 | 6.02 | Residential | Behind the Meter | Yes | Integrity Solar & Home Solutions, LLC | PSE&G |  | Accepted | 2025-09-05 | 2025-09-30 | 2026-09-30 | Solar Panels | JINKO | JKM430N-54HL4-B |  | 0.43 | 4 | 9 | 23 |  | Fixed | Roof
NJADRE1560541401 | Administratively Determined Incentive Program | Perth Amboy City | 8861 | 6.02 | Residential | Behind the Meter | Yes | Integrity Solar & Home Solutions, LLC | PSE&G |  | Accepted | 2025-09-05 | 2025-09-30 | 2026-09-30 | Inverters | ENPHASE | IQ8+ | 290 |  | 14 |  |  | 0.98 |  | Other | UNDER EACH PANEL
NJADRE1560541401 | Administratively Determined Incentive Program | Perth Amboy City | 8861 | 6.02 | Residential | Behind the Meter | Yes | Integrity Solar & Home Solutions, LLC | PSE&G |  | Accepted | 2025-09-05 | 2025-09-30 | 2026-09-30 | Solar Panels | JINKO | JKM430N-54HL4-B |  | 0.43 | 3 | 10 | 37 |  | Fixed | Roof
NJADRE1560541430 | Administratively Determined Incentive Program | Somerdale | 8083 | 13.94 | Residential | Behind the Meter | Yes | Freedom Forever New Jersey, LLC | PSE&G |  | Accepted | 2025-09-05 | 2025-09-30 | 2026-09-30 | Solar Panels | Hanwha | Q.PEAK DUO BLK ML-G10.C+ 410 |  | 0.41 | 18 | 55 | 23 |  | Fixed | Roof
NJADRE1560541430 | Administratively Determined Incentive Program | Somerdale | 8083 | 13.94 | Residential | Behind the Meter | Yes | Freedom Forever New Jersey, LLC | PSE&G |  | Accepted | 2025-09-05 | 2025-09-30 | 2026-09-30 | Inverters | Solar Edge | SE10000H-US | 10000 |  | 1 |  |  | 0.99 |  | Outdoor
NJADRE1560541430 | Administratively Determined Incentive Program | Somerdale | 8083 | 13.94 | Residential | Behind the Meter | Yes | Freedom Forever New Jersey, LLC | PSE&G |  | Accepted | 2025-09-05 | 2025-09-30 | 2026-09-30 | Solar Panels | Hanwha | Q.PEAK DUO BLK ML-G10.C+ 410 |  | 0.41 | 16 | 235 | 23 |  | Fixed | Roof
NJADRE1560541437 | Administratively Determined Incentive Program | Flemington | 8822 | 12.04 | Residential | Behind the Meter | No | Green Power Energy, LLC | JCP&L |  | Accepted | 2025-09-05 | 2025-09-30 | 2026-09-30 | Solar Panels | SEG Solar | SEG-430-BTD-BG |  | 0.43 | 18 | 176 | 26 |  | Fixed | Roof
NJADRE1560541437 | Administratively Determined Incentive Program | Flemington | 8822 | 12.04 | Residential | Behind the Meter | No | Green Power Energy, LLC | JCP&L |  | Accepted | 2025-09-05 | 2025-09-30 | 2026-09-30 | Inverters | Enphase | IQ8MC-72-M-US [240V] | 320 |  | 28 |  |  | 0.98 |  | Outside
NJADRE1560541437 | Administratively Determined Incentive Program | Flemington | 8822 | 12.04 | Residential | Behind the Meter | No | Green Power Energy, LLC | JCP&L |  | Accepted | 2025-09-05 | 2025-09-30 | 2026-09-30 | Solar Panels | SEG Solar | SEG-430-BTD-BG |  | 0.43 | 10 | 176 | 27 |  | Fixed | Roof
NJADRE1560541438 | Administratively Determined Incentive Program | Sweetwater | 8037 | 10.25 | Residential | Behind the Meter | Yes | Sunrun Installation Services, Inc. | AC Electric |  | Accepted | 2025-09-05 | 2025-09-30 | 2026-09-30 | Solar Panels | Elin Energy (Sirius PV) | ELNSM54M-HC-410 |  | 0.41 | 4 | 208 | 30 |  | Fixed | Roof
NJADRE1560541438 | Administratively Determined Incentive Program | Sweetwater | 8037 | 10.25 | Residential | Behind the Meter | Yes | Sunrun Installation Services, Inc. | AC Electric |  | Accepted | 2025-09-05 | 2025-09-30 | 2026-09-30 | Inverters | SolarEdge Technologies | SE7600H-USMN | 7600 |  | 1 |  |  | 0.99 |  | Outdoor
NJADRE1560541438 | Administratively Determined Incentive Program | Sweetwater | 8037 | 10.25 | Residential | Behind the Meter | Yes | Sunrun Installation Services, Inc. | AC Electric |  | Accepted | 2025-09-05 | 2025-09-30 | 2026-09-30 | Solar Panels | Elin Energy (Sirius PV) | ELNSM54M-HC-410 |  | 0.41 | 6 | 119 | 30 |  | Fixed | Roof
NJADRE1560541438 | Administratively Determined Incentive Program | Sweetwater | 8037 | 10.25 | Residential | Behind the Meter | Yes | Sunrun Installation Services, Inc. | AC Electric |  | Accepted | 2025-09-05 | 2025-09-30 | 2026-09-30 | Solar Panels | Elin Energy (Sirius PV) | ELNSM54M-HC-410 |  | 0.41 | 4 | 298 | 30 |  | Fixed | Roof
NJADRE1560541438 | Administratively Determined Incentive Program | Sweetwater | 8037 | 10.25 | Residential | Behind the Meter | Yes | Sunrun Installation Services, Inc. | AC Electric |  | Accepted | 2025-09-05 | 2025-09-30 | 2026-09-30 | Solar Panels | Elin Energy (Sirius PV) | ELNSM54M-HC-410 |  | 0.41 | 6 | 299 | 18 |  | Fixed | Roof
NJADRE1560541438 | Administratively Determined Incentive Program | Sweetwater | 8037 | 10.25 | Residential | Behind the Meter | Yes | Sunrun Installation Services, Inc. | AC Electric |  | Accepted | 2025-09-05 | 2025-09-30 | 2026-09-30 | Solar Panels | Elin Energy (Sirius PV) | ELNSM54M-HC-410 |  | 0.41 | 5 | 119 | 18 |  | Fixed | Roof
NJADRE1560541444 | Administratively Determined Incentive Program | Clifton | 7013 | 9.43 | Residential | Behind the Meter | No | Tesla Energy Operations, Inc. | PSE&G |  | Accepted | 2025-09-05 | 2025-09-30 | 2026-09-30 | Solar Panels | Hanwha | Q.PEAK DUO BLK ML-G10+/TS 410 |  | 0.41 | 3 | 284 | 23 |  | Fixed | Roof
NJADRE1560541444 | Administratively Determined Incentive Program | Clifton | 7013 | 9.43 | Residential | Behind the Meter | No | Tesla Energy Operations, Inc. | PSE&G |  | Accepted | 2025-09-05 | 2025-09-30 | 2026-09-30 | Solar Panels | Hanwha | Q.PEAK DUO BLK ML-G10+/TS 410 |  | 0.41 | 6 | 194 | 16 |  | Fixed | Roof
NJADRE1560541444 | Administratively Determined Incentive Program | Clifton | 7013 | 9.43 | Residential | Behind the Meter | No | Tesla Energy Operations, Inc. | PSE&G |  | Accepted | 2025-09-05 | 2025-09-30 | 2026-09-30 | Solar Panels | Hanwha | Q.PEAK DUO BLK ML-G10+/TS 410 |  | 0.41 | 11 | 104 | 23 |  | Fixed | Roof
NJADRE1560541444 | Administratively Determined Incentive Program | Clifton | 7013 | 9.43 | Residential | Behind the Meter | No | Tesla Energy Operations, Inc. | PSE&G |  | Accepted | 2025-09-05 | 2025-09-30 | 2026-09-30 | Solar Panels | Hanwha | Q.PEAK DUO BLK ML-G10+/TS 410 |  | 0.41 | 3 | 194 | 23 |  | Fixed | Roof
NJADRE1560541444 | Administratively Determined Incentive Program | Clifton | 7013 | 9.43 | Residential | Behind the Meter | No | Tesla Energy Operations, Inc. | PSE&G |  | Accepted | 2025-09-05 | 2025-09-30 | 2026-09-30 | Inverters | Tesla | 7.6 kW Tesla Inc 1538000-XX-Y | 7600 |  | 1 |  |  | 0.98 |  | Outdoor
NJADRE1560543513 | Administratively Determined Incentive Program | Bayonne | 7002 | 3.32 | Residential | Behind the Meter | Yes | Fusion Solar Energy, LLC | PSE&G |  | Accepted | 2025-09-06 | 2025-09-30 | 2026-09-30 | Solar Panels | QCELLS | Q.PEAK DUO BLK ML-G10.C+ 415 |  | 0.415 | 8 | 122 | 45 |  | Fixed | Roof
NJADRE1560543513 | Administratively Determined Incentive Program | Bayonne | 7002 | 3.32 | Residential | Behind the Meter | Yes | Fusion Solar Energy, LLC | PSE&G |  | Accepted | 2025-09-06 | 2025-09-30 | 2026-09-30 | Inverters | ENPHASE | IQ8HC-72-M-DOM-US | 380 |  | 8 |  |  | 0.97 |  | Outside | Roof
NJADRE1560545057 | Administratively Determined Incentive Program | South Brunswick Twp | 8852 | 14.52 | Residential | Behind the Meter | No | Over the Top Solar Solutions, LLC | PSE&G |  | Accepted | 2025-09-07 | 2025-09-30 | 2026-09-30 | Inverters | ENPHASE | IQ8A-72-2-US | 349 |  | 33 |  |  | 0.977 |  | Outside
NJADRE1560545057 | Administratively Determined Incentive Program | South Brunswick Twp | 8852 | 14.52 | Residential | Behind the Meter | No | Over the Top Solar Solutions, LLC | PSE&G |  | Accepted | 2025-09-07 | 2025-09-30 | 2026-09-30 | Solar Panels | SILFAB SOLAR | SIL-440QD |  | 0.44 | 10 | 76 | 34 |  | Fixed | Roof
NJADRE1560545057 | Administratively Determined Incentive Program | South Brunswick Twp | 8852 | 14.52 | Residential | Behind the Meter | No | Over the Top Solar Solutions, LLC | PSE&G |  | Accepted | 2025-09-07 | 2025-09-30 | 2026-09-30 | Solar Panels | SILFAB SOLAR | SIL-440QD |  | 0.44 | 12 | 166 | 40 |  | Fixed | Roof
NJADRE1560545057 | Administratively Determined Incentive Program | South Brunswick Twp | 8852 | 14.52 | Residential | Behind the Meter | No | Over the Top Solar Solutions, LLC | PSE&G |  | Accepted | 2025-09-07 | 2025-09-30 | 2026-09-30 | Solar Panels | SILFAB SOLAR | SIL-440QD |  | 0.44 | 11 | 76 | 34 |  | Fixed | Roof
NJADRE1560545151 | Administratively Determined Incentive Program | South Brunswick Twp | 8540 | 14.08 | Residential | Behind the Meter | No | Over the Top Solar Solutions, LLC | PSE&G |  | Accepted | 2025-09-07 | 2025-09-30 | 2026-09-30 | Solar Panels | SILFAB SOLAR | SIL-440QD |  | 0.44 | 7 | 145 | 40 |  | Fixed | Roof
NJADRE1560545151 | Administratively Determined Incentive Program | South Brunswick Twp | 8540 | 14.08 | Residential | Behind the Meter | No | Over the Top Solar Solutions, LLC | PSE&G |  | Accepted | 2025-09-07 | 2025-09-30 | 2026-09-30 | Solar Panels | SILFAB SOLAR | SIL-440QD |  | 0.44 | 6 | 235 | 35 |  | Fixed | Roof
NJADRE1560545151 | Administratively Determined Incentive Program | South Brunswick Twp | 8540 | 14.08 | Residential | Behind the Meter | No | Over the Top Solar Solutions, LLC | PSE&G |  | Accepted | 2025-09-07 | 2025-09-30 | 2026-09-30 | Inverters | ENPHASE | IQ8A-72-2-US | 349 |  | 32 |  |  | 0.977 |  | Outside
NJADRE1560545151 | Administratively Determined Incentive Program | South Brunswick Twp | 8540 | 14.08 | Residential | Behind the Meter | No | Over the Top Solar Solutions, LLC | PSE&G |  | Accepted | 2025-09-07 | 2025-09-30 | 2026-09-30 | Solar Panels | SILFAB SOLAR | SIL-440QD |  | 0.44 | 9 | 235 | 35 |  | Fixed | Roof
NJADRE1560545151 | Administratively Determined Incentive Program | South Brunswick Twp | 8540 | 14.08 | Residential | Behind the Meter | No | Over the Top Solar Solutions, LLC | PSE&G |  | Accepted | 2025-09-07 | 2025-09-30 | 2026-09-30 | Solar Panels | SILFAB SOLAR | SIL-440QD |  | 0.44 | 10 | 235 | 35 |  | Fixed | Roof
NJADRE1560545160 | Administratively Determined Incentive Program | West Windsor Twp | 8512 | 7.04 | Residential | Behind the Meter | No | Over the Top Solar Solutions, LLC | PSE&G |  | Accepted | 2025-09-07 | 2025-09-30 | 2026-09-30 | Solar Panels | SILFAB SOLAR | SIL-440QD |  | 0.44 | 14 | 213 | 30 |  | Fixed | Roof
NJADRE1560545160 | Administratively Determined Incentive Program | West Windsor Twp | 8512 | 7.04 | Residential | Behind the Meter | No | Over the Top Solar Solutions, LLC | PSE&G |  | Accepted | 2025-09-07 | 2025-09-30 | 2026-09-30 | Solar Panels | SILFAB SOLAR | SIL-440QD |  | 0.44 | 2 | 213 | 30 |  | Fixed | Roof
NJADRE1560545160 | Administratively Determined Incentive Program | West Windsor Twp | 8512 | 7.04 | Residential | Behind the Meter | No | Over the Top Solar Solutions, LLC | PSE&G |  | Accepted | 2025-09-07 | 2025-09-30 | 2026-09-30 | Inverters | ENPHASE | IQ8A-72-2-US | 349 |  | 16 |  |  | 0.977 |  | Outside
NJADRE1560545293 | Administratively Determined Incentive Program | Washington Twp | 8691 | 12.15 | Residential | Behind the Meter | No | Over the Top Solar Solutions, LLC | PSE&G |  | Accepted | 2025-09-07 | 2025-09-30 | 2026-09-30 | Inverters | ENPHASE | IQ8A-72-2-US | 349 |  | 27 |  |  | 0.977 |  | Outside
NJADRE1560545293 | Administratively Determined Incentive Program | Washington Twp | 8691 | 12.15 | Residential | Behind the Meter | No | Over the Top Solar Solutions, LLC | PSE&G |  | Accepted | 2025-09-07 | 2025-09-30 | 2026-09-30 | Solar Panels | CANADIAN SOLAR | CS6.1-54TM-450H |  | 0.45 | 13 | 209 | 33 |  | Fixed | Roof
NJADRE1560545293 | Administratively Determined Incentive Program | Washington Twp | 8691 | 12.15 | Residential | Behind the Meter | No | Over the Top Solar Solutions, LLC | PSE&G |  | Accepted | 2025-09-07 | 2025-09-30 | 2026-09-30 | Solar Panels | CANADIAN SOLAR | CS6.1-54TM-450H |  | 0.45 | 9 | 209 | 33 |  | Fixed | Roof
NJADRE1560545293 | Administratively Determined Incentive Program | Washington Twp | 8691 | 12.15 | Residential | Behind the Meter | No | Over the Top Solar Solutions, LLC | PSE&G |  | Accepted | 2025-09-07 | 2025-09-30 | 2026-09-30 | Solar Panels | CANADIAN SOLAR | CS6.1-54TM-450H |  | 0.45 | 5 | 119 | 33 |  | Fixed | Roof
NJADRE1560545300 | Administratively Determined Incentive Program | South Brunswick Twp | 8540 | 12.32 | Residential | Behind the Meter | No | Over the Top Solar Solutions, LLC | PSE&G |  | Accepted | 2025-09-07 | 2025-09-30 | 2026-09-30 | Solar Panels | SILFAB SOLAR | SIL-440QD |  | 0.44 | 5 | 124 | 39 |  | Fixed | Roof
NJADRE1560545300 | Administratively Determined Incentive Program | South Brunswick Twp | 8540 | 12.32 | Residential | Behind the Meter | No | Over the Top Solar Solutions, LLC | PSE&G |  | Accepted | 2025-09-07 | 2025-09-30 | 2026-09-30 | Inverters | ENPHASE | IQ8A-72-2-US | 349 |  | 28 |  |  | 0.977 |  | Outside
NJADRE1560545300 | Administratively Determined Incentive Program | South Brunswick Twp | 8540 | 12.32 | Residential | Behind the Meter | No | Over the Top Solar Solutions, LLC | PSE&G |  | Accepted | 2025-09-07 | 2025-09-30 | 2026-09-30 | Solar Panels | SILFAB SOLAR | SIL-440QD |  | 0.44 | 12 | 124 | 39 |  | Fixed | Roof
NJADRE1560545300 | Administratively Determined Incentive Program | South Brunswick Twp | 8540 | 12.32 | Residential | Behind the Meter | No | Over the Top Solar Solutions, LLC | PSE&G |  | Accepted | 2025-09-07 | 2025-09-30 | 2026-09-30 | Solar Panels | SILFAB SOLAR | SIL-440QD |  | 0.44 | 11 | 214 | 39 |  | Fixed | Roof
NJADRE1560545307 | Administratively Determined Incentive Program | Edison Twp | 8820 | 9.79 | Residential | Behind the Meter | No | Over the Top Solar Solutions, LLC | PSE&G |  | Accepted | 2025-09-07 | 2025-09-30 | 2026-09-30 | Solar Panels | CANADIAN SOLAR | CS6.2-48TM 445W |  | 0.445 | 14 | 177 | 22 |  | Fixed | Roof
NJADRE1560545307 | Administratively Determined Incentive Program | Edison Twp | 8820 | 9.79 | Residential | Behind the Meter | No | Over the Top Solar Solutions, LLC | PSE&G |  | Accepted | 2025-09-07 | 2025-09-30 | 2026-09-30 | Solar Panels | CANADIAN SOLAR | CS6.2-48TM 445W |  | 0.445 | 8 | 357 | 22 |  | Fixed | Roof
NJADRE1560545307 | Administratively Determined Incentive Program | Edison Twp | 8820 | 9.79 | Residential | Behind the Meter | No | Over the Top Solar Solutions, LLC | PSE&G |  | Accepted | 2025-09-07 | 2025-09-30 | 2026-09-30 | Inverters | ENPHASE | IQ8A-72-M-US | 349 |  | 22 |  |  | 0.977 |  | Outside
NJADRE1560545479 | Administratively Determined Incentive Program | Cream Ridge | 8514 | 11.88 | Residential | Behind the Meter | No | Supreme Solar Services, LLC | JCP&L |  | Accepted | 2025-09-07 | 2025-09-30 | 2026-09-30 | Inverters | Enphase | IQ8AC's | 349 |  | 27 |  |  | 0.98 |  | Outside
NJADRE1560545479 | Administratively Determined Incentive Program | Cream Ridge | 8514 | 11.88 | Residential | Behind the Meter | No | Supreme Solar Services, LLC | JCP&L |  | Accepted | 2025-09-07 | 2025-09-30 | 2026-09-30 | Solar Panels | Phono Solar | PS440M8GFH-18/VNHB |  | 0.44 | 6 | 177 | 24 |  | Fixed | Roof
NJADRE1560545479 | Administratively Determined Incentive Program | Cream Ridge | 8514 | 11.88 | Residential | Behind the Meter | No | Supreme Solar Services, LLC | JCP&L |  | Accepted | 2025-09-07 | 2025-09-30 | 2026-09-30 | Solar Panels | Phono Solar | PS440M8GFH-18/VNHB |  | 0.44 | 9 | 177 | 24 |  | Fixed | Roof
NJADRE1560545479 | Administratively Determined Incentive Program | Cream Ridge | 8514 | 11.88 | Residential | Behind the Meter | No | Supreme Solar Services, LLC | JCP&L |  | Accepted | 2025-09-07 | 2025-09-30 | 2026-09-30 | Solar Panels | Phono Solar | PS440M8GFH-18/VNHB |  | 0.44 | 12 | 177 | 18 |  | Fixed | Roof
NJADRE1560546892 | Administratively Determined Incentive Program | Old Bridge | 8857 | 14.08 | Residential | Behind the Meter | No | PV4U, LLC | JCP&L |  | Accepted | 2025-09-08 | 2025-09-08 | 2026-09-08 | Solar Panels | axitech | 440TGBL |  | 0.44 | 3 | 113 | 28 |  | Fixed | Roof
NJADRE1560546892 | Administratively Determined Incentive Program | Old Bridge | 8857 | 14.08 | Residential | Behind the Meter | No | PV4U, LLC | JCP&L |  | Accepted | 2025-09-08 | 2025-09-08 | 2026-09-08 | Solar Panels | axitech | 440TGBL |  | 0.44 | 8 | 113 | 26 |  | Fixed | Roof
NJADRE1560546892 | Administratively Determined Incentive Program | Old Bridge | 8857 | 14.08 | Residential | Behind the Meter | No | PV4U, LLC | JCP&L |  | Accepted | 2025-09-08 | 2025-09-08 | 2026-09-08 | Solar Panels | axitech | 440TGBL |  | 0.44 | 12 | 23 | 26 |  | Fixed | Roof
NJADRE1560546892 | Administratively Determined Incentive Program | Old Bridge | 8857 | 14.08 | Residential | Behind the Meter | No | PV4U, LLC | JCP&L |  | Accepted | 2025-09-08 | 2025-09-08 | 2026-09-08 | Solar Panels | axitech | 440TGBL |  | 0.44 | 9 | 203 | 28 |  | Fixed | Roof
NJADRE1560546892 | Administratively Determined Incentive Program | Old Bridge | 8857 | 14.08 | Residential | Behind the Meter | No | PV4U, LLC | JCP&L |  | Accepted | 2025-09-08 | 2025-09-08 | 2026-09-08 | Inverters | Enphase | IQ8PLUS-72-2-US | 290 |  | 32 |  |  | 0.98 |  | Outdoor