NJADRE1559263050 | Administratively Determined Incentive Program | GLOUCESTER TOWNSHIP | 8029 | 5.6 | Residential | Behind the Meter | No | Freedom Forever New Jersey, LLC | PSE&G |  | Accepted | 2025-03-11 | 2025-03-31 | 2026-03-31 | Solar Panels | Freedom Forever | FF-MP-BBB-400 |  | 0.4 | 9 | 254 | 39 |  | Fixed | Roof
NJADRE1559263052 | Administratively Determined Incentive Program | Cherry Hill | 8003 | 10.32 | Residential | Behind the Meter | Yes | PosiGen Developer, LLC | PSE&G |  | Accepted | 2025-03-06 | 2025-03-25 | 2026-03-25 | Solar Panels | Silfab Solar | SIL-430QD |  | 0.43 | 9 | 52 | 18 |  | Fixed | Roof
NJADRE1559263052 | Administratively Determined Incentive Program | Cherry Hill | 8003 | 10.32 | Residential | Behind the Meter | Yes | PosiGen Developer, LLC | PSE&G |  | Accepted | 2025-03-06 | 2025-03-25 | 2026-03-25 | Inverters | SolarEdge | SE 10000 H-US | 10000 |  | 1 |  |  | 0.99 |  | Outside | Within ten feet of meter
NJADRE1559263052 | Administratively Determined Incentive Program | Cherry Hill | 8003 | 10.32 | Residential | Behind the Meter | Yes | PosiGen Developer, LLC | PSE&G |  | Accepted | 2025-03-06 | 2025-03-25 | 2026-03-25 | Solar Panels | Silfab Solar | SIL-430QD |  | 0.43 | 15 | 52 | 18 |  | Fixed | Roof
NJADRE1559263054 | Administratively Determined Incentive Program | Elmwood Park | 7407 | 5.74 | Residential | Behind the Meter | Yes | Sunrun Installation Services, Inc. | PSE&G |  | Accepted | 2025-03-06 | 2025-03-25 | 2026-03-25 | Solar Panels | Hanwha Q Cells | Q.PEAK DUO BLK ML-G10+ 410 |  | 0.41 | 14 | 160 | 25 |  | Fixed | Roof
NJADRE1559263054 | Administratively Determined Incentive Program | Elmwood Park | 7407 | 5.74 | Residential | Behind the Meter | Yes | Sunrun Installation Services, Inc. | PSE&G |  | Accepted | 2025-03-06 | 2025-03-25 | 2026-03-25 | Electric Storage Battery | Tesla | Powerwall 3 1707000-xx-y |  |  | 1 |  |  |  | Lithium Ion |  | OUTSIDE
NJADRE1559263054 | Administratively Determined Incentive Program | Elmwood Park | 7407 | 5.74 | Residential | Behind the Meter | Yes | Sunrun Installation Services, Inc. | PSE&G |  | Accepted | 2025-03-06 | 2025-03-25 | 2026-03-25 | Inverters | Tesla | Powerwall 3 1707000-xx-y | 11500 |  | 1 |  |  | 0.97 |  | Outdoor
NJADRE1559263058 | Administratively Determined Incentive Program | Union City | 7087 | 4.51 | Residential | Behind the Meter | Yes | Pro Custom Solar dba Momentum Solar | PSE&G |  | Accepted | 2025-03-06 | 2025-03-25 | 2026-03-25 | Inverters | ENPHASE | IQ8HC-72-M-DOM-US | 380 |  | 11 |  |  | 0.97 |  | Outdoor
NJADRE1559263058 | Administratively Determined Incentive Program | Union City | 7087 | 4.51 | Residential | Behind the Meter | Yes | Pro Custom Solar dba Momentum Solar | PSE&G |  | Accepted | 2025-03-06 | 2025-03-25 | 2026-03-25 | Solar Panels | HANWHA | Q.PEAK DUO BLK ML-G10+ 410 |  | 0.41 | 11 | 295 | 4 |  | Fixed | Roof
NJADRE1559263687 | Administratively Determined Incentive Program | Lakewood | 8701 | 11.48 | Residential | Behind the Meter | Yes | GenSun Roofing and Solar, LLC | JCP&L |  | Accepted | 2025-03-06 | 2025-03-25 | 2026-03-25 | Inverters | SOLAREDGE | SE10000H-US | 10000 |  | 1 |  |  | 0.99 |  | Outdoor
NJADRE1559263687 | Administratively Determined Incentive Program | Lakewood | 8701 | 11.48 | Residential | Behind the Meter | Yes | GenSun Roofing and Solar, LLC | JCP&L |  | Accepted | 2025-03-06 | 2025-03-25 | 2026-03-25 | Solar Panels | JINKO SOLAR | JKM425N-54HL4-V |  | 0.425 | 27 | 186 | 24 |  | Fixed | Roof
NJADRE1559264225 | Administratively Determined Incentive Program | Woodbridge | 7095 | 7.6 | Residential | Behind the Meter | Yes | Sunrun Installation Services, Inc. | PSE&G |  | Accepted | 2025-03-06 | 2025-03-25 | 2026-03-25 | Solar Panels | Hanwha Q Cells | Q.PEAK DUO BLK ML-G10+/T 400 |  | 0.4 | 19 | 273 | 34 |  | Fixed | Roof
NJADRE1559264225 | Administratively Determined Incentive Program | Woodbridge | 7095 | 7.6 | Residential | Behind the Meter | Yes | Sunrun Installation Services, Inc. | PSE&G |  | Accepted | 2025-03-06 | 2025-03-25 | 2026-03-25 | Electric Storage Battery | Tesla | Powerwall 3 1707000-xx-y |  |  | 1 |  |  |  | Lithium Ion |  | OUTSIDE
NJADRE1559264225 | Administratively Determined Incentive Program | Woodbridge | 7095 | 7.6 | Residential | Behind the Meter | Yes | Sunrun Installation Services, Inc. | PSE&G |  | Accepted | 2025-03-06 | 2025-03-25 | 2026-03-25 | Inverters | Tesla | Powerwall 3 1707000-xx-y | 11500 |  | 1 |  |  | 0.97 |  | Outdoor
NJADRE1559264426 | Administratively Determined Incentive Program | Ocean View | 8230 | 9.43 | Residential | Behind the Meter | No | Trinity Solar, LLC | AC Electric |  | Accepted | 2025-03-06 | 2025-03-25 | 2026-03-25 | Solar Panels | HANWHA | (Q.PEAK DUO BLK ML-G10+ 410) |  | 0.41 | 17 | 228 | 23 |  | Fixed | Roof
NJADRE1559264426 | Administratively Determined Incentive Program | Ocean View | 8230 | 9.43 | Residential | Behind the Meter | No | Trinity Solar, LLC | AC Electric |  | Accepted | 2025-03-06 | 2025-03-25 | 2026-03-25 | Solar Panels | HANWHA | (Q.PEAK DUO BLK ML-G10+ 410) |  | 0.41 | 6 | 228 | 23 |  | Fixed | Roof
NJADRE1559264426 | Administratively Determined Incentive Program | Ocean View | 8230 | 9.43 | Residential | Behind the Meter | No | Trinity Solar, LLC | AC Electric |  | Accepted | 2025-03-06 | 2025-03-25 | 2026-03-25 | Inverters | Tesla | TESLA 7.6kW (1538000-XX-Y) | 7600 |  | 1 |  |  | 0.97 |  | Outdoor
NJADRE1559264842 | Administratively Determined Incentive Program | CLAYTON | 8312 | 7.65 | Residential | Behind the Meter | Yes | Velocity Energy & Home Solutions, Inc. | AC Electric |  | Accepted | 2025-03-06 | 2025-03-26 | 2026-03-26 | Inverters | enphase | iq8plus | 290 |  | 18 |  |  | 0.99 |  | Other | behind panels
NJADRE1559264842 | Administratively Determined Incentive Program | CLAYTON | 8312 | 7.65 | Residential | Behind the Meter | Yes | Velocity Energy & Home Solutions, Inc. | AC Electric |  | Accepted | 2025-03-06 | 2025-03-26 | 2026-03-26 | Solar Panels | TRINA | 425w |  | 0.425 | 18 | 172 | 31 |  | Fixed | Roof
NJADRE1559265031 | Administratively Determined Incentive Program | Kearny | 7032 | 6.89 | Residential | Behind the Meter | Yes | Freedom Forever New Jersey, LLC | PSE&G |  | Accepted | 2025-03-06 | 2025-03-26 | 2026-03-26 | Inverters | Solar Edge | USE5700H-USMNBL75 | 5700 |  | 1 |  |  | 0.99 |  | Outside
NJADRE1559265031 | Administratively Determined Incentive Program | Kearny | 7032 | 6.89 | Residential | Behind the Meter | Yes | Freedom Forever New Jersey, LLC | PSE&G |  | Accepted | 2025-03-06 | 2025-03-26 | 2026-03-26 | Solar Panels | Trina | TSM-405NE09RC.05 |  | 0.405 | 3 | 297 | 27 |  | Fixed | Roof
NJADRE1559265031 | Administratively Determined Incentive Program | Kearny | 7032 | 6.89 | Residential | Behind the Meter | Yes | Freedom Forever New Jersey, LLC | PSE&G |  | Accepted | 2025-03-06 | 2025-03-26 | 2026-03-26 | Solar Panels | Trina | TSM-405NE09RC.05 |  | 0.405 | 2 | 24 | 27 |  | Fixed | Roof
NJADRE1559265031 | Administratively Determined Incentive Program | Kearny | 7032 | 6.89 | Residential | Behind the Meter | Yes | Freedom Forever New Jersey, LLC | PSE&G |  | Accepted | 2025-03-06 | 2025-03-26 | 2026-03-26 | Solar Panels | Trina | TSM-405NE09RC.05 |  | 0.405 | 10 | 117 | 27 |  | Fixed | Roof
NJADRE1559265031 | Administratively Determined Incentive Program | Kearny | 7032 | 6.89 | Residential | Behind the Meter | Yes | Freedom Forever New Jersey, LLC | PSE&G |  | Accepted | 2025-03-06 | 2025-03-26 | 2026-03-26 | Solar Panels | Trina | TSM-405NE09RC.05 |  | 0.405 | 2 | 207 | 24 |  | Fixed | Roof
NJADRE1559265097 | Administratively Determined Incentive Program | FREEHOLD | 7728 | 3.65 | Residential | Behind the Meter | Yes | Define Solar, LLC | JCP&L |  | Accepted | 2025-03-07 | 2025-03-27 | 2026-03-27 | Inverters | Enphase | IQ8PLUS-72-2-US | 290 |  | 9 |  |  | 0.976 |  | Outside | Under each pv panel
NJADRE1559265097 | Administratively Determined Incentive Program | FREEHOLD | 7728 | 3.65 | Residential | Behind the Meter | Yes | Define Solar, LLC | JCP&L |  | Accepted | 2025-03-07 | 2025-03-27 | 2026-03-27 | Solar Panels | Znshine | ZXM7-SH108 405 |  | 0.405 | 9 | 138 | 40 |  | Fixed | Roof
NJADRE1559265103 | Administratively Determined Incentive Program | Clayton | 8312 | 11.48 | Residential | Behind the Meter | Yes | Pro Custom Solar dba Momentum Solar | AC Electric |  | Accepted | 2025-03-06 | 2025-03-25 | 2026-03-25 | Solar Panels | HANWHA | Q.PEAK DUO BLK ML-G10+ 410 |  | 0.41 | 14 | 141 | 38 |  | Fixed | Roof
NJADRE1559265103 | Administratively Determined Incentive Program | Clayton | 8312 | 11.48 | Residential | Behind the Meter | Yes | Pro Custom Solar dba Momentum Solar | AC Electric |  | Accepted | 2025-03-06 | 2025-03-25 | 2026-03-25 | Inverters | ENPHASE | IQ8HC-72-M-DOM-US-208V | 380 |  | 28 |  |  | 0.97 |  | Outdoor
NJADRE1559265103 | Administratively Determined Incentive Program | Clayton | 8312 | 11.48 | Residential | Behind the Meter | Yes | Pro Custom Solar dba Momentum Solar | AC Electric |  | Accepted | 2025-03-06 | 2025-03-25 | 2026-03-25 | Solar Panels | HANWHA | Q.PEAK DUO BLK ML-G10+ 410 |  | 0.41 | 14 | 321 | 38 |  | Fixed | Roof
NJADRE1559265153 | Administratively Determined Incentive Program | Pennsville | 8070 | 3.69 | Residential | Behind the Meter | Yes | Trinity Solar, LLC | AC Electric |  | Accepted | 2025-03-06 | 2025-03-25 | 2026-03-25 | Solar Panels | HANWHA | (Q.PEAK DUO BLK ML-G10+ 410) |  | 0.41 | 9 | 42 | 40 |  | Fixed | Roof
NJADRE1559265153 | Administratively Determined Incentive Program | Pennsville | 8070 | 3.69 | Residential | Behind the Meter | Yes | Trinity Solar, LLC | AC Electric |  | Accepted | 2025-03-06 | 2025-03-25 | 2026-03-25 | Inverters | Solar Edge | USE3800H-USMNBL75 | 3800 |  | 1 |  |  | 0.97 |  | Outdoor
NJADRE1559265159 | Administratively Determined Incentive Program | Hamilton Township | 8610 | 6.56 | Residential | Behind the Meter | Yes | Trinity Solar, LLC | PSE&G |  | Accepted | 2025-03-06 | 2025-03-25 | 2026-03-25 | Solar Panels | HANWHA | Q.PEAK DUO BLK ML-G10+ 410 |  | 0.41 | 14 | 118 | 37 |  | Fixed | Roof
NJADRE1559265159 | Administratively Determined Incentive Program | Hamilton Township | 8610 | 6.56 | Residential | Behind the Meter | Yes | Trinity Solar, LLC | PSE&G |  | Accepted | 2025-03-06 | 2025-03-25 | 2026-03-25 | Inverters | Solar Edge | SE6000H-US | 6000 |  | 1 |  |  | 0.97 |  | Outside
NJADRE1559265159 | Administratively Determined Incentive Program | Hamilton Township | 8610 | 6.56 | Residential | Behind the Meter | Yes | Trinity Solar, LLC | PSE&G |  | Accepted | 2025-03-06 | 2025-03-25 | 2026-03-25 | Solar Panels | HANWHA | Q.PEAK DUO BLK ML-G10+ 410 |  | 0.41 | 2 | 208 | 14 |  | Fixed | Roof
NJADRE1559265195 | Administratively Determined Incentive Program | POINT PLEASANT BEACH | 8742 | 47.415 | Commercial | Behind the Meter | No | Whitman Construction, LLC | JCP&L |  | Accepted | 2025-06-18 | 2025-07-22 | 2026-07-22 | Solar Panels | JA SOLAR | JAM72S30-545/MR |  | 0.545 | 9 | 174 | 7 |  | Fixed | Roof
NJADRE1559265195 | Administratively Determined Incentive Program | POINT PLEASANT BEACH | 8742 | 47.415 | Commercial | Behind the Meter | No | Whitman Construction, LLC | JCP&L |  | Accepted | 2025-06-18 | 2025-07-22 | 2026-07-22 | Solar Panels | JA SOLAR | JAM72S30-545/MR |  | 0.545 | 9 | 174 | 4 |  | Fixed | Roof
NJADRE1559265195 | Administratively Determined Incentive Program | POINT PLEASANT BEACH | 8742 | 47.415 | Commercial | Behind the Meter | No | Whitman Construction, LLC | JCP&L |  | Accepted | 2025-06-18 | 2025-07-22 | 2026-07-22 | Solar Panels | JA SOLAR | JAM72S30-545/MR |  | 0.545 | 9 | 174 | 7 |  | Fixed | Roof
NJADRE1559265195 | Administratively Determined Incentive Program | POINT PLEASANT BEACH | 8742 | 47.415 | Commercial | Behind the Meter | No | Whitman Construction, LLC | JCP&L |  | Accepted | 2025-06-18 | 2025-07-22 | 2026-07-22 | Solar Panels | JA SOLAR | JAM72S30-545/MR |  | 0.545 | 6 | 174 | 7 |  | Fixed | Roof
NJADRE1559265195 | Administratively Determined Incentive Program | POINT PLEASANT BEACH | 8742 | 47.415 | Commercial | Behind the Meter | No | Whitman Construction, LLC | JCP&L |  | Accepted | 2025-06-18 | 2025-07-22 | 2026-07-22 | Solar Panels | JA SOLAR | JAM72S30-545/MR |  | 0.545 | 9 | 174 | 7 |  | Fixed | Roof
NJADRE1559265195 | Administratively Determined Incentive Program | POINT PLEASANT BEACH | 8742 | 47.415 | Commercial | Behind the Meter | No | Whitman Construction, LLC | JCP&L |  | Accepted | 2025-06-18 | 2025-07-22 | 2026-07-22 | Solar Panels | JA SOLAR | JAM72S30-545/MR |  | 0.545 | 9 | 174 | 7 |  | Fixed | Roof
NJADRE1559265195 | Administratively Determined Incentive Program | POINT PLEASANT BEACH | 8742 | 47.415 | Commercial | Behind the Meter | No | Whitman Construction, LLC | JCP&L |  | Accepted | 2025-06-18 | 2025-07-22 | 2026-07-22 | Solar Panels | JA SOLAR | JAM72S30-545/MR |  | 0.545 | 9 | 174 | 7 |  | Fixed | Roof
NJADRE1559265195 | Administratively Determined Incentive Program | POINT PLEASANT BEACH | 8742 | 47.415 | Commercial | Behind the Meter | No | Whitman Construction, LLC | JCP&L |  | Accepted | 2025-06-18 | 2025-07-22 | 2026-07-22 | Solar Panels | JA SOLAR | JAM72S30-545/MR |  | 0.545 | 9 | 174 | 7 |  | Fixed | Roof
NJADRE1559265195 | Administratively Determined Incentive Program | POINT PLEASANT BEACH | 8742 | 47.415 | Commercial | Behind the Meter | No | Whitman Construction, LLC | JCP&L |  | Accepted | 2025-06-18 | 2025-07-22 | 2026-07-22 | Solar Panels | JA SOLAR | JAM72S30-545/MR |  | 0.545 | 9 | 174 | 7 |  | Fixed | Roof
NJADRE1559265195 | Administratively Determined Incentive Program | POINT PLEASANT BEACH | 8742 | 47.415 | Commercial | Behind the Meter | No | Whitman Construction, LLC | JCP&L |  | Accepted | 2025-06-18 | 2025-07-22 | 2026-07-22 | Solar Panels | JA SOLAR | JAM72S30-545/MR |  | 0.545 | 9 | 174 | 7 |  | Fixed | Roof
NJADRE1559265195 | Administratively Determined Incentive Program | POINT PLEASANT BEACH | 8742 | 47.415 | Commercial | Behind the Meter | No | Whitman Construction, LLC | JCP&L |  | Accepted | 2025-06-18 | 2025-07-22 | 2026-07-22 | Inverters | ENPHASE | IQ8HC-72-M-US | 360 |  | 87 |  |  | 0.972 |  | Outdoor
NJADRE1559265209 | Administratively Determined Incentive Program | VILLAS | 8251 | 2.87 | Residential | Behind the Meter | Yes | Pro Custom Solar dba Momentum Solar | PSE&G |  | Accepted | 2025-03-06 | 2025-03-25 | 2026-03-25 | Solar Panels | Hanwha | Q.PEAK DUO BLK ML-G10+ 410 |  | 0.41 | 7 | 214 | 25 |  | Fixed | Roof
NJADRE1559265209 | Administratively Determined Incentive Program | VILLAS | 8251 | 2.87 | Residential | Behind the Meter | Yes | Pro Custom Solar dba Momentum Solar | PSE&G |  | Accepted | 2025-03-06 | 2025-03-25 | 2026-03-25 | Inverters | ENPHASE | IQ8HC-72-M-DOM-US | 380 |  | 7 |  |  | 0.97 |  | Outdoor
NJADRE1559265733 | Administratively Determined Incentive Program | SHORT HILLS | 7078 | 15.58 | Residential | Behind the Meter | No | Tesla Energy Operations, Inc. | JCP&L |  | Accepted | 2025-03-06 | 2025-03-25 | 2026-03-25 | Electric Storage Battery | Tesla | Powerwall 3 |  |  | 2 |  |  |  | Lithium Ion |  | Outside
NJADRE1559265733 | Administratively Determined Incentive Program | SHORT HILLS | 7078 | 15.58 | Residential | Behind the Meter | No | Tesla Energy Operations, Inc. | JCP&L |  | Accepted | 2025-03-06 | 2025-03-25 | 2026-03-25 | Solar Panels | Hanwha | Q.PEAK DUO BLK ML-G10.a+/TS 410 |  | 0.41 | 8 | 109 | 27 |  | Fixed | Roof
NJADRE1559265733 | Administratively Determined Incentive Program | SHORT HILLS | 7078 | 15.58 | Residential | Behind the Meter | No | Tesla Energy Operations, Inc. | JCP&L |  | Accepted | 2025-03-06 | 2025-03-25 | 2026-03-25 | Solar Panels | Hanwha | Q.PEAK DUO BLK ML-G10.a+/TS 410 |  | 0.41 | 18 | 199 | 25 |  | Fixed | Roof
NJADRE1559265733 | Administratively Determined Incentive Program | SHORT HILLS | 7078 | 15.58 | Residential | Behind the Meter | No | Tesla Energy Operations, Inc. | JCP&L |  | Accepted | 2025-03-06 | 2025-03-25 | 2026-03-25 | Inverters | Tesla | 1707000-XX-Y | 11500 |  | 2 |  |  | 0.98 |  | Outdoor
NJADRE1559265733 | Administratively Determined Incentive Program | SHORT HILLS | 7078 | 15.58 | Residential | Behind the Meter | No | Tesla Energy Operations, Inc. | JCP&L |  | Accepted | 2025-03-06 | 2025-03-25 | 2026-03-25 | Solar Panels | Hanwha | Q.PEAK DUO BLK ML-G10.a+/TS 410 |  | 0.41 | 12 | 289 | 27 |  | Fixed | Roof
NJADRE1559265734 | Administratively Determined Incentive Program | Clementon | 8021 | 7.74 | Residential | Behind the Meter | Yes | Team Sunshine Construction, LLC | AC Electric |  | Accepted | 2025-03-06 | 2025-03-27 | 2026-03-27 | Solar Panels | JINKO SOLAR | JKM430N-54HL4-B |  | 0.43 | 7 | 9 | 6 |  | Fixed | Roof
NJADRE1559265734 | Administratively Determined Incentive Program | Clementon | 8021 | 7.74 | Residential | Behind the Meter | Yes | Team Sunshine Construction, LLC | AC Electric |  | Accepted | 2025-03-06 | 2025-03-27 | 2026-03-27 | Inverters | ENPHASE | IQ8M-72-2-US | 325 |  | 18 |  |  | 0.98 |  | Outdoor
NJADRE1559265734 | Administratively Determined Incentive Program | Clementon | 8021 | 7.74 | Residential | Behind the Meter | Yes | Team Sunshine Construction, LLC | AC Electric |  | Accepted | 2025-03-06 | 2025-03-27 | 2026-03-27 | Solar Panels | JINKO SOLAR | JKM430N-54HL4-B |  | 0.43 | 11 | 189 | 36 |  | Fixed | Roof
NJADRE1559265744 | Administratively Determined Incentive Program | PATERSON | 7501 | 13.76 | Residential | Behind the Meter | Yes | PosiGen Developer, LLC | PSE&G |  | Accepted | 2025-03-06 | 2025-03-26 | 2026-03-26 | Inverters | SOLAREDGE | SE5700H-US | 5760 |  | 2 |  |  | 0.99 |  | Outside | WITHIN TEN FEET OF METER
NJADRE1559265744 | Administratively Determined Incentive Program | PATERSON | 7501 | 13.76 | Residential | Behind the Meter | Yes | PosiGen Developer, LLC | PSE&G |  | Accepted | 2025-03-06 | 2025-03-26 | 2026-03-26 | Solar Panels | SILFAB | SIL430QD |  | 0.43 | 32 | 80 | 2 |  | Fixed | Roof
NJADRE1559265769 | Administratively Determined Incentive Program | Sicklerville | 8081 | 14.18 | Residential | Behind the Meter | Yes | Define Solar, LLC | AC Electric |  | Accepted | 2025-03-07 | 2025-03-27 | 2026-03-27 | Inverters | Enphase | IQ8PLUS-72-2-US | 290 |  | 4 |  |  | 0.976 |  | Outside | Under each pv panel
NJADRE1559265769 | Administratively Determined Incentive Program | Sicklerville | 8081 | 14.18 | Residential | Behind the Meter | Yes | Define Solar, LLC | AC Electric |  | Accepted | 2025-03-07 | 2025-03-27 | 2026-03-27 | Solar Panels | Znshine | ZXM7-SH108 405 |  | 0.405 | 16 | 158 | 25 |  | Fixed | Roof
NJADRE1559265769 | Administratively Determined Incentive Program | Sicklerville | 8081 | 14.18 | Residential | Behind the Meter | Yes | Define Solar, LLC | AC Electric |  | Accepted | 2025-03-07 | 2025-03-27 | 2026-03-27 | Solar Panels | Znshine | ZXM7-SH108 405 |  | 0.405 | 15 | 338 | 12 |  | Fixed | Roof
NJADRE1559265769 | Administratively Determined Incentive Program | Sicklerville | 8081 | 14.18 | Residential | Behind the Meter | Yes | Define Solar, LLC | AC Electric |  | Accepted | 2025-03-07 | 2025-03-27 | 2026-03-27 | Solar Panels | Znshine | ZXM7-SH108 405 |  | 0.405 | 4 | 338 | 25 |  | Fixed | Roof
NJADRE1559265769 | Administratively Determined Incentive Program | Sicklerville | 8081 | 14.18 | Residential | Behind the Meter | Yes | Define Solar, LLC | AC Electric |  | Accepted | 2025-03-07 | 2025-03-27 | 2026-03-27 | Inverters | Enphase | IQ8PLUS-72-2-US | 290 |  | 16 |  |  | 0.976 |  | Outside | Under each pv panel
NJADRE1559265769 | Administratively Determined Incentive Program | Sicklerville | 8081 | 14.18 | Residential | Behind the Meter | Yes | Define Solar, LLC | AC Electric |  | Accepted | 2025-03-07 | 2025-03-27 | 2026-03-27 | Inverters | Enphase | IQ8PLUS-72-2-US | 290 |  | 15 |  |  | 0.976 |  | Outside | Under each pv panel
NJADRE1559265783 | Administratively Determined Incentive Program | CAPE MAY | 8204 | 4.51 | Residential | Behind the Meter | Yes | Sunrun Installation Services, Inc. | AC Electric |  | Accepted | 2025-03-06 | 2025-03-25 | 2026-03-25 | Solar Panels | HANWHA Q-CELLS | Q.PEAK DUO BLK ML-G10+ 410 |  | 0.41 | 8 | 182 | 36 |  | Fixed | Roof
NJADRE1559265783 | Administratively Determined Incentive Program | CAPE MAY | 8204 | 4.51 | Residential | Behind the Meter | Yes | Sunrun Installation Services, Inc. | AC Electric |  | Accepted | 2025-03-06 | 2025-03-25 | 2026-03-25 | Inverters | SOLAREDGE TECHNOLOGIES | SE3800H-USMN | 3800 |  | 1 |  |  | 0.99 |  | Outdoor
NJADRE1559265783 | Administratively Determined Incentive Program | CAPE MAY | 8204 | 4.51 | Residential | Behind the Meter | Yes | Sunrun Installation Services, Inc. | AC Electric |  | Accepted | 2025-03-06 | 2025-03-25 | 2026-03-25 | Solar Panels | HANWHA Q-CELLS | Q.PEAK DUO BLK ML-G10+ 410 |  | 0.41 | 3 | 271 | 23 |  | Fixed | Roof
NJADRE1559265791 | Administratively Determined Incentive Program | Hamilton Twp Mer | 8610 | 6 | Residential | Behind the Meter | Yes | Sunrun Installation Services, Inc. | PSE&G |  | Accepted | 2025-03-06 | 2025-03-26 | 2026-03-26 | Inverters | Tesla | Powerwall 3 1707000-xx-y | 11500 |  | 1 |  |  | 0.97 |  | Outdoor
NJADRE1559265791 | Administratively Determined Incentive Program | Hamilton Twp Mer | 8610 | 6 | Residential | Behind the Meter | Yes | Sunrun Installation Services, Inc. | PSE&G |  | Accepted | 2025-03-06 | 2025-03-26 | 2026-03-26 | Solar Panels | Hanwha Q Cells | Q.PEAK DUO BLK ML-G10+ 400 |  | 0.4 | 15 | 211 | 33 |  | Fixed | Roof
NJADRE1559265791 | Administratively Determined Incentive Program | Hamilton Twp Mer | 8610 | 6 | Residential | Behind the Meter | Yes | Sunrun Installation Services, Inc. | PSE&G |  | Accepted | 2025-03-06 | 2025-03-26 | 2026-03-26 | Electric Storage Battery | Tesla | Powerwall 3 1707000-xx-y |  |  | 1 |  |  |  | Lithium Ion |  | OUTSIDE
NJADRE1559265805 | Administratively Determined Incentive Program | Saddle Brook | 7663 | 6.48 | Residential | Behind the Meter | Yes | Freedom Forever New Jersey, LLC | PSE&G |  | Accepted | 2025-03-06 | 2025-03-27 | 2026-03-27 | Inverters | Solar Edge | USE5700H-USMNBL75 | 5700 |  | 1 |  |  | 0.99 |  | Outside
NJADRE1559265805 | Administratively Determined Incentive Program | Saddle Brook | 7663 | 6.48 | Residential | Behind the Meter | Yes | Freedom Forever New Jersey, LLC | PSE&G |  | Accepted | 2025-03-06 | 2025-03-27 | 2026-03-27 | Solar Panels | Trina | TSM-405NE09RC.05 |  | 0.405 | 16 | 161 | 39 |  | Fixed | Roof
NJADRE1559265846 | Administratively Determined Incentive Program | Piscataway | 8854 | 4 | Residential | Behind the Meter | Yes | Sunrun Installation Services, Inc. | PSE&G |  | Accepted | 2025-03-06 | 2025-03-27 | 2026-03-27 | Inverters | SOLAREDGE TECHNOLOGIES | SE3800H-USMN | 3800 |  | 1 |  |  | 0.99 |  | Outdoor
NJADRE1559265846 | Administratively Determined Incentive Program | Piscataway | 8854 | 4 | Residential | Behind the Meter | Yes | Sunrun Installation Services, Inc. | PSE&G |  | Accepted | 2025-03-06 | 2025-03-27 | 2026-03-27 | Solar Panels | HANWHA Q-CELLS | Q.PEAK DUO BLK ML-G10+/t 400 |  | 0.4 | 3 | 41 | 19 |  | Fixed | Roof
NJADRE1559265846 | Administratively Determined Incentive Program | Piscataway | 8854 | 4 | Residential | Behind the Meter | Yes | Sunrun Installation Services, Inc. | PSE&G |  | Accepted | 2025-03-06 | 2025-03-27 | 2026-03-27 | Solar Panels | HANWHA Q-CELLS | Q.PEAK DUO BLK ML-G10+/t 400 |  | 0.4 | 7 | 129 | 6 |  | Fixed | Roof
NJADRE1559265864 | Administratively Determined Incentive Program | Manalapan | 7726 | 5.27 | Residential | Behind the Meter | Yes | Freedom Forever New Jersey, LLC | JCP&L |  | Accepted | 2025-03-06 | 2025-03-27 | 2026-03-27 | Inverters | Solar Edge | USE3800H-USMNBL75 | 3800 |  | 1 |  |  | 0.99 |  | Outside
NJADRE1559265864 | Administratively Determined Incentive Program | Manalapan | 7726 | 5.27 | Residential | Behind the Meter | Yes | Freedom Forever New Jersey, LLC | JCP&L |  | Accepted | 2025-03-06 | 2025-03-27 | 2026-03-27 | Solar Panels | Trina | TSM-405NE09RC.05 |  | 0.405 | 10 | 126 | 26 |  | Fixed | Roof
NJADRE1559265864 | Administratively Determined Incentive Program | Manalapan | 7726 | 5.27 | Residential | Behind the Meter | Yes | Freedom Forever New Jersey, LLC | JCP&L |  | Accepted | 2025-03-06 | 2025-03-27 | 2026-03-27 | Solar Panels | Trina | TSM-405NE09RC.05 |  | 0.405 | 3 | 306 | 26 |  | Fixed | Roof
NJADRE1559265919 | Administratively Determined Incentive Program | SICKLERVILLE | 8081 | 21.32 | Residential | Behind the Meter | Yes | Pro Custom Solar dba Momentum Solar | PSE&G |  | Accepted | 2025-03-06 | 2025-03-26 | 2026-03-26 | Solar Panels | Hanwha | Q.PEAK DUO BLK ML-G10+ 410 |  | 0.41 | 16 | 220 | 18 |  | Fixed | Roof
NJADRE1559265919 | Administratively Determined Incentive Program | SICKLERVILLE | 8081 | 21.32 | Residential | Behind the Meter | Yes | Pro Custom Solar dba Momentum Solar | PSE&G |  | Accepted | 2025-03-06 | 2025-03-26 | 2026-03-26 | Inverters | ENPHASE | IQ8HC-72-M-DOM-US | 380 |  | 52 |  |  | 0.97 |  | Outdoor
NJADRE1559265919 | Administratively Determined Incentive Program | SICKLERVILLE | 8081 | 21.32 | Residential | Behind the Meter | Yes | Pro Custom Solar dba Momentum Solar | PSE&G |  | Accepted | 2025-03-06 | 2025-03-26 | 2026-03-26 | Solar Panels | Hanwha | Q.PEAK DUO BLK ML-G10+ 410 |  | 0.41 | 4 | 219 | 35 |  | Fixed | Roof
NJADRE1559265919 | Administratively Determined Incentive Program | SICKLERVILLE | 8081 | 21.32 | Residential | Behind the Meter | Yes | Pro Custom Solar dba Momentum Solar | PSE&G |  | Accepted | 2025-03-06 | 2025-03-26 | 2026-03-26 | Solar Panels | Hanwha | Q.PEAK DUO BLK ML-G10+ 410 |  | 0.41 | 16 | 40 | 21 |  | Fixed | Roof
NJADRE1559265919 | Administratively Determined Incentive Program | SICKLERVILLE | 8081 | 21.32 | Residential | Behind the Meter | Yes | Pro Custom Solar dba Momentum Solar | PSE&G |  | Accepted | 2025-03-06 | 2025-03-26 | 2026-03-26 | Solar Panels | Hanwha | Q.PEAK DUO BLK ML-G10+ 410 |  | 0.41 | 16 | 220 | 3 |  | Fixed | Roof
NJADRE1559267612 | Administratively Determined Incentive Program | WILLINGBORO TWP | 8046 | 13.6 | Residential | Behind the Meter | Yes | Solar Mite Solutions, LLC | PSE&G |  | Accepted | 2025-03-07 | 2025-03-26 | 2026-03-26 | Solar Panels | Jinko | JKM425N |  | 0.425 | 10 | 204 | 19 |  | Fixed | Roof | Array 1
NJADRE1559267612 | Administratively Determined Incentive Program | WILLINGBORO TWP | 8046 | 13.6 | Residential | Behind the Meter | Yes | Solar Mite Solutions, LLC | PSE&G |  | Accepted | 2025-03-07 | 2025-03-26 | 2026-03-26 | Inverters | Enphase | IQ8PLUS-72-2 | 290 |  | 32 |  |  | 0.98 |  | Outside
NJADRE1559267612 | Administratively Determined Incentive Program | WILLINGBORO TWP | 8046 | 13.6 | Residential | Behind the Meter | Yes | Solar Mite Solutions, LLC | PSE&G |  | Accepted | 2025-03-07 | 2025-03-26 | 2026-03-26 | Solar Panels | Jinko | JKM425N |  | 0.425 | 18 | 24 | 5 |  | Fixed | Roof | Array 2
NJADRE1559267612 | Administratively Determined Incentive Program | WILLINGBORO TWP | 8046 | 13.6 | Residential | Behind the Meter | Yes | Solar Mite Solutions, LLC | PSE&G |  | Accepted | 2025-03-07 | 2025-03-26 | 2026-03-26 | Solar Panels | Jinko | JKM425N |  | 0.425 | 4 | 24 | 19 |  | Fixed | Roof | Array 3
NJADRE1559267655 | Administratively Determined Incentive Program | Avenel | 7001 | 6.48 | Residential | Behind the Meter | No | Power Home Remodeling Group | PSE&G |  | Accepted | 2025-03-07 | 2025-03-26 | 2026-03-26 | Solar Panels | JA Solar | JAM54S31 405/MR |  | 0.405 | 12 | 99 | 15 |  | Fixed | Roof
NJADRE1559267655 | Administratively Determined Incentive Program | Avenel | 7001 | 6.48 | Residential | Behind the Meter | No | Power Home Remodeling Group | PSE&G |  | Accepted | 2025-03-07 | 2025-03-26 | 2026-03-26 | Meters | SolarEdge | Revenue Grade Data Ansi C12.20 |  |  | 1 |  |  |  | Yes | Outdoor
NJADRE1559267655 | Administratively Determined Incentive Program | Avenel | 7001 | 6.48 | Residential | Behind the Meter | No | Power Home Remodeling Group | PSE&G |  | Accepted | 2025-03-07 | 2025-03-26 | 2026-03-26 | Solar Panels | JA Solar | JAM54S31 405/MR |  | 0.405 | 4 | 279 | 41 |  | Fixed | Roof
NJADRE1559267655 | Administratively Determined Incentive Program | Avenel | 7001 | 6.48 | Residential | Behind the Meter | No | Power Home Remodeling Group | PSE&G |  | Accepted | 2025-03-07 | 2025-03-26 | 2026-03-26 | Inverters | SolarEdge | SE5700H-US | 5760 |  | 1 |  |  | 0.99 |  | Outdoor
NJADRE1559267657 | Administratively Determined Incentive Program | SHIP BOTTOM | 8008 | 3.28 | Residential | Behind the Meter | No | Trinity Solar, LLC | AC Electric |  | Accepted | 2025-03-07 | 2025-03-26 | 2026-03-26 | Inverters | Tesla | 1538000-45-Y | 3800 |  | 1 |  |  | 0.986 |  | Outside
NJADRE1559267657 | Administratively Determined Incentive Program | SHIP BOTTOM | 8008 | 3.28 | Residential | Behind the Meter | No | Trinity Solar, LLC | AC Electric |  | Accepted | 2025-03-07 | 2025-03-26 | 2026-03-26 | Solar Panels | Hanwha | Q.PEAK DUO BLK ML-G10+ 410 |  | 0.41 | 8 | 122 | 26 |  | Fixed | Roof
NJADRE1559267680 | Administratively Determined Incentive Program | Howell | 7731 | 6.48 | Residential | Behind the Meter | No | Power Home Remodeling Group | JCP&L |  | Accepted | 2025-03-07 | 2025-03-26 | 2026-03-26 | Solar Panels | JA Solar | JAM54S31 405/MR |  | 0.405 | 10 | 159 | 19 |  | Fixed | Roof
NJADRE1559267680 | Administratively Determined Incentive Program | Howell | 7731 | 6.48 | Residential | Behind the Meter | No | Power Home Remodeling Group | JCP&L |  | Accepted | 2025-03-07 | 2025-03-26 | 2026-03-26 | Solar Panels | JA Solar | JAM54S31 405/MR |  | 0.405 | 4 | 339 | 19 |  | Fixed | Roof
NJADRE1559267680 | Administratively Determined Incentive Program | Howell | 7731 | 6.48 | Residential | Behind the Meter | No | Power Home Remodeling Group | JCP&L |  | Accepted | 2025-03-07 | 2025-03-26 | 2026-03-26 | Meters | SolarEdge | Revenue Grade Data Ansi C12.20 |  |  | 1 |  |  |  | Yes | Outdoor
NJADRE1559267680 | Administratively Determined Incentive Program | Howell | 7731 | 6.48 | Residential | Behind the Meter | No | Power Home Remodeling Group | JCP&L |  | Accepted | 2025-03-07 | 2025-03-26 | 2026-03-26 | Solar Panels | JA Solar | JAM54S31 405/MR |  | 0.405 | 2 | 159 | 18 |  | Fixed | Roof
NJADRE1559267680 | Administratively Determined Incentive Program | Howell | 7731 | 6.48 | Residential | Behind the Meter | No | Power Home Remodeling Group | JCP&L |  | Accepted | 2025-03-07 | 2025-03-26 | 2026-03-26 | Inverters | SolarEdge | SE5700H-US | 5700 |  | 1 |  |  | 0.99 |  | Outdoor
NJADRE1559267700 | Administratively Determined Incentive Program | Plainfield | 7062 | 8.93 | Residential | Behind the Meter | Yes | GenSun Roofing and Solar, LLC | PSE&G |  | Accepted | 2025-03-07 | 2025-03-26 | 2026-03-26 | Solar Panels | JINKO SOLAR | JKM425N-54HL4-V |  | 0.425 | 13 | 308 | 18 |  | Fixed | Roof
NJADRE1559267700 | Administratively Determined Incentive Program | Plainfield | 7062 | 8.93 | Residential | Behind the Meter | Yes | GenSun Roofing and Solar, LLC | PSE&G |  | Accepted | 2025-03-07 | 2025-03-26 | 2026-03-26 | Solar Panels | JINKO SOLAR | JKM425N-54HL4-V |  | 0.425 | 8 | 128 | 18 |  | Fixed | Roof
NJADRE1559267700 | Administratively Determined Incentive Program | Plainfield | 7062 | 8.93 | Residential | Behind the Meter | Yes | GenSun Roofing and Solar, LLC | PSE&G |  | Accepted | 2025-03-07 | 2025-03-26 | 2026-03-26 | Inverters | SOLAREDGE | SE7600H-US | 7600 |  | 1 |  |  | 0.99 |  | Outdoor
NJADRE1559267746 | Administratively Determined Incentive Program | SOMERSET | 8873 | 15.99 | Residential | Behind the Meter | Yes | Sunrun Installation Services, Inc. | PSE&G |  | Accepted | 2025-03-07 | 2025-03-26 | 2026-03-26 | Solar Panels | Hanwha Q-Cells | Q.PEAK DUO BLK ML-G10+ 410 |  | 0.41 | 8 | 40 | 40 |  | Fixed | Roof
NJADRE1559267746 | Administratively Determined Incentive Program | SOMERSET | 8873 | 15.99 | Residential | Behind the Meter | Yes | Sunrun Installation Services, Inc. | PSE&G |  | Accepted | 2025-03-07 | 2025-03-26 | 2026-03-26 | Solar Panels | Hanwha Q-Cells | Q.PEAK DUO BLK ML-G10+ 410 |  | 0.41 | 10 | 310 | 30 |  | Fixed | Roof
NJADRE1559267746 | Administratively Determined Incentive Program | SOMERSET | 8873 | 15.99 | Residential | Behind the Meter | Yes | Sunrun Installation Services, Inc. | PSE&G |  | Accepted | 2025-03-07 | 2025-03-26 | 2026-03-26 | Solar Panels | Hanwha Q-Cells | Q.PEAK DUO BLK ML-G10+ 410 |  | 0.41 | 10 | 220 | 40 |  | Fixed | Roof
NJADRE1559267746 | Administratively Determined Incentive Program | SOMERSET | 8873 | 15.99 | Residential | Behind the Meter | Yes | Sunrun Installation Services, Inc. | PSE&G |  | Accepted | 2025-03-07 | 2025-03-26 | 2026-03-26 | Inverters | TESLA | POWERWALL 3 1707000-XX-Y | 11500 |  | 1 |  |  | 0.97 |  | Outside
NJADRE1559267746 | Administratively Determined Incentive Program | SOMERSET | 8873 | 15.99 | Residential | Behind the Meter | Yes | Sunrun Installation Services, Inc. | PSE&G |  | Accepted | 2025-03-07 | 2025-03-26 | 2026-03-26 | Electric Storage Battery | TESLA | POWERWALL 3 1707000-XX-Y |  |  | 1 |  |  |  | Lithium Ion |  | Outside
NJADRE1559267746 | Administratively Determined Incentive Program | SOMERSET | 8873 | 15.99 | Residential | Behind the Meter | Yes | Sunrun Installation Services, Inc. | PSE&G |  | Accepted | 2025-03-07 | 2025-03-26 | 2026-03-26 | Solar Panels | Hanwha Q-Cells | Q.PEAK DUO BLK ML-G10+ 410 |  | 0.41 | 11 | 130 | 30 |  | Fixed | Roof
NJADRE1559267770 | Administratively Determined Incentive Program | Hamilton Twp | 8690 | 8.2 | Residential | Behind the Meter | Yes | Trinity Solar, LLC | PSE&G |  | Accepted | 2025-03-07 | 2025-03-26 | 2026-03-26 | Inverters | TESLA | TESLA 7.6kW 1538000-XX-Y | 7600 |  | 1 |  |  | 0.97 |  | Outside
NJADRE1559267770 | Administratively Determined Incentive Program | Hamilton Twp | 8690 | 8.2 | Residential | Behind the Meter | Yes | Trinity Solar, LLC | PSE&G |  | Accepted | 2025-03-07 | 2025-03-26 | 2026-03-26 | Solar Panels | HANWHA | Q.PEAK DUO BLK ML-G10+ 410 |  | 0.41 | 17 | 114 | 24 |  | Fixed | Roof
NJADRE1559267770 | Administratively Determined Incentive Program | Hamilton Twp | 8690 | 8.2 | Residential | Behind the Meter | Yes | Trinity Solar, LLC | PSE&G |  | Accepted | 2025-03-07 | 2025-03-26 | 2026-03-26 | Solar Panels | HANWHA | Q.PEAK DUO BLK ML-G10+ 410 |  | 0.41 | 3 | 114 | 23 |  | Fixed | Roof
NJADRE1559267777 | Administratively Determined Incentive Program | Woodstown | 8098 | 11.48 | Residential | Behind the Meter | Yes | Integrity Solar & Home Solutions, LLC | AC Electric |  | Accepted | 2025-03-07 | 2025-03-26 | 2026-03-26 | Solar Panels | JINKO | JKM425N-54HL4-B |  | 0.425 | 14 | 129 | 29 |  | Fixed | Roof
NJADRE1559267777 | Administratively Determined Incentive Program | Woodstown | 8098 | 11.48 | Residential | Behind the Meter | Yes | Integrity Solar & Home Solutions, LLC | AC Electric |  | Accepted | 2025-03-07 | 2025-03-26 | 2026-03-26 | Solar Panels | JINKO | JKM425N-54HL4-B |  | 0.425 | 13 | 309 | 29 |  | Fixed | Roof
NJADRE1559267777 | Administratively Determined Incentive Program | Woodstown | 8098 | 11.48 | Residential | Behind the Meter | Yes | Integrity Solar & Home Solutions, LLC | AC Electric |  | Accepted | 2025-03-07 | 2025-03-26 | 2026-03-26 | Inverters | ENPHASE | IQ8+ | 290 |  | 27 |  |  | 0.98 |  | Other | UNDER EACH PANEL
NJADRE1559267795 | Administratively Determined Incentive Program | Ridgefield | 7660 | 7.38 | Residential | Behind the Meter | Yes | Trinity Solar, LLC | PSE&G |  | Accepted | 2025-03-07 | 2025-03-26 | 2026-03-26 | Inverters | Solar Edge | SE6000H-US | 6000 |  | 1 |  |  | 0.97 |  | Outdoor
NJADRE1559267795 | Administratively Determined Incentive Program | Ridgefield | 7660 | 7.38 | Residential | Behind the Meter | Yes | Trinity Solar, LLC | PSE&G |  | Accepted | 2025-03-07 | 2025-03-26 | 2026-03-26 | Solar Panels | HANWHA | (Q.PEAK DUO BLK ML-G10+ 410) |  | 0.41 | 14 | 290 | 19 |  | Fixed | Roof
NJADRE1559267795 | Administratively Determined Incentive Program | Ridgefield | 7660 | 7.38 | Residential | Behind the Meter | Yes | Trinity Solar, LLC | PSE&G |  | Accepted | 2025-03-07 | 2025-03-26 | 2026-03-26 | Solar Panels | HANWHA | (Q.PEAK DUO BLK ML-G10+ 410) |  | 0.41 | 4 | 110 | 36 |  | Fixed | Roof
NJADRE1559267817 | Administratively Determined Incentive Program | Lambertville | 8530 | 21.73 | Residential | Behind the Meter | Yes | AllSeason Solar | JCP&L |  | Accepted | 2025-03-07 | 2025-03-27 | 2026-03-27 | Solar Panels | SEG Solar | SEG410BMD-HV |  | 0.41 | 28 | 188 | 38 |  | Fixed | Roof
NJADRE1559267817 | Administratively Determined Incentive Program | Lambertville | 8530 | 21.73 | Residential | Behind the Meter | Yes | AllSeason Solar | JCP&L |  | Accepted | 2025-03-07 | 2025-03-27 | 2026-03-27 | Solar Panels | SEG Solar | SEG410BMD-HV |  | 0.41 | 14 | 98 | 40 |  | Fixed | Roof
NJADRE1559267817 | Administratively Determined Incentive Program | Lambertville | 8530 | 21.73 | Residential | Behind the Meter | Yes | AllSeason Solar | JCP&L |  | Accepted | 2025-03-07 | 2025-03-27 | 2026-03-27 | Solar Panels | SEG Solar | SEG410BMD-HV |  | 0.41 | 2 | 188 | 32 |  | Fixed | Roof
NJADRE1559267817 | Administratively Determined Incentive Program | Lambertville | 8530 | 21.73 | Residential | Behind the Meter | Yes | AllSeason Solar | JCP&L |  | Accepted | 2025-03-07 | 2025-03-27 | 2026-03-27 | Inverters | Enphase | IQ8 Plus | 290 |  | 53 |  |  | 0.97 |  | Outside
NJADRE1559267817 | Administratively Determined Incentive Program | Lambertville | 8530 | 21.73 | Residential | Behind the Meter | Yes | AllSeason Solar | JCP&L |  | Accepted | 2025-03-07 | 2025-03-27 | 2026-03-27 | Solar Panels | SEG Solar | SEG410BMD-HV |  | 0.41 | 9 | 188 | 20 |  | Fixed | Roof
NJADRE1559267868 | Administratively Determined Incentive Program | Waterford | 8089 | 12.62 | Residential | Behind the Meter | Yes | Sea Bright Solar, LLC | AC Electric |  | Accepted | 2025-03-07 | 2025-03-26 | 2026-03-26 | Solar Panels | QCell | Q.TRON BLK M-G2+ 435 |  | 0.435 | 29 | 173 | 29 |  | Fixed | Roof
NJADRE1559267868 | Administratively Determined Incentive Program | Waterford | 8089 | 12.62 | Residential | Behind the Meter | Yes | Sea Bright Solar, LLC | AC Electric |  | Accepted | 2025-03-07 | 2025-03-26 | 2026-03-26 | Inverters | Enphase | IQ8M-72-M-US | 325 |  | 29 |  |  | 0.97 |  | Outdoor
NJADRE1559268318 | Administratively Determined Incentive Program | Mullica Hill | 8062 | 17.9 | Residential | Behind the Meter | Yes | AllSeason Solar | AC Electric |  | Accepted | 2025-03-07 | 2025-03-27 | 2026-03-27 | Solar Panels | SEG Solar | SEG410BMD-HV |  | 0.41 | 3 | 211 | 33 |  | Fixed | Roof
NJADRE1559268318 | Administratively Determined Incentive Program | Mullica Hill | 8062 | 17.9 | Residential | Behind the Meter | Yes | AllSeason Solar | AC Electric |  | Accepted | 2025-03-07 | 2025-03-27 | 2026-03-27 | Solar Panels | SEG Solar | SEG410BMD-HV |  | 0.4 | 14 | 121 | 36 |  | Fixed | Roof
NJADRE1559268318 | Administratively Determined Incentive Program | Mullica Hill | 8062 | 17.9 | Residential | Behind the Meter | Yes | AllSeason Solar | AC Electric |  | Accepted | 2025-03-07 | 2025-03-27 | 2026-03-27 | Solar Panels | SEG Solar | SEG410BMD-HV |  | 0.41 | 8 | 211 | 33 |  | Fixed | Roof
NJADRE1559268318 | Administratively Determined Incentive Program | Mullica Hill | 8062 | 17.9 | Residential | Behind the Meter | Yes | AllSeason Solar | AC Electric |  | Accepted | 2025-03-07 | 2025-03-27 | 2026-03-27 | Inverters | Enphase | IQ8 Plus | 290 |  | 44 |  |  | 0.97 |  | Outside
NJADRE1559268318 | Administratively Determined Incentive Program | Mullica Hill | 8062 | 17.9 | Residential | Behind the Meter | Yes | AllSeason Solar | AC Electric |  | Accepted | 2025-03-07 | 2025-03-27 | 2026-03-27 | Solar Panels | SEG Solar | SEG410BMD-HV |  | 0.41 | 15 | 211 | 33 |  | Fixed | Roof
NJADRE1559268318 | Administratively Determined Incentive Program | Mullica Hill | 8062 | 17.9 | Residential | Behind the Meter | Yes | AllSeason Solar | AC Electric |  | Accepted | 2025-03-07 | 2025-03-27 | 2026-03-27 | Solar Panels | SEG Solar | SEG410BMD-HV |  | 0.41 | 4 | 211 | 30 |  | Fixed | Roof
NJADRE1559269732 | Administratively Determined Incentive Program | Camden | 8104 | 6.15 | Residential | Behind the Meter | Yes | Sunwise Energy, LLC | PSE&G |  | Accepted | 2025-03-07 | 2025-03-26 | 2026-03-26 | Inverters | SOLAREDGE TECHNOLOGY | SE5700H-US | 5700 |  | 15 |  |  | 0.992 |  | Outside
NJADRE1559269732 | Administratively Determined Incentive Program | Camden | 8104 | 6.15 | Residential | Behind the Meter | Yes | Sunwise Energy, LLC | PSE&G |  | Accepted | 2025-03-07 | 2025-03-26 | 2026-03-26 | Solar Panels | MISSION SOLAR | MSE410HT0B |  | 0.41 | 15 | 223 | 7 |  | Fixed | Roof
NJADRE1559270288 | Administratively Determined Incentive Program | Tuckerton | 8087 | 18.45 | Residential | Behind the Meter | Yes | AllSeason Solar | AC Electric |  | Accepted | 2025-03-07 | 2025-03-27 | 2026-03-27 | Inverters | Enphase | IQ8 Plus | 290 |  | 45 |  |  | 0.97 |  | Outside
NJADRE1559270288 | Administratively Determined Incentive Program | Tuckerton | 8087 | 18.45 | Residential | Behind the Meter | Yes | AllSeason Solar | AC Electric |  | Accepted | 2025-03-07 | 2025-03-27 | 2026-03-27 | Solar Panels | SEG Solar | SEG410BMD-HV |  | 0.41 | 10 | 65 | 22 |  | Fixed | Roof
NJADRE1559270288 | Administratively Determined Incentive Program | Tuckerton | 8087 | 18.45 | Residential | Behind the Meter | Yes | AllSeason Solar | AC Electric |  | Accepted | 2025-03-07 | 2025-03-27 | 2026-03-27 | Solar Panels | SEG Solar | SEG410BMD-HV |  | 0.41 | 5 | 155 | 21 |  | Fixed | Roof
NJADRE1559270288 | Administratively Determined Incentive Program | Tuckerton | 8087 | 18.45 | Residential | Behind the Meter | Yes | AllSeason Solar | AC Electric |  | Accepted | 2025-03-07 | 2025-03-27 | 2026-03-27 | Solar Panels | SEG Solar | SEG410BMD-HV |  | 0.41 | 24 | 245 | 22 |  | Fixed | Roof
NJADRE1559270288 | Administratively Determined Incentive Program | Tuckerton | 8087 | 18.45 | Residential | Behind the Meter | Yes | AllSeason Solar | AC Electric |  | Accepted | 2025-03-07 | 2025-03-27 | 2026-03-27 | Solar Panels | SEG Solar | SEG410BMD-HV |  | 0.41 | 4 | 335 | 21 |  | Fixed | Roof
NJADRE1559270288 | Administratively Determined Incentive Program | Tuckerton | 8087 | 18.45 | Residential | Behind the Meter | Yes | AllSeason Solar | AC Electric |  | Accepted | 2025-03-07 | 2025-03-27 | 2026-03-27 | Solar Panels | SEG SOlar | SEG410BMD-HV |  | 0.41 | 2 | 155 | 21 |  | Fixed | Roof
NJADRE1559270807 | Administratively Determined Incentive Program | Whippany | 7981 | 738.68 | Commercial | Behind the Meter | No | Geoscape Solar | JCP&L |  | Accepted | 2025-03-07 | 2025-03-28 | 2026-03-28 | Inverters | Solar Edge | SE120KUS | 120000 |  | 2 |  |  | 0.98 |  | Outdoor
NJADRE1559270807 | Administratively Determined Incentive Program | Whippany | 7981 | 738.68 | Commercial | Behind the Meter | No | Geoscape Solar | JCP&L |  | Accepted | 2025-03-07 | 2025-03-28 | 2026-03-28 | Solar Panels | Hanwha | Q PEAK XL-G11S.3 BFG |  | 0.59 | 1252 | 134 | 5 |  | Fixed | Roof
NJADRE1559270807 | Administratively Determined Incentive Program | Whippany | 7981 | 738.68 | Commercial | Behind the Meter | No | Geoscape Solar | JCP&L |  | Accepted | 2025-03-07 | 2025-03-28 | 2026-03-28 | Inverters | Solar Edge | SE110KUS | 110000 |  | 3 |  |  | 0.98 |  | Outdoor
NJADRE1559271191 | Administratively Determined Incentive Program | Piscataway | 8854 | 12.3 | Residential | Behind the Meter | No | G-CREW, LLC | PSE&G |  | Accepted | 2025-03-07 | 2025-03-27 | 2026-03-27 | Meters | Enphase Energy | X-IQ-AM1-240-3-ES |  |  | 1 |  |  |  | Yes | Outdoor
NJADRE1559271191 | Administratively Determined Incentive Program | Piscataway | 8854 | 12.3 | Residential | Behind the Meter | No | G-CREW, LLC | PSE&G |  | Accepted | 2025-03-07 | 2025-03-27 | 2026-03-27 | Solar Panels | Trina Solar | TSM410-DE09.08 |  | 0.41 | 30 | 26 | 25 |  | Fixed | Roof
NJADRE1559271191 | Administratively Determined Incentive Program | Piscataway | 8854 | 12.3 | Residential | Behind the Meter | No | G-CREW, LLC | PSE&G |  | Accepted | 2025-03-07 | 2025-03-27 | 2026-03-27 | Inverters | Enphase Energy | IQ8PLUS-72-M-US | 300 |  | 30 |  |  | 0.976 |  | Outside | Mounted on Racking on roof
NJADRE1559271194 | Administratively Determined Incentive Program | EDISON | 8837 | 13.94 | Residential | Behind the Meter | Yes | Pro Custom Solar dba Momentum Solar | PSE&G |  | Accepted | 2025-03-07 | 2025-03-26 | 2026-03-26 | Inverters | ENPHASE | IQ8HC-72-M-DOM-US | 380 |  | 34 |  |  | 0.97 |  | Outdoor
NJADRE1559271194 | Administratively Determined Incentive Program | EDISON | 8837 | 13.94 | Residential | Behind the Meter | Yes | Pro Custom Solar dba Momentum Solar | PSE&G |  | Accepted | 2025-03-07 | 2025-03-26 | 2026-03-26 | Solar Panels | Hanwha | Q.PEAK DUO BLK ML-G10+ 410 |  | 0.41 | 10 | 268 | 9 |  | Fixed | Roof
NJADRE1559271194 | Administratively Determined Incentive Program | EDISON | 8837 | 13.94 | Residential | Behind the Meter | Yes | Pro Custom Solar dba Momentum Solar | PSE&G |  | Accepted | 2025-03-07 | 2025-03-26 | 2026-03-26 | Solar Panels | Hanwha | Q.PEAK DUO BLK ML-G10+ 410 |  | 0.41 | 24 | 88 | 9 |  | Fixed | Roof
NJADRE1559271240 | Administratively Determined Incentive Program | TRENTON | 8648 | 17.43 | Residential | Behind the Meter | Yes | SunnyMac, LLC | PSE&G |  | Accepted | 2025-03-10 | 2025-03-27 | 2026-03-27 | Solar Panels | HANWHA | Q.PEAK DUO BLK ML-G10+ 415W |  | 0.415 | 7 | 320 | 22 |  | Fixed | Roof
NJADRE1559271240 | Administratively Determined Incentive Program | TRENTON | 8648 | 17.43 | Residential | Behind the Meter | Yes | SunnyMac, LLC | PSE&G |  | Accepted | 2025-03-10 | 2025-03-27 | 2026-03-27 | Solar Panels | HANWHA | Q.PEAK DUO BLK ML-G10+ 415W |  | 0.415 | 6 | 140 | 22 |  | Fixed | Roof
NJADRE1559271240 | Administratively Determined Incentive Program | TRENTON | 8648 | 17.43 | Residential | Behind the Meter | Yes | SunnyMac, LLC | PSE&G |  | Accepted | 2025-03-10 | 2025-03-27 | 2026-03-27 | Solar Panels | HANWHA | Q.PEAK DUO BLK ML-G10+ 415W |  | 0.415 | 12 | 230 | 23 |  | Fixed | Roof
NJADRE1559271240 | Administratively Determined Incentive Program | TRENTON | 8648 | 17.43 | Residential | Behind the Meter | Yes | SunnyMac, LLC | PSE&G |  | Accepted | 2025-03-10 | 2025-03-27 | 2026-03-27 | Solar Panels | HANWHA | Q.PEAK DUO BLK ML-G10+ 415W |  | 0.415 | 17 | 50 | 16 |  | Fixed | Roof
NJADRE1559271240 | Administratively Determined Incentive Program | TRENTON | 8648 | 17.43 | Residential | Behind the Meter | Yes | SunnyMac, LLC | PSE&G |  | Accepted | 2025-03-10 | 2025-03-27 | 2026-03-27 | Inverters | SOLAREDGE HOME HUB | SE11400H-US | 11400 |  | 1 |  |  | 0.99 |  | Outdoor | next to meter
NJADRE1559271271 | Administratively Determined Incentive Program | PLAINFIELD | 7060 | 13.94 | Residential | Behind the Meter | Yes | Pro Custom Solar dba Momentum Solar | PSE&G |  | Accepted | 2025-03-07 | 2025-03-27 | 2026-03-27 | Solar Panels | Hanwha | Q.PEAK DUO BLK ML-G10+ 410 |  | 0.41 | 6 | 358 | 4 |  | Fixed | Roof
NJADRE1559271271 | Administratively Determined Incentive Program | PLAINFIELD | 7060 | 13.94 | Residential | Behind the Meter | Yes | Pro Custom Solar dba Momentum Solar | PSE&G |  | Accepted | 2025-03-07 | 2025-03-27 | 2026-03-27 | Solar Panels | Hanwha | Q.PEAK DUO BLK ML-G10+ 410 |  | 0.41 | 11 | 178 | 45 |  | Fixed | Roof
NJADRE1559271271 | Administratively Determined Incentive Program | PLAINFIELD | 7060 | 13.94 | Residential | Behind the Meter | Yes | Pro Custom Solar dba Momentum Solar | PSE&G |  | Accepted | 2025-03-07 | 2025-03-27 | 2026-03-27 | Inverters | ENPHASE | IQ8HC-72-M-DOM-US | 380 |  | 34 |  |  | 0.97 |  | Outdoor
NJADRE1559271271 | Administratively Determined Incentive Program | PLAINFIELD | 7060 | 13.94 | Residential | Behind the Meter | Yes | Pro Custom Solar dba Momentum Solar | PSE&G |  | Accepted | 2025-03-07 | 2025-03-27 | 2026-03-27 | Solar Panels | Hanwha | Q.PEAK DUO BLK ML-G10+ 410 |  | 0.41 | 15 | 358 | 45 |  | Fixed | Roof
NJADRE1559271271 | Administratively Determined Incentive Program | PLAINFIELD | 7060 | 13.94 | Residential | Behind the Meter | Yes | Pro Custom Solar dba Momentum Solar | PSE&G |  | Accepted | 2025-03-07 | 2025-03-27 | 2026-03-27 | Solar Panels | Hanwha | Q.PEAK DUO BLK ML-G10+ 410 |  | 0.41 | 2 | 178 | 30 |  | Fixed | Roof
NJADRE1559271286 | Administratively Determined Incentive Program | Iselin | 8830 | 10.01 | Residential | Behind the Meter | No | Seapoint Solar Energy, LLC | PSE&G |  | Accepted | 2025-03-07 | 2025-03-26 | 2026-03-26 | Solar Panels | CANADIAN SOLAR | CS6.1-54TM-455H |  | 0.455 | 22 | 122 | 38 |  | Fixed | Roof
NJADRE1559271286 | Administratively Determined Incentive Program | Iselin | 8830 | 10.01 | Residential | Behind the Meter | No | Seapoint Solar Energy, LLC | PSE&G |  | Accepted | 2025-03-07 | 2025-03-26 | 2026-03-26 | Inverters | Enphase | IQ8PLUS-72-M-US | 290 |  | 22 |  |  | 0.97 |  | Outdoor
NJADRE1559271287 | Administratively Determined Incentive Program | Harrison Twn | 7029 | 4.3 | Residential | Behind the Meter | Yes | PosiGen Developer, LLC | PSE&G |  | Accepted | 2025-03-07 | 2025-03-26 | 2026-03-26 | Solar Panels | SILFAB | SIL430QD |  | 0.43 | 10 | 267 | 18 |  | Fixed | Roof
NJADRE1559271287 | Administratively Determined Incentive Program | Harrison Twn | 7029 | 4.3 | Residential | Behind the Meter | Yes | PosiGen Developer, LLC | PSE&G |  | Accepted | 2025-03-07 | 2025-03-26 | 2026-03-26 | Inverters | SOLAREDGE | SE3800H-US | 3800 |  | 1 |  |  | 0.99 |  | Outside | WITHIN TEN FEET OF METER
NJADRE1559271301 | Administratively Determined Incentive Program | Villas | 8251 | 15.58 | Residential | Behind the Meter | Yes | AllSeason Solar | AC Electric |  | Accepted | 2025-03-07 | 2025-03-27 | 2026-03-27 | Solar Panels | SEG Solar | SEG410BMD-HV |  | 0.41 | 2 | 118 | 16 |  | Fixed | Roof
NJADRE1559271301 | Administratively Determined Incentive Program | Villas | 8251 | 15.58 | Residential | Behind the Meter | Yes | AllSeason Solar | AC Electric |  | Accepted | 2025-03-07 | 2025-03-27 | 2026-03-27 | Inverters | Enphase | IQ8 Plus | 290 |  | 38 |  |  | 0.97 |  | Outside
NJADRE1559271301 | Administratively Determined Incentive Program | Villas | 8251 | 15.58 | Residential | Behind the Meter | Yes | AllSeason Solar | AC Electric |  | Accepted | 2025-03-07 | 2025-03-27 | 2026-03-27 | Solar Panels | SEG Solar | SEG410BMD-HV |  | 0.41 | 10 | 208 | 23 |  | Fixed | Roof
NJADRE1559271301 | Administratively Determined Incentive Program | Villas | 8251 | 15.58 | Residential | Behind the Meter | Yes | AllSeason Solar | AC Electric |  | Accepted | 2025-03-07 | 2025-03-27 | 2026-03-27 | Solar Panels | SEG Solar | SEG410BMD-HV |  | 0.41 | 10 | 28 | 23 |  | Fixed | Roof
NJADRE1559271301 | Administratively Determined Incentive Program | Villas | 8251 | 15.58 | Residential | Behind the Meter | Yes | AllSeason Solar | AC Electric |  | Accepted | 2025-03-07 | 2025-03-27 | 2026-03-27 | Solar Panels | SEG Solar | SEG410BMD-HV |  | 0.41 | 16 | 208 | 23 |  | Fixed | Roof
NJADRE1559271462 | Administratively Determined Incentive Program | Pleasantville | 8232 | 6.97 | Residential | Behind the Meter | Yes | Whitman Construction, LLC | AC Electric |  | Accepted | 2025-03-07 | 2025-03-26 | 2026-03-26 | Solar Panels | Trina Solar | TSM-410NE09RC.05 |  | 0.41 | 8 | 35 | 48 |  | Fixed | Roof
NJADRE1559271462 | Administratively Determined Incentive Program | Pleasantville | 8232 | 6.97 | Residential | Behind the Meter | Yes | Whitman Construction, LLC | AC Electric |  | Accepted | 2025-03-07 | 2025-03-26 | 2026-03-26 | Inverters | ENPHASE | IQ8PLUS-72-2-US | 290 |  | 17 |  |  | 0.975 |  | Outdoor
NJADRE1559271462 | Administratively Determined Incentive Program | Pleasantville | 8232 | 6.97 | Residential | Behind the Meter | Yes | Whitman Construction, LLC | AC Electric |  | Accepted | 2025-03-07 | 2025-03-26 | 2026-03-26 | Solar Panels | Trina Solar | TSM-410NE09RC.05 |  | 0.41 | 5 | 215 | 48 |  | Fixed | Roof
NJADRE1559271462 | Administratively Determined Incentive Program | Pleasantville | 8232 | 6.97 | Residential | Behind the Meter | Yes | Whitman Construction, LLC | AC Electric |  | Accepted | 2025-03-07 | 2025-03-26 | 2026-03-26 | Solar Panels | Trina Solar | TSM-410NE09RC.05 |  | 0.41 | 4 | 125 | 48 |  | Fixed | Roof
NJADRE1559271526 | Administratively Determined Incentive Program | Merchantville Boro | 8109 | 10.32 | Residential | Behind the Meter | Yes | PosiGen Developer, LLC | PSE&G |  | Accepted | 2025-03-07 | 2025-03-26 | 2026-03-26 | Inverters | SolarEdge | SE10000H-US | 10000 |  | 1 |  |  | 0.99 |  | Outdoor | within ten feet of meter
NJADRE1559271526 | Administratively Determined Incentive Program | Merchantville Boro | 8109 | 10.32 | Residential | Behind the Meter | Yes | PosiGen Developer, LLC | PSE&G |  | Accepted | 2025-03-07 | 2025-03-26 | 2026-03-26 | Solar Panels | Silfab | SIL-430 QD |  | 0.43 | 24 | 0 | 0 |  | Fixed | Roof
NJADRE1559271570 | Administratively Determined Incentive Program | Somerdale Boro | 8083 | 8 | Residential | Behind the Meter | Yes | Sunrun Installation Services, Inc. | PSE&G |  | Accepted | 2025-03-07 | 2025-03-28 | 2026-03-28 | Solar Panels | Hanwha Q-Cells | Q.PEAK DUO BLK ML-G10+/T 400 |  | 0.4 | 12 | 137 | 45 |  | Fixed | Roof
NJADRE1559271570 | Administratively Determined Incentive Program | Somerdale Boro | 8083 | 8 | Residential | Behind the Meter | Yes | Sunrun Installation Services, Inc. | PSE&G |  | Accepted | 2025-03-07 | 2025-03-28 | 2026-03-28 | Solar Panels | Hanwha Q-Cells | Q.PEAK DUO BLK ML-G10+/T 400 |  | 0.4 | 4 | 227 | 13 |  | Fixed | Roof
NJADRE1559271570 | Administratively Determined Incentive Program | Somerdale Boro | 8083 | 8 | Residential | Behind the Meter | Yes | Sunrun Installation Services, Inc. | PSE&G |  | Accepted | 2025-03-07 | 2025-03-28 | 2026-03-28 | Solar Panels | Hanwha Q-Cells | Q.PEAK DUO BLK ML-G10+/T 400 |  | 0.4 | 4 | 46 | 11 |  | Fixed | Roof
NJADRE1559271570 | Administratively Determined Incentive Program | Somerdale Boro | 8083 | 8 | Residential | Behind the Meter | Yes | Sunrun Installation Services, Inc. | PSE&G |  | Accepted | 2025-03-07 | 2025-03-28 | 2026-03-28 | Inverters | SOLAREDGE TECHNOLOGIES | SE5700H-USMN | 5760 |  | 1 |  |  | 0.99 |  | Outside
NJADRE1559271576 | Administratively Determined Incentive Program | Lumberton Twp | 8048 | 9.84 | Residential | Behind the Meter | Yes | Trinity Solar, LLC | PSE&G |  | Accepted | 2025-03-07 | 2025-03-27 | 2026-03-27 | Solar Panels | HANWHA | (Q.PEAK DUO BLK ML-G10+ 410) |  | 0.41 | 11 | 25 | 30 |  | Fixed | Roof
NJADRE1559271576 | Administratively Determined Incentive Program | Lumberton Twp | 8048 | 9.84 | Residential | Behind the Meter | Yes | Trinity Solar, LLC | PSE&G |  | Accepted | 2025-03-07 | 2025-03-27 | 2026-03-27 | Inverters | Solar Edge | USE7600H-USMNBL75 | 7600 |  | 1 |  |  | 0.97 |  | Outdoor
NJADRE1559271576 | Administratively Determined Incentive Program | Lumberton Twp | 8048 | 9.84 | Residential | Behind the Meter | Yes | Trinity Solar, LLC | PSE&G |  | Accepted | 2025-03-07 | 2025-03-27 | 2026-03-27 | Solar Panels | HANWHA | (Q.PEAK DUO BLK ML-G10+ 410) |  | 0.41 | 7 | 205 | 30 |  | Fixed | Roof
NJADRE1559271576 | Administratively Determined Incentive Program | Lumberton Twp | 8048 | 9.84 | Residential | Behind the Meter | Yes | Trinity Solar, LLC | PSE&G |  | Accepted | 2025-03-07 | 2025-03-27 | 2026-03-27 | Solar Panels | HANWHA | (Q.PEAK DUO BLK ML-G10+ 410) |  | 0.41 | 6 | 205 | 23 |  | Fixed | Roof
NJADRE1559271602 | Administratively Determined Incentive Program | Orange | 7050 | 4.92 | Residential | Behind the Meter | Yes | Sunrun Installation Services, Inc. | PSE&G |  | Accepted | 2025-03-07 | 2025-03-28 | 2026-03-28 | Solar Panels | HANWHA Q-CELLS | Q.PEAK DUO BLK ML-G10+ 410 |  | 0.41 | 6 | 201 | 39 |  | Fixed | Roof
NJADRE1559271602 | Administratively Determined Incentive Program | Orange | 7050 | 4.92 | Residential | Behind the Meter | Yes | Sunrun Installation Services, Inc. | PSE&G |  | Accepted | 2025-03-07 | 2025-03-28 | 2026-03-28 | Solar Panels | HANWHA Q-CELLS | Q.PEAK DUO BLK ML-G10+ 410 |  | 0.41 | 6 | 22 | 9 |  | Fixed | Roof
NJADRE1559271602 | Administratively Determined Incentive Program | Orange | 7050 | 4.92 | Residential | Behind the Meter | Yes | Sunrun Installation Services, Inc. | PSE&G |  | Accepted | 2025-03-07 | 2025-03-28 | 2026-03-28 | Inverters | SOLAREDGE TECHNOLOGIES | SE3800H-USMN | 3800 |  | 1 |  |  | 0.99 |  | Outdoor
NJADRE1559271612 | Administratively Determined Incentive Program | GLENDORA | 8029 | 8.61 | Residential | Behind the Meter | Yes | Trinity Solar, LLC | PSE&G |  | Accepted | 2025-03-07 | 2025-03-26 | 2026-03-26 | Solar Panels | HANWHA | Q.PEAK DUO BLK ML-G10+ 410 |  | 0.41 | 9 | 69 | 39 |  | Fixed | Roof
NJADRE1559271612 | Administratively Determined Incentive Program | GLENDORA | 8029 | 8.61 | Residential | Behind the Meter | Yes | Trinity Solar, LLC | PSE&G |  | Accepted | 2025-03-07 | 2025-03-26 | 2026-03-26 | Inverters | Solar Edge | SE7600H-US | 7600 |  | 1 |  |  | 0.97 |  | Outside
NJADRE1559271612 | Administratively Determined Incentive Program | GLENDORA | 8029 | 8.61 | Residential | Behind the Meter | Yes | Trinity Solar, LLC | PSE&G |  | Accepted | 2025-03-07 | 2025-03-26 | 2026-03-26 | Solar Panels | HANWHA | Q.PEAK DUO BLK ML-G10+ 410 |  | 0.41 | 12 | 249 | 39 |  | Fixed | Roof
NJADRE1559271708 | Administratively Determined Incentive Program | Washington Twp | 7676 | 2.21 | Residential | Behind the Meter | No | GAF Energy | PSE&G |  | Accepted | 2025-03-07 | 2025-03-27 | 2026-03-27 | Inverters | Delta Electronics | M5-TL-US | 5000 |  | 1 |  |  | 0.975 |  | Outdoor
NJADRE1559271708 | Administratively Determined Incentive Program | Washington Twp | 7676 | 2.21 | Residential | Behind the Meter | No | GAF Energy | PSE&G |  | Accepted | 2025-03-07 | 2025-03-27 | 2026-03-27 | Solar Panels | GAF Energy | TLS-1 |  | 0.046 | 48 | 102 | 14 |  | Fixed | Roof
NJADRE1559272452 | Administratively Determined Incentive Program | Irvington | 7111 | 6.02 | Residential | Behind the Meter | Yes | PosiGen Developer, LLC | JCP&L |  | Accepted | 2025-03-07 | 2025-03-27 | 2026-03-27 | Inverters | SolarEdge | SE5700H-US | 5760 |  | 1 |  |  | 0.99 |  | Outdoor | within ten feet of meter
NJADRE1559272452 | Administratively Determined Incentive Program | Irvington | 7111 | 6.02 | Residential | Behind the Meter | Yes | PosiGen Developer, LLC | JCP&L |  | Accepted | 2025-03-07 | 2025-03-27 | 2026-03-27 | Solar Panels | Silfab | SIL-430 QD |  | 0.43 | 8 | 120 | 49 |  | Fixed | Roof
NJADRE1559272452 | Administratively Determined Incentive Program | Irvington | 7111 | 6.02 | Residential | Behind the Meter | Yes | PosiGen Developer, LLC | JCP&L |  | Accepted | 2025-03-07 | 2025-03-27 | 2026-03-27 | Solar Panels | Silfab | SIL-430 QD |  | 0.43 | 2 | 300 | 49 |  | Fixed | Roof
NJADRE1559272452 | Administratively Determined Incentive Program | Irvington | 7111 | 6.02 | Residential | Behind the Meter | Yes | PosiGen Developer, LLC | JCP&L |  | Accepted | 2025-03-07 | 2025-03-27 | 2026-03-27 | Solar Panels | Silfab | SIL-430 QD |  | 0.43 | 2 | 300 | 14 |  | Fixed | Roof
NJADRE1559272452 | Administratively Determined Incentive Program | Irvington | 7111 | 6.02 | Residential | Behind the Meter | Yes | PosiGen Developer, LLC | JCP&L |  | Accepted | 2025-03-07 | 2025-03-27 | 2026-03-27 | Solar Panels | Silfab | SIL-430 QD |  | 0.43 | 2 | 120 | 14 |  | Fixed | Roof
NJADRE1559274235 | Administratively Determined Incentive Program | Clifton | 7011 | 9.02 | Residential | Behind the Meter | No | Powur, PBC | PSE&G |  | Accepted | 2025-03-08 | 2025-03-31 | 2026-03-31 | Solar Panels | Q Cells | Q.PEAK DUO BLK ML-G10+ |  | 0.41 | 4 | 348 | 34 |  | Fixed | Roof
NJADRE1559274235 | Administratively Determined Incentive Program | Clifton | 7011 | 9.02 | Residential | Behind the Meter | No | Powur, PBC | PSE&G |  | Accepted | 2025-03-08 | 2025-03-31 | 2026-03-31 | Solar Panels | Q Cells | Q.PEAK DUO BLK ML-G10+ |  | 0.41 | 9 | 345 | 38 |  | Fixed | Roof
NJADRE1559274235 | Administratively Determined Incentive Program | Clifton | 7011 | 9.02 | Residential | Behind the Meter | No | Powur, PBC | PSE&G |  | Accepted | 2025-03-08 | 2025-03-31 | 2026-03-31 | Solar Panels | Q Cells | Q.PEAK DUO BLK ML-G10+ |  | 0.41 | 9 | 168 | 38 |  | Fixed | Roof
NJADRE1559274235 | Administratively Determined Incentive Program | Clifton | 7011 | 9.02 | Residential | Behind the Meter | No | Powur, PBC | PSE&G |  | Accepted | 2025-03-08 | 2025-03-31 | 2026-03-31 | Inverters | Enphase | IQ8AC-72-M-US | 349 |  | 22 |  |  | 0.97 |  | Outside
NJADRE1559274235 | Administratively Determined Incentive Program | Clifton | 7011 | 9.02 | Residential | Behind the Meter | No | Powur, PBC | PSE&G |  | Accepted | 2025-03-08 | 2025-03-31 | 2026-03-31 | Meters | Enphase | X-IQ-AM1-240-5-HDK |  |  | 1 |  |  |  | Yes | Outdoor
NJADRE1559282327 | Administratively Determined Incentive Program | Cherry Hill | 8002 | 47.3 | Commercial | Behind the Meter | No | M&Z Solar, LLC | PSE&G |  | Accepted | 2025-03-18 | 2025-04-11 | 2026-04-11 | Inverters | Solis | Solis 60KW US | 60000 |  | 1 |  |  | 0.97 |  | Outdoor
NJADRE1559282327 | Administratively Determined Incentive Program | Cherry Hill | 8002 | 47.3 | Commercial | Behind the Meter | No | M&Z Solar, LLC | PSE&G |  | Accepted | 2025-03-18 | 2025-04-11 | 2026-04-11 | Solar Panels | Axitec | AXI Premium XXL HC |  | 0.55 | 52 | 103 | 25 |  | Fixed | Roof
NJADRE1559282327 | Administratively Determined Incentive Program | Cherry Hill | 8002 | 47.3 | Commercial | Behind the Meter | No | M&Z Solar, LLC | PSE&G |  | Accepted | 2025-03-18 | 2025-04-11 | 2026-04-11 | Solar Panels | Axitec | AXI Premium XXL HC |  | 0.55 | 34 | 281 | 25 |  | Fixed | Roof
NJADRE1559283160 | Administratively Determined Incentive Program | LINWOOD | 8221 | 6.38 | Residential | Behind the Meter | Yes | Sun Up Zero Down, LLC | AC Electric |  | Accepted | 2025-03-10 | 2025-03-27 | 2026-03-27 | Meters | Enphase | TBD |  |  | 1 |  |  |  | Yes | Outdoor
NJADRE1559283160 | Administratively Determined Incentive Program | LINWOOD | 8221 | 6.38 | Residential | Behind the Meter | Yes | Sun Up Zero Down, LLC | AC Electric |  | Accepted | 2025-03-10 | 2025-03-27 | 2026-03-27 | Solar Panels | TRINA | TSM-425-NE09RC.05 |  | 0.425 | 15 | 205 | 20 |  | Fixed | Roof
NJADRE1559283160 | Administratively Determined Incentive Program | LINWOOD | 8221 | 6.38 | Residential | Behind the Meter | Yes | Sun Up Zero Down, LLC | AC Electric |  | Accepted | 2025-03-10 | 2025-03-27 | 2026-03-27 | Inverters | Enphase | IQ8PLUS-72-2-US | 290 |  | 15 |  |  | 0.976 |  | Outdoor
NJADRE1559283162 | Administratively Determined Incentive Program | GALLOWAY | 8205 | 8.93 | Residential | Behind the Meter | Yes | Sun Up Zero Down, LLC | AC Electric |  | Accepted | 2025-03-10 | 2025-03-27 | 2026-03-27 | Inverters | Enphase | IQ8PLUS-72-2-US | 290 |  | 21 |  |  | 0.976 |  | Outdoor
NJADRE1559283162 | Administratively Determined Incentive Program | GALLOWAY | 8205 | 8.93 | Residential | Behind the Meter | Yes | Sun Up Zero Down, LLC | AC Electric |  | Accepted | 2025-03-10 | 2025-03-27 | 2026-03-27 | Meters | Enphase | TBD |  |  | 1 |  |  |  | Yes | Outdoor
NJADRE1559283162 | Administratively Determined Incentive Program | GALLOWAY | 8205 | 8.93 | Residential | Behind the Meter | Yes | Sun Up Zero Down, LLC | AC Electric |  | Accepted | 2025-03-10 | 2025-03-27 | 2026-03-27 | Solar Panels | TRINA | TSM-425-NE09RC.05 |  | 0.425 | 21 | 192 | 45 |  | Fixed | Roof
NJADRE1559283171 | Administratively Determined Incentive Program | Mullica Hill | 8062 | 8.5 | Residential | Behind the Meter | Yes | Whitman Construction, LLC | AC Electric |  | Accepted | 2025-03-10 | 2025-03-27 | 2026-03-27 | Solar Panels | Jinko Solar | JKM425N-54HL4-B |  | 0.425 | 14 | 198 | 39 |  | Fixed | Roof
NJADRE1559283171 | Administratively Determined Incentive Program | Mullica Hill | 8062 | 8.5 | Residential | Behind the Meter | Yes | Whitman Construction, LLC | AC Electric |  | Accepted | 2025-03-10 | 2025-03-27 | 2026-03-27 | Solar Panels | Jinko Solar | JKM425N-54HL4-B |  | 0.425 | 6 | 198 | 40 |  | Fixed | Roof
NJADRE1559283171 | Administratively Determined Incentive Program | Mullica Hill | 8062 | 8.5 | Residential | Behind the Meter | Yes | Whitman Construction, LLC | AC Electric |  | Accepted | 2025-03-10 | 2025-03-27 | 2026-03-27 | Inverters | ENPHASE | IQ8PLUS-72-2-US | 290 |  | 20 |  |  | 0.975 |  | Outdoor
NJADRE1559283171 | Administratively Determined Incentive Program | Mullica Hill | 8062 | 8.5 | Residential | Behind the Meter | Yes | Whitman Construction, LLC | AC Electric |  | Accepted | 2025-03-10 | 2025-03-27 | 2026-03-27 | Meters | ENPHASE | X-IQ-AM1-240-5-HDK |  |  | 1 |  |  |  | Yes | Outdoor
NJADRE1559283176 | Administratively Determined Incentive Program | EGG HARBOR TOWNSHIP | 8234 | 7.38 | Residential | Behind the Meter | Yes | Whitman Construction, LLC | AC Electric |  | Accepted | 2025-03-10 | 2025-04-14 | 2026-04-14 | Inverters | ENPHASE | IQ8PLUS-72-2-US | 290 |  | 18 |  |  | 0.975 |  | Outdoor
NJADRE1559283176 | Administratively Determined Incentive Program | EGG HARBOR TOWNSHIP | 8234 | 7.38 | Residential | Behind the Meter | Yes | Whitman Construction, LLC | AC Electric |  | Accepted | 2025-03-10 | 2025-04-14 | 2026-04-14 | Solar Panels | Trina Solar | TSM-410NE09RC.05 |  | 0.41 | 16 | 112 | 12 |  | Fixed | Roof
NJADRE1559283176 | Administratively Determined Incentive Program | EGG HARBOR TOWNSHIP | 8234 | 7.38 | Residential | Behind the Meter | Yes | Whitman Construction, LLC | AC Electric |  | Accepted | 2025-03-10 | 2025-04-14 | 2026-04-14 | Solar Panels | Trina Solar | TSM-410NE09RC.05 |  | 0.41 | 2 | 292 | 12 |  | Fixed | Roof
NJADRE1559283176 | Administratively Determined Incentive Program | EGG HARBOR TOWNSHIP | 8234 | 7.38 | Residential | Behind the Meter | Yes | Whitman Construction, LLC | AC Electric |  | Accepted | 2025-03-10 | 2025-04-14 | 2026-04-14 | Meters | ENPHASE | X-IQ-AM1-240-5C-HDK |  |  | 1 |  |  |  | Yes | Outdoor
NJADRE1559283180 | Administratively Determined Incentive Program | Hopatcong | 7843 | 12.71 | Residential | Behind the Meter | Yes | Whitman Construction, LLC | JCP&L |  | Accepted | 2025-03-10 | 2025-03-28 | 2026-03-28 | Solar Panels | Trina Solar | TSM-410NE09RC.05 |  | 0.41 | 8 | 301 | 26 |  | Fixed | Roof
NJADRE1559283180 | Administratively Determined Incentive Program | Hopatcong | 7843 | 12.71 | Residential | Behind the Meter | Yes | Whitman Construction, LLC | JCP&L |  | Accepted | 2025-03-10 | 2025-03-28 | 2026-03-28 | Solar Panels | Trina Solar | TSM-410NE09RC.05 |  | 0.41 | 2 | 301 | 22 |  | Fixed | Roof
NJADRE1559283180 | Administratively Determined Incentive Program | Hopatcong | 7843 | 12.71 | Residential | Behind the Meter | Yes | Whitman Construction, LLC | JCP&L |  | Accepted | 2025-03-10 | 2025-03-28 | 2026-03-28 | Solar Panels | Trina Solar | TSM-410NE09RC.05 |  | 0.41 | 5 | 211 | 26 |  | Fixed | Roof
NJADRE1559283180 | Administratively Determined Incentive Program | Hopatcong | 7843 | 12.71 | Residential | Behind the Meter | Yes | Whitman Construction, LLC | JCP&L |  | Accepted | 2025-03-10 | 2025-03-28 | 2026-03-28 | Solar Panels | Trina Solar | TSM-410NE09RC.05 |  | 0.41 | 2 | 121 | 22 |  | Fixed | Roof
NJADRE1559283180 | Administratively Determined Incentive Program | Hopatcong | 7843 | 12.71 | Residential | Behind the Meter | Yes | Whitman Construction, LLC | JCP&L |  | Accepted | 2025-03-10 | 2025-03-28 | 2026-03-28 | Solar Panels | Trina Solar | TSM-410NE09RC.05 |  | 0.41 | 3 | 121 | 27 |  | Fixed | Roof
NJADRE1559283180 | Administratively Determined Incentive Program | Hopatcong | 7843 | 12.71 | Residential | Behind the Meter | Yes | Whitman Construction, LLC | JCP&L |  | Accepted | 2025-03-10 | 2025-03-28 | 2026-03-28 | Inverters | ENPHASE | IQ8PLUS-72-2-US | 290 |  | 31 |  |  | 0.975 |  | Outdoor
NJADRE1559283180 | Administratively Determined Incentive Program | Hopatcong | 7843 | 12.71 | Residential | Behind the Meter | Yes | Whitman Construction, LLC | JCP&L |  | Accepted | 2025-03-10 | 2025-03-28 | 2026-03-28 | Solar Panels | Trina Solar | TSM-410NE09RC.05 |  | 0.41 | 11 | 121 | 26 |  | Fixed | Roof
NJADRE1559283204 | Administratively Determined Incentive Program | Pine Hill | 8021 | 7.2 | Residential | Behind the Meter | Yes | Big Solar Energy, LLC | AC Electric |  | Accepted | 2025-03-10 | 2025-04-03 | 2026-04-03 | Inverters | SOLAREDGE | SE6000H-US | 6000 |  | 1 |  |  | 0.992 |  | Outdoor
NJADRE1559283204 | Administratively Determined Incentive Program | Pine Hill | 8021 | 7.2 | Residential | Behind the Meter | Yes | Big Solar Energy, LLC | AC Electric |  | Accepted | 2025-03-10 | 2025-04-03 | 2026-04-03 | Solar Panels | LONGI SOLAR | LR5-54HABB-400M |  | 0.4 | 2 | 284 | 32 |  | Fixed | Roof
NJADRE1559283204 | Administratively Determined Incentive Program | Pine Hill | 8021 | 7.2 | Residential | Behind the Meter | Yes | Big Solar Energy, LLC | AC Electric |  | Accepted | 2025-03-10 | 2025-04-03 | 2026-04-03 | Solar Panels | LONGI SOLAR | LR5-54HABB-400M |  | 0.4 | 16 | 104 | 31 |  | Fixed | Roof
NJADRE1559283205 | Administratively Determined Incentive Program | Matawan | 7747 | 9.6 | Residential | Behind the Meter | Yes | Sunrun Installation Services, Inc. | JCP&L |  | Accepted | 2025-03-10 | 2025-03-27 | 2026-03-27 | Solar Panels | Hanwha Q-Cells | Q.PEAK DUO BLK ML-G10+/T 400 |  | 0.4 | 10 | 133 | 40 |  | Fixed | Roof
NJADRE1559283205 | Administratively Determined Incentive Program | Matawan | 7747 | 9.6 | Residential | Behind the Meter | Yes | Sunrun Installation Services, Inc. | JCP&L |  | Accepted | 2025-03-10 | 2025-03-27 | 2026-03-27 | Solar Panels | Hanwha Q-Cells | Q.PEAK DUO BLK ML-G10+/T 400 |  | 0.4 | 6 | 223 | 40 |  | Fixed | Roof
NJADRE1559283205 | Administratively Determined Incentive Program | Matawan | 7747 | 9.6 | Residential | Behind the Meter | Yes | Sunrun Installation Services, Inc. | JCP&L |  | Accepted | 2025-03-10 | 2025-03-27 | 2026-03-27 | Solar Panels | Hanwha Q-Cells | Q.PEAK DUO BLK ML-G10+/t 400 |  | 0.4 | 8 | 133 | 40 |  | Fixed | Roof
NJADRE1559283205 | Administratively Determined Incentive Program | Matawan | 7747 | 9.6 | Residential | Behind the Meter | Yes | Sunrun Installation Services, Inc. | JCP&L |  | Accepted | 2025-03-10 | 2025-03-27 | 2026-03-27 | Inverters | SOLAREDGE TECHNOLOGIES | SE7600H-USMN | 7600 |  | 1 |  |  | 0.99 |  | Outside
NJADRE1559283230 | Administratively Determined Incentive Program | Riverside | 8075 | 14.88 | Residential | Behind the Meter | Yes | Whitman Construction, LLC | PSE&G |  | Accepted | 2025-03-10 | 2025-03-27 | 2026-03-27 | Inverters | ENPHASE | IQ8PLUS-72-2-US | 290 |  | 35 |  |  | 0.975 |  | Outdoor
NJADRE1559283230 | Administratively Determined Incentive Program | Riverside | 8075 | 14.88 | Residential | Behind the Meter | Yes | Whitman Construction, LLC | PSE&G |  | Accepted | 2025-03-10 | 2025-03-27 | 2026-03-27 | Solar Panels | Jinko Solar | JKM425N-54HL4-B |  | 0.425 | 15 | 332 | 18 |  | Fixed | Roof
NJADRE1559283230 | Administratively Determined Incentive Program | Riverside | 8075 | 14.88 | Residential | Behind the Meter | Yes | Whitman Construction, LLC | PSE&G |  | Accepted | 2025-03-10 | 2025-03-27 | 2026-03-27 | Solar Panels | Jinko Solar | JKM425N-54HL4-B |  | 0.425 | 20 | 152 | 18 |  | Fixed | Roof
NJADRE1559283233 | Administratively Determined Incentive Program | Toms River | 8753 | 11.48 | Residential | Behind the Meter | Yes | Power Energy Solutions, LLC | JCP&L |  | Accepted | 2025-03-10 | 2025-03-27 | 2026-03-27 | Inverters | SolarEdge | SE5700H-US | 6 |  | 1 |  |  | 0.97 |  | Outdoor
NJADRE1559283233 | Administratively Determined Incentive Program | Toms River | 8753 | 11.48 | Residential | Behind the Meter | Yes | Power Energy Solutions, LLC | JCP&L |  | Accepted | 2025-03-10 | 2025-03-27 | 2026-03-27 | Solar Panels | Trina Solar | TSM-425NE09RC.05 |  | 0.425 | 15 | 50 | 27 |  | Fixed | Roof
NJADRE1559283233 | Administratively Determined Incentive Program | Toms River | 8753 | 11.48 | Residential | Behind the Meter | Yes | Power Energy Solutions, LLC | JCP&L |  | Accepted | 2025-03-10 | 2025-03-27 | 2026-03-27 | Solar Panels | Trina Solar | TSM-425NE09RC.05 |  | 0.425 | 12 | 230 | 27 |  | Fixed | Roof
NJADRE1559283235 | Administratively Determined Incentive Program | Pine Hill | 8021 | 4 | Residential | Behind the Meter | Yes | Big Solar Energy, LLC | AC Electric |  | Accepted | 2025-03-10 | 2025-04-03 | 2026-04-03 | Inverters | SOLAREDGE | SE3000H-US | 3000 |  | 1 |  |  | 0.99 |  | Outdoor
NJADRE1559283235 | Administratively Determined Incentive Program | Pine Hill | 8021 | 4 | Residential | Behind the Meter | Yes | Big Solar Energy, LLC | AC Electric |  | Accepted | 2025-03-10 | 2025-04-03 | 2026-04-03 | Solar Panels | LONGI SOLAR | LR5-54HABB-400M |  | 0.4 | 10 | 104 | 20 |  | Fixed | Roof
NJADRE1559283237 | Administratively Determined Incentive Program | Saddle Brook | 7663 | 3.69 | Residential | Behind the Meter | Yes | Trinity Solar, LLC | PSE&G |  | Accepted | 2025-03-10 | 2025-03-28 | 2026-03-28 | Inverters | Solar Edge | SE3000H-US | 3000 |  | 1 |  |  | 0.97 |  | Outdoor
NJADRE1559283237 | Administratively Determined Incentive Program | Saddle Brook | 7663 | 3.69 | Residential | Behind the Meter | Yes | Trinity Solar, LLC | PSE&G |  | Accepted | 2025-03-10 | 2025-03-28 | 2026-03-28 | Solar Panels | HANWHA | (Q.PEAK DUO BLK ML-G10+ 410) |  | 0.41 | 5 | 252 | 30 |  | Fixed | Roof
NJADRE1559283237 | Administratively Determined Incentive Program | Saddle Brook | 7663 | 3.69 | Residential | Behind the Meter | Yes | Trinity Solar, LLC | PSE&G |  | Accepted | 2025-03-10 | 2025-03-28 | 2026-03-28 | Solar Panels | HANWHA | (Q.PEAK DUO BLK ML-G10+ 410) |  | 0.41 | 4 | 162 | 30 |  | Fixed | Roof
NJADRE1559283260 | Administratively Determined Incentive Program | Maplewood | 7040 | 6.15 | Residential | Behind the Meter | Yes | Big Wave Roofing and Solar, LLC | PSE&G |  | Accepted | 2025-03-10 | 2025-03-28 | 2026-03-28 | Solar Panels | Mission | MSE410HT0B |  | 0.41 | 15 | 210 | 20 |  | Fixed | Roof
NJADRE1559283260 | Administratively Determined Incentive Program | Maplewood | 7040 | 6.15 | Residential | Behind the Meter | Yes | Big Wave Roofing and Solar, LLC | PSE&G |  | Accepted | 2025-03-10 | 2025-03-28 | 2026-03-28 | Inverters | Enphase | IQ8HC-72-M-DOM-US | 380 |  | 15 |  |  | 0.98 |  | Outside
NJADRE1559283291 | Administratively Determined Incentive Program | Browns Mills | 8015 | 16.15 | Residential | Behind the Meter | Yes | Whitman Construction, LLC | JCP&L |  | Accepted | 2025-03-10 | 2025-03-27 | 2026-03-27 | Solar Panels | Jinko Solar | JKM425N-54HL4-B |  | 0.425 | 19 | 107 | 23 |  | Fixed | Roof
NJADRE1559283291 | Administratively Determined Incentive Program | Browns Mills | 8015 | 16.15 | Residential | Behind the Meter | Yes | Whitman Construction, LLC | JCP&L |  | Accepted | 2025-03-10 | 2025-03-27 | 2026-03-27 | Inverters | ENPHASE | IQ8PLUS-72-2-US | 290 |  | 38 |  |  | 0.975 |  | Outdoor
NJADRE1559283291 | Administratively Determined Incentive Program | Browns Mills | 8015 | 16.15 | Residential | Behind the Meter | Yes | Whitman Construction, LLC | JCP&L |  | Accepted | 2025-03-10 | 2025-03-27 | 2026-03-27 | Solar Panels | Jinko Solar | JKM425N-54HL4-B |  | 0.425 | 19 | 287 | 23 |  | Fixed | Roof
NJADRE1559283300 | Administratively Determined Incentive Program | Jackson | 8527 | 5.6 | Residential | Behind the Meter | Yes | GenSun Roofing and Solar, LLC | JCP&L |  | Accepted | 2025-03-10 | 2025-03-27 | 2026-03-27 | Solar Panels | LONGI SOLAR | LR5-54HAAB-400W MONO MODULES |  | 0.4 | 14 | 236 | 33 |  | Fixed | Roof
NJADRE1559283300 | Administratively Determined Incentive Program | Jackson | 8527 | 5.6 | Residential | Behind the Meter | Yes | GenSun Roofing and Solar, LLC | JCP&L |  | Accepted | 2025-03-10 | 2025-03-27 | 2026-03-27 | Inverters | solaredge | se5000h-us | 5000 |  | 1 |  |  | 0.99 |  | Outside
NJADRE1559283437 | Administratively Determined Incentive Program | SEWELL | 8080 | 17.4 | Residential | Behind the Meter | No | NJ Solar Power, LLC | AC Electric |  | Accepted | 2025-03-10 | 2025-03-28 | 2026-03-28 | Inverters | SolarEdge | SE7600H-US | 15200 |  | 2 |  |  | 0.99 |  | Outside
NJADRE1559283437 | Administratively Determined Incentive Program | SEWELL | 8080 | 17.4 | Residential | Behind the Meter | No | NJ Solar Power, LLC | AC Electric |  | Accepted | 2025-03-10 | 2025-03-28 | 2026-03-28 | Solar Panels | Hanwha | Q.TRON BLK M-G2+ 435 |  | 0.435 | 18 | 235 | 23 |  | Fixed | Roof | Roof 1
NJADRE1559283437 | Administratively Determined Incentive Program | SEWELL | 8080 | 17.4 | Residential | Behind the Meter | No | NJ Solar Power, LLC | AC Electric |  | Accepted | 2025-03-10 | 2025-03-28 | 2026-03-28 | Solar Panels | Hanwha | Q.TRON BLK M-G2+ 435 |  | 0.435 | 12 | 235 | 23 |  | Fixed | Roof | Roof 2
NJADRE1559283437 | Administratively Determined Incentive Program | SEWELL | 8080 | 17.4 | Residential | Behind the Meter | No | NJ Solar Power, LLC | AC Electric |  | Accepted | 2025-03-10 | 2025-03-28 | 2026-03-28 | Solar Panels | Hanwha | Q.TRON BLK M-G2+ 435 |  | 0.435 | 10 | 235 | 23 |  | Fixed | Roof | Roof 3
NJADRE1559283656 | Administratively Determined Incentive Program | SEWELL | 8080 | 7.225 | Residential | Behind the Meter | Yes | Whitman Construction, LLC | AC Electric |  | Accepted | 2025-03-10 | 2025-03-27 | 2026-03-27 | Inverters | ENPHASE | IQ8PLUS-72-2-US | 290 |  | 17 |  |  | 0.975 |  | Outdoor
NJADRE1559283656 | Administratively Determined Incentive Program | SEWELL | 8080 | 7.225 | Residential | Behind the Meter | Yes | Whitman Construction, LLC | AC Electric |  | Accepted | 2025-03-10 | 2025-03-27 | 2026-03-27 | Solar Panels | Jinko Solar | JKM425N-54HL4-B |  | 0.425 | 11 | 125 | 18 |  | Fixed | Roof
NJADRE1559283656 | Administratively Determined Incentive Program | SEWELL | 8080 | 7.225 | Residential | Behind the Meter | Yes | Whitman Construction, LLC | AC Electric |  | Accepted | 2025-03-10 | 2025-03-27 | 2026-03-27 | Solar Panels | Jinko Solar | JKM425N-54HL4-B |  | 0.425 | 6 | 305 | 18 |  | Fixed | Roof
NJADRE1559283656 | Administratively Determined Incentive Program | SEWELL | 8080 | 7.225 | Residential | Behind the Meter | Yes | Whitman Construction, LLC | AC Electric |  | Accepted | 2025-03-10 | 2025-03-27 | 2026-03-27 | Meters | ENPHASE | X-IQ-AM1-240-5-HDK |  |  | 1 |  |  |  | Yes | Outdoor
NJADRE1559283958 | Administratively Determined Incentive Program | Upper Township | 8230 | 8.61 | Residential | Behind the Meter | No | Trinity Solar, LLC | AC Electric |  | Accepted | 2025-03-10 | 2025-03-27 | 2026-03-27 | Inverters | Solar Edge | SE7600H-US | 7600 |  | 1 |  |  | 0.97 |  | Outdoor
NJADRE1559283958 | Administratively Determined Incentive Program | Upper Township | 8230 | 8.61 | Residential | Behind the Meter | No | Trinity Solar, LLC | AC Electric |  | Accepted | 2025-03-10 | 2025-03-27 | 2026-03-27 | Solar Panels | HANWHA | (Q.PEAK DUO BLK ML-G10+ 410) |  | 0.41 | 21 | 271 | 18 |  | Fixed | Roof
NJADRE1559284036 | Administratively Determined Incentive Program | NORTHFIELD | 8225 | 11.9 | Residential | Behind the Meter | Yes | Velocity Energy & Home Solutions, Inc. | AC Electric |  | Accepted | 2025-03-10 | 2025-03-27 | 2026-03-27 | Solar Panels | TRINA | 425w |  | 0.425 | 7 | 249 | 28 |  | Fixed | Roof
NJADRE1559284036 | Administratively Determined Incentive Program | NORTHFIELD | 8225 | 11.9 | Residential | Behind the Meter | Yes | Velocity Energy & Home Solutions, Inc. | AC Electric |  | Accepted | 2025-03-10 | 2025-03-27 | 2026-03-27 | Solar Panels | trina | 425 |  | 0.425 | 21 | 249 | 28 |  | Fixed | Roof
NJADRE1559284036 | Administratively Determined Incentive Program | NORTHFIELD | 8225 | 11.9 | Residential | Behind the Meter | Yes | Velocity Energy & Home Solutions, Inc. | AC Electric |  | Accepted | 2025-03-10 | 2025-03-27 | 2026-03-27 | Inverters | enphase | iq8plus | 290 |  | 28 |  |  | 0.99 |  | Outside | behind panels
NJADRE1559284141 | Administratively Determined Incentive Program | EGG HARBOR TOWNSHIP | 8234 | 6.375 | Residential | Behind the Meter | Yes | Whitman Construction, LLC | AC Electric |  | Accepted | 2025-03-10 | 2025-03-27 | 2026-03-27 | Solar Panels | Jinko Solar | JKM425N-54HL4-B |  | 0.425 | 9 | 170 | 20 |  | Fixed | Roof
NJADRE1559284141 | Administratively Determined Incentive Program | EGG HARBOR TOWNSHIP | 8234 | 6.375 | Residential | Behind the Meter | Yes | Whitman Construction, LLC | AC Electric |  | Accepted | 2025-03-10 | 2025-03-27 | 2026-03-27 | Inverters | ENPHASE | IQ8PLUS-72-2-US | 290 |  | 15 |  |  | 0.975 |  | Outdoor
NJADRE1559284141 | Administratively Determined Incentive Program | EGG HARBOR TOWNSHIP | 8234 | 6.375 | Residential | Behind the Meter | Yes | Whitman Construction, LLC | AC Electric |  | Accepted | 2025-03-10 | 2025-03-27 | 2026-03-27 | Solar Panels | Jinko Solar | JKM425N-54HL4-B |  | 0.425 | 6 | 170 | 18 |  | Fixed | Roof
NJADRE1559284141 | Administratively Determined Incentive Program | EGG HARBOR TOWNSHIP | 8234 | 6.375 | Residential | Behind the Meter | Yes | Whitman Construction, LLC | AC Electric |  | Accepted | 2025-03-10 | 2025-03-27 | 2026-03-27 | Meters | ENPHASE | X-IQ-AM1-240-5-HDK |  |  | 1 |  |  |  | Yes | Outdoor
NJADRE1559284182 | Administratively Determined Incentive Program | Hillside | 7205 | 4.3 | Residential | Behind the Meter | Yes | PosiGen Developer, LLC | PSE&G |  | Accepted | 2025-03-10 | 2025-03-28 | 2026-03-28 | Solar Panels | Silfab | SIL-430 QD |  | 0.43 | 10 | 218 | 23 |  | Fixed | Roof
NJADRE1559284182 | Administratively Determined Incentive Program | Hillside | 7205 | 4.3 | Residential | Behind the Meter | Yes | PosiGen Developer, LLC | PSE&G |  | Accepted | 2025-03-10 | 2025-03-28 | 2026-03-28 | Inverters | SolarEdge | SE3800H-US | 3800 |  | 1 |  |  | 0.99 |  | Outdoor | within ten feet of meter
NJADRE1559284197 | Administratively Determined Incentive Program | East Orange | 7018 | 3.28 | Residential | Behind the Meter | Yes | Big Wave Roofing and Solar, LLC | PSE&G |  | Accepted | 2025-03-10 | 2025-03-28 | 2026-03-28 | Solar Panels | Mission | MSE410HT0B |  | 0.41 | 8 | 201 | 30 |  | Fixed | Roof
NJADRE1559284197 | Administratively Determined Incentive Program | East Orange | 7018 | 3.28 | Residential | Behind the Meter | Yes | Big Wave Roofing and Solar, LLC | PSE&G |  | Accepted | 2025-03-10 | 2025-03-28 | 2026-03-28 | Inverters | Enphase | IQ8HC-72-M-DOM-US | 380 |  | 8 |  |  | 0.98 |  | Outside
NJADRE1559284220 | Administratively Determined Incentive Program | HILLSIDE | 7205 | 4.3 | Residential | Behind the Meter | Yes | PosiGen Developer, LLC | PSE&G |  | Accepted | 2025-03-10 | 2025-03-28 | 2026-03-28 | Inverters | SolarEdge | SE3800H-US | 3800 |  | 1 |  |  | 0.99 |  | Outdoor | within ten feet of meter
NJADRE1559284220 | Administratively Determined Incentive Program | HILLSIDE | 7205 | 4.3 | Residential | Behind the Meter | Yes | PosiGen Developer, LLC | PSE&G |  | Accepted | 2025-03-10 | 2025-03-28 | 2026-03-28 | Solar Panels | Silfab | SIL-430 QD |  | 0.43 | 10 | 218 | 23 |  | Fixed | Roof
NJADRE1559284230 | Administratively Determined Incentive Program | Absecon Highlands | 8201 | 6.8 | Residential | Behind the Meter | Yes | GenSun Roofing and Solar, LLC | AC Electric |  | Accepted | 2025-03-10 | 2025-03-27 | 2026-03-27 | Solar Panels | JINKO SOLAR | JKM 425N-54HL4-B 425W |  | 0.425 | 10 | 221 | 40 |  | Fixed | Roof
NJADRE1559284230 | Administratively Determined Incentive Program | Absecon Highlands | 8201 | 6.8 | Residential | Behind the Meter | Yes | GenSun Roofing and Solar, LLC | AC Electric |  | Accepted | 2025-03-10 | 2025-03-27 | 2026-03-27 | Solar Panels | JINKO SOLAR | JKM 425N-54HL4-B 425W |  | 0.425 | 6 | 41 | 8 |  | Fixed | Roof
NJADRE1559284230 | Administratively Determined Incentive Program | Absecon Highlands | 8201 | 6.8 | Residential | Behind the Meter | Yes | GenSun Roofing and Solar, LLC | AC Electric |  | Accepted | 2025-03-10 | 2025-03-27 | 2026-03-27 | Inverters | ENPHASE | IQ8PLUS-72-2-US | 6380 |  | 16 |  |  | 0.99 |  | Outside
NJADRE1559284238 | Administratively Determined Incentive Program | Pleasantville | 8232 | 17.2 | Residential | Behind the Meter | Yes | Zenergy Solar, LLC | AC Electric |  | Accepted | 2025-03-10 | 2025-03-28 | 2026-03-28 | Solar Panels | Silfab | SIL-430 QD |  | 0.43 | 3 | 122 | 32 |  | Fixed | Roof
NJADRE1559284238 | Administratively Determined Incentive Program | Pleasantville | 8232 | 17.2 | Residential | Behind the Meter | Yes | Zenergy Solar, LLC | AC Electric |  | Accepted | 2025-03-10 | 2025-03-28 | 2026-03-28 | Solar Panels | Silfab | IQ8PLUS-72-M-US |  | 0.43 | 5 | 303 | 31 |  | Fixed | Roof
NJADRE1559284238 | Administratively Determined Incentive Program | Pleasantville | 8232 | 17.2 | Residential | Behind the Meter | Yes | Zenergy Solar, LLC | AC Electric |  | Accepted | 2025-03-10 | 2025-03-28 | 2026-03-28 | Solar Panels | Silfab | SIL-430 QD |  | 0.43 | 8 | 123 | 24 |  | Fixed | Roof
NJADRE1559284238 | Administratively Determined Incentive Program | Pleasantville | 8232 | 17.2 | Residential | Behind the Meter | Yes | Zenergy Solar, LLC | AC Electric |  | Accepted | 2025-03-10 | 2025-03-28 | 2026-03-28 | Inverters | Enphase Energy | IQ8PLUS-72-M-US | 290 |  | 40 |  |  | 0.99 |  | Outdoor
NJADRE1559284238 | Administratively Determined Incentive Program | Pleasantville | 8232 | 17.2 | Residential | Behind the Meter | Yes | Zenergy Solar, LLC | AC Electric |  | Accepted | 2025-03-10 | 2025-03-28 | 2026-03-28 | Solar Panels | Silfab | SIL-430 QD |  | 0.43 | 10 | 303 | 24 |  | Fixed | Roof
NJADRE1559284238 | Administratively Determined Incentive Program | Pleasantville | 8232 | 17.2 | Residential | Behind the Meter | Yes | Zenergy Solar, LLC | AC Electric |  | Accepted | 2025-03-10 | 2025-03-28 | 2026-03-28 | Solar Panels | Silfab | SIL-430 QD |  | 0.43 | 14 | 123 | 31 |  | Fixed | Roof
NJADRE1559284253 | Administratively Determined Incentive Program | East Orange | 7018 | 5.59 | Residential | Behind the Meter | Yes | Seapoint Solar Energy, LLC | PSE&G |  | Accepted | 2025-03-12 | 2025-04-09 | 2026-04-09 | Solar Panels | SILFAB | SILFAB SIL-430 QD |  | 0.43 | 13 | 110 | 29 |  | Fixed | Roof
NJADRE1559284253 | Administratively Determined Incentive Program | East Orange | 7018 | 5.59 | Residential | Behind the Meter | Yes | Seapoint Solar Energy, LLC | PSE&G |  | Accepted | 2025-03-12 | 2025-04-09 | 2026-04-09 | Inverters | Enphase | IQ8PLUS-72-M-US | 290 |  | 13 |  |  | 0.97 |  | Outdoor
NJADRE1559284303 | Administratively Determined Incentive Program | Little Egg Harbor Twp | 8087 | 7.38 | Residential | Behind the Meter | Yes | Whitman Construction, LLC | AC Electric |  | Accepted | 2025-03-10 | 2025-03-28 | 2026-03-28 | Solar Panels | Trina Solar | TSM-410NE09RC.05 |  | 0.41 | 14 | 139 | 27 |  | Fixed | Roof
NJADRE1559284303 | Administratively Determined Incentive Program | Little Egg Harbor Twp | 8087 | 7.38 | Residential | Behind the Meter | Yes | Whitman Construction, LLC | AC Electric |  | Accepted | 2025-03-10 | 2025-03-28 | 2026-03-28 | Inverters | ENPHASE | IQ8PLUS-72-2-US | 290 |  | 18 |  |  | 0.975 |  | Outdoor
NJADRE1559284303 | Administratively Determined Incentive Program | Little Egg Harbor Twp | 8087 | 7.38 | Residential | Behind the Meter | Yes | Whitman Construction, LLC | AC Electric |  | Accepted | 2025-03-10 | 2025-03-28 | 2026-03-28 | Solar Panels | Trina Solar | TSM-410NE09RC.05 |  | 0.41 | 4 | 139 | 31 |  | Fixed | Roof
NJADRE1559284303 | Administratively Determined Incentive Program | Little Egg Harbor Twp | 8087 | 7.38 | Residential | Behind the Meter | Yes | Whitman Construction, LLC | AC Electric |  | Accepted | 2025-03-10 | 2025-03-28 | 2026-03-28 | Meters | 482449000000 | X-IQ-AM1-240-5-HDK |  |  | 1 |  |  |  | Yes | Outdoor
NJADRE1559284310 | Administratively Determined Incentive Program | Hammonton | 8037 | 9.43 | Residential | Behind the Meter | Yes | Trinity Solar, LLC | AC Electric |  | Accepted | 2025-03-10 | 2025-03-28 | 2026-03-28 | Inverters | Solar Edge | SE7600H-US | 7600 |  | 1 |  |  | 0.97 |  | Outside
NJADRE1559284310 | Administratively Determined Incentive Program | Hammonton | 8037 | 9.43 | Residential | Behind the Meter | Yes | Trinity Solar, LLC | AC Electric |  | Accepted | 2025-03-10 | 2025-03-28 | 2026-03-28 | Solar Panels | HANWHA | Q.PEAK DUO BLK ML-G10+ 410 |  | 0.41 | 9 | 328 | 11 |  | Fixed | Roof
NJADRE1559284310 | Administratively Determined Incentive Program | Hammonton | 8037 | 9.43 | Residential | Behind the Meter | Yes | Trinity Solar, LLC | AC Electric |  | Accepted | 2025-03-10 | 2025-03-28 | 2026-03-28 | Solar Panels | HANWHA | Q.PEAK DUO BLK ML-G10+ 410 |  | 0.41 | 14 | 148 | 11 |  | Fixed | Roof
NJADRE1559284323 | Administratively Determined Incentive Program | West Windsor Township | 8550 | 4.1 | Residential | Behind the Meter | Yes | Trinity Solar, LLC | JCP&L |  | Accepted | 2025-03-10 | 2025-03-28 | 2026-03-28 | Solar Panels | HANWHA | (Q.PEAK DUO BLK ML-G10+ 410) |  | 0.41 | 10 | 148 | 39 |  | Fixed | Roof
NJADRE1559284323 | Administratively Determined Incentive Program | West Windsor Township | 8550 | 4.1 | Residential | Behind the Meter | Yes | Trinity Solar, LLC | JCP&L |  | Accepted | 2025-03-10 | 2025-03-28 | 2026-03-28 | Inverters | Solar Edge | SE3800H-US | 3800 |  | 1 |  |  | 0.97 |  | Outdoor
NJADRE1559284338 | Administratively Determined Incentive Program | Atco | 8004 | 18.7 | Residential | Behind the Meter | Yes | Velocity Energy & Home Solutions Inc. | AC Electric |  | Accepted | 2025-03-10 | 2025-03-31 | 2026-03-31 | Solar Panels | TRINA | 425w |  | 0.425 | 18 | 102 | 40 |  | Fixed | Roof
NJADRE1559284338 | Administratively Determined Incentive Program | Atco | 8004 | 18.7 | Residential | Behind the Meter | Yes | Velocity Energy & Home Solutions Inc. | AC Electric |  | Accepted | 2025-03-10 | 2025-03-31 | 2026-03-31 | Solar Panels | TRINA | 425W |  | 0.425 | 8 | 282 | 40 |  | Fixed | Roof
NJADRE1559284338 | Administratively Determined Incentive Program | Atco | 8004 | 18.7 | Residential | Behind the Meter | Yes | Velocity Energy & Home Solutions Inc. | AC Electric |  | Accepted | 2025-03-10 | 2025-03-31 | 2026-03-31 | Solar Panels | trina | 425w |  | 0.425 | 15 | 192 | 35 |  | Fixed | Roof
NJADRE1559284338 | Administratively Determined Incentive Program | Atco | 8004 | 18.7 | Residential | Behind the Meter | Yes | Velocity Energy & Home Solutions Inc. | AC Electric |  | Accepted | 2025-03-10 | 2025-03-31 | 2026-03-31 | Solar Panels | TRINA | 425W |  | 0.425 | 3 | 102 | 40 |  | Fixed | Roof
NJADRE1559284338 | Administratively Determined Incentive Program | Atco | 8004 | 18.7 | Residential | Behind the Meter | Yes | Velocity Energy & Home Solutions Inc. | AC Electric |  | Accepted | 2025-03-10 | 2025-03-31 | 2026-03-31 | Inverters | enphase | iq8plus | 290 |  | 44 |  |  | 0.99 |  | Outside | behind panels
NJADRE1559284355 | Administratively Determined Incentive Program | Andover | 7821 | 16.4 | Residential | Behind the Meter | No | Arma Renovations LLC DBA Arma Group | JCP&L |  | Accepted | 2025-03-19 | 2025-04-10 | 2026-04-10 | Solar Panels | Hanwha | qcells 410 |  | 0.41 | 11 | 24 | 80 |  | Fixed | Roof
NJADRE1559284355 | Administratively Determined Incentive Program | Andover | 7821 | 16.4 | Residential | Behind the Meter | No | Arma Renovations LLC DBA Arma Group | JCP&L |  | Accepted | 2025-03-19 | 2025-04-10 | 2026-04-10 | Solar Panels | Hanwha | qcells 410 |  | 0.41 | 24 | 260 | 24 |  | Fixed | Roof
NJADRE1559284355 | Administratively Determined Incentive Program | Andover | 7821 | 16.4 | Residential | Behind the Meter | No | Arma Renovations LLC DBA Arma Group | JCP&L |  | Accepted | 2025-03-19 | 2025-04-10 | 2026-04-10 | Solar Panels | Hanwha | qcells 410 |  | 0.41 | 5 | 80 | 24 |  | Fixed | Roof
NJADRE1559284355 | Administratively Determined Incentive Program | Andover | 7821 | 16.4 | Residential | Behind the Meter | No | Arma Renovations LLC DBA Arma Group | JCP&L |  | Accepted | 2025-03-19 | 2025-04-10 | 2026-04-10 | Inverters | ENPHASE | IQ8PLUS | 290 |  | 40 |  |  | 0.98 |  | Outside
NJADRE1559284377 | Administratively Determined Incentive Program | Florence | 8518 | 6.8 | Residential | Behind the Meter | Yes | Power Energy Solutions, LLC | PSE&G |  | Accepted | 2025-03-10 | 2025-03-31 | 2026-03-31 | Inverters | SolarEdge | SE3800H-US | 4 |  | 1 |  |  | 0.97 |  | Outdoor
NJADRE1559284377 | Administratively Determined Incentive Program | Florence | 8518 | 6.8 | Residential | Behind the Meter | Yes | Power Energy Solutions, LLC | PSE&G |  | Accepted | 2025-03-10 | 2025-03-31 | 2026-03-31 | Solar Panels | Trina Solar | TSM-425NE09RC.05 |  | 0.425 | 14 | 108 | 23 |  | Fixed | Roof
NJADRE1559284377 | Administratively Determined Incentive Program | Florence | 8518 | 6.8 | Residential | Behind the Meter | Yes | Power Energy Solutions, LLC | PSE&G |  | Accepted | 2025-03-10 | 2025-03-31 | 2026-03-31 | Solar Panels | Trina Solar | TSM-425NE09RC.05 |  | 0.425 | 2 | 286 | 23 |  | Fixed | Roof
NJADRE1559284379 | Administratively Determined Incentive Program | Colts Neck | 7722 | 45.32 | Residential | Behind the Meter | Yes | Ecological Systems, LLC | JCP&L |  | Accepted | 2025-03-10 | 2025-04-01 | 2026-04-01 | Solar Panels | Phono | Phono 440 |  | 0.44 | 103 | 180 | 25 |  | Fixed | Roof | Roof Top
NJADRE1559284379 | Administratively Determined Incentive Program | Colts Neck | 7722 | 45.32 | Residential | Behind the Meter | Yes | Ecological Systems, LLC | JCP&L |  | Accepted | 2025-03-10 | 2025-04-01 | 2026-04-01 | Meters | Enphase | Envoy |  |  | 1 |  |  |  | Yes | Outdoor
NJADRE1559284379 | Administratively Determined Incentive Program | Colts Neck | 7722 | 45.32 | Residential | Behind the Meter | Yes | Ecological Systems, LLC | JCP&L |  | Accepted | 2025-03-10 | 2025-04-01 | 2026-04-01 | Inverters | Enphase | IQ8HC | 380 |  | 103 |  |  | 0.973 |  | Outside | Roof Top
NJADRE1559284706 | Administratively Determined Incentive Program | FRANKLINVILLE | 8322 | 13.53 | Residential | Behind the Meter | Yes | Pro Custom Solar dba Momentum Solar | AC Electric |  | Accepted | 2025-03-10 | 2025-03-28 | 2026-03-28 | Inverters | ENPHASE | IQ8HC-72-M-DOM-US | 380 |  | 33 |  |  | 0.97 |  | Outdoor
NJADRE1559284706 | Administratively Determined Incentive Program | FRANKLINVILLE | 8322 | 13.53 | Residential | Behind the Meter | Yes | Pro Custom Solar dba Momentum Solar | AC Electric |  | Accepted | 2025-03-10 | 2025-03-28 | 2026-03-28 | Solar Panels | Hanwha | Q.PEAK DUO BLK ML-G10+ 410 |  | 0.41 | 19 | 203 | 22 |  | Fixed | Roof
NJADRE1559284706 | Administratively Determined Incentive Program | FRANKLINVILLE | 8322 | 13.53 | Residential | Behind the Meter | Yes | Pro Custom Solar dba Momentum Solar | AC Electric |  | Accepted | 2025-03-10 | 2025-03-28 | 2026-03-28 | Solar Panels | Hanwha | Q.PEAK DUO BLK ML-G10+ 410 |  | 0.41 | 14 | 205 | 33 |  | Fixed | Roof
NJADRE1559284714 | Administratively Determined Incentive Program | Englewood | 7631 | 11.48 | Residential | Behind the Meter | No | Tesla Energy Operations, Inc. | PSE&G |  | Accepted | 2025-03-10 | 2025-03-28 | 2026-03-28 | Inverters | Tesla | 1538000-XX-Y | 5700 |  | 2 |  |  | 0.98 |  | Outdoor
NJADRE1559284714 | Administratively Determined Incentive Program | Englewood | 7631 | 11.48 | Residential | Behind the Meter | No | Tesla Energy Operations, Inc. | PSE&G |  | Accepted | 2025-03-10 | 2025-03-28 | 2026-03-28 | Solar Panels | Hanwha | Q.PEAK DUO BLK ML-G10.a+/TS 410 |  | 0.41 | 15 | 263 | 27 |  | Fixed | Roof
NJADRE1559284714 | Administratively Determined Incentive Program | Englewood | 7631 | 11.48 | Residential | Behind the Meter | No | Tesla Energy Operations, Inc. | PSE&G |  | Accepted | 2025-03-10 | 2025-03-28 | 2026-03-28 | Solar Panels | Hanwha | Q.PEAK DUO BLK ML-G10.a+/TS 410 |  | 0.41 | 13 | 27 | 83 |  | Fixed | Roof
NJADRE1559284725 | Administratively Determined Incentive Program | Bayonne City | 7002 | 4.3 | Residential | Behind the Meter | Yes | PosiGen Developer, LLC | PSE&G |  | Accepted | 2025-03-10 | 2025-03-28 | 2026-03-28 | Solar Panels | Silfab | SIL-430 QD |  | 0.43 | 10 | 34 | 18 |  | Fixed | Roof
NJADRE1559284725 | Administratively Determined Incentive Program | Bayonne City | 7002 | 4.3 | Residential | Behind the Meter | Yes | PosiGen Developer, LLC | PSE&G |  | Accepted | 2025-03-10 | 2025-03-28 | 2026-03-28 | Inverters | SolarEdge | SE3800H-US | 3800 |  | 1 |  |  | 0.99 |  | Outdoor | within ten feet of meter
NJADRE1559284768 | Administratively Determined Incentive Program | Pennington | 8534 | 14.03 | Residential | Behind the Meter | No | Powur, PBC | PSE&G |  | Accepted | 2025-03-10 | 2025-03-28 | 2026-03-28 | Solar Panels | Jinko Solar | JKM425N-54HL4-B |  | 0.425 | 12 | 352 | 23 |  | Fixed | Roof
NJADRE1559284768 | Administratively Determined Incentive Program | Pennington | 8534 | 14.03 | Residential | Behind the Meter | No | Powur, PBC | PSE&G |  | Accepted | 2025-03-10 | 2025-03-28 | 2026-03-28 | Inverters | Enphase | IQ8MC-72-M-US | 320 |  | 33 |  |  | 0.97 |  | Outside
NJADRE1559284768 | Administratively Determined Incentive Program | Pennington | 8534 | 14.03 | Residential | Behind the Meter | No | Powur, PBC | PSE&G |  | Accepted | 2025-03-10 | 2025-03-28 | 2026-03-28 | Solar Panels | Jinko Solar | JKM425N-54HL4-B |  | 0.425 | 4 | 262 | 30 |  | Fixed | Roof
NJADRE1559284768 | Administratively Determined Incentive Program | Pennington | 8534 | 14.03 | Residential | Behind the Meter | No | Powur, PBC | PSE&G |  | Accepted | 2025-03-10 | 2025-03-28 | 2026-03-28 | Solar Panels | Jinko Solar | JKM425N-54HL4-B |  | 0.425 | 17 | 172 | 23 |  | Fixed | Roof
NJADRE1559284769 | Administratively Determined Incentive Program | Plainfield | 7060 | 6.56 | Residential | Behind the Meter | Yes | Sunrun Installation Services, Inc. | PSE&G |  | Accepted | 2025-03-12 | 2025-04-01 | 2026-04-01 | Solar Panels | Hanwha Q Cells | Q.PEAK DUO BLK ML-G10+ 410 DCA |  | 0.41 | 16 | 222 | 43 |  | Fixed | Roof
NJADRE1559284769 | Administratively Determined Incentive Program | Plainfield | 7060 | 6.56 | Residential | Behind the Meter | Yes | Sunrun Installation Services, Inc. | PSE&G |  | Accepted | 2025-03-12 | 2025-04-01 | 2026-04-01 | Electric Storage Battery | Tesla | Powerwall 3 1707000-xx-y |  |  | 1 |  |  |  | Lithium Ion |  | OUTSIDE
NJADRE1559284769 | Administratively Determined Incentive Program | Plainfield | 7060 | 6.56 | Residential | Behind the Meter | Yes | Sunrun Installation Services, Inc. | PSE&G |  | Accepted | 2025-03-12 | 2025-04-01 | 2026-04-01 | Inverters | Tesla | Powerwall 3 1707000-xx-y | 11500 |  | 1 |  |  | 0.97 |  | Outdoor
NJADRE1559284769 | Administratively Determined Incentive Program | Plainfield | 7060 | 6.56 | Residential | Behind the Meter | Yes | Sunrun Installation Services, Inc. | PSE&G |  | Accepted | 2025-03-12 | 2025-04-01 | 2026-04-01 | Meters | Tesla | POWERWALL 3 1707000-XX-Y |  |  | 1 |  |  |  | Yes | Outdoor
NJADRE1559285443 | Administratively Determined Incentive Program | Union City | 7087 | 4.92 | Residential | Behind the Meter | Yes | Bright Ops, Inc. | PSE&G |  | Accepted | 2025-03-10 | 2025-04-07 | 2026-04-07 | Inverters | SolarEdge Technologies | SE3800H-USMN | 3800 |  | 1 |  |  | 0.98 |  | Outdoor | Outside
NJADRE1559285443 | Administratively Determined Incentive Program | Union City | 7087 | 4.92 | Residential | Behind the Meter | Yes | Bright Ops, Inc. | PSE&G |  | Accepted | 2025-03-10 | 2025-04-07 | 2026-04-07 | Solar Panels | Hanwha Q-Cells | Q.PEAK DUO BLK ML-G10+ 410 |  | 0.41 | 9 | 205 | 9 |  | Fixed | Roof
NJADRE1559285443 | Administratively Determined Incentive Program | Union City | 7087 | 4.92 | Residential | Behind the Meter | Yes | Bright Ops, Inc. | PSE&G |  | Accepted | 2025-03-10 | 2025-04-07 | 2026-04-07 | Solar Panels | Hanwha Q-Cells | Q.PEAK DUO BLK ML-G10+ 410 |  | 0.41 | 3 | 40 | 5 |  | Fixed | Roof
NJADRE1559285444 | Administratively Determined Incentive Program | Bergenfield | 7621 | 6.53 | Residential | Behind the Meter | No | Venture Home Solar, LLC | PSE&G |  | Accepted | 2025-03-10 | 2025-03-31 | 2026-03-31 | Inverters | Tesla Solar | 1538000-xx-y | 330 |  | 1 |  |  | 0.9697 |  | Outside
NJADRE1559285444 | Administratively Determined Incentive Program | Bergenfield | 7621 | 6.53 | Residential | Behind the Meter | No | Venture Home Solar, LLC | PSE&G |  | Accepted | 2025-03-10 | 2025-03-31 | 2026-03-31 | Solar Panels | Hanwha | Q.TRON BLK M-G2+ 435 |  | 0.435 | 7 | 267 | 32 |  | Fixed | Roof
NJADRE1559285444 | Administratively Determined Incentive Program | Bergenfield | 7621 | 6.53 | Residential | Behind the Meter | No | Venture Home Solar, LLC | PSE&G |  | Accepted | 2025-03-10 | 2025-03-31 | 2026-03-31 | Solar Panels | Hanwha | Q.TRON BLK M-G2+ 435 |  | 0.435 | 7 | 87 | 32 |  | Fixed | Roof
NJADRE1559285444 | Administratively Determined Incentive Program | Bergenfield | 7621 | 6.53 | Residential | Behind the Meter | No | Venture Home Solar, LLC | PSE&G |  | Accepted | 2025-03-10 | 2025-03-31 | 2026-03-31 | Solar Panels | Hanwha | Q.TRON BLK M-G2+ 435 |  | 0.435 | 1 | 177 | 34 |  | Fixed | Roof
NJADRE1559285966 | Administratively Determined Incentive Program | Edison | 8820 | 15.58 | Residential | Behind the Meter | Yes | Pro Custom Solar dba Momentum Solar | PSE&G |  | Accepted | 2025-03-11 | 2025-03-28 | 2026-03-28 | Inverters | ENPHASE | IQ8HC-72-M-DOM-US | 380 |  | 38 |  |  | 0.97 |  | Outdoor
NJADRE1559285966 | Administratively Determined Incentive Program | Edison | 8820 | 15.58 | Residential | Behind the Meter | Yes | Pro Custom Solar dba Momentum Solar | PSE&G |  | Accepted | 2025-03-11 | 2025-03-28 | 2026-03-28 | Solar Panels | Hanwha | Q.PEAK DUO BLK ML-G10+ 410 |  | 0.41 | 19 | 87 | 16 |  | Fixed | Roof
NJADRE1559285966 | Administratively Determined Incentive Program | Edison | 8820 | 15.58 | Residential | Behind the Meter | Yes | Pro Custom Solar dba Momentum Solar | PSE&G |  | Accepted | 2025-03-11 | 2025-03-28 | 2026-03-28 | Solar Panels | Hanwha | Q.PEAK DUO BLK ML-G10+ 410 |  | 0.41 | 19 | 267 | 16 |  | Fixed | Roof
NJADRE1559285990 | Administratively Determined Incentive Program | NEWARK | 7107 | 9.35 | Residential | Behind the Meter | Yes | Whitman Construction, LLC | PSE&G |  | Accepted | 2025-03-11 | 2025-03-28 | 2026-03-28 | Inverters | ENPHASE | IQ8PLUS-72-2-US | 290 |  | 22 |  |  | 0.975 |  | Outdoor
NJADRE1559285990 | Administratively Determined Incentive Program | NEWARK | 7107 | 9.35 | Residential | Behind the Meter | Yes | Whitman Construction, LLC | PSE&G |  | Accepted | 2025-03-11 | 2025-03-28 | 2026-03-28 | Solar Panels | Jinko Solar | JKM425N-54HL4-B |  | 0.425 | 18 | 201 | 20 |  | Fixed | Roof
NJADRE1559285990 | Administratively Determined Incentive Program | NEWARK | 7107 | 9.35 | Residential | Behind the Meter | Yes | Whitman Construction, LLC | PSE&G |  | Accepted | 2025-03-11 | 2025-03-28 | 2026-03-28 | Solar Panels | Jinko Solar | JKM425N-54HL4-B |  | 0.425 | 4 | 21 | 20 |  | Fixed | Roof
NJADRE1559286033 | Administratively Determined Incentive Program | Beachwood | 8722 | 18.275 | Residential | Behind the Meter | Yes | Whitman Construction, LLC | JCP&L |  | Accepted | 2025-03-11 | 2025-03-28 | 2026-03-28 | Inverters | ENPHASE | IQ8PLUS-72-2-US | 290 |  | 43 |  |  | 0.975 |  | Outdoor
NJADRE1559286033 | Administratively Determined Incentive Program | Beachwood | 8722 | 18.275 | Residential | Behind the Meter | Yes | Whitman Construction, LLC | JCP&L |  | Accepted | 2025-03-11 | 2025-03-28 | 2026-03-28 | Solar Panels | Jinko Solar | JKM425N-54HL4-B |  | 0.425 | 5 | 313 | 19 |  | Fixed | Roof
NJADRE1559286033 | Administratively Determined Incentive Program | Beachwood | 8722 | 18.275 | Residential | Behind the Meter | Yes | Whitman Construction, LLC | JCP&L |  | Accepted | 2025-03-11 | 2025-03-28 | 2026-03-28 | Solar Panels | Jinko Solar | JKM425N-54HL4-B |  | 0.425 | 16 | 313 | 23 |  | Fixed | Roof
NJADRE1559286033 | Administratively Determined Incentive Program | Beachwood | 8722 | 18.275 | Residential | Behind the Meter | Yes | Whitman Construction, LLC | JCP&L |  | Accepted | 2025-03-11 | 2025-03-28 | 2026-03-28 | Solar Panels | Jinko Solar | JKM425N-54HL4-B |  | 0.425 | 22 | 133 | 23 |  | Fixed | Roof
NJADRE1559286033 | Administratively Determined Incentive Program | Beachwood | 8722 | 18.275 | Residential | Behind the Meter | Yes | Whitman Construction, LLC | JCP&L |  | Accepted | 2025-03-11 | 2025-03-28 | 2026-03-28 | Meters | ENPHASE | X-IQ-AM1-240-5-HDK |  |  | 1 |  |  |  | Yes | Outdoor
NJADRE1559286034 | Administratively Determined Incentive Program | Sicklerville | 8081 | 5.33 | Residential | Behind the Meter | Yes | Sunrun Installation Services, Inc. | AC Electric |  | Accepted | 2025-03-11 | 2025-03-28 | 2026-03-28 | Solar Panels | Hanwha Q-Cells | Q.PEAK DUO BLK ML-G10+ 410 |  | 0.41 | 13 | 128 | 18 |  | Fixed | Roof
NJADRE1559286034 | Administratively Determined Incentive Program | Sicklerville | 8081 | 5.33 | Residential | Behind the Meter | Yes | Sunrun Installation Services, Inc. | AC Electric |  | Accepted | 2025-03-11 | 2025-03-28 | 2026-03-28 | Inverters | SOLAREDGE TECHNOLOGIES | SE3800H-USMN | 3800 |  | 1 |  |  | 0.99 |  | Outside
NJADRE1559286036 | Administratively Determined Incentive Program | New Brunswick | 8901 | 3.6 | Residential | Behind the Meter | Yes | Sunrun Installation Services, Inc. | PSE&G |  | Accepted | 2025-03-11 | 2025-03-28 | 2026-03-28 | Solar Panels | HANWHA Q-CELLS | Q.PEAK DUO BLK ML-G10+/T 400 |  | 0.4 | 6 | 129 | 42 |  | Fixed | Roof
NJADRE1559286036 | Administratively Determined Incentive Program | New Brunswick | 8901 | 3.6 | Residential | Behind the Meter | Yes | Sunrun Installation Services, Inc. | PSE&G |  | Accepted | 2025-03-11 | 2025-03-28 | 2026-03-28 | Inverters | Tesla | POWERWALL 3 1707000-XX-Y | 11500 |  | 1 |  |  | 0.97 |  | Outdoor
NJADRE1559286036 | Administratively Determined Incentive Program | New Brunswick | 8901 | 3.6 | Residential | Behind the Meter | Yes | Sunrun Installation Services, Inc. | PSE&G |  | Accepted | 2025-03-11 | 2025-03-28 | 2026-03-28 | Electric Storage Battery | Tesla | POWERWALL 3 1707000-XX-Y |  |  | 1 |  |  |  | Lithium Ion |  | outside
NJADRE1559286036 | Administratively Determined Incentive Program | New Brunswick | 8901 | 3.6 | Residential | Behind the Meter | Yes | Sunrun Installation Services, Inc. | PSE&G |  | Accepted | 2025-03-11 | 2025-03-28 | 2026-03-28 | Solar Panels | HANWHA Q-CELLS | Q.PEAK DUO BLK ML-G10+/T 400 |  | 0.4 | 3 | 309 | 45 |  | Fixed | Roof
NJADRE1559286071 | Administratively Determined Incentive Program | NEPTUNE TOWNSHIP | 7753 | 6.56 | Residential | Behind the Meter | Yes | Trinity Solar, LLC | JCP&L |  | Accepted | 2025-03-11 | 2025-03-28 | 2026-03-28 | Solar Panels | HANWHA | Q.PEAK DUO BLK ML-G10+ 410 |  | 0.41 | 6 | 302 | 23 |  | Fixed | Roof
NJADRE1559286071 | Administratively Determined Incentive Program | NEPTUNE TOWNSHIP | 7753 | 6.56 | Residential | Behind the Meter | Yes | Trinity Solar, LLC | JCP&L |  | Accepted | 2025-03-11 | 2025-03-28 | 2026-03-28 | Inverters | Solar Edge | USE5700H-US | 5760 |  | 1 |  |  | 0.97 |  | Outside
NJADRE1559286071 | Administratively Determined Incentive Program | NEPTUNE TOWNSHIP | 7753 | 6.56 | Residential | Behind the Meter | Yes | Trinity Solar, LLC | JCP&L |  | Accepted | 2025-03-11 | 2025-03-28 | 2026-03-28 | Solar Panels | HANWHA | Q.PEAK DUO BLK ML-G10+ 410 |  | 0.41 | 10 | 122 | 23 |  | Fixed | Roof
NJADRE1559286075 | Administratively Determined Incentive Program | Mullica Hill | 8062 | 12.04 | Residential | Behind the Meter | No | EMT Renewables, LLC | AC Electric |  | Accepted | 2025-03-11 | 2025-03-28 | 2026-03-28 | Solar Panels | Q CELLS | Q TRON |  | 0.43 | 28 | 130 | 30 |  | Fixed | Roof
NJADRE1559286075 | Administratively Determined Incentive Program | Mullica Hill | 8062 | 12.04 | Residential | Behind the Meter | No | EMT Renewables, LLC | AC Electric |  | Accepted | 2025-03-11 | 2025-03-28 | 2026-03-28 | Inverters | ENPHASE | IQ8+ | 290 |  | 28 |  |  | 0.98 |  | Outside | UNDER EACH PANEL
NJADRE1559286097 | Administratively Determined Incentive Program | WAYNE | 7470 | 23.38 | Residential | Behind the Meter | Yes | Infinity Solar Systems, LLC | JCP&L |  | Accepted | 2025-03-11 | 2025-03-31 | 2026-03-31 | Solar Panels | Jinko Solar | JKM425N-54HL4-B |  | 0.425 | 8 | 4 | 30 |  | Fixed | Roof
NJADRE1559286097 | Administratively Determined Incentive Program | WAYNE | 7470 | 23.38 | Residential | Behind the Meter | Yes | Infinity Solar Systems, LLC | JCP&L |  | Accepted | 2025-03-11 | 2025-03-31 | 2026-03-31 | Solar Panels | Jinko Solar | JKM430N-54HL4-B |  | 0.425 | 4 | 184 | 30 |  | Fixed | Roof
NJADRE1559286097 | Administratively Determined Incentive Program | WAYNE | 7470 | 23.38 | Residential | Behind the Meter | Yes | Infinity Solar Systems, LLC | JCP&L |  | Accepted | 2025-03-11 | 2025-03-31 | 2026-03-31 | Inverters | Enphase | IQ8MC-72-M-US | 320 |  | 55 |  |  | 0.97 |  | Outdoor
NJADRE1559286097 | Administratively Determined Incentive Program | WAYNE | 7470 | 23.38 | Residential | Behind the Meter | Yes | Infinity Solar Systems, LLC | JCP&L |  | Accepted | 2025-03-11 | 2025-03-31 | 2026-03-31 | Solar Panels | Jinko Solar | JKM425N-54HL4-B |  | 0.425 | 12 | 94 | 45 |  | Fixed | Roof
NJADRE1559286097 | Administratively Determined Incentive Program | WAYNE | 7470 | 23.38 | Residential | Behind the Meter | Yes | Infinity Solar Systems, LLC | JCP&L |  | Accepted | 2025-03-11 | 2025-03-31 | 2026-03-31 | Solar Panels | Jinko Solar | JKM425N-54HL4-B |  | 0.425 | 6 | 184 | 30 |  | Fixed | Roof
NJADRE1559286097 | Administratively Determined Incentive Program | WAYNE | 7470 | 23.38 | Residential | Behind the Meter | Yes | Infinity Solar Systems, LLC | JCP&L |  | Accepted | 2025-03-11 | 2025-03-31 | 2026-03-31 | Solar Panels | Jinko Solar | JKM425N-54HL4-B |  | 0.425 | 4 | 184 | 45 |  | Fixed | Roof
NJADRE1559286097 | Administratively Determined Incentive Program | WAYNE | 7470 | 23.38 | Residential | Behind the Meter | Yes | Infinity Solar Systems, LLC | JCP&L |  | Accepted | 2025-03-11 | 2025-03-31 | 2026-03-31 | Solar Panels | Jinko Solar | JKM430N-54HL4-B |  | 0.425 | 5 | 184 | 45 |  | Fixed | Roof
NJADRE1559286097 | Administratively Determined Incentive Program | WAYNE | 7470 | 23.38 | Residential | Behind the Meter | Yes | Infinity Solar Systems, LLC | JCP&L |  | Accepted | 2025-03-11 | 2025-03-31 | 2026-03-31 | Solar Panels | Jinko Solar | JKM425N-54HL4-B |  | 0.425 | 12 | 4 | 45 |  | Fixed | Roof
NJADRE1559286097 | Administratively Determined Incentive Program | WAYNE | 7470 | 23.38 | Residential | Behind the Meter | Yes | Infinity Solar Systems, LLC | JCP&L |  | Accepted | 2025-03-11 | 2025-03-31 | 2026-03-31 | Solar Panels | Jinko Solar | JKM425N-54HL4-B |  | 0.425 | 2 | 94 | 76 |  | Fixed | Roof
NJADRE1559286097 | Administratively Determined Incentive Program | WAYNE | 7470 | 23.38 | Residential | Behind the Meter | Yes | Infinity Solar Systems, LLC | JCP&L |  | Accepted | 2025-03-11 | 2025-03-31 | 2026-03-31 | Solar Panels | Jinko Solar | JKM425N-54HL4-B |  | 0.425 | 2 | 184 | 37 |  | Fixed | Roof
NJADRE1559286104 | Administratively Determined Incentive Program | HAMMONTON | 8037 | 24.6 | Residential | Behind the Meter | Yes | Pro Custom Solar dba Momentum Solar | AC Electric |  | Accepted | 2025-03-11 | 2025-03-31 | 2026-03-31 | Solar Panels | Hanwha | Q.PEAK DUO BLK ML-G10+ 410 |  | 0.41 | 11 | 71 | 26 |  | Fixed | Roof
NJADRE1559286104 | Administratively Determined Incentive Program | HAMMONTON | 8037 | 24.6 | Residential | Behind the Meter | Yes | Pro Custom Solar dba Momentum Solar | AC Electric |  | Accepted | 2025-03-11 | 2025-03-31 | 2026-03-31 | Solar Panels | Hanwha | Q.PEAK DUO BLK ML-G10+ 410 |  | 0.41 | 10 | 341 | 34 |  | Fixed | Roof
NJADRE1559286104 | Administratively Determined Incentive Program | HAMMONTON | 8037 | 24.6 | Residential | Behind the Meter | Yes | Pro Custom Solar dba Momentum Solar | AC Electric |  | Accepted | 2025-03-11 | 2025-03-31 | 2026-03-31 | Inverters | ENPHASE | IQ8PLUS-72-2-US | 290 |  | 60 |  |  | 0.97 |  | Outdoor
NJADRE1559286104 | Administratively Determined Incentive Program | HAMMONTON | 8037 | 24.6 | Residential | Behind the Meter | Yes | Pro Custom Solar dba Momentum Solar | AC Electric |  | Accepted | 2025-03-11 | 2025-03-31 | 2026-03-31 | Solar Panels | Hanwha | Q.PEAK DUO BLK ML-G10+ 410 |  | 0.41 | 7 | 341 | 27 |  | Fixed | Roof
NJADRE1559286104 | Administratively Determined Incentive Program | HAMMONTON | 8037 | 24.6 | Residential | Behind the Meter | Yes | Pro Custom Solar dba Momentum Solar | AC Electric |  | Accepted | 2025-03-11 | 2025-03-31 | 2026-03-31 | Solar Panels | Hanwha | Q.PEAK DUO BLK ML-G10+ 410 |  | 0.41 | 7 | 161 | 34 |  | Fixed | Roof
NJADRE1559286104 | Administratively Determined Incentive Program | HAMMONTON | 8037 | 24.6 | Residential | Behind the Meter | Yes | Pro Custom Solar dba Momentum Solar | AC Electric |  | Accepted | 2025-03-11 | 2025-03-31 | 2026-03-31 | Solar Panels | Hanwha | Q.PEAK DUO BLK ML-G10+ 410 |  | 0.41 | 6 | 161 | 28 |  | Fixed | Roof
NJADRE1559286104 | Administratively Determined Incentive Program | HAMMONTON | 8037 | 24.6 | Residential | Behind the Meter | Yes | Pro Custom Solar dba Momentum Solar | AC Electric |  | Accepted | 2025-03-11 | 2025-03-31 | 2026-03-31 | Solar Panels | Hanwha | Q.PEAK DUO BLK ML-G10+ 410 |  | 0.41 | 14 | 251 | 26 |  | Fixed | Roof
NJADRE1559286104 | Administratively Determined Incentive Program | HAMMONTON | 8037 | 24.6 | Residential | Behind the Meter | Yes | Pro Custom Solar dba Momentum Solar | AC Electric |  | Accepted | 2025-03-11 | 2025-03-31 | 2026-03-31 | Solar Panels | Hanwha | Q.PEAK DUO BLK ML-G10+ 410 |  | 0.41 | 5 | 341 | 28 |  | Fixed | Roof
NJADRE1559286123 | Administratively Determined Incentive Program | Wayne | 7470 | 13.76 | Residential | Behind the Meter | Yes | PosiGen Developer, LLC | PSE&G |  | Accepted | 2025-03-11 | 2025-04-03 | 2026-04-03 | Inverters | SOLAREDGE | SE5700H-US | 5760 |  | 2 |  |  | 0.99 |  | Outside | WITHIN TEN FEET OF METER
NJADRE1559286123 | Administratively Determined Incentive Program | Wayne | 7470 | 13.76 | Residential | Behind the Meter | Yes | PosiGen Developer, LLC | PSE&G |  | Accepted | 2025-03-11 | 2025-04-03 | 2026-04-03 | Solar Panels | SILFAB | SIL430QD |  | 0.43 | 19 | 339 | 23 |  | Fixed | Roof
NJADRE1559286123 | Administratively Determined Incentive Program | Wayne | 7470 | 13.76 | Residential | Behind the Meter | Yes | PosiGen Developer, LLC | PSE&G |  | Accepted | 2025-03-11 | 2025-04-03 | 2026-04-03 | Solar Panels | SILFAB | SIL430QD |  | 0.43 | 13 | 159 | 23 |  | Fixed | Roof
NJADRE1559286125 | Administratively Determined Incentive Program | Clementon | 8021 | 6.15 | Residential | Behind the Meter | No | Rise Solutions and Contracting, LLC | AC Electric |  | Accepted | 2025-03-11 | 2025-03-28 | 2026-03-28 | Meters | ENPHASE | IQ ENVOY |  |  | 1 |  |  |  | Yes | Outdoor
NJADRE1559286125 | Administratively Determined Incentive Program | Clementon | 8021 | 6.15 | Residential | Behind the Meter | No | Rise Solutions and Contracting, LLC | AC Electric |  | Accepted | 2025-03-11 | 2025-03-28 | 2026-03-28 | Solar Panels | Axitec | AC-410-MBT |  | 0.41 | 2 | 313 | 18 |  | Fixed | Roof
NJADRE1559286125 | Administratively Determined Incentive Program | Clementon | 8021 | 6.15 | Residential | Behind the Meter | No | Rise Solutions and Contracting, LLC | AC Electric |  | Accepted | 2025-03-11 | 2025-03-28 | 2026-03-28 | Inverters | Enphase | IQ8MC | 314 |  | 15 |  |  | 0.96 |  | Outside
NJADRE1559286125 | Administratively Determined Incentive Program | Clementon | 8021 | 6.15 | Residential | Behind the Meter | No | Rise Solutions and Contracting, LLC | AC Electric |  | Accepted | 2025-03-11 | 2025-03-28 | 2026-03-28 | Solar Panels | Axitec | AC-410-MBT |  | 0.41 | 13 | 133 | 23 |  | Fixed | Roof
NJADRE1559286134 | Administratively Determined Incentive Program | Jackson | 8527 | 4.92 | Residential | Behind the Meter | No | Trinity Solar, LLC | JCP&L |  | Accepted | 2025-03-11 | 2025-03-28 | 2026-03-28 | Solar Panels | HANWHA | Q.PEAK DUO BLK ML-G10+ 410 |  | 0.41 | 12 | 226 | 27 |  | Fixed | Roof
NJADRE1559286134 | Administratively Determined Incentive Program | Jackson | 8527 | 4.92 | Residential | Behind the Meter | No | Trinity Solar, LLC | JCP&L |  | Accepted | 2025-03-11 | 2025-03-28 | 2026-03-28 | Inverters | Solar Edge | SE3800H-US | 3800 |  | 1 |  |  | 0.97 |  | Outside
NJADRE1559286141 | Administratively Determined Incentive Program | NEWARK | 7112 | 5.1 | Residential | Behind the Meter | Yes | Power Energy Solutions, LLC | PSE&G |  | Accepted | 2025-03-11 | 2025-03-31 | 2026-03-31 | Solar Panels | Trina Solar | TSM-425NE09RC.05 |  | 0.425 | 6 | 35 | 10 |  | Fixed | Roof
NJADRE1559286141 | Administratively Determined Incentive Program | NEWARK | 7112 | 5.1 | Residential | Behind the Meter | Yes | Power Energy Solutions, LLC | PSE&G |  | Accepted | 2025-03-11 | 2025-03-31 | 2026-03-31 | Inverters | SolarEdge | SE3800H-US | 4 |  | 1 |  |  | 0.97 |  | Outdoor
NJADRE1559286141 | Administratively Determined Incentive Program | NEWARK | 7112 | 5.1 | Residential | Behind the Meter | Yes | Power Energy Solutions, LLC | PSE&G |  | Accepted | 2025-03-11 | 2025-03-31 | 2026-03-31 | Solar Panels | Trina Solar | TSM-425NE09RC.05 |  | 0.425 | 6 | 215 | 13 |  | Fixed | Roof
NJADRE1559286142 | Administratively Determined Incentive Program | Beachwood | 8722 | 16.15 | Residential | Behind the Meter | No | Powerlutions, LLC | JCP&L |  | Accepted | 2025-03-11 | 2025-04-02 | 2026-04-02 | Solar Panels | Trina | TSM-425NE09RC.05 |  | 0.425 | 5 | 305 | 34 |  | Fixed | Roof
NJADRE1559286142 | Administratively Determined Incentive Program | Beachwood | 8722 | 16.15 | Residential | Behind the Meter | No | Powerlutions, LLC | JCP&L |  | Accepted | 2025-03-11 | 2025-04-02 | 2026-04-02 | Solar Panels | Trina | TSM-425NE09RC.05 |  | 0.425 | 2 | 305 | 34 |  | Fixed | Roof
NJADRE1559286142 | Administratively Determined Incentive Program | Beachwood | 8722 | 16.15 | Residential | Behind the Meter | No | Powerlutions, LLC | JCP&L |  | Accepted | 2025-03-11 | 2025-04-02 | 2026-04-02 | Solar Panels | Trina | TSM-425NE09RC.05 |  | 0.425 | 4 | 215 | 40 |  | Fixed | Roof
NJADRE1559286142 | Administratively Determined Incentive Program | Beachwood | 8722 | 16.15 | Residential | Behind the Meter | No | Powerlutions, LLC | JCP&L |  | Accepted | 2025-03-11 | 2025-04-02 | 2026-04-02 | Solar Panels | Trina | TSM-425NE09RC.05 |  | 0.425 | 3 | 215 | 39 |  | Fixed | Roof
NJADRE1559286142 | Administratively Determined Incentive Program | Beachwood | 8722 | 16.15 | Residential | Behind the Meter | No | Powerlutions, LLC | JCP&L |  | Accepted | 2025-03-11 | 2025-04-02 | 2026-04-02 | Solar Panels | Trina | TSM-425NE09RC.05 |  | 0.425 | 24 | 125 | 34 |  | Fixed | Roof
NJADRE1559286142 | Administratively Determined Incentive Program | Beachwood | 8722 | 16.15 | Residential | Behind the Meter | No | Powerlutions, LLC | JCP&L |  | Accepted | 2025-03-11 | 2025-04-02 | 2026-04-02 | Inverters | Enphase | IQ8M-72-2-US | 325 |  | 38 |  |  | 0.98 |  | Outdoor
NJADRE1559286158 | Administratively Determined Incentive Program | Galloway | 8205 | 9.78 | Residential | Behind the Meter | Yes | Whitman Construction, LLC | AC Electric |  | Accepted | 2025-03-11 | 2025-03-28 | 2026-03-28 | Solar Panels | Jinko Solar | JKM425N-54HL4-B |  | 0.425 | 4 | 329 | 20 |  | Fixed | Roof
NJADRE1559286158 | Administratively Determined Incentive Program | Galloway | 8205 | 9.78 | Residential | Behind the Meter | Yes | Whitman Construction, LLC | AC Electric |  | Accepted | 2025-03-11 | 2025-03-28 | 2026-03-28 | Solar Panels | Jinko Solar | JKM425N-54HL4-B |  | 0.425 | 5 | 149 | 20 |  | Fixed | Roof
NJADRE1559286158 | Administratively Determined Incentive Program | Galloway | 8205 | 9.78 | Residential | Behind the Meter | Yes | Whitman Construction, LLC | AC Electric |  | Accepted | 2025-03-11 | 2025-03-28 | 2026-03-28 | Inverters | ENPHASE | IQ8PLUS-72-2-US | 290 |  | 23 |  |  | 0.975 |  | Outdoor
NJADRE1559286158 | Administratively Determined Incentive Program | Galloway | 8205 | 9.78 | Residential | Behind the Meter | Yes | Whitman Construction, LLC | AC Electric |  | Accepted | 2025-03-11 | 2025-03-28 | 2026-03-28 | Solar Panels | Jinko Solar | JKM425N-54HL4-B |  | 0.425 | 14 | 149 | 20 |  | Fixed | Roof
NJADRE1559286164 | Administratively Determined Incentive Program | Newark | 07112-2217 | 3.4 | Residential | Behind the Meter | Yes | Power Energy Solutions, LLC | PSE&G |  | Accepted | 2025-03-11 | 2025-03-31 | 2026-03-31 | Solar Panels | Trina Solar | TSM-425NE09RC.05 |  | 0.425 | 3 | 35 | 10 |  | Fixed | Roof
NJADRE1559286164 | Administratively Determined Incentive Program | Newark | 07112-2217 | 3.4 | Residential | Behind the Meter | Yes | Power Energy Solutions, LLC | PSE&G |  | Accepted | 2025-03-11 | 2025-03-31 | 2026-03-31 | Solar Panels | Trina Solar | TSM-425NE09RC.05 |  | 0.425 | 5 | 215 | 13 |  | Fixed | Roof
NJADRE1559286164 | Administratively Determined Incentive Program | Newark | 07112-2217 | 3.4 | Residential | Behind the Meter | Yes | Power Energy Solutions, LLC | PSE&G |  | Accepted | 2025-03-11 | 2025-03-31 | 2026-03-31 | Inverters | SolarEdge | SE3800H-US | 4 |  | 1 |  |  | 0.97 |  | Outdoor
NJADRE1559286173 | Administratively Determined Incentive Program | EAST ORANGE | 7017 | 10.38 | Residential | Behind the Meter | No | EMT Renewables, LLC | PSE&G |  | Accepted | 2025-03-11 | 2025-03-28 | 2026-03-28 | Solar Panels | Q CELLS | Q PEAK DUO BLK |  | 0.415 | 11 | 112 | 35 |  | Fixed | Roof
NJADRE1559286173 | Administratively Determined Incentive Program | EAST ORANGE | 7017 | 10.38 | Residential | Behind the Meter | No | EMT Renewables, LLC | PSE&G |  | Accepted | 2025-03-11 | 2025-03-28 | 2026-03-28 | Inverters | ENPHASE | IQ8+ | 290 |  | 25 |  |  | 0.98 |  | Other | UNDER EACH PANEL
NJADRE1559286173 | Administratively Determined Incentive Program | EAST ORANGE | 7017 | 10.38 | Residential | Behind the Meter | No | EMT Renewables, LLC | PSE&G |  | Accepted | 2025-03-11 | 2025-03-28 | 2026-03-28 | Solar Panels | Q CELLS | Q PEAK DUO BLK |  | 0.415 | 3 | 112 | 18 |  | Fixed | Roof
NJADRE1559286173 | Administratively Determined Incentive Program | EAST ORANGE | 7017 | 10.38 | Residential | Behind the Meter | No | EMT Renewables, LLC | PSE&G |  | Accepted | 2025-03-11 | 2025-03-28 | 2026-03-28 | Solar Panels | Q CELLS | Q PEAK DUO BLK |  | 0.415 | 11 | 292 | 35 |  | Fixed | Roof
NJADRE1559286179 | Administratively Determined Incentive Program | Clifton | 7011 | 7.74 | Residential | Behind the Meter | Yes | PosiGen Developer, LLC | PSE&G |  | Accepted | 2025-03-13 | 2025-04-02 | 2026-04-02 | Inverters | SolarEdge | SE7600H-US | 7600 |  | 1 |  |  | 0.99 |  | Outside | Within ten feet of meter
NJADRE1559286179 | Administratively Determined Incentive Program | Clifton | 7011 | 7.74 | Residential | Behind the Meter | Yes | PosiGen Developer, LLC | PSE&G |  | Accepted | 2025-03-13 | 2025-04-02 | 2026-04-02 | Solar Panels | Silfab Solar | SIL-430QD |  | 0.43 | 18 | 76 | 40 |  | Fixed | Roof
NJADRE1559286196 | Administratively Determined Incentive Program | Newark | 7112 | 3.4 | Residential | Behind the Meter | Yes | Power Energy Solutions, LLC | PSE&G |  | Accepted | 2025-03-11 | 2025-03-31 | 2026-03-31 | Inverters | SolarEdge | SE3800H-US | 4 |  | 1 |  |  | 0.97 |  | Outdoor
NJADRE1559286196 | Administratively Determined Incentive Program | Newark | 7112 | 3.4 | Residential | Behind the Meter | Yes | Power Energy Solutions, LLC | PSE&G |  | Accepted | 2025-03-11 | 2025-03-31 | 2026-03-31 | Solar Panels | Trina Solar | TSM-425NE09RC.05 |  | 0.425 | 8 | 215 | 13 |  | Fixed | Roof
NJADRE1559286223 | Administratively Determined Incentive Program | PENNS GROVE | 8069 | 23.37 | Residential | Behind the Meter | Yes | Pro Custom Solar dba Momentum Solar | AC Electric |  | Accepted | 2025-03-11 | 2025-03-31 | 2026-03-31 | Solar Panels | Hanwha | Q.PEAK DUO BLK ML-G10+ 410 |  | 0.41 | 26 | 276 | 7 |  | Fixed | Roof
NJADRE1559286223 | Administratively Determined Incentive Program | PENNS GROVE | 8069 | 23.37 | Residential | Behind the Meter | Yes | Pro Custom Solar dba Momentum Solar | AC Electric |  | Accepted | 2025-03-11 | 2025-03-31 | 2026-03-31 | Solar Panels | Hanwha | Q.PEAK DUO BLK ML-G10+ 410 |  | 0.41 | 16 | 6 | 26 |  | Fixed | Roof
NJADRE1559286223 | Administratively Determined Incentive Program | PENNS GROVE | 8069 | 23.37 | Residential | Behind the Meter | Yes | Pro Custom Solar dba Momentum Solar | AC Electric |  | Accepted | 2025-03-11 | 2025-03-31 | 2026-03-31 | Inverters | ENPHASE | IQ8HC-72-M-DOM-US | 380 |  | 57 |  |  | 0.97 |  | Outdoor
NJADRE1559286223 | Administratively Determined Incentive Program | PENNS GROVE | 8069 | 23.37 | Residential | Behind the Meter | Yes | Pro Custom Solar dba Momentum Solar | AC Electric |  | Accepted | 2025-03-11 | 2025-03-31 | 2026-03-31 | Solar Panels | Hanwha | Q.PEAK DUO BLK ML-G10+ 410 |  | 0.41 | 15 | 186 | 25 |  | Fixed | Roof
NJADRE1559286239 | Administratively Determined Incentive Program | TOMS RIVER | 8757 | 6.97 | Residential | Behind the Meter | Yes | Sunwise Energy, LLC | JCP&L |  | Accepted | 2025-03-11 | 2025-03-31 | 2026-03-31 | Solar Panels | MISSION SOLAR | MSE410HT0B |  | 0.41 | 5 | 141 | 22 |  | Fixed | Roof
NJADRE1559286239 | Administratively Determined Incentive Program | TOMS RIVER | 8757 | 6.97 | Residential | Behind the Meter | Yes | Sunwise Energy, LLC | JCP&L |  | Accepted | 2025-03-11 | 2025-03-31 | 2026-03-31 | Inverters | SOLAREDGE TECHNOLOGY | SE5700H-US | 5700 |  | 1 |  |  | 0.992 |  | Outside
NJADRE1559286239 | Administratively Determined Incentive Program | TOMS RIVER | 8757 | 6.97 | Residential | Behind the Meter | Yes | Sunwise Energy, LLC | JCP&L |  | Accepted | 2025-03-11 | 2025-03-31 | 2026-03-31 | Solar Panels | MISSION SOLAR | MSE410HT0B |  | 0.41 | 12 | 231 | 20 |  | Fixed | Roof
NJADRE1559286255 | Administratively Determined Incentive Program | ROCKAWAY | 7866 | 12.71 | Residential | Behind the Meter | Yes | Trinity Solar, LLC | JCP&L |  | Accepted | 2025-03-11 | 2025-05-29 | 2026-05-29 | Inverters | Tesla (PV Only) | 1538000-45-X | 5000 |  | 1 |  |  | 0.986 |  | Outdoor
NJADRE1559286255 | Administratively Determined Incentive Program | ROCKAWAY | 7866 | 12.71 | Residential | Behind the Meter | Yes | Trinity Solar, LLC | JCP&L |  | Accepted | 2025-03-11 | 2025-05-29 | 2026-05-29 | Inverters | Tesla (PV Only) | 1538000-45-X | 5700 |  | 1 |  |  | 0.986 |  | Outdoor
NJADRE1559286255 | Administratively Determined Incentive Program | ROCKAWAY | 7866 | 12.71 | Residential | Behind the Meter | Yes | Trinity Solar, LLC | JCP&L |  | Accepted | 2025-03-11 | 2025-05-29 | 2026-05-29 | Solar Panels | HANWHA | Q.PEAK DUO BLK ML-G10+ 410 |  | 0.41 | 13 | 108 | 33 |  | Fixed | Roof
NJADRE1559286255 | Administratively Determined Incentive Program | ROCKAWAY | 7866 | 12.71 | Residential | Behind the Meter | Yes | Trinity Solar, LLC | JCP&L |  | Accepted | 2025-03-11 | 2025-05-29 | 2026-05-29 | Solar Panels | HANWHA | Q.PEAK DUO BLK ML-G10+ 410 |  | 0.41 | 12 | 288 | 33 |  | Fixed | Roof
NJADRE1559286255 | Administratively Determined Incentive Program | ROCKAWAY | 7866 | 12.71 | Residential | Behind the Meter | Yes | Trinity Solar, LLC | JCP&L |  | Accepted | 2025-03-11 | 2025-05-29 | 2026-05-29 | Solar Panels | HANWHA | Q.PEAK DUO BLK ML-G10+ 410 |  | 0.41 | 6 | 108 | 33 |  | Fixed | Roof
NJADRE1559286292 | Administratively Determined Incentive Program | WASHINGTON | 7882 | 6.56 | Residential | Behind the Meter | Yes | Trinity Solar, LLC | JCP&L |  | Accepted | 2025-03-11 | 2025-03-31 | 2026-03-31 | Electric Storage Battery | TESLA | Tesla Powerwall 3 |  |  | 2 |  |  |  | Lithium Ion |  | outside
NJADRE1559286292 | Administratively Determined Incentive Program | WASHINGTON | 7882 | 6.56 | Residential | Behind the Meter | Yes | Trinity Solar, LLC | JCP&L |  | Accepted | 2025-03-11 | 2025-03-31 | 2026-03-31 | Inverters | Tesla | Tesla Powerwall 3 | 11500 |  | 2 |  |  | 0.97 |  | Outdoor
NJADRE1559286292 | Administratively Determined Incentive Program | WASHINGTON | 7882 | 6.56 | Residential | Behind the Meter | Yes | Trinity Solar, LLC | JCP&L |  | Accepted | 2025-03-11 | 2025-03-31 | 2026-03-31 | Solar Panels | Hanwha | HANWHA 410 (Q.PEAK DUO BLK ML-G10+ 410) |  | 0.41 | 16 | 142 | 15 |  | Fixed | Roof
NJADRE1559286308 | Administratively Determined Incentive Program | TRENTON | 8618 | 23.37 | Residential | Behind the Meter | Yes | Pro Custom Solar dba Momentum Solar | PSE&G |  | Accepted | 2025-03-11 | 2025-03-31 | 2026-03-31 | Solar Panels | Hanwha | Q.PEAK DUO BLK ML-G10+ 410 |  | 0.41 | 12 | 288 | 23 |  | Fixed | Roof
NJADRE1559286308 | Administratively Determined Incentive Program | TRENTON | 8618 | 23.37 | Residential | Behind the Meter | Yes | Pro Custom Solar dba Momentum Solar | PSE&G |  | Accepted | 2025-03-11 | 2025-03-31 | 2026-03-31 | Solar Panels | Hanwha | Q.PEAK DUO BLK ML-G10+ 410 |  | 0.41 | 8 | 108 | 23 |  | Fixed | Roof
NJADRE1559286308 | Administratively Determined Incentive Program | TRENTON | 8618 | 23.37 | Residential | Behind the Meter | Yes | Pro Custom Solar dba Momentum Solar | PSE&G |  | Accepted | 2025-03-11 | 2025-03-31 | 2026-03-31 | Inverters | ENPHASE | IQ8HC-72-M-DOM-US | 380 |  | 57 |  |  | 0.97 |  | Outdoor
NJADRE1559286308 | Administratively Determined Incentive Program | TRENTON | 8618 | 23.37 | Residential | Behind the Meter | Yes | Pro Custom Solar dba Momentum Solar | PSE&G |  | Accepted | 2025-03-11 | 2025-03-31 | 2026-03-31 | Solar Panels | Hanwha | Q.PEAK DUO BLK ML-G10+ 410 |  | 0.41 | 37 | 197 | 4 |  | Fixed | Roof
NJADRE1559286311 | Administratively Determined Incentive Program | East Brunswick | 8816 | 10.32 | Residential | Behind the Meter | Yes | PosiGen Developer, LLC | PSE&G |  | Accepted | 2025-03-11 | 2025-03-31 | 2026-03-31 | Solar Panels | SILFAB | SIL430QD |  | 0.43 | 8 | 173 | 37 |  | Fixed | Roof
NJADRE1559286311 | Administratively Determined Incentive Program | East Brunswick | 8816 | 10.32 | Residential | Behind the Meter | Yes | PosiGen Developer, LLC | PSE&G |  | Accepted | 2025-03-11 | 2025-03-31 | 2026-03-31 | Solar Panels | SILFAB | SIL430QD |  | 0.43 | 8 | 353 | 37 |  | Fixed | Roof
NJADRE1559286311 | Administratively Determined Incentive Program | East Brunswick | 8816 | 10.32 | Residential | Behind the Meter | Yes | PosiGen Developer, LLC | PSE&G |  | Accepted | 2025-03-11 | 2025-03-31 | 2026-03-31 | Inverters | SOLAREDGE | SE10000H-US | 10000 |  | 1 |  |  | 0.99 |  | Outside | WITHIN TEN FEET OF METER
NJADRE1559286311 | Administratively Determined Incentive Program | East Brunswick | 8816 | 10.32 | Residential | Behind the Meter | Yes | PosiGen Developer, LLC | PSE&G |  | Accepted | 2025-03-11 | 2025-03-31 | 2026-03-31 | Solar Panels | SILFAB | SIL430QD |  | 0.43 | 4 | 83 | 37 |  | Fixed | Roof
NJADRE1559286311 | Administratively Determined Incentive Program | East Brunswick | 8816 | 10.32 | Residential | Behind the Meter | Yes | PosiGen Developer, LLC | PSE&G |  | Accepted | 2025-03-11 | 2025-03-31 | 2026-03-31 | Solar Panels | SILFAB | SIL430QD |  | 0.43 | 4 | 263 | 37 |  | Fixed | Roof
NJADRE1559286499 | Administratively Determined Incentive Program | Penns Grove | 8069 | 8.61 | Residential | Behind the Meter | Yes | Pro Custom Solar dba Momentum Solar | AC Electric |  | Accepted | 2025-03-11 | 2025-03-31 | 2026-03-31 | Solar Panels | Hanwha | Q.PEAK DUO BLK ML-G10+ 410 |  | 0.41 | 6 | 36 | 16 |  | Fixed | Roof
NJADRE1559286499 | Administratively Determined Incentive Program | Penns Grove | 8069 | 8.61 | Residential | Behind the Meter | Yes | Pro Custom Solar dba Momentum Solar | AC Electric |  | Accepted | 2025-03-11 | 2025-03-31 | 2026-03-31 | Solar Panels | Hanwha | Q.PEAK DUO BLK ML-G10+ 410 |  | 0.41 | 6 | 37 | 38 |  | Fixed | Roof
NJADRE1559286499 | Administratively Determined Incentive Program | Penns Grove | 8069 | 8.61 | Residential | Behind the Meter | Yes | Pro Custom Solar dba Momentum Solar | AC Electric |  | Accepted | 2025-03-11 | 2025-03-31 | 2026-03-31 | Inverters | ENPHASE | IQ8HC-72-M-DOM-US | 380 |  | 21 |  |  | 0.97 |  | Outdoor
NJADRE1559286499 | Administratively Determined Incentive Program | Penns Grove | 8069 | 8.61 | Residential | Behind the Meter | Yes | Pro Custom Solar dba Momentum Solar | AC Electric |  | Accepted | 2025-03-11 | 2025-03-31 | 2026-03-31 | Solar Panels | Hanwha | Q.PEAK DUO BLK ML-G10+ 410 |  | 0.41 | 3 | 216 | 39 |  | Fixed | Roof
NJADRE1559286499 | Administratively Determined Incentive Program | Penns Grove | 8069 | 8.61 | Residential | Behind the Meter | Yes | Pro Custom Solar dba Momentum Solar | AC Electric |  | Accepted | 2025-03-11 | 2025-03-31 | 2026-03-31 | Solar Panels | Hanwha | Q.PEAK DUO BLK ML-G10+ 410 |  | 0.41 | 6 | 217 | 36 |  | Fixed | Roof
NJADRE1559286506 | Administratively Determined Incentive Program | Newark | 7106 | 5.53 | Residential | Behind the Meter | Yes | Power Energy Solutions, LLC | PSE&G |  | Accepted | 2025-03-11 | 2025-04-01 | 2026-04-01 | Solar Panels | Trina Solar | TSM-425NE09RC.05 |  | 0.425 | 7 | 112 | 29 |  | Fixed | Roof
NJADRE1559286506 | Administratively Determined Incentive Program | Newark | 7106 | 5.53 | Residential | Behind the Meter | Yes | Power Energy Solutions, LLC | PSE&G |  | Accepted | 2025-03-11 | 2025-04-01 | 2026-04-01 | Inverters | SolarEdge | SE3800H-US | 4 |  | 1 |  |  | 0.97 |  | Outdoor
NJADRE1559286506 | Administratively Determined Incentive Program | Newark | 7106 | 5.53 | Residential | Behind the Meter | Yes | Power Energy Solutions, LLC | PSE&G |  | Accepted | 2025-03-11 | 2025-04-01 | 2026-04-01 | Solar Panels | Trina Solar | TSM-425NE09RC.05 |  | 0.425 | 6 | 292 | 29 |  | Fixed | Roof
NJADRE1559286829 | Administratively Determined Incentive Program | Ocean | 7712 | 4.1 | Residential | Behind the Meter | Yes | Trinity Solar, LLC | JCP&L |  | Accepted | 2025-03-11 | 2025-03-31 | 2026-03-31 | Solar Panels | Hanwha | HANWHA 410 (Q.PEAK DUO BLK ML-G10+ 410) |  | 0.41 | 10 | 265 | 23 |  | Fixed | Roof
NJADRE1559286829 | Administratively Determined Incentive Program | Ocean | 7712 | 4.1 | Residential | Behind the Meter | Yes | Trinity Solar, LLC | JCP&L |  | Accepted | 2025-03-11 | 2025-03-31 | 2026-03-31 | Inverters | Solar Edge | USE3800H-USMNBL75 | 3800 |  | 1 |  |  | 0.97 |  | Outdoor
NJADRE1559287360 | Administratively Determined Incentive Program | Woolwich | 8085 | 13.12 | Residential | Behind the Meter | Yes | Trinity Solar, LLC | AC Electric |  | Accepted | 2025-03-11 | 2025-03-31 | 2026-03-31 | Inverters | Tesla | (1538000-XX-Y) | 5000 |  | 2 |  |  | 0.97 |  | Outdoor
NJADRE1559287360 | Administratively Determined Incentive Program | Woolwich | 8085 | 13.12 | Residential | Behind the Meter | Yes | Trinity Solar, LLC | AC Electric |  | Accepted | 2025-03-11 | 2025-03-31 | 2026-03-31 | Solar Panels | Hanwha | HANWHA 410 (Q.PEAK DUO BLK ML-G10+ 410) |  | 0.41 | 28 | 72 | 6 |  | Fixed | Roof
NJADRE1559287360 | Administratively Determined Incentive Program | Woolwich | 8085 | 13.12 | Residential | Behind the Meter | Yes | Trinity Solar, LLC | AC Electric |  | Accepted | 2025-03-11 | 2025-03-31 | 2026-03-31 | Solar Panels | Hanwha | HANWHA 410 (Q.PEAK DUO BLK ML-G10+ 410) |  | 0.41 | 4 | 72 | 13 |  | Fixed | Roof
NJADRE1559287390 | Administratively Determined Incentive Program | Union | 7083 | 11.89 | Residential | Behind the Meter | Yes | Pro Custom Solar dba Momentum Solar | JCP&L |  | Accepted | 2025-03-11 | 2025-03-31 | 2026-03-31 | Solar Panels | Hanwha | Q.PEAK DUO BLK ML-G10+ 410 |  | 0.41 | 22 | 230 | 31 |  | Fixed | Roof
NJADRE1559287390 | Administratively Determined Incentive Program | Union | 7083 | 11.89 | Residential | Behind the Meter | Yes | Pro Custom Solar dba Momentum Solar | JCP&L |  | Accepted | 2025-03-11 | 2025-03-31 | 2026-03-31 | Solar Panels | Hanwha | Q.PEAK DUO BLK ML-G10+ 410 |  | 0.41 | 3 | 50 | 31 |  | Fixed | Roof
NJADRE1559287390 | Administratively Determined Incentive Program | Union | 7083 | 11.89 | Residential | Behind the Meter | Yes | Pro Custom Solar dba Momentum Solar | JCP&L |  | Accepted | 2025-03-11 | 2025-03-31 | 2026-03-31 | Inverters | ENPHASE | IQ8HC-72-M-DOM-US | 380 |  | 29 |  |  | 0.97 |  | Outdoor
NJADRE1559287390 | Administratively Determined Incentive Program | Union | 7083 | 11.89 | Residential | Behind the Meter | Yes | Pro Custom Solar dba Momentum Solar | JCP&L |  | Accepted | 2025-03-11 | 2025-03-31 | 2026-03-31 | Solar Panels | Hanwha | Q.PEAK DUO BLK ML-G10+ 410 |  | 0.41 | 4 | 231 | 33 |  | Fixed | Roof
NJADRE1559287391 | Administratively Determined Incentive Program | Willingboro | 8046 | 11.05 | Residential | Behind the Meter | Yes | Solar Mite Solutions, LLC | PSE&G |  | Accepted | 2025-03-11 | 2025-03-31 | 2026-03-31 | Solar Panels | Jinko | JKM425N |  | 0.425 | 26 | 108 | 43 |  | Fixed | Roof
NJADRE1559287391 | Administratively Determined Incentive Program | Willingboro | 8046 | 11.05 | Residential | Behind the Meter | Yes | Solar Mite Solutions, LLC | PSE&G |  | Accepted | 2025-03-11 | 2025-03-31 | 2026-03-31 | Inverters | Enphase | IQ8HC-72-M-DOM-US | 380 |  | 26 |  |  | 0.97 |  | Outside
NJADRE1559287401 | Administratively Determined Incentive Program | Lakewood | 8701 | 20.21 | Residential | Behind the Meter | Yes | EMT Renewables, LLC | JCP&L |  | Accepted | 2025-03-11 | 2025-03-31 | 2026-03-31 | Inverters | ENPHASE | IQ8+ | 290 |  | 47 |  |  | 0.98 |  | Other | UNDER EACH PANEL
NJADRE1559287401 | Administratively Determined Incentive Program | Lakewood | 8701 | 20.21 | Residential | Behind the Meter | Yes | EMT Renewables, LLC | JCP&L |  | Accepted | 2025-03-11 | 2025-03-31 | 2026-03-31 | Solar Panels | Q CELLS | Q TRON |  | 0.43 | 35 | 196 | 1 |  | Fixed | Roof
NJADRE1559287401 | Administratively Determined Incentive Program | Lakewood | 8701 | 20.21 | Residential | Behind the Meter | Yes | EMT Renewables, LLC | JCP&L |  | Accepted | 2025-03-11 | 2025-03-31 | 2026-03-31 | Solar Panels | Q CELLS | Q TRON |  | 0.43 | 12 | 286 | 1 |  | Fixed | Roof
NJADRE1559287537 | Administratively Determined Incentive Program | PINE HILL | 8021 | 13.94 | Residential | Behind the Meter | Yes | EMT Renewables, LLC | AC Electric |  | Accepted | 2025-03-11 | 2025-03-31 | 2026-03-31 | Inverters | ENPHASE | IQ8+ | 290 |  | 34 |  |  | 0.98 |  | Other | UNDER EACH PANEL
NJADRE1559287537 | Administratively Determined Incentive Program | PINE HILL | 8021 | 13.94 | Residential | Behind the Meter | Yes | EMT Renewables, LLC | AC Electric |  | Accepted | 2025-03-11 | 2025-03-31 | 2026-03-31 | Solar Panels | Q CELLS | Q PEAK DUO BLK |  | 0.41 | 7 | 191 | 23 |  | Fixed | Roof
NJADRE1559287537 | Administratively Determined Incentive Program | PINE HILL | 8021 | 13.94 | Residential | Behind the Meter | Yes | EMT Renewables, LLC | AC Electric |  | Accepted | 2025-03-11 | 2025-03-31 | 2026-03-31 | Solar Panels | Q CELLS | Q PEAK DUO BLK |  | 0.41 | 8 | 11 | 23 |  | Fixed | Roof
NJADRE1559287537 | Administratively Determined Incentive Program | PINE HILL | 8021 | 13.94 | Residential | Behind the Meter | Yes | EMT Renewables, LLC | AC Electric |  | Accepted | 2025-03-11 | 2025-03-31 | 2026-03-31 | Solar Panels | Q CELLS | Q PEAK DUO BLK |  | 0.41 | 10 | 191 | 22 |  | Fixed | Roof
NJADRE1559287537 | Administratively Determined Incentive Program | PINE HILL | 8021 | 13.94 | Residential | Behind the Meter | Yes | EMT Renewables, LLC | AC Electric |  | Accepted | 2025-03-11 | 2025-03-31 | 2026-03-31 | Solar Panels | Q CELLS | Q PEAK DUO BLK |  | 0.41 | 9 | 11 | 22 |  | Fixed | Roof
NJADRE1559287555 | Administratively Determined Incentive Program | Princeton Junction | 8550 | 10.66 | Residential | Behind the Meter | Yes | Whitman Construction, LLC | PSE&G |  | Accepted | 2025-03-11 | 2025-04-01 | 2026-04-01 | Solar Panels | Trina Solar | TSM-410NE09RC.05 |  | 0.41 | 4 | 36 | 31 |  | Fixed | Roof
NJADRE1559287555 | Administratively Determined Incentive Program | Princeton Junction | 8550 | 10.66 | Residential | Behind the Meter | Yes | Whitman Construction, LLC | PSE&G |  | Accepted | 2025-03-11 | 2025-04-01 | 2026-04-01 | Solar Panels | Trina Solar | TSM-410NE09RC.05 |  | 0.41 | 8 | 126 | 31 |  | Fixed | Roof
NJADRE1559287555 | Administratively Determined Incentive Program | Princeton Junction | 8550 | 10.66 | Residential | Behind the Meter | Yes | Whitman Construction, LLC | PSE&G |  | Accepted | 2025-03-11 | 2025-04-01 | 2026-04-01 | Solar Panels | Trina Solar | TSM-410NE09RC.05 |  | 0.41 | 5 | 216 | 31 |  | Fixed | Roof
NJADRE1559287555 | Administratively Determined Incentive Program | Princeton Junction | 8550 | 10.66 | Residential | Behind the Meter | Yes | Whitman Construction, LLC | PSE&G |  | Accepted | 2025-03-11 | 2025-04-01 | 2026-04-01 | Solar Panels | Trina Solar | TSM-410NE09RC.05 |  | 0.41 | 4 | 216 | 31 |  | Fixed | Roof
NJADRE1559287555 | Administratively Determined Incentive Program | Princeton Junction | 8550 | 10.66 | Residential | Behind the Meter | Yes | Whitman Construction, LLC | PSE&G |  | Accepted | 2025-03-11 | 2025-04-01 | 2026-04-01 | Inverters | Trina Solar | IQ8PLUS-72-2-US | 290 |  | 26 |  |  | 0.975 |  | Outdoor
NJADRE1559287555 | Administratively Determined Incentive Program | Princeton Junction | 8550 | 10.66 | Residential | Behind the Meter | Yes | Whitman Construction, LLC | PSE&G |  | Accepted | 2025-03-11 | 2025-04-01 | 2026-04-01 | Solar Panels | Trina Solar | TSM-410NE09RC.05 |  | 0.41 | 5 | 36 | 31 |  | Fixed | Roof
NJADRE1559287834 | Administratively Determined Incentive Program | CLEMENTON | 8021 | 4.92 | Residential | Behind the Meter | Yes | EMT Renewables, LLC | AC Electric |  | Accepted | 2025-03-11 | 2025-03-31 | 2026-03-31 | Inverters | ENPHASE | IQ8+ | 290 |  | 12 |  |  | 0.98 |  | Other | UNDER EACH PANEL
NJADRE1559287834 | Administratively Determined Incentive Program | CLEMENTON | 8021 | 4.92 | Residential | Behind the Meter | Yes | EMT Renewables, LLC | AC Electric |  | Accepted | 2025-03-11 | 2025-03-31 | 2026-03-31 | Solar Panels | TRINA | TSM-NE09RC.05 |  | 0.41 | 6 | 86 | 12 |  | Fixed | Roof
NJADRE1559287834 | Administratively Determined Incentive Program | CLEMENTON | 8021 | 4.92 | Residential | Behind the Meter | Yes | EMT Renewables, LLC | AC Electric |  | Accepted | 2025-03-11 | 2025-03-31 | 2026-03-31 | Solar Panels | TRINA | TSM-NE09RC.05 |  | 0.41 | 6 | 266 | 12 |  | Fixed | Roof
NJADRE1559287841 | Administratively Determined Incentive Program | Irvington | 7111 | 12.71 | Residential | Behind the Meter | Yes | Freedom Forever New Jersey, LLC | PSE&G |  | Accepted | 2025-03-11 | 2025-04-01 | 2026-04-01 | Solar Panels | JINKO SOLAR | JKM385M-6RL3-B |  | 0.385 | 24 | 217 | 10 |  | Fixed | Roof
NJADRE1559287841 | Administratively Determined Incentive Program | Irvington | 7111 | 12.71 | Residential | Behind the Meter | Yes | Freedom Forever New Jersey, LLC | PSE&G |  | Accepted | 2025-03-11 | 2025-04-01 | 2026-04-01 | Inverters | Solar Edge | SE10000H-USRGM [SI1 | 10000 |  | 1 |  |  | 0.99 |  | Outside
NJADRE1559287841 | Administratively Determined Incentive Program | Irvington | 7111 | 12.71 | Residential | Behind the Meter | Yes | Freedom Forever New Jersey, LLC | PSE&G |  | Accepted | 2025-03-11 | 2025-04-01 | 2026-04-01 | Solar Panels | JINKO SOLAR | JKM385M-6RL3-B |  | 0.385 | 9 | 127 | 20 |  | Fixed | Roof
NJADRE1559287874 | Administratively Determined Incentive Program | Atlantic City | 8401 | 10.32 | Residential | Behind the Meter | Yes | Zenergy Solar, LLC | AC Electric |  | Accepted | 2025-03-11 | 2025-04-01 | 2026-04-01 | Solar Panels | Silfab | SIL-430 QD |  | 0.43 | 10 | 243 | 26 |  | Fixed | Roof
NJADRE1559287874 | Administratively Determined Incentive Program | Atlantic City | 8401 | 10.32 | Residential | Behind the Meter | Yes | Zenergy Solar, LLC | AC Electric |  | Accepted | 2025-03-11 | 2025-04-01 | 2026-04-01 | Solar Panels | Silfab | SIL-430 QD |  | 0.43 | 3 | 332 | 2 |  | Fixed | Roof
NJADRE1559287874 | Administratively Determined Incentive Program | Atlantic City | 8401 | 10.32 | Residential | Behind the Meter | Yes | Zenergy Solar, LLC | AC Electric |  | Accepted | 2025-03-11 | 2025-04-01 | 2026-04-01 | Inverters | Enphase Energy | IQ8PLUS-72-M-US | 290 |  | 24 |  |  | 0.99 |  | Outdoor
NJADRE1559287874 | Administratively Determined Incentive Program | Atlantic City | 8401 | 10.32 | Residential | Behind the Meter | Yes | Zenergy Solar, LLC | AC Electric |  | Accepted | 2025-03-11 | 2025-04-01 | 2026-04-01 | Solar Panels | Silfab | SIL-430 QD |  | 0.43 | 1 | 333 | 26 |  | Fixed | Roof
NJADRE1559287874 | Administratively Determined Incentive Program | Atlantic City | 8401 | 10.32 | Residential | Behind the Meter | Yes | Zenergy Solar, LLC | AC Electric |  | Accepted | 2025-03-11 | 2025-04-01 | 2026-04-01 | Solar Panels | Silfab | SIL-430 QD |  | 0.43 | 10 | 63 | 26 |  | Fixed | Roof
NJADRE1559287922 | Administratively Determined Incentive Program | Paterson | 7503 | 17.63 | Residential | Behind the Meter | Yes | Freedom Forever New Jersey, LLC | PSE&G |  | Accepted | 2025-03-11 | 2025-03-31 | 2026-03-31 | Inverters | Solar Edge | USE7600H-USMNBL75 | 7600 |  | 1 |  |  | 0.99 |  | Outside
NJADRE1559287922 | Administratively Determined Incentive Program | Paterson | 7503 | 17.63 | Residential | Behind the Meter | Yes | Freedom Forever New Jersey, LLC | PSE&G |  | Accepted | 2025-03-11 | 2025-03-31 | 2026-03-31 | Inverters | Solar Edge | USE5700H-USMNBL75 | 5700 |  | 1 |  |  | 0.99 |  | Outside
NJADRE1559287922 | Administratively Determined Incentive Program | Paterson | 7503 | 17.63 | Residential | Behind the Meter | Yes | Freedom Forever New Jersey, LLC | PSE&G |  | Accepted | 2025-03-11 | 2025-03-31 | 2026-03-31 | Solar Panels | Hanwha | Q.PEAK DUO BLK ML-G10+ 410 |  | 0.41 | 9 | 144 | 10 |  | Fixed | Roof
NJADRE1559287922 | Administratively Determined Incentive Program | Paterson | 7503 | 17.63 | Residential | Behind the Meter | Yes | Freedom Forever New Jersey, LLC | PSE&G |  | Accepted | 2025-03-11 | 2025-03-31 | 2026-03-31 | Solar Panels | Hanwha | Q.PEAK DUO BLK ML-G10+ 410 |  | 0.41 | 18 | 54 | 18 |  | Fixed | Roof
NJADRE1559287922 | Administratively Determined Incentive Program | Paterson | 7503 | 17.63 | Residential | Behind the Meter | Yes | Freedom Forever New Jersey, LLC | PSE&G |  | Accepted | 2025-03-11 | 2025-03-31 | 2026-03-31 | Solar Panels | Hanwha | Q.PEAK DUO BLK ML-G10+ 410 |  | 0.41 | 3 | 144 | 10 |  | Fixed | Roof
NJADRE1559287922 | Administratively Determined Incentive Program | Paterson | 7503 | 17.63 | Residential | Behind the Meter | Yes | Freedom Forever New Jersey, LLC | PSE&G |  | Accepted | 2025-03-11 | 2025-03-31 | 2026-03-31 | Solar Panels | Hanwha | Q.PEAK DUO BLK ML-G10+ 410 |  | 0.41 | 13 | 234 | 18 |  | Fixed | Roof
NJADRE1559289924 | Administratively Determined Incentive Program | McKee City | 8234 | 4.1 | Residential | Behind the Meter | Yes | Bright Ops, Inc. | AC Electric |  | Accepted | 2025-03-12 | 2025-04-02 | 2026-04-02 | Solar Panels | Hanwha | Q-Peak Duo Blk ML-G10+410 |  | 0.41 | 5 | 208 | 30 |  | Fixed | Roof
NJADRE1559289924 | Administratively Determined Incentive Program | McKee City | 8234 | 4.1 | Residential | Behind the Meter | Yes | Bright Ops, Inc. | AC Electric |  | Accepted | 2025-03-12 | 2025-04-02 | 2026-04-02 | Inverters | SolarEdge | SE3800H-USMN | 3800 |  | 1 |  |  | 0.98 |  | Outdoor | OUTSIDE
NJADRE1559289924 | Administratively Determined Incentive Program | McKee City | 8234 | 4.1 | Residential | Behind the Meter | Yes | Bright Ops, Inc. | AC Electric |  | Accepted | 2025-03-12 | 2025-04-02 | 2026-04-02 | Solar Panels | Hanwha | Q-Peak Duo Blk ML-G10+410 |  | 0.41 | 5 | 208 | 30 |  | Fixed | Roof
NJADRE1559290232 | Administratively Determined Incentive Program | Montgomery | 8502 | 18.45 | Residential | Behind the Meter | Yes | Big Wave Roofing and Solar, LLC | PSE&G |  | Accepted | 2025-03-12 | 2025-04-01 | 2026-04-01 | Solar Panels | Mission | MSE410HT0B |  | 0.41 | 4 | 53 | 40 |  | Fixed | Roof
NJADRE1559290232 | Administratively Determined Incentive Program | Montgomery | 8502 | 18.45 | Residential | Behind the Meter | Yes | Big Wave Roofing and Solar, LLC | PSE&G |  | Accepted | 2025-03-12 | 2025-04-01 | 2026-04-01 | Solar Panels | Mission | MSE410HT0B |  | 0.41 | 7 | 143 | 33 |  | Fixed | Roof
NJADRE1559290232 | Administratively Determined Incentive Program | Montgomery | 8502 | 18.45 | Residential | Behind the Meter | Yes | Big Wave Roofing and Solar, LLC | PSE&G |  | Accepted | 2025-03-12 | 2025-04-01 | 2026-04-01 | Inverters | Enphase | IQ8HC-72-M-DOM-US | 380 |  | 45 |  |  | 0.98 |  | Outside
NJADRE1559290232 | Administratively Determined Incentive Program | Montgomery | 8502 | 18.45 | Residential | Behind the Meter | Yes | Big Wave Roofing and Solar, LLC | PSE&G |  | Accepted | 2025-03-12 | 2025-04-01 | 2026-04-01 | Solar Panels | Mission | MSE410HT0B |  | 0.41 | 9 | 323 | 33 |  | Fixed | Roof
NJADRE1559290232 | Administratively Determined Incentive Program | Montgomery | 8502 | 18.45 | Residential | Behind the Meter | Yes | Big Wave Roofing and Solar, LLC | PSE&G |  | Accepted | 2025-03-12 | 2025-04-01 | 2026-04-01 | Solar Panels | Mission | MSE410HT0B |  | 0.41 | 11 | 143 | 33 |  | Fixed | Roof
NJADRE1559290232 | Administratively Determined Incentive Program | Montgomery | 8502 | 18.45 | Residential | Behind the Meter | Yes | Big Wave Roofing and Solar, LLC | PSE&G |  | Accepted | 2025-03-12 | 2025-04-01 | 2026-04-01 | Solar Panels | Mission | MSE410HT0B |  | 0.41 | 5 | 53 | 33 |  | Fixed | Roof
NJADRE1559290232 | Administratively Determined Incentive Program | Montgomery | 8502 | 18.45 | Residential | Behind the Meter | Yes | Big Wave Roofing and Solar, LLC | PSE&G |  | Accepted | 2025-03-12 | 2025-04-01 | 2026-04-01 | Solar Panels | Mission | MSE410HT0B |  | 0.41 | 5 | 233 | 33 |  | Fixed | Roof
NJADRE1559290232 | Administratively Determined Incentive Program | Montgomery | 8502 | 18.45 | Residential | Behind the Meter | Yes | Big Wave Roofing and Solar, LLC | PSE&G |  | Accepted | 2025-03-12 | 2025-04-01 | 2026-04-01 | Solar Panels | Mission | MSE410HT0B |  | 0.41 | 4 | 233 | 40 |  | Fixed | Roof
NJADRE1559290233 | Administratively Determined Incentive Program | Atco | 8004 | 8.2 | Residential | Behind the Meter | Yes | SunPurity, LLC | AC Electric |  | Accepted | 2025-03-12 | 2025-04-01 | 2026-04-01 | Inverters | SolarEdge | SE7600H-US | 7600 |  | 1 |  |  | 0.99 |  | Outdoor
NJADRE1559290233 | Administratively Determined Incentive Program | Atco | 8004 | 8.2 | Residential | Behind the Meter | Yes | SunPurity, LLC | AC Electric |  | Accepted | 2025-03-12 | 2025-04-01 | 2026-04-01 | Solar Panels | Hanwha Q Cells | Q.PEAK DOU BLK-ML-G10+(410W) |  | 0.41 | 9 | 261 | 29 |  | Fixed | Roof
NJADRE1559290233 | Administratively Determined Incentive Program | Atco | 8004 | 8.2 | Residential | Behind the Meter | Yes | SunPurity, LLC | AC Electric |  | Accepted | 2025-03-12 | 2025-04-01 | 2026-04-01 | Solar Panels | Hanwha Q Cells | Q.PEAK DOU BLK-ML-G10+(410W) |  | 0.41 | 11 | 81 | 29 |  | Fixed | Roof
NJADRE1559290256 | Administratively Determined Incentive Program | Newark | 7112 | 9.02 | Residential | Behind the Meter | Yes | Big Wave Roofing and Solar, LLC | PSE&G |  | Accepted | 2025-03-12 | 2025-04-01 | 2026-04-01 | Inverters | Enphase | IQ8HC-72-M-DOM-US | 380 |  | 22 |  |  | 0.98 |  | Outside
NJADRE1559290256 | Administratively Determined Incentive Program | Newark | 7112 | 9.02 | Residential | Behind the Meter | Yes | Big Wave Roofing and Solar, LLC | PSE&G |  | Accepted | 2025-03-12 | 2025-04-01 | 2026-04-01 | Solar Panels | Mission | MSE410HT0B |  | 0.41 | 12 | 33 | 37 |  | Fixed | Roof
NJADRE1559290256 | Administratively Determined Incentive Program | Newark | 7112 | 9.02 | Residential | Behind the Meter | Yes | Big Wave Roofing and Solar, LLC | PSE&G |  | Accepted | 2025-03-12 | 2025-04-01 | 2026-04-01 | Solar Panels | Mission | MSE410HT0B |  | 0.41 | 8 | 213 | 37 |  | Fixed | Roof
NJADRE1559290256 | Administratively Determined Incentive Program | Newark | 7112 | 9.02 | Residential | Behind the Meter | Yes | Big Wave Roofing and Solar, LLC | PSE&G |  | Accepted | 2025-03-12 | 2025-04-01 | 2026-04-01 | Solar Panels | Mission | MSE410HT0B |  | 0.41 | 2 | 213 | 16 |  | Fixed | Roof
NJADRE1559290259 | Administratively Determined Incentive Program | CARTERET BORO | 7008 | 13.6 | Residential | Behind the Meter | Yes | Sunrun Installation Services, Inc. | PSE&G |  | Accepted | 2025-03-12 | 2025-04-01 | 2026-04-01 | Solar Panels | Hanwha Q-Cells | Q.PEAK DUO BLK ML-G10+/T 400 |  | 0.4 | 14 | 273 | 21 |  | Fixed | Roof
NJADRE1559290259 | Administratively Determined Incentive Program | CARTERET BORO | 7008 | 13.6 | Residential | Behind the Meter | Yes | Sunrun Installation Services, Inc. | PSE&G |  | Accepted | 2025-03-12 | 2025-04-01 | 2026-04-01 | Solar Panels | Hanwha Q-Cells | Q.PEAK DUO BLK ML-G10+/T 400 |  | 0.4 | 20 | 93 | 16 |  | Fixed | Roof
NJADRE1559290259 | Administratively Determined Incentive Program | CARTERET BORO | 7008 | 13.6 | Residential | Behind the Meter | Yes | Sunrun Installation Services, Inc. | PSE&G |  | Accepted | 2025-03-12 | 2025-04-01 | 2026-04-01 | Inverters | SOLAREDGE TECHNOLOGIES | SE10000H-USMN | 10000 |  | 1 |  |  | 0.99 |  | Outside
NJADRE1559290317 | Administratively Determined Incentive Program | Jersey City | 7305 | 5.6 | Residential | Behind the Meter | Yes | PosiGen Developer, LLC | PSE&G |  | Accepted | 2025-03-12 | 2025-04-01 | 2026-04-01 | Inverters | SOLAREDGE | SE6000H-US | 6000 |  | 1 |  |  | 0.99 |  | Outside | WITHIN TEN FEET OF METER
NJADRE1559290317 | Administratively Determined Incentive Program | Jersey City | 7305 | 5.6 | Residential | Behind the Meter | Yes | PosiGen Developer, LLC | PSE&G |  | Accepted | 2025-03-12 | 2025-04-01 | 2026-04-01 | Solar Panels | SILFAB | SIL400HC+ |  | 0.4 | 14 | 221 | 0 |  | Fixed | Roof
NJADRE1559290328 | Administratively Determined Incentive Program | BERLIN | 8009 | 19.85 | Residential | Behind the Meter | Yes | Define Solar, LLC | AC Electric |  | Accepted | 2025-05-22 | 2025-06-18 | 2026-06-18 | Inverters | Enphase | IQ8PLUS-72-2-US | 290 |  | 29 |  |  | 0.976 |  | Outside | Under each pv panel
NJADRE1559290328 | Administratively Determined Incentive Program | BERLIN | 8009 | 19.85 | Residential | Behind the Meter | Yes | Define Solar, LLC | AC Electric |  | Accepted | 2025-05-22 | 2025-06-18 | 2026-06-18 | Inverters | Enphase | IQ8PLUS-72-2-US | 290 |  | 16 |  |  | 0.976 |  | Outside | Under each pv panel
NJADRE1559290328 | Administratively Determined Incentive Program | BERLIN | 8009 | 19.85 | Residential | Behind the Meter | Yes | Define Solar, LLC | AC Electric |  | Accepted | 2025-05-22 | 2025-06-18 | 2026-06-18 | Solar Panels | Znshine | ZXM7-SH108 405 |  | 0.405 | 16 | 172 | 30 |  | Fixed | Roof
NJADRE1559290328 | Administratively Determined Incentive Program | BERLIN | 8009 | 19.85 | Residential | Behind the Meter | Yes | Define Solar, LLC | AC Electric |  | Accepted | 2025-05-22 | 2025-06-18 | 2026-06-18 | Solar Panels | Znshine | ZXM7-SH108 405 |  | 0.405 | 29 | 352 | 30 |  | Fixed | Roof
NJADRE1559290328 | Administratively Determined Incentive Program | BERLIN | 8009 | 19.85 | Residential | Behind the Meter | Yes | Define Solar, LLC | AC Electric |  | Accepted | 2025-05-22 | 2025-06-18 | 2026-06-18 | Inverters | Enphase | IQ8PLUS-72-2-US | 290 |  | 14 |  |  | 0.976 |  | Outside | Under each pv panel
NJADRE1559290328 | Administratively Determined Incentive Program | BERLIN | 8009 | 19.85 | Residential | Behind the Meter | Yes | Define Solar, LLC | AC Electric |  | Accepted | 2025-05-22 | 2025-06-18 | 2026-06-18 | Solar Panels | Znshine | ZXM7-SH108 405 |  | 0.405 | 4 | 172 | 16 |  | Fixed | Roof
NJADRE1559290330 | Administratively Determined Incentive Program | River Vale | 7675 | 10.01 | Residential | Behind the Meter | Yes | Venture Home Solar, LLC | PSE&G |  | Accepted | 2025-03-12 | 2025-04-04 | 2026-04-04 | Solar Panels | Hanwha | Q.TRON BLK M-G2+ 435 |  | 0.435 | 1 | 260 | 32 |  | Fixed | Roof
NJADRE1559290330 | Administratively Determined Incentive Program | River Vale | 7675 | 10.01 | Residential | Behind the Meter | Yes | Venture Home Solar, LLC | PSE&G |  | Accepted | 2025-03-12 | 2025-04-04 | 2026-04-04 | Solar Panels | Hanwha | Q.TRON BLK M-G2+ 435 |  | 0.435 | 7 | 170 | 24 |  | Fixed | Roof
NJADRE1559290330 | Administratively Determined Incentive Program | River Vale | 7675 | 10.01 | Residential | Behind the Meter | Yes | Venture Home Solar, LLC | PSE&G |  | Accepted | 2025-03-12 | 2025-04-04 | 2026-04-04 | Solar Panels | Hanwha | Q.TRON BLK M-G2+ 435 |  | 0.435 | 1 | 260 | 32 |  | Fixed | Roof
NJADRE1559290330 | Administratively Determined Incentive Program | River Vale | 7675 | 10.01 | Residential | Behind the Meter | Yes | Venture Home Solar, LLC | PSE&G |  | Accepted | 2025-03-12 | 2025-04-04 | 2026-04-04 | Solar Panels | Hanwha | Q.TRON BLK M-G2+ 435 |  | 0.435 | 14 | 170 | 24 |  | Fixed | Roof
NJADRE1559290330 | Administratively Determined Incentive Program | River Vale | 7675 | 10.01 | Residential | Behind the Meter | Yes | Venture Home Solar, LLC | PSE&G |  | Accepted | 2025-03-12 | 2025-04-04 | 2026-04-04 | Inverters | Tesla Solar | 1538000-xx-y | 330 |  | 1 |  |  | 0.9697 |  | Outside
NJADRE1559290348 | Administratively Determined Incentive Program | Pitman | 8071 | 9.72 | Residential | Behind the Meter | Yes | Define Solar, LLC | AC Electric |  | Accepted | 2025-03-13 | 2025-04-02 | 2026-04-02 | Solar Panels | Znshine | ZXM7-SH108 405 |  | 0.405 | 4 | 247 | 20 |  | Fixed | Roof
NJADRE1559290348 | Administratively Determined Incentive Program | Pitman | 8071 | 9.72 | Residential | Behind the Meter | Yes | Define Solar, LLC | AC Electric |  | Accepted | 2025-03-13 | 2025-04-02 | 2026-04-02 | Inverters | Enphase | IQ8PLUS-72-2-US | 290 |  | 16 |  |  | 0.976 |  | Outside | Under each pv panel
NJADRE1559290348 | Administratively Determined Incentive Program | Pitman | 8071 | 9.72 | Residential | Behind the Meter | Yes | Define Solar, LLC | AC Electric |  | Accepted | 2025-03-13 | 2025-04-02 | 2026-04-02 | Inverters | Enphase | IQ8PLUS-72-2-US | 290 |  | 4 |  |  | 0.976 |  | Outside | Under each pv panel
NJADRE1559290348 | Administratively Determined Incentive Program | Pitman | 8071 | 9.72 | Residential | Behind the Meter | Yes | Define Solar, LLC | AC Electric |  | Accepted | 2025-03-13 | 2025-04-02 | 2026-04-02 | Solar Panels | Znshine | ZXM7-SH108 405 |  | 0.405 | 4 | 247 | 40 |  | Fixed | Roof
NJADRE1559290348 | Administratively Determined Incentive Program | Pitman | 8071 | 9.72 | Residential | Behind the Meter | Yes | Define Solar, LLC | AC Electric |  | Accepted | 2025-03-13 | 2025-04-02 | 2026-04-02 | Solar Panels | Znshine | ZXM7-SH108 405 |  | 0.405 | 16 | 67 | 40 |  | Fixed | Roof
NJADRE1559290348 | Administratively Determined Incentive Program | Pitman | 8071 | 9.72 | Residential | Behind the Meter | Yes | Define Solar, LLC | AC Electric |  | Accepted | 2025-03-13 | 2025-04-02 | 2026-04-02 | Inverters | Enphase | IQ8PLUS-72-2-US | 290 |  | 4 |  |  | 0.976 |  | Outside | Under each pv panel
NJADRE1559290440 | Administratively Determined Incentive Program | Teaneck | 7666 | 4.46 | Residential | Behind the Meter | Yes | Freedom Forever New Jersey, LLC | PSE&G |  | Accepted | 2025-03-12 | 2025-04-03 | 2026-04-03 | Solar Panels | JA Solar | JAM54S31-405/MR |  | 0.405 | 11 | 205 | 10 |  | Fixed | Roof
NJADRE1559290440 | Administratively Determined Incentive Program | Teaneck | 7666 | 4.46 | Residential | Behind the Meter | Yes | Freedom Forever New Jersey, LLC | PSE&G |  | Accepted | 2025-03-12 | 2025-04-03 | 2026-04-03 | Inverters | Enphase | IQ8HC-72-M-DOM-US | 320 |  | 11 |  |  | 0.99 |  | Outside
NJADRE1559290445 | Administratively Determined Incentive Program | CHERRY HILL | 8003 | 11.75 | Residential | Behind the Meter | Yes | Define Solar, LLC | PSE&G |  | Accepted | 2025-06-03 | 2025-06-26 | 2026-06-26 | Inverters | Enphase | IQ8PLUS-72-2-US | 290 |  | 8 |  |  | 0.976 |  | Outside | Under each pv panel
NJADRE1559290445 | Administratively Determined Incentive Program | CHERRY HILL | 8003 | 11.75 | Residential | Behind the Meter | Yes | Define Solar, LLC | PSE&G |  | Accepted | 2025-06-03 | 2025-06-26 | 2026-06-26 | Solar Panels | Znshine | ZXM7-SH108 405 |  | 0.405 | 8 | 34 | 22 |  | Fixed | Roof
NJADRE1559290445 | Administratively Determined Incentive Program | CHERRY HILL | 8003 | 11.75 | Residential | Behind the Meter | Yes | Define Solar, LLC | PSE&G |  | Accepted | 2025-06-03 | 2025-06-26 | 2026-06-26 | Solar Panels | Znshine | ZXM7-SH108 405 |  | 0.405 | 21 | 214 | 22 |  | Fixed | Roof
NJADRE1559290445 | Administratively Determined Incentive Program | CHERRY HILL | 8003 | 11.75 | Residential | Behind the Meter | Yes | Define Solar, LLC | PSE&G |  | Accepted | 2025-06-03 | 2025-06-26 | 2026-06-26 | Inverters | Enphase | IQ8PLUS-72-2-US | 290 |  | 21 |  |  | 0.976 |  | Outside | Under each pv panel
NJADRE1559290495 | Administratively Determined Incentive Program | Linwood | 8221 | 15.58 | Residential | Behind the Meter | Yes | EMT Renewables, LLC | AC Electric |  | Accepted | 2025-03-12 | 2025-04-07 | 2026-04-07 | Solar Panels | MSE PERC | MSE-410 |  | 0.41 | 12 | 296 | 26 |  | Fixed | Roof
NJADRE1559290495 | Administratively Determined Incentive Program | Linwood | 8221 | 15.58 | Residential | Behind the Meter | Yes | EMT Renewables, LLC | AC Electric |  | Accepted | 2025-03-12 | 2025-04-07 | 2026-04-07 | Inverters | ENPHASE | IQ8+ | 290 |  | 38 |  |  | 0.98 |  | Other | UNDER EACH PANEL
NJADRE1559290495 | Administratively Determined Incentive Program | Linwood | 8221 | 15.58 | Residential | Behind the Meter | Yes | EMT Renewables, LLC | AC Electric |  | Accepted | 2025-03-12 | 2025-04-07 | 2026-04-07 | Solar Panels | MSE PERC | MSE-410 |  | 0.41 | 5 | 207 | 11 |  | Fixed | Roof
NJADRE1559290495 | Administratively Determined Incentive Program | Linwood | 8221 | 15.58 | Residential | Behind the Meter | Yes | EMT Renewables, LLC | AC Electric |  | Accepted | 2025-03-12 | 2025-04-07 | 2026-04-07 | Solar Panels | MSE PERC | MSE-410 |  | 0.41 | 6 | 207 | 26 |  | Fixed | Roof
NJADRE1559290495 | Administratively Determined Incentive Program | Linwood | 8221 | 15.58 | Residential | Behind the Meter | Yes | EMT Renewables, LLC | AC Electric |  | Accepted | 2025-03-12 | 2025-04-07 | 2026-04-07 | Solar Panels | MSE PERC | MSE-410 |  | 0.41 | 15 | 116 | 26 |  | Fixed | Roof
NJADRE1559290498 | Administratively Determined Incentive Program | Little Egg Harbor Twp | 8087 | 13.6 | Residential | Behind the Meter | Yes | Integrity Solar & Home Solutions, LLC | AC Electric |  | Accepted | 2025-03-12 | 2025-04-01 | 2026-04-01 | Inverters | ENPHASE | IQ8+ | 290 |  | 32 |  |  | 0.98 |  | Other | UNDER EACH PANEL
NJADRE1559290498 | Administratively Determined Incentive Program | Little Egg Harbor Twp | 8087 | 13.6 | Residential | Behind the Meter | Yes | Integrity Solar & Home Solutions, LLC | AC Electric |  | Accepted | 2025-03-12 | 2025-04-01 | 2026-04-01 | Solar Panels | JINKO | JKM425N-54HL4-B |  | 0.425 | 4 | 314 | 19 |  | Fixed | Roof
NJADRE1559290498 | Administratively Determined Incentive Program | Little Egg Harbor Twp | 8087 | 13.6 | Residential | Behind the Meter | Yes | Integrity Solar & Home Solutions, LLC | AC Electric |  | Accepted | 2025-03-12 | 2025-04-01 | 2026-04-01 | Solar Panels | JINKO | JKM425N-54HL4-B |  | 0.425 | 19 | 224 | 20 |  | Fixed | Roof
NJADRE1559290498 | Administratively Determined Incentive Program | Little Egg Harbor Twp | 8087 | 13.6 | Residential | Behind the Meter | Yes | Integrity Solar & Home Solutions, LLC | AC Electric |  | Accepted | 2025-03-12 | 2025-04-01 | 2026-04-01 | Solar Panels | JINKO | JKM425N-54HL4-B |  | 0.425 | 9 | 44 | 20 |  | Fixed | Roof
NJADRE1559290517 | Administratively Determined Incentive Program | East Orange | 7018 | 7.31 | Residential | Behind the Meter | Yes | Seapoint Solar Energy, LLC | PSE&G |  | Accepted | 2025-03-12 | 2025-04-08 | 2026-04-08 | Solar Panels | SILFAB | SILFAB SIL-430 QD |  | 0.43 | 6 | 290 | 29 |  | Fixed | Roof
NJADRE1559290517 | Administratively Determined Incentive Program | East Orange | 7018 | 7.31 | Residential | Behind the Meter | Yes | Seapoint Solar Energy, LLC | PSE&G |  | Accepted | 2025-03-12 | 2025-04-08 | 2026-04-08 | Inverters | Enphase | IQ8PLUS-72-M-US | 290 |  | 17 |  |  | 0.97 |  | Outdoor
NJADRE1559290517 | Administratively Determined Incentive Program | East Orange | 7018 | 7.31 | Residential | Behind the Meter | Yes | Seapoint Solar Energy, LLC | PSE&G |  | Accepted | 2025-03-12 | 2025-04-08 | 2026-04-08 | Solar Panels | SILFAB | SILFAB SIL-430 QD |  | 0.43 | 11 | 110 | 29 |  | Fixed | Roof
NJADRE1559291246 | Administratively Determined Incentive Program | Sea Isle City | 8243 | 5.53 | Residential | Behind the Meter | No | Velocity Energy & Home Solutions, Inc. | AC Electric |  | Accepted | 2025-03-12 | 2025-04-01 | 2026-04-01 | Solar Panels | TRINA | 425w |  | 0.425 | 2 | 296 | 28 |  | Fixed | Roof
NJADRE1559291246 | Administratively Determined Incentive Program | Sea Isle City | 8243 | 5.53 | Residential | Behind the Meter | No | Velocity Energy & Home Solutions, Inc. | AC Electric |  | Accepted | 2025-03-12 | 2025-04-01 | 2026-04-01 | Solar Panels | trina | 425W |  | 0.425 | 2 | 128 | 28 |  | Fixed | Roof
NJADRE1559291246 | Administratively Determined Incentive Program | Sea Isle City | 8243 | 5.53 | Residential | Behind the Meter | No | Velocity Energy & Home Solutions, Inc. | AC Electric |  | Accepted | 2025-03-12 | 2025-04-01 | 2026-04-01 | Solar Panels | TRINA | 425w |  | 0.425 | 6 | 123 | 20 |  | Fixed | Roof
NJADRE1559291246 | Administratively Determined Incentive Program | Sea Isle City | 8243 | 5.53 | Residential | Behind the Meter | No | Velocity Energy & Home Solutions, Inc. | AC Electric |  | Accepted | 2025-03-12 | 2025-04-01 | 2026-04-01 | Inverters | enphase | iq8plus | 290 |  | 13 |  |  | 0.99 |  | Outside | behind panels
NJADRE1559291246 | Administratively Determined Incentive Program | Sea Isle City | 8243 | 5.53 | Residential | Behind the Meter | No | Velocity Energy & Home Solutions, Inc. | AC Electric |  | Accepted | 2025-03-12 | 2025-04-01 | 2026-04-01 | Solar Panels | trina | 425w |  | 0.425 | 3 | 213 | 5 |  | Fixed | Roof
NJADRE1559292425 | Administratively Determined Incentive Program | UNION BEACH | 7735 | 8.2 | Residential | Behind the Meter | Yes | Sunwise Energy, LLC | JCP&L |  | Accepted | 2025-03-12 | 2025-04-01 | 2026-04-01 | Solar Panels | MISSION SOLAR | MSE410HT0B |  | 0.41 | 13 | 197 | 29 |  | Fixed | Roof
NJADRE1559292425 | Administratively Determined Incentive Program | UNION BEACH | 7735 | 8.2 | Residential | Behind the Meter | Yes | Sunwise Energy, LLC | JCP&L |  | Accepted | 2025-03-12 | 2025-04-01 | 2026-04-01 | Solar Panels | MISSION SOLAR | MSE410HT0B |  | 0.41 | 7 | 17 | 15 |  | Fixed | Roof
NJADRE1559292425 | Administratively Determined Incentive Program | UNION BEACH | 7735 | 8.2 | Residential | Behind the Meter | Yes | Sunwise Energy, LLC | JCP&L |  | Accepted | 2025-03-12 | 2025-04-01 | 2026-04-01 | Inverters | SOLAREDGE TECHNOLOGY | SE7600H-US | 7600 |  | 1 |  |  | 0.992 |  | Outside
NJADRE1559292724 | Administratively Determined Incentive Program | WOODBURY | 8096 | 6.56 | Residential | Behind the Meter | Yes | SunPurity, LLC | PSE&G |  | Accepted | 2025-03-12 | 2025-04-01 | 2026-04-01 | Solar Panels | Hanwha Q Cells | Q.PEAK DUO L-G6 410W |  | 0.41 | 16 | 204 | 23 |  | Fixed | Roof
NJADRE1559292724 | Administratively Determined Incentive Program | WOODBURY | 8096 | 6.56 | Residential | Behind the Meter | Yes | SunPurity, LLC | PSE&G |  | Accepted | 2025-03-12 | 2025-04-01 | 2026-04-01 | Inverters | SolarEdge | SE6000H-US | 6000 |  | 1 |  |  | 0.99 |  | Outdoor
NJADRE1559292733 | Administratively Determined Incentive Program | Sea Isle City | 8243 | 5.53 | Residential | Behind the Meter | No | Velocity Energy & Home Solutions, Inc. | AC Electric |  | Accepted | 2025-03-12 | 2025-04-01 | 2026-04-01 | Inverters | enphase | iq8plus | 290 |  | 13 |  |  | 0.99 |  | Outside | behind panels
NJADRE1559292733 | Administratively Determined Incentive Program | Sea Isle City | 8243 | 5.53 | Residential | Behind the Meter | No | Velocity Energy & Home Solutions, Inc. | AC Electric |  | Accepted | 2025-03-12 | 2025-04-01 | 2026-04-01 | Solar Panels | TRINA | 425wTRINA |  | 0.425 | 6 | 302 | 20 |  | Fixed | Roof
NJADRE1559292733 | Administratively Determined Incentive Program | Sea Isle City | 8243 | 5.53 | Residential | Behind the Meter | No | Velocity Energy & Home Solutions, Inc. | AC Electric |  | Accepted | 2025-03-12 | 2025-04-01 | 2026-04-01 | Solar Panels | TRINA | 425W |  | 0.425 | 7 | 25 | 3 |  | Fixed | Roof
NJADRE1559292843 | Administratively Determined Incentive Program | PENNSAUKEN | 8109 | 16.53 | Residential | Behind the Meter | Yes | Venture Home Solar, LLC | PSE&G |  | Accepted | 2025-03-12 | 2025-04-03 | 2026-04-03 | Solar Panels | Hanwha | Q.TRON BLK M-G2+ 435 |  | 0.435 | 5 | 142 | 24 |  | Fixed | Roof
NJADRE1559292843 | Administratively Determined Incentive Program | PENNSAUKEN | 8109 | 16.53 | Residential | Behind the Meter | Yes | Venture Home Solar, LLC | PSE&G |  | Accepted | 2025-03-12 | 2025-04-03 | 2026-04-03 | Solar Panels | Hanwha | Q.TRON BLK M-G2+ 435 |  | 0.435 | 3 | 322 | 24 |  | Fixed | Roof
NJADRE1559292843 | Administratively Determined Incentive Program | PENNSAUKEN | 8109 | 16.53 | Residential | Behind the Meter | Yes | Venture Home Solar, LLC | PSE&G |  | Accepted | 2025-03-12 | 2025-04-03 | 2026-04-03 | Solar Panels | Hanwha | Q.TRON BLK M-G2+ 435 |  | 0.435 | 14 | 142 | 20 |  | Fixed | Roof
NJADRE1559292843 | Administratively Determined Incentive Program | PENNSAUKEN | 8109 | 16.53 | Residential | Behind the Meter | Yes | Venture Home Solar, LLC | PSE&G |  | Accepted | 2025-03-12 | 2025-04-03 | 2026-04-03 | Solar Panels | Hanwha | Q.TRON BLK M-G2+ 435 |  | 0.435 | 14 | 322 | 20 |  | Fixed | Roof
NJADRE1559292843 | Administratively Determined Incentive Program | PENNSAUKEN | 8109 | 16.53 | Residential | Behind the Meter | Yes | Venture Home Solar, LLC | PSE&G |  | Accepted | 2025-03-12 | 2025-04-03 | 2026-04-03 | Inverters | EnPhase | IQ8PLUS-72-M-US | 330 |  | 38 |  |  | 0.9697 |  | Outside
NJADRE1559292843 | Administratively Determined Incentive Program | PENNSAUKEN | 8109 | 16.53 | Residential | Behind the Meter | Yes | Venture Home Solar, LLC | PSE&G |  | Accepted | 2025-03-12 | 2025-04-03 | 2026-04-03 | Solar Panels | Hanwha | Q.TRON BLK M-G2+ 435 |  | 0.435 | 2 | 232 | 30 |  | Fixed | Roof
NJADRE1559293404 | Administratively Determined Incentive Program | JERSEY CITY | 7008 | 4.8 | Residential | Behind the Meter | Yes | PosiGen Developer, LLC | PSE&G |  | Accepted | 2025-03-12 | 2025-04-03 | 2026-04-03 | Solar Panels | Silfab | SIL-400 HC+ |  | 0.4 | 7 | 28 | 12 |  | Fixed | Roof
NJADRE1559293404 | Administratively Determined Incentive Program | JERSEY CITY | 7008 | 4.8 | Residential | Behind the Meter | Yes | PosiGen Developer, LLC | PSE&G |  | Accepted | 2025-03-12 | 2025-04-03 | 2026-04-03 | Inverters | SolarEdge | SE3800H-US | 3800 |  | 1 |  |  | 0.99 |  | Outdoor | within ten feet of meter
NJADRE1559293404 | Administratively Determined Incentive Program | JERSEY CITY | 7008 | 4.8 | Residential | Behind the Meter | Yes | PosiGen Developer, LLC | PSE&G |  | Accepted | 2025-03-12 | 2025-04-03 | 2026-04-03 | Solar Panels | Silfab | SIL-400 HC+ |  | 0.4 | 5 | 208 | 12 |  | Fixed | Roof
NJADRE1559293406 | Administratively Determined Incentive Program | TOMS RIVER | 8753 | 8.3 | Residential | Behind the Meter | Yes | SunPurity, LLC | JCP&L |  | Accepted | 2025-03-19 | 2025-04-09 | 2026-04-09 | Solar Panels | Hanwha Q Cells | Q.PEAK DOU BLK-ML-G10+(415W) |  | 0.415 | 7 | 88 | 27 |  | Fixed | Roof
NJADRE1559293406 | Administratively Determined Incentive Program | TOMS RIVER | 8753 | 8.3 | Residential | Behind the Meter | Yes | SunPurity, LLC | JCP&L |  | Accepted | 2025-03-19 | 2025-04-09 | 2026-04-09 | Solar Panels | Hanwha Q Cells | Q.PEAK DOU BLK-ML-G10+(415W) |  | 0.415 | 13 | 268 | 27 |  | Fixed | Roof
NJADRE1559293406 | Administratively Determined Incentive Program | TOMS RIVER | 8753 | 8.3 | Residential | Behind the Meter | Yes | SunPurity, LLC | JCP&L |  | Accepted | 2025-03-19 | 2025-04-09 | 2026-04-09 | Inverters | SolarEdge | SE7600H-US | 7600 |  | 1 |  |  | 0.99 |  | Outdoor
NJADRE1559293515 | Administratively Determined Incentive Program | TOMS RIVER | 8753 | 9.96 | Residential | Behind the Meter | Yes | SunPurity, LLC | JCP&L |  | Accepted | 2025-03-13 | 2025-04-02 | 2026-04-02 | Inverters | SolarEdge | SE7600H-US | 7600 |  | 1 |  |  | 0.99 |  | Outdoor
NJADRE1559293515 | Administratively Determined Incentive Program | TOMS RIVER | 8753 | 9.96 | Residential | Behind the Meter | Yes | SunPurity, LLC | JCP&L |  | Accepted | 2025-03-13 | 2025-04-02 | 2026-04-02 | Solar Panels | Hanwha Q Cells | Q.PEAK DOU BLK-ML-G10+(415W) |  | 0.415 | 5 | 193 | 20 |  | Fixed | Roof
NJADRE1559293515 | Administratively Determined Incentive Program | TOMS RIVER | 8753 | 9.96 | Residential | Behind the Meter | Yes | SunPurity, LLC | JCP&L |  | Accepted | 2025-03-13 | 2025-04-02 | 2026-04-02 | Solar Panels | Hanwha Q Cells | Q.PEAK DOU BLK-ML-G10+(415W) |  | 0.415 | 3 | 283 | 14 |  | Fixed | Roof
NJADRE1559293515 | Administratively Determined Incentive Program | TOMS RIVER | 8753 | 9.96 | Residential | Behind the Meter | Yes | SunPurity, LLC | JCP&L |  | Accepted | 2025-03-13 | 2025-04-02 | 2026-04-02 | Solar Panels | Hanwha Q Cells | Q.PEAK DOU BLK-ML-G10+(415W) |  | 0.415 | 6 | 13 | 20 |  | Fixed | Roof
NJADRE1559293515 | Administratively Determined Incentive Program | TOMS RIVER | 8753 | 9.96 | Residential | Behind the Meter | Yes | SunPurity, LLC | JCP&L |  | Accepted | 2025-03-13 | 2025-04-02 | 2026-04-02 | Solar Panels | Hanwha Q Cells | Q.PEAK DOU BLK-ML-G10+(415W) |  | 0.415 | 10 | 193 | 18 |  | Fixed | Roof
NJADRE1559293533 | Administratively Determined Incentive Program | Paramus | 7652 | 7.38 | Residential | Behind the Meter | Yes | Pro Custom Solar dba Momentum Solar | PSE&G |  | Accepted | 2025-03-12 | 2025-04-01 | 2026-04-01 | Solar Panels | Hanwha | Q.PEAK DUO BLK ML-G10+ 410 |  | 0.41 | 5 | 17 | 13 |  | Fixed | Roof
NJADRE1559293533 | Administratively Determined Incentive Program | Paramus | 7652 | 7.38 | Residential | Behind the Meter | Yes | Pro Custom Solar dba Momentum Solar | PSE&G |  | Accepted | 2025-03-12 | 2025-04-01 | 2026-04-01 | Solar Panels | Hanwha | Q.PEAK DUO BLK ML-G10+ 410 |  | 0.41 | 13 | 197 | 28 |  | Fixed | Roof
NJADRE1559293533 | Administratively Determined Incentive Program | Paramus | 7652 | 7.38 | Residential | Behind the Meter | Yes | Pro Custom Solar dba Momentum Solar | PSE&G |  | Accepted | 2025-03-12 | 2025-04-01 | 2026-04-01 | Inverters | ENPHASE | IQ8HC-72-M-DOM-US | 380 |  | 18 |  |  | 0.97 |  | Outdoor
NJADRE1559297751 | Administratively Determined Incentive Program | Marlton | 8053 | 16.38 | Residential | Behind the Meter | No | Public Service Solar, LLC | PSE&G |  | Accepted | 2025-03-12 | 2025-04-01 | 2026-04-01 | Inverters | Enphase | iQ8HC-72-M-US | 380 |  | 39 |  |  | 0.96 |  | Outdoor | Under Panels
NJADRE1559297751 | Administratively Determined Incentive Program | Marlton | 8053 | 16.38 | Residential | Behind the Meter | No | Public Service Solar, LLC | PSE&G |  | Accepted | 2025-03-12 | 2025-04-01 | 2026-04-01 | Solar Panels | Panasonic | EVPV420HK2 |  | 0.42 | 4 | 91 | 14 |  | Fixed | Roof
NJADRE1559297751 | Administratively Determined Incentive Program | Marlton | 8053 | 16.38 | Residential | Behind the Meter | No | Public Service Solar, LLC | PSE&G |  | Accepted | 2025-03-12 | 2025-04-01 | 2026-04-01 | Solar Panels | Panasonic | EVPV420HK2 |  | 0.42 | 35 | 91 | 34 |  | Fixed | Roof
NJADRE1559297759 | Administratively Determined Incentive Program | Trenton | 8629 | 6.56 | Residential | Behind the Meter | Yes | Pro Custom Solar dba Momentum Solar | PSE&G |  | Accepted | 2025-03-12 | 2025-04-01 | 2026-04-01 | Solar Panels | hanwha | q.peak duo blk ml-g10+410 |  | 0.41 | 5 | 239 | 7 |  | Fixed | Roof
NJADRE1559297759 | Administratively Determined Incentive Program | Trenton | 8629 | 6.56 | Residential | Behind the Meter | Yes | Pro Custom Solar dba Momentum Solar | PSE&G |  | Accepted | 2025-03-12 | 2025-04-01 | 2026-04-01 | Solar Panels | hanwha | q.peak duo blk ml-g10+410 |  | 0.41 | 4 | 59 | 30 |  | Fixed | Roof
NJADRE1559297759 | Administratively Determined Incentive Program | Trenton | 8629 | 6.56 | Residential | Behind the Meter | Yes | Pro Custom Solar dba Momentum Solar | PSE&G |  | Accepted | 2025-03-12 | 2025-04-01 | 2026-04-01 | Solar Panels | hanwha | q.peak duo blk ml-g10+410 |  | 0.41 | 4 | 239 | 30 |  | Fixed | Roof
NJADRE1559297759 | Administratively Determined Incentive Program | Trenton | 8629 | 6.56 | Residential | Behind the Meter | Yes | Pro Custom Solar dba Momentum Solar | PSE&G |  | Accepted | 2025-03-12 | 2025-04-01 | 2026-04-01 | Solar Panels | hanwha | q.peak duo blk ml-g10+410 |  | 0.41 | 3 | 239 | 5 |  | Fixed | Roof
NJADRE1559297759 | Administratively Determined Incentive Program | Trenton | 8629 | 6.56 | Residential | Behind the Meter | Yes | Pro Custom Solar dba Momentum Solar | PSE&G |  | Accepted | 2025-03-12 | 2025-04-01 | 2026-04-01 | Inverters | ENPHASE | iq8mc-72-m-us | 320 |  | 16 |  |  | 0.97 |  | Outside
NJADRE1559297776 | Administratively Determined Incentive Program | Clark | 7066 | 8.91 | Residential | Behind the Meter | Yes | Freedom Forever New Jersey, LLC | PSE&G |  | Accepted | 2025-03-12 | 2025-04-01 | 2026-04-01 | Solar Panels | JA Solar | JAM54S31-405/MR |  | 0.405 | 2 | 172 | 17 |  | Fixed | Roof
NJADRE1559297776 | Administratively Determined Incentive Program | Clark | 7066 | 8.91 | Residential | Behind the Meter | Yes | Freedom Forever New Jersey, LLC | PSE&G |  | Accepted | 2025-03-12 | 2025-04-01 | 2026-04-01 | Solar Panels | JA Solar | JAM54S31-405/MR |  | 0.405 | 14 | 262 | 25 |  | Fixed | Roof
NJADRE1559297776 | Administratively Determined Incentive Program | Clark | 7066 | 8.91 | Residential | Behind the Meter | Yes | Freedom Forever New Jersey, LLC | PSE&G |  | Accepted | 2025-03-12 | 2025-04-01 | 2026-04-01 | Inverters | Solar Edge | USE7600H-USMNBL75 | 7600 |  | 1 |  |  | 0.99 |  | Outside
NJADRE1559297776 | Administratively Determined Incentive Program | Clark | 7066 | 8.91 | Residential | Behind the Meter | Yes | Freedom Forever New Jersey, LLC | PSE&G |  | Accepted | 2025-03-12 | 2025-04-01 | 2026-04-01 | Solar Panels | JA Solar | JAM54S31-405/MR |  | 0.405 | 6 | 82 | 25 |  | Fixed | Roof
NJADRE1559297833 | Administratively Determined Incentive Program | Whippany | 7981 | 5.1 | Residential | Behind the Meter | Yes | Integrity Solar & Home Solutions, LLC | JCP&L |  | Accepted | 2025-03-12 | 2025-04-01 | 2026-04-01 | Solar Panels | JINKO | JKM425N-54HL4-B |  | 0.425 | 4 | 328 | 15 |  | Fixed | Roof
NJADRE1559297833 | Administratively Determined Incentive Program | Whippany | 7981 | 5.1 | Residential | Behind the Meter | Yes | Integrity Solar & Home Solutions, LLC | JCP&L |  | Accepted | 2025-03-12 | 2025-04-01 | 2026-04-01 | Inverters | ENPHASE | IQ8+ | 290 |  | 12 |  |  | 0.98 |  | Other | UNDER EACH PANEL
NJADRE1559297833 | Administratively Determined Incentive Program | Whippany | 7981 | 5.1 | Residential | Behind the Meter | Yes | Integrity Solar & Home Solutions, LLC | JCP&L |  | Accepted | 2025-03-12 | 2025-04-01 | 2026-04-01 | Solar Panels | JINKO | JKM425N-54HL4-B |  | 0.425 | 2 | 238 | 29 |  | Fixed | Roof
NJADRE1559297833 | Administratively Determined Incentive Program | Whippany | 7981 | 5.1 | Residential | Behind the Meter | Yes | Integrity Solar & Home Solutions, LLC | JCP&L |  | Accepted | 2025-03-12 | 2025-04-01 | 2026-04-01 | Solar Panels | JINKO | JKM425N-54HL4-B |  | 0.425 | 6 | 148 | 15 |  | Fixed | Roof
NJADRE1559297877 | Administratively Determined Incentive Program | Millville | 8332 | 12.56 | Residential | Behind the Meter | Yes | Freedom Forever New Jersey, LLC | AC Electric |  | Accepted | 2025-03-12 | 2025-04-01 | 2026-04-01 | Inverters | Solar Edge | USE10000H-USMNBL75) | 10000 |  | 1 |  |  | 0.99 |  | Outside
NJADRE1559297877 | Administratively Determined Incentive Program | Millville | 8332 | 12.56 | Residential | Behind the Meter | Yes | Freedom Forever New Jersey, LLC | AC Electric |  | Accepted | 2025-03-12 | 2025-04-01 | 2026-04-01 | Solar Panels | Trina | TSM-405NE09RC.05 |  | 0.405 | 15 | 175 | 33 |  | Fixed | Roof
NJADRE1559297877 | Administratively Determined Incentive Program | Millville | 8332 | 12.56 | Residential | Behind the Meter | Yes | Freedom Forever New Jersey, LLC | AC Electric |  | Accepted | 2025-03-12 | 2025-04-01 | 2026-04-01 | Solar Panels | Trina | TSM-405NE09RC.05 |  | 0.405 | 16 | 355 | 33 |  | Fixed | Roof
NJADRE1559297882 | Administratively Determined Incentive Program | Irvington | 7111 | 9.43 | Residential | Behind the Meter | Yes | Sunrun Installation Services, Inc. | PSE&G |  | Accepted | 2025-03-12 | 2025-04-02 | 2026-04-02 | Solar Panels | HANWHA Q-CELLS | Q.PEAK DUO BLK ML-G10+ 410 |  | 0.41 | 12 | 298 | 21 |  | Fixed | Roof
NJADRE1559297882 | Administratively Determined Incentive Program | Irvington | 7111 | 9.43 | Residential | Behind the Meter | Yes | Sunrun Installation Services, Inc. | PSE&G |  | Accepted | 2025-03-12 | 2025-04-02 | 2026-04-02 | Inverters | SOLAREDGE TECHNOLOGIES | SE7600H-USMN | 7600 |  | 1 |  |  | 0.99 |  | Outdoor
NJADRE1559297882 | Administratively Determined Incentive Program | Irvington | 7111 | 9.43 | Residential | Behind the Meter | Yes | Sunrun Installation Services, Inc. | PSE&G |  | Accepted | 2025-03-12 | 2025-04-02 | 2026-04-02 | Solar Panels | HANWHA Q-CELLS | Q.PEAK DUO BLK ML-G10+ 410 |  | 0.41 | 11 | 118 | 21 |  | Fixed | Roof
NJADRE1559297918 | Administratively Determined Incentive Program | Paterson | 7522 | 9.43 | Residential | Behind the Meter | Yes | Whitman Construction, LLC | PSE&G |  | Accepted | 2025-03-12 | 2025-04-01 | 2026-04-01 | Inverters | ENPHASE | IQ8PLUS-72-2-US | 290 |  | 23 |  |  | 0.975 |  | Outdoor
NJADRE1559297918 | Administratively Determined Incentive Program | Paterson | 7522 | 9.43 | Residential | Behind the Meter | Yes | Whitman Construction, LLC | PSE&G |  | Accepted | 2025-03-12 | 2025-04-01 | 2026-04-01 | Solar Panels | Trina Solar | TSM-410NE09RC.05 |  | 0.41 | 23 | 229 | 41 |  | Fixed | Roof
NJADRE1559297923 | Administratively Determined Incentive Program | Atco | 8004 | 10.66 | Residential | Behind the Meter | Yes | Sunrun Installation Services, Inc. | AC Electric |  | Accepted | 2025-03-12 | 2025-04-01 | 2026-04-01 | Solar Panels | Hanwha Q Cells | Q.PEAK DUO BLK ML-G10+ 410 |  | 0.41 | 9 | 132 | 21 |  | Fixed | Roof
NJADRE1559297923 | Administratively Determined Incentive Program | Atco | 8004 | 10.66 | Residential | Behind the Meter | Yes | Sunrun Installation Services, Inc. | AC Electric |  | Accepted | 2025-03-12 | 2025-04-01 | 2026-04-01 | Inverters | SolarEdge Technologies | SE7600H-USMN | 7600 |  | 1 |  |  | 0.99 |  | Outdoor
NJADRE1559297923 | Administratively Determined Incentive Program | Atco | 8004 | 10.66 | Residential | Behind the Meter | Yes | Sunrun Installation Services, Inc. | AC Electric |  | Accepted | 2025-03-12 | 2025-04-01 | 2026-04-01 | Solar Panels | Hanwha Q Cells | Q.PEAK DUO BLK ML-G10+ 410 |  | 0.41 | 9 | 312 | 21 |  | Fixed | Roof
NJADRE1559297923 | Administratively Determined Incentive Program | Atco | 8004 | 10.66 | Residential | Behind the Meter | Yes | Sunrun Installation Services, Inc. | AC Electric |  | Accepted | 2025-03-12 | 2025-04-01 | 2026-04-01 | Solar Panels | Hanwha Q Cells | Q.PEAK DUO BLK ML-G10+ 410 |  | 0.41 | 4 | 312 | 21 |  | Fixed | Roof
NJADRE1559297923 | Administratively Determined Incentive Program | Atco | 8004 | 10.66 | Residential | Behind the Meter | Yes | Sunrun Installation Services, Inc. | AC Electric |  | Accepted | 2025-03-12 | 2025-04-01 | 2026-04-01 | Solar Panels | Hanwha Q Cells | Q.PEAK DUO BLK ML-G10+ 410 |  | 0.41 | 4 | 132 | 21 |  | Fixed | Roof
NJADRE1559298283 | Administratively Determined Incentive Program | SOMERSET | 8873 | 12.33 | Residential | Behind the Meter | Yes | Power Energy Solutions, LLC | PSE&G |  | Accepted | 2025-03-12 | 2025-04-01 | 2026-04-01 | Inverters | SolarEdge | SE7600H-US | 8 |  | 1 |  |  | 0.97 |  | Outdoor
NJADRE1559298283 | Administratively Determined Incentive Program | SOMERSET | 8873 | 12.33 | Residential | Behind the Meter | Yes | Power Energy Solutions, LLC | PSE&G |  | Accepted | 2025-03-12 | 2025-04-01 | 2026-04-01 | Solar Panels | Trina Solar | TSM-425NE09RC.05 |  | 0.425 | 19 | 279 | 20 |  | Fixed | Roof
NJADRE1559298283 | Administratively Determined Incentive Program | SOMERSET | 8873 | 12.33 | Residential | Behind the Meter | Yes | Power Energy Solutions, LLC | PSE&G |  | Accepted | 2025-03-12 | 2025-04-01 | 2026-04-01 | Solar Panels | Trina Solar | TSM-425NE09RC.05 |  | 0.425 | 10 | 99 | 20 |  | Fixed | Roof
NJADRE1559298293 | Administratively Determined Incentive Program | NEWARK | 7106 | 11.9 | Residential | Behind the Meter | Yes | Power Energy Solutions, LLC | PSE&G |  | Accepted | 2025-03-12 | 2025-04-01 | 2026-04-01 | Inverters | SolarEdge | SE7600H-US | 8 |  | 1 |  |  | 0.97 |  | Outdoor
NJADRE1559298293 | Administratively Determined Incentive Program | NEWARK | 7106 | 11.9 | Residential | Behind the Meter | Yes | Power Energy Solutions, LLC | PSE&G |  | Accepted | 2025-03-12 | 2025-04-01 | 2026-04-01 | Solar Panels | Trina Solar | TSM-425NE09RC.05 |  | 0.425 | 13 | 201 | 23 |  | Fixed | Roof
NJADRE1559298293 | Administratively Determined Incentive Program | NEWARK | 7106 | 11.9 | Residential | Behind the Meter | Yes | Power Energy Solutions, LLC | PSE&G |  | Accepted | 2025-03-12 | 2025-04-01 | 2026-04-01 | Solar Panels | Trina Solar | TSM-425NE09RC.05 |  | 0.425 | 11 | 21 | 23 |  | Fixed | Roof
NJADRE1559298293 | Administratively Determined Incentive Program | NEWARK | 7106 | 11.9 | Residential | Behind the Meter | Yes | Power Energy Solutions, LLC | PSE&G |  | Accepted | 2025-03-12 | 2025-04-01 | 2026-04-01 | Solar Panels | Trina Solar | TSM-425NE09RC.05 |  | 0.425 | 4 | 111 | 23 |  | Fixed | Roof
NJADRE1559301026 | Administratively Determined Incentive Program | Perth Amboy | 8861 | 6.15 | Residential | Behind the Meter | Yes | Pro Custom Solar dba Momentum Solar | PSE&G |  | Accepted | 2025-03-13 | 2025-04-02 | 2026-04-02 | Solar Panels | Hanwha | Q.PEAK DUO BLK ML-G10+ 410 |  | 0.41 | 4 | 212 | 32 |  | Fixed | Roof
NJADRE1559301026 | Administratively Determined Incentive Program | Perth Amboy | 8861 | 6.15 | Residential | Behind the Meter | Yes | Pro Custom Solar dba Momentum Solar | PSE&G |  | Accepted | 2025-03-13 | 2025-04-02 | 2026-04-02 | Solar Panels | Hanwha | Q.PEAK DUO BLK ML-G10+ 410 |  | 0.41 | 4 | 212 | 21 |  | Fixed | Roof
NJADRE1559301026 | Administratively Determined Incentive Program | Perth Amboy | 8861 | 6.15 | Residential | Behind the Meter | Yes | Pro Custom Solar dba Momentum Solar | PSE&G |  | Accepted | 2025-03-13 | 2025-04-02 | 2026-04-02 | Solar Panels | Hanwha | Q.PEAK DUO BLK ML-G10+ 410 |  | 0.41 | 5 | 32 | 21 |  | Fixed | Roof
NJADRE1559301026 | Administratively Determined Incentive Program | Perth Amboy | 8861 | 6.15 | Residential | Behind the Meter | Yes | Pro Custom Solar dba Momentum Solar | PSE&G |  | Accepted | 2025-03-13 | 2025-04-02 | 2026-04-02 | Inverters | ENPHASE | IQ8HC-72-M-DOM-US | 380 |  | 15 |  |  | 0.97 |  | Outdoor
NJADRE1559301026 | Administratively Determined Incentive Program | Perth Amboy | 8861 | 6.15 | Residential | Behind the Meter | Yes | Pro Custom Solar dba Momentum Solar | PSE&G |  | Accepted | 2025-03-13 | 2025-04-02 | 2026-04-02 | Solar Panels | Hanwha | Q.PEAK DUO BLK ML-G10+ 410 |  | 0.41 | 2 | 32 | 33 |  | Fixed | Roof
NJADRE1559301052 | Administratively Determined Incentive Program | SOMERDALE | 8083 | 9.775 | Residential | Behind the Meter | Yes | Whitman Construction, LLC | PSE&G |  | Accepted | 2025-03-13 | 2025-04-01 | 2026-04-01 | Inverters | ENPHASE | IQ8PLUS-72-2-US | 290 |  | 23 |  |  | 0.975 |  | Outdoor
NJADRE1559301052 | Administratively Determined Incentive Program | SOMERDALE | 8083 | 9.775 | Residential | Behind the Meter | Yes | Whitman Construction, LLC | PSE&G |  | Accepted | 2025-03-13 | 2025-04-01 | 2026-04-01 | Solar Panels | Jinko Solar | JKM425N-54HL4-B |  | 0.425 | 4 | 133 | 22 |  | Fixed | Roof
NJADRE1559301052 | Administratively Determined Incentive Program | SOMERDALE | 8083 | 9.775 | Residential | Behind the Meter | Yes | Whitman Construction, LLC | PSE&G |  | Accepted | 2025-03-13 | 2025-04-01 | 2026-04-01 | Solar Panels | Jinko Solar | JKM425N-54HL4-B |  | 0.425 | 12 | 133 | 20 |  | Fixed | Roof
NJADRE1559301052 | Administratively Determined Incentive Program | SOMERDALE | 8083 | 9.775 | Residential | Behind the Meter | Yes | Whitman Construction, LLC | PSE&G |  | Accepted | 2025-03-13 | 2025-04-01 | 2026-04-01 | Solar Panels | Jinko Solar | JKM425N-54HL4-B |  | 0.425 | 7 | 133 | 13 |  | Fixed | Roof
NJADRE1559301052 | Administratively Determined Incentive Program | SOMERDALE | 8083 | 9.775 | Residential | Behind the Meter | Yes | Whitman Construction, LLC | PSE&G |  | Accepted | 2025-03-13 | 2025-04-01 | 2026-04-01 | Meters | ENPHASE | X-IQ-AM1-240-5-HDK |  |  | 1 |  |  |  | Yes | Outdoor
NJADRE1559301130 | Administratively Determined Incentive Program | Palisades Park | 7650 | 5.74 | Residential | Behind the Meter | Yes | Sunrun Installation Services, Inc. | PSE&G |  | Accepted | 2025-03-13 | 2025-04-02 | 2026-04-02 | Inverters | SolarEdge Technologies | SE7600H-USMN | 7600 |  | 1 |  |  | 0.99 |  | Outdoor
NJADRE1559301130 | Administratively Determined Incentive Program | Palisades Park | 7650 | 5.74 | Residential | Behind the Meter | Yes | Sunrun Installation Services, Inc. | PSE&G |  | Accepted | 2025-03-13 | 2025-04-02 | 2026-04-02 | Solar Panels | Hanwha Q Cells | Q.PEAK DUO BLK ML-G10+ 410 |  | 0.41 | 14 | 127 | 29 |  | Fixed | Roof
NJADRE1559301133 | Administratively Determined Incentive Program | Union | 7083 | 6.02 | Residential | Behind the Meter | Yes | PosiGen Developer, LLC | PSE&G |  | Accepted | 2025-03-13 | 2025-04-02 | 2026-04-02 | Inverters | SolarEdge | SE5700H-US | 5700 |  | 1 |  |  | 0.99 |  | Outside | within ten feet of meter
NJADRE1559301133 | Administratively Determined Incentive Program | Union | 7083 | 6.02 | Residential | Behind the Meter | Yes | PosiGen Developer, LLC | PSE&G |  | Accepted | 2025-03-13 | 2025-04-02 | 2026-04-02 | Solar Panels | Seg Solar | SEG-430-BTD-BG |  | 0.43 | 2 | 17 | 33 |  | Fixed | Roof
NJADRE1559301133 | Administratively Determined Incentive Program | Union | 7083 | 6.02 | Residential | Behind the Meter | Yes | PosiGen Developer, LLC | PSE&G |  | Accepted | 2025-03-13 | 2025-04-02 | 2026-04-02 | Solar Panels | Seg Solar | SEG-430-BTD-BG |  | 0.43 | 12 | 198 | 33 |  | Fixed | Roof
NJADRE1559301137 | Administratively Determined Incentive Program | CAPE MAY | 8204 | 4.51 | Residential | Behind the Meter | Yes | Sunrun Installation Services, Inc. | AC Electric |  | Accepted | 2025-03-13 | 2025-04-01 | 2026-04-01 | Inverters | SOLAREDGE TECHNOLOGIES | SE3800H-USMN | 3800 |  | 1 |  |  | 0.99 |  | Outside
NJADRE1559301137 | Administratively Determined Incentive Program | CAPE MAY | 8204 | 4.51 | Residential | Behind the Meter | Yes | Sunrun Installation Services, Inc. | AC Electric |  | Accepted | 2025-03-13 | 2025-04-01 | 2026-04-01 | Solar Panels | Hanwha Q-Cells | Q.PEAK DUO BLK ML-G10+ 410 |  | 0.41 | 3 | 248 | 23 |  | Fixed | Roof
NJADRE1559301137 | Administratively Determined Incentive Program | CAPE MAY | 8204 | 4.51 | Residential | Behind the Meter | Yes | Sunrun Installation Services, Inc. | AC Electric |  | Accepted | 2025-03-13 | 2025-04-01 | 2026-04-01 | Solar Panels | Hanwha Q-Cells | Q.PEAK DUO BLK ML-G10+ 410 |  | 0.41 | 8 | 159 | 15 |  | Fixed | Roof
NJADRE1559301137 | Administratively Determined Incentive Program | CAPE MAY | 8204 | 4.51 | Residential | Behind the Meter | Yes | Sunrun Installation Services, Inc. | AC Electric |  | Accepted | 2025-03-13 | 2025-04-01 | 2026-04-01 | Meters | SOLAREDGE TECHNOLOGIES | SE3800H-USMN |  |  | 1 |  |  |  | Yes | Outdoor
NJADRE1559301155 | Administratively Determined Incentive Program | Totowa | 7512 | 6.23 | Residential | Behind the Meter | No | EMT Renewables, LLC | PSE&G |  | Accepted | 2025-03-13 | 2025-04-01 | 2026-04-01 | Inverters | ENPHASE | IQ8+ | 290 |  | 15 |  |  | 0.98 |  | Other | UNDER EACH PANEL
NJADRE1559301155 | Administratively Determined Incentive Program | Totowa | 7512 | 6.23 | Residential | Behind the Meter | No | EMT Renewables, LLC | PSE&G |  | Accepted | 2025-03-13 | 2025-04-01 | 2026-04-01 | Solar Panels | Q CELLS | Q PEAK DUO BLK |  | 0.415 | 15 | 181 | 23 |  | Fixed | Roof
NJADRE1559301173 | Administratively Determined Incentive Program | Turnersville | 8012 | 9.35 | Residential | Behind the Meter | Yes | Whitman Construction, LLC | AC Electric |  | Accepted | 2025-03-13 | 2025-04-02 | 2026-04-02 | Solar Panels | Jinko Solar | JKM425N-54HL4-B |  | 0.425 | 20 | 137 | 20 |  | Fixed | Roof
NJADRE1559301173 | Administratively Determined Incentive Program | Turnersville | 8012 | 9.35 | Residential | Behind the Meter | Yes | Whitman Construction, LLC | AC Electric |  | Accepted | 2025-03-13 | 2025-04-02 | 2026-04-02 | Inverters | ENPHASE | IQ8PLUS-72-2-US | 290 |  | 22 |  |  | 0.975 |  | Outdoor
NJADRE1559301173 | Administratively Determined Incentive Program | Turnersville | 8012 | 9.35 | Residential | Behind the Meter | Yes | Whitman Construction, LLC | AC Electric |  | Accepted | 2025-03-13 | 2025-04-02 | 2026-04-02 | Solar Panels | Jinko Solar | JKM425N-54HL4-B |  | 0.425 | 2 | 137 | 20 |  | Fixed | Roof
NJADRE1559301180 | Administratively Determined Incentive Program | Clifton | 7011 | 12.04 | Residential | Behind the Meter | No | EMT Renewables, LLC | PSE&G |  | Accepted | 2025-03-13 | 2025-04-07 | 2026-04-07 | Solar Panels | Q CELLS | Q TRON |  | 0.43 | 5 | 257 | 31 |  | Fixed | Roof
NJADRE1559301180 | Administratively Determined Incentive Program | Clifton | 7011 | 12.04 | Residential | Behind the Meter | No | EMT Renewables, LLC | PSE&G |  | Accepted | 2025-03-13 | 2025-04-07 | 2026-04-07 | Solar Panels | Q CELLS | Q TRON |  | 0.43 | 8 | 167 | 34 |  | Fixed | Roof
NJADRE1559301180 | Administratively Determined Incentive Program | Clifton | 7011 | 12.04 | Residential | Behind the Meter | No | EMT Renewables, LLC | PSE&G |  | Accepted | 2025-03-13 | 2025-04-07 | 2026-04-07 | Inverters | ENPHASE | IQ8+ | 290 |  | 28 |  |  | 0.98 |  | Other | UNDER EACH PANEL
NJADRE1559301180 | Administratively Determined Incentive Program | Clifton | 7011 | 12.04 | Residential | Behind the Meter | No | EMT Renewables, LLC | PSE&G |  | Accepted | 2025-03-13 | 2025-04-07 | 2026-04-07 | Solar Panels | Q CELLS | Q TRON |  | 0.43 | 6 | 257 | 35 |  | Fixed | Roof
NJADRE1559301180 | Administratively Determined Incentive Program | Clifton | 7011 | 12.04 | Residential | Behind the Meter | No | EMT Renewables, LLC | PSE&G |  | Accepted | 2025-03-13 | 2025-04-07 | 2026-04-07 | Solar Panels | Q CELLS | Q TRON |  | 0.43 | 3 | 77 | 30 |  | Fixed | Roof
NJADRE1559301180 | Administratively Determined Incentive Program | Clifton | 7011 | 12.04 | Residential | Behind the Meter | No | EMT Renewables, LLC | PSE&G |  | Accepted | 2025-03-13 | 2025-04-07 | 2026-04-07 | Solar Panels | Q CELLS | Q TRON |  | 0.43 | 3 | 167 | 29 |  | Fixed | Roof
NJADRE1559301180 | Administratively Determined Incentive Program | Clifton | 7011 | 12.04 | Residential | Behind the Meter | No | EMT Renewables, LLC | PSE&G |  | Accepted | 2025-03-13 | 2025-04-07 | 2026-04-07 | Solar Panels | Q CELLS | Q TRON |  | 0.43 | 3 | 257 | 29 |  | Fixed | Roof
NJADRE1559301183 | Administratively Determined Incentive Program | Penns Grove | 8069 | 10.25 | Residential | Behind the Meter | Yes | Sunrun Installation Services, Inc. | AC Electric |  | Accepted | 2025-03-17 | 2025-04-03 | 2026-04-03 | Solar Panels | HANWHA Q-CELLS | Q.PEAK DUO BLK ML-G10+ 410 |  | 0.41 | 25 | 218 | 19 |  | Fixed | Roof
NJADRE1559301183 | Administratively Determined Incentive Program | Penns Grove | 8069 | 10.25 | Residential | Behind the Meter | Yes | Sunrun Installation Services, Inc. | AC Electric |  | Accepted | 2025-03-17 | 2025-04-03 | 2026-04-03 | Inverters | SOLAREDGE TECHNOLOGIES | SE7600H-USMN | 7600 |  | 1 |  |  | 0.99 |  | Outdoor
NJADRE1559301225 | Administratively Determined Incentive Program | CAPE MAY | 8204 | 6.97 | Residential | Behind the Meter | Yes | Sunrun Installation Services, Inc. | AC Electric |  | Accepted | 2025-03-13 | 2025-04-02 | 2026-04-02 | Solar Panels | Hanwha Q Cells | Q.PEAK DUO BLK ML-G10+ 410 |  | 0.41 | 7 | 100 | 21 |  | Fixed | Roof
NJADRE1559301225 | Administratively Determined Incentive Program | CAPE MAY | 8204 | 6.97 | Residential | Behind the Meter | Yes | Sunrun Installation Services, Inc. | AC Electric |  | Accepted | 2025-03-13 | 2025-04-02 | 2026-04-02 | Inverters | SolarEdge Technologies | SE5700H-USMN | 5760 |  | 1 |  |  | 0.99 |  | Outdoor
NJADRE1559301225 | Administratively Determined Incentive Program | CAPE MAY | 8204 | 6.97 | Residential | Behind the Meter | Yes | Sunrun Installation Services, Inc. | AC Electric |  | Accepted | 2025-03-13 | 2025-04-02 | 2026-04-02 | Solar Panels | Hanwha Q Cells | Q.PEAK DUO BLK ML-G10+ 410 |  | 0.41 | 7 | 280 | 20 |  | Fixed | Roof
NJADRE1559301225 | Administratively Determined Incentive Program | CAPE MAY | 8204 | 6.97 | Residential | Behind the Meter | Yes | Sunrun Installation Services, Inc. | AC Electric |  | Accepted | 2025-03-13 | 2025-04-02 | 2026-04-02 | Solar Panels | Hanwha Q Cells | Q.PEAK DUO BLK ML-G10+ 410 |  | 0.41 | 3 | 192 | 21 |  | Fixed | Roof
NJADRE1559301253 | Administratively Determined Incentive Program | North Arlington | 7031 | 7.47 | Residential | Behind the Meter | No | EMT Renewables, LLC | PSE&G |  | Accepted | 2025-03-13 | 2025-04-02 | 2026-04-02 | Inverters | ENPHASE | IQ8+ | 290 |  | 18 |  |  | 0.98 |  | Other | UNDER EACH PANEL
NJADRE1559301253 | Administratively Determined Incentive Program | North Arlington | 7031 | 7.47 | Residential | Behind the Meter | No | EMT Renewables, LLC | PSE&G |  | Accepted | 2025-03-13 | 2025-04-02 | 2026-04-02 | Solar Panels | Q CELLS | Q PEAK DUO BLK |  | 0.415 | 15 | 128 | 20 |  | Fixed | Roof
NJADRE1559301253 | Administratively Determined Incentive Program | North Arlington | 7031 | 7.47 | Residential | Behind the Meter | No | EMT Renewables, LLC | PSE&G |  | Accepted | 2025-03-13 | 2025-04-02 | 2026-04-02 | Solar Panels | Q CELLS | Q PEAK DUO BLK |  | 0.415 | 3 | 308 | 20 |  | Fixed | Roof
NJADRE1559301302 | Administratively Determined Incentive Program | Union | 7083 | 6.4 | Residential | Behind the Meter | Yes | Sunrun Installation Services, Inc. | PSE&G |  | Accepted | 2025-03-13 | 2025-04-02 | 2026-04-02 | Inverters | SOLAREDGE TECHNOLOGIES | SE5700H-USMN | 5760 |  | 1 |  |  | 0.99 |  | Outdoor
NJADRE1559301302 | Administratively Determined Incentive Program | Union | 7083 | 6.4 | Residential | Behind the Meter | Yes | Sunrun Installation Services, Inc. | PSE&G |  | Accepted | 2025-03-13 | 2025-04-02 | 2026-04-02 | Solar Panels | HANWHA Q-CELLS | Q.PEAK DUO BLK ML-G10+/T 400 |  | 0.4 | 2 | 309 | 25 |  | Fixed | Roof
NJADRE1559301302 | Administratively Determined Incentive Program | Union | 7083 | 6.4 | Residential | Behind the Meter | Yes | Sunrun Installation Services, Inc. | PSE&G |  | Accepted | 2025-03-13 | 2025-04-02 | 2026-04-02 | Solar Panels | HANWHA Q-CELLS | Q.PEAK DUO BLK ML-G10+/T 400 |  | 0.4 | 2 | 129 | 25 |  | Fixed | Roof
NJADRE1559301302 | Administratively Determined Incentive Program | Union | 7083 | 6.4 | Residential | Behind the Meter | Yes | Sunrun Installation Services, Inc. | PSE&G |  | Accepted | 2025-03-13 | 2025-04-02 | 2026-04-02 | Solar Panels | HANWHA Q-CELLS | Q.PEAK DUO BLK ML-G10+/T 400 |  | 0.4 | 12 | 221 | 9 |  | Fixed | Roof
NJADRE1559301329 | Administratively Determined Incentive Program | Lumberton | 8048 | 184.08 | Commercial | Behind the Meter | No | Moore Energy, LLC | PSE&G |  | Accepted | 2025-03-14 | 2025-04-02 | 2026-04-02 | Meters | continental controls | WMD-WR-MB |  |  | 1 |  |  |  | Yes | Outdoor
NJADRE1559301329 | Administratively Determined Incentive Program | Lumberton | 8048 | 184.08 | Commercial | Behind the Meter | No | Moore Energy, LLC | PSE&G |  | Accepted | 2025-03-14 | 2025-04-02 | 2026-04-02 | Solar Panels | VSUN | VSUN590N-144BMH-DG |  | 0.59 | 312 | 200 | 2 |  | Fixed | Roof
NJADRE1559301329 | Administratively Determined Incentive Program | Lumberton | 8048 | 184.08 | Commercial | Behind the Meter | No | Moore Energy, LLC | PSE&G |  | Accepted | 2025-03-14 | 2025-04-02 | 2026-04-02 | Inverters | SolarEdge | SE80KUS(480V) | 80000 |  | 2 |  |  | 0.985 |  | Outside
NJADRE1559301330 | Administratively Determined Incentive Program | Penns Grove | 8069 | 8.2 | Residential | Behind the Meter | Yes | Sunrun Installation Services, Inc. | AC Electric |  | Accepted | 2025-03-13 | 2025-04-02 | 2026-04-02 | Solar Panels | Hanwha Q Cells | Q.PEAK DUO BLK ML-G10+ 410 |  | 0.41 | 12 | 57 | 33 |  | Fixed | Roof
NJADRE1559301330 | Administratively Determined Incentive Program | Penns Grove | 8069 | 8.2 | Residential | Behind the Meter | Yes | Sunrun Installation Services, Inc. | AC Electric |  | Accepted | 2025-03-13 | 2025-04-02 | 2026-04-02 | Solar Panels | Hanwha Q Cells | Q.PEAK DUO BLK ML-G10+ 410 |  | 0.41 | 8 | 236 | 34 |  | Fixed | Roof
NJADRE1559301330 | Administratively Determined Incentive Program | Penns Grove | 8069 | 8.2 | Residential | Behind the Meter | Yes | Sunrun Installation Services, Inc. | AC Electric |  | Accepted | 2025-03-13 | 2025-04-02 | 2026-04-02 | Inverters | SolarEdge Technologies | SE5700H-USMN | 5760 |  | 1 |  |  | 0.99 |  | Outdoor
NJADRE1559301332 | Administratively Determined Incentive Program | Jackson | 8527 | 11.05 | Residential | Behind the Meter | No | Powerlutions, LLC | JCP&L |  | Accepted | 2025-03-13 | 2025-04-02 | 2026-04-02 | Solar Panels | Trina | TSM-425NE09RC.05 |  | 0.425 | 26 | 220 | 30 |  | Fixed | Roof
NJADRE1559301332 | Administratively Determined Incentive Program | Jackson | 8527 | 11.05 | Residential | Behind the Meter | No | Powerlutions, LLC | JCP&L |  | Accepted | 2025-03-13 | 2025-04-02 | 2026-04-02 | Inverters | Enphase | IQ8MC-72-M-US | 320 |  | 26 |  |  | 0.98 |  | Outdoor
NJADRE1559301343 | Administratively Determined Incentive Program | Pleasantville | 8232 | 13.6 | Residential | Behind the Meter | Yes | Whitman Construction, LLC | AC Electric |  | Accepted | 2025-03-13 | 2025-04-02 | 2026-04-02 | Solar Panels | Jinko Solar | JKM425N-54HL4-B |  | 0.425 | 24 | 134 | 33 |  | Fixed | Roof
NJADRE1559301343 | Administratively Determined Incentive Program | Pleasantville | 8232 | 13.6 | Residential | Behind the Meter | Yes | Whitman Construction, LLC | AC Electric |  | Accepted | 2025-03-13 | 2025-04-02 | 2026-04-02 | Solar Panels | Jinko Solar | JKM425N-54HL4-B |  | 0.425 | 8 | 314 | 33 |  | Fixed | Roof
NJADRE1559301343 | Administratively Determined Incentive Program | Pleasantville | 8232 | 13.6 | Residential | Behind the Meter | Yes | Whitman Construction, LLC | AC Electric |  | Accepted | 2025-03-13 | 2025-04-02 | 2026-04-02 | Inverters | ENPHASE | IQ8PLUS-72-2-US | 290 |  | 32 |  |  | 0.975 |  | Outdoor
NJADRE1559301367 | Administratively Determined Incentive Program | Villas | 8251 | 9.02 | Residential | Behind the Meter | Yes | EMT Renewables, LLC | AC Electric |  | Accepted | 2025-03-13 | 2025-04-02 | 2026-04-02 | Inverters | ENPHASE | IQ8+ | 290 |  | 22 |  |  | 0.98 |  | Other | UNDER EACH PANEL
NJADRE1559301367 | Administratively Determined Incentive Program | Villas | 8251 | 9.02 | Residential | Behind the Meter | Yes | EMT Renewables, LLC | AC Electric |  | Accepted | 2025-03-13 | 2025-04-02 | 2026-04-02 | Solar Panels | MSE PERC | MSE-410 |  | 0.41 | 11 | 296 | 14 |  | Fixed | Roof
NJADRE1559301367 | Administratively Determined Incentive Program | Villas | 8251 | 9.02 | Residential | Behind the Meter | Yes | EMT Renewables, LLC | AC Electric |  | Accepted | 2025-03-13 | 2025-04-02 | 2026-04-02 | Solar Panels | MSE PERC | MSE-410 |  | 0.41 | 11 | 116 | 24 |  | Fixed | Roof
NJADRE1559306514 | Administratively Determined Incentive Program | ROCKAWAY | 7866 | 9.43 | Residential | Behind the Meter | No | Tesla Energy Operations, Inc. | JCP&L |  | Accepted | 2025-03-13 | 2025-04-02 | 2026-04-02 | Inverters | Tesla | 1707000-XX-Y | 11500 |  | 1 |  |  | 0.98 |  | Outdoor
NJADRE1559306514 | Administratively Determined Incentive Program | ROCKAWAY | 7866 | 9.43 | Residential | Behind the Meter | No | Tesla Energy Operations, Inc. | JCP&L |  | Accepted | 2025-03-13 | 2025-04-02 | 2026-04-02 | Electric Storage Battery | Tesla | Powerwall 3 |  |  | 1 |  |  |  | Lithium Ion |  | OUTSIDE
NJADRE1559306514 | Administratively Determined Incentive Program | ROCKAWAY | 7866 | 9.43 | Residential | Behind the Meter | No | Tesla Energy Operations, Inc. | JCP&L |  | Accepted | 2025-03-13 | 2025-04-02 | 2026-04-02 | Solar Panels | Hanwha | Q.PEAK DUO BLK ML-G10.a+/TS 410 |  | 0.41 | 23 | 225 | 23 |  | Fixed | Roof
NJADRE1559307644 | Administratively Determined Incentive Program | Mantua | 8051 | 9.6 | Residential | Behind the Meter | No | Advanced Renewable Solutions, LLC | AC Electric |  | Accepted | 2025-03-13 | 2025-04-03 | 2026-04-03 | Solar Panels | Certainteed | CTM10400HC-11 |  | 0.4 | 14 | 157 | 45 |  | Fixed | Roof
NJADRE1559307644 | Administratively Determined Incentive Program | Mantua | 8051 | 9.6 | Residential | Behind the Meter | No | Advanced Renewable Solutions, LLC | AC Electric |  | Accepted | 2025-03-13 | 2025-04-03 | 2026-04-03 | Solar Panels | Certainteed | CTM10400HC11 |  | 0.4 | 10 | 338 | 10 |  | Fixed | Roof
NJADRE1559307644 | Administratively Determined Incentive Program | Mantua | 8051 | 9.6 | Residential | Behind the Meter | No | Advanced Renewable Solutions, LLC | AC Electric |  | Accepted | 2025-03-13 | 2025-04-03 | 2026-04-03 | Inverters | Enphase | IQ8+ | 290 |  | 24 |  |  | 0.976 |  | Outside
NJADRE1559308655 | Administratively Determined Incentive Program | Stratford | 8084 | 18.45 | Residential | Behind the Meter | Yes | Sunwise Energy, LLC | AC Electric |  | Accepted | 2025-03-13 | 2025-04-02 | 2026-04-02 | Solar Panels | MISSION SOLAR | MSE410HT0B |  | 0.41 | 15 | 141 | 21 |  | Fixed | Roof
NJADRE1559308655 | Administratively Determined Incentive Program | Stratford | 8084 | 18.45 | Residential | Behind the Meter | Yes | Sunwise Energy, LLC | AC Electric |  | Accepted | 2025-03-13 | 2025-04-02 | 2026-04-02 | Solar Panels | MISSION SOLAR | MSE410HT0B |  | 0.41 | 4 | 141 | 21 |  | Fixed | Roof
NJADRE1559308655 | Administratively Determined Incentive Program | Stratford | 8084 | 18.45 | Residential | Behind the Meter | Yes | Sunwise Energy, LLC | AC Electric |  | Accepted | 2025-03-13 | 2025-04-02 | 2026-04-02 | Solar Panels | MISSION SOLAR | MSE410HT0B |  | 0.41 | 18 | 321 | 21 |  | Fixed | Roof
NJADRE1559308655 | Administratively Determined Incentive Program | Stratford | 8084 | 18.45 | Residential | Behind the Meter | Yes | Sunwise Energy, LLC | AC Electric |  | Accepted | 2025-03-13 | 2025-04-02 | 2026-04-02 | Solar Panels | MISSION SOLAR | MSE410HT0B |  | 0.41 | 8 | 141 | 8 |  | Fixed | Roof
NJADRE1559308655 | Administratively Determined Incentive Program | Stratford | 8084 | 18.45 | Residential | Behind the Meter | Yes | Sunwise Energy, LLC | AC Electric |  | Accepted | 2025-03-13 | 2025-04-02 | 2026-04-02 | Inverters | SOLAREDGE TECHNOLOGY | SE7600H-US | 7600 |  | 2 |  |  | 0.992 |  | Outside
NJADRE1559309021 | Administratively Determined Incentive Program | Clayton | 8312 | 10.63 | Residential | Behind the Meter | Yes | Whitman Construction, LLC | AC Electric |  | Accepted | 2025-03-13 | 2025-04-02 | 2026-04-02 | Solar Panels | Jinko Solar | JKM425N-54HL4-B |  | 0.425 | 25 | 262 | 31 |  | Fixed | Roof
NJADRE1559309021 | Administratively Determined Incentive Program | Clayton | 8312 | 10.63 | Residential | Behind the Meter | Yes | Whitman Construction, LLC | AC Electric |  | Accepted | 2025-03-13 | 2025-04-02 | 2026-04-02 | Inverters | ENPHASE | IQ8PLUS-72-2-US | 290 |  | 25 |  |  | 0.975 |  | Outdoor
NJADRE1559309416 | Administratively Determined Incentive Program | Tinton Falls | 7724 | 13.53 | Residential | Behind the Meter | Yes | EMT Renewables, LLC | JCP&L |  | Accepted | 2025-03-13 | 2025-04-07 | 2026-04-07 | Inverters | ENPHASE | IQ8+ | 290 |  | 33 |  |  | 0.98 |  | Other | UNDER EACH PANEL
NJADRE1559309416 | Administratively Determined Incentive Program | Tinton Falls | 7724 | 13.53 | Residential | Behind the Meter | Yes | EMT Renewables, LLC | JCP&L |  | Accepted | 2025-03-13 | 2025-04-07 | 2026-04-07 | Solar Panels | MSE PERC | MSE-410 |  | 0.41 | 12 | 263 | 38 |  | Fixed | Roof
NJADRE1559309416 | Administratively Determined Incentive Program | Tinton Falls | 7724 | 13.53 | Residential | Behind the Meter | Yes | EMT Renewables, LLC | JCP&L |  | Accepted | 2025-03-13 | 2025-04-07 | 2026-04-07 | Solar Panels | MSE PERC | MSE-410 |  | 0.41 | 6 | 83 | 12 |  | Fixed | Roof
NJADRE1559309416 | Administratively Determined Incentive Program | Tinton Falls | 7724 | 13.53 | Residential | Behind the Meter | Yes | EMT Renewables, LLC | JCP&L |  | Accepted | 2025-03-13 | 2025-04-07 | 2026-04-07 | Solar Panels | MSE PERC | MSE-410 |  | 0.41 | 8 | 263 | 40 |  | Fixed | Roof
NJADRE1559309416 | Administratively Determined Incentive Program | Tinton Falls | 7724 | 13.53 | Residential | Behind the Meter | Yes | EMT Renewables, LLC | JCP&L |  | Accepted | 2025-03-13 | 2025-04-07 | 2026-04-07 | Solar Panels | MSE PERC | MSE-410 |  | 0.41 | 7 | 83 | 40 |  | Fixed | Roof
NJADRE1559309418 | Administratively Determined Incentive Program | Bay Head | 8742 | 6.56 | Residential | Behind the Meter | No | Tesla Energy Operations, Inc. | JCP&L |  | Accepted | 2025-03-13 | 2025-04-02 | 2026-04-02 | Inverters | Tesla | 1707000-XX-Y | 11500 |  | 1 |  |  | 0.98 |  | Outdoor
NJADRE1559309418 | Administratively Determined Incentive Program | Bay Head | 8742 | 6.56 | Residential | Behind the Meter | No | Tesla Energy Operations, Inc. | JCP&L |  | Accepted | 2025-03-13 | 2025-04-02 | 2026-04-02 | Solar Panels | Hanwha | Q.PEAK DUO BLK ML-G10.a+/TS 410 |  | 0.41 | 16 | 113 | 34 |  | Fixed | Roof
NJADRE1559309418 | Administratively Determined Incentive Program | Bay Head | 8742 | 6.56 | Residential | Behind the Meter | No | Tesla Energy Operations, Inc. | JCP&L |  | Accepted | 2025-03-13 | 2025-04-02 | 2026-04-02 | Electric Storage Battery | Tesla | Powerwall 3 |  |  | 1 |  |  |  | Lithium Ion |  | OUTSIDE
NJADRE1559309512 | Administratively Determined Incentive Program | Bridgeton | 8302 | 13.76 | Residential | Behind the Meter | Yes | PosiGen Developer, LLC | AC Electric |  | Accepted | 2025-03-13 | 2025-04-02 | 2026-04-02 | Solar Panels | Silfab Solar | SIL-430QD |  | 0.43 | 19 | 166 | 23 |  | Fixed | Roof
NJADRE1559309512 | Administratively Determined Incentive Program | Bridgeton | 8302 | 13.76 | Residential | Behind the Meter | Yes | PosiGen Developer, LLC | AC Electric |  | Accepted | 2025-03-13 | 2025-04-02 | 2026-04-02 | Inverters | SolarEdge | SE5700H-US | 5760 |  | 2 |  |  | 0.99 |  | Outside | Within ten feet of meter
NJADRE1559309512 | Administratively Determined Incentive Program | Bridgeton | 8302 | 13.76 | Residential | Behind the Meter | Yes | PosiGen Developer, LLC | AC Electric |  | Accepted | 2025-03-13 | 2025-04-02 | 2026-04-02 | Solar Panels | Silfab Solar | SIL-430QD |  | 0.43 | 13 | 346 | 23 |  | Fixed | Roof
NJADRE1559309543 | Administratively Determined Incentive Program | Jersey City | 7304 | 87.45 | Commercial | Behind the Meter | No | Infinity Solar Systems, LLC | PSE&G |  | Accepted | 2025-03-13 | 2025-04-03 | 2026-04-03 | Inverters | SOLAREDGE | SE80KUS | 80 |  | 1 |  |  | 0.97 |  | Outside
NJADRE1559309543 | Administratively Determined Incentive Program | Jersey City | 7304 | 87.45 | Commercial | Behind the Meter | No | Infinity Solar Systems, LLC | PSE&G |  | Accepted | 2025-03-13 | 2025-04-03 | 2026-04-03 | Solar Panels | JA SOLAR | JAM72D30-550-MB |  | 0.55 | 159 | 137 | 15 |  | Fixed | Roof
NJADRE1559309653 | Administratively Determined Incentive Program | Carteret | 7008 | 10.13 | Residential | Behind the Meter | Yes | Freedom Forever New Jersey, LLC | PSE&G |  | Accepted | 2025-03-13 | 2025-04-02 | 2026-04-02 | Inverters | Solar Edge | USE7600H-USMNBL75 | 7600 |  | 1 |  |  | 0.99 |  | Outside
NJADRE1559309653 | Administratively Determined Incentive Program | Carteret | 7008 | 10.13 | Residential | Behind the Meter | Yes | Freedom Forever New Jersey, LLC | PSE&G |  | Accepted | 2025-03-13 | 2025-04-02 | 2026-04-02 | Solar Panels | Trina | TSM-405NE09RC.05 |  | 0.405 | 25 | 105 | 22 |  | Fixed | Roof
NJADRE1559309689 | Administratively Determined Incentive Program | Union | 7083 | 6.02 | Residential | Behind the Meter | Yes | PosiGen Developer, LLC | PSE&G |  | Accepted | 2025-03-13 | 2025-04-02 | 2026-04-02 | Solar Panels | SEG SOLAR | SEG-430-BTD-BG |  | 0.43 | 14 | 212 | 21 |  | Fixed | Roof
NJADRE1559309689 | Administratively Determined Incentive Program | Union | 7083 | 6.02 | Residential | Behind the Meter | Yes | PosiGen Developer, LLC | PSE&G |  | Accepted | 2025-03-13 | 2025-04-02 | 2026-04-02 | Inverters | SOLAREDGE | SE5700H-US | 5760 |  | 1 |  |  | 0.99 |  | Outside | WITHIN TEN FEET OF METER
NJADRE1559309740 | Administratively Determined Incentive Program | Iselin | 8830 | 7.38 | Residential | Behind the Meter | Yes | Pro Custom Solar dba Momentum Solar | PSE&G |  | Accepted | 2025-03-13 | 2025-04-03 | 2026-04-03 | Inverters | ENPHASE | IQ8HC-72-M-DOM-US | 380 |  | 18 |  |  | 0.97 |  | Outdoor
NJADRE1559309740 | Administratively Determined Incentive Program | Iselin | 8830 | 7.38 | Residential | Behind the Meter | Yes | Pro Custom Solar dba Momentum Solar | PSE&G |  | Accepted | 2025-03-13 | 2025-04-03 | 2026-04-03 | Solar Panels | Hanwha | Q.PEAK DUO BLK ML-G10+ 410 |  | 0.41 | 5 | 269 | 15 |  | Fixed | Roof
NJADRE1559309740 | Administratively Determined Incentive Program | Iselin | 8830 | 7.38 | Residential | Behind the Meter | Yes | Pro Custom Solar dba Momentum Solar | PSE&G |  | Accepted | 2025-03-13 | 2025-04-03 | 2026-04-03 | Solar Panels | Hanwha | Q.PEAK DUO BLK ML-G10+ 410 |  | 0.41 | 4 | 269 | 15 |  | Fixed | Roof
NJADRE1559309740 | Administratively Determined Incentive Program | Iselin | 8830 | 7.38 | Residential | Behind the Meter | Yes | Pro Custom Solar dba Momentum Solar | PSE&G |  | Accepted | 2025-03-13 | 2025-04-03 | 2026-04-03 | Solar Panels | Hanwha | Q.PEAK DUO BLK ML-G10+ 410 |  | 0.41 | 9 | 89 | 38 |  | Fixed | Roof
NJADRE1559309755 | Administratively Determined Incentive Program | Bridgeton | 8302 | 8.1 | Residential | Behind the Meter | Yes | Freedom Forever New Jersey, LLC | AC Electric |  | Accepted | 2025-03-13 | 2025-04-02 | 2026-04-02 | Solar Panels | Trina | TSM-405NE09RC.05 |  | 0.405 | 20 | 159 | 22 |  | Fixed | Roof
NJADRE1559309755 | Administratively Determined Incentive Program | Bridgeton | 8302 | 8.1 | Residential | Behind the Meter | Yes | Freedom Forever New Jersey, LLC | AC Electric |  | Accepted | 2025-03-13 | 2025-04-02 | 2026-04-02 | Inverters | Solar Edge | USE7600H-USMNBL75 | 7600 |  | 1 |  |  | 0.99 |  | Outside
NJADRE1559312560 | Administratively Determined Incentive Program | Randolph | 7869 | 7.79 | Residential | Behind the Meter | Yes | EMT Renewables, LLC | JCP&L |  | Accepted | 2025-03-14 | 2025-04-09 | 2026-04-09 | Inverters | ENPHASE | IQ8+ | 290 |  | 19 |  |  | 0.98 |  | Other | UNDER EACH PANEL
NJADRE1559312560 | Administratively Determined Incentive Program | Randolph | 7869 | 7.79 | Residential | Behind the Meter | Yes | EMT Renewables, LLC | JCP&L |  | Accepted | 2025-03-14 | 2025-04-09 | 2026-04-09 | Solar Panels | TRINA | TSM-NE09RC.05 |  | 0.41 | 19 | 263 | 23 |  | Fixed | Roof
NJADRE1559312586 | Administratively Determined Incentive Program | BELLEVILLE | 7109 | 8.2 | Residential | Behind the Meter | Yes | Pro Custom Solar dba Momentum Solar | PSE&G |  | Accepted | 2025-03-14 | 2025-04-03 | 2026-04-03 | Inverters | ENPHASE | IQ8HC-72-M-DOM-US | 380 |  | 20 |  |  | 0.97 |  | Outdoor
NJADRE1559312586 | Administratively Determined Incentive Program | BELLEVILLE | 7109 | 8.2 | Residential | Behind the Meter | Yes | Pro Custom Solar dba Momentum Solar | PSE&G |  | Accepted | 2025-03-14 | 2025-04-03 | 2026-04-03 | Solar Panels | Hanwha | Q.PEAK DUO BLK ML-G10+ 410 |  | 0.41 | 10 | 352 | 19 |  | Fixed | Roof
NJADRE1559312586 | Administratively Determined Incentive Program | BELLEVILLE | 7109 | 8.2 | Residential | Behind the Meter | Yes | Pro Custom Solar dba Momentum Solar | PSE&G |  | Accepted | 2025-03-14 | 2025-04-03 | 2026-04-03 | Solar Panels | Hanwha | Q.PEAK DUO BLK ML-G10+ 410 |  | 0.41 | 10 | 172 | 19 |  | Fixed | Roof
NJADRE1559312596 | Administratively Determined Incentive Program | Galloway | 8205 | 10.79 | Residential | Behind the Meter | Yes | EMT Renewables, LLC | AC Electric |  | Accepted | 2025-03-14 | 2025-04-02 | 2026-04-02 | Solar Panels | Q CELLS | Q PEAK DUO BLK |  | 0.415 | 8 | 281 | 30 |  | Fixed | Roof
NJADRE1559312596 | Administratively Determined Incentive Program | Galloway | 8205 | 10.79 | Residential | Behind the Meter | Yes | EMT Renewables, LLC | AC Electric |  | Accepted | 2025-03-14 | 2025-04-02 | 2026-04-02 | Inverters | ENPHASE | IQ8+ | 290 |  | 26 |  |  | 0.98 |  | Other | UNDER EACH PANEL
NJADRE1559312596 | Administratively Determined Incentive Program | Galloway | 8205 | 10.79 | Residential | Behind the Meter | Yes | EMT Renewables, LLC | AC Electric |  | Accepted | 2025-03-14 | 2025-04-02 | 2026-04-02 | Solar Panels | Q CELLS | Q PEAK DUO BLK |  | 0.415 | 12 | 191 | 30 |  | Fixed | Roof
NJADRE1559312596 | Administratively Determined Incentive Program | Galloway | 8205 | 10.79 | Residential | Behind the Meter | Yes | EMT Renewables, LLC | AC Electric |  | Accepted | 2025-03-14 | 2025-04-02 | 2026-04-02 | Solar Panels | Q CELLS | Q PEAK DUO BLK |  | 0.415 | 6 | 101 | 30 |  | Fixed | Roof
NJADRE1559312618 | Administratively Determined Incentive Program | Woodland Park | 7424 | 5.33 | Residential | Behind the Meter | Yes | Pro Custom Solar dba Momentum Solar | PSE&G |  | Accepted | 2025-03-14 | 2025-04-03 | 2026-04-03 | Solar Panels | Hanwha | Q.PEAK DUO BLK ML-G10+ 410 |  | 0.41 | 3 | 296 | 21 |  | Fixed | Roof
NJADRE1559312618 | Administratively Determined Incentive Program | Woodland Park | 7424 | 5.33 | Residential | Behind the Meter | Yes | Pro Custom Solar dba Momentum Solar | PSE&G |  | Accepted | 2025-03-14 | 2025-04-03 | 2026-04-03 | Inverters | ENPHASE | IQ8HC-72-M-DOM-US | 380 |  | 13 |  |  | 0.97 |  | Outdoor
NJADRE1559312618 | Administratively Determined Incentive Program | Woodland Park | 7424 | 5.33 | Residential | Behind the Meter | Yes | Pro Custom Solar dba Momentum Solar | PSE&G |  | Accepted | 2025-03-14 | 2025-04-03 | 2026-04-03 | Solar Panels | Hanwha | Q.PEAK DUO BLK ML-G10+ 410 |  | 0.41 | 3 | 295 | 24 |  | Fixed | Roof
NJADRE1559312618 | Administratively Determined Incentive Program | Woodland Park | 7424 | 5.33 | Residential | Behind the Meter | Yes | Pro Custom Solar dba Momentum Solar | PSE&G |  | Accepted | 2025-03-14 | 2025-04-03 | 2026-04-03 | Solar Panels | Hanwha | Q.PEAK DUO BLK ML-G10+ 410 |  | 0.41 | 4 | 25 | 32 |  | Fixed | Roof
NJADRE1559312618 | Administratively Determined Incentive Program | Woodland Park | 7424 | 5.33 | Residential | Behind the Meter | Yes | Pro Custom Solar dba Momentum Solar | PSE&G |  | Accepted | 2025-03-14 | 2025-04-03 | 2026-04-03 | Solar Panels | Hanwha | Q.PEAK DUO BLK ML-G10+ 410 |  | 0.41 | 3 | 115 | 20 |  | Fixed | Roof
NJADRE1559312689 | Administratively Determined Incentive Program | Williamstown | 8094 | 6.45 | Residential | Behind the Meter | Yes | Velocity Energy & Home Solutions, Inc. | AC Electric |  | Accepted | 2025-03-14 | 2025-04-03 | 2026-04-03 | Inverters | enphase | iq8plus | 290 |  | 15 |  |  | 0.99 |  | Outside | behind panels
NJADRE1559312689 | Administratively Determined Incentive Program | Williamstown | 8094 | 6.45 | Residential | Behind the Meter | Yes | Velocity Energy & Home Solutions, Inc. | AC Electric |  | Accepted | 2025-03-14 | 2025-04-03 | 2026-04-03 | Solar Panels | seg | 430w |  | 0.43 | 15 | 208 | 27 |  | Fixed | Roof
NJADRE1559312696 | Administratively Determined Incentive Program | Clementon | 8021 | 7.79 | Residential | Behind the Meter | Yes | Sunrun Installation Services, Inc. | AC Electric |  | Accepted | 2025-03-14 | 2025-04-02 | 2026-04-02 | Solar Panels | Hanwha Q Cells | Q.PEAK DUO BLK ML-G10+ 410 |  | 0.41 | 6 | 307 | 45 |  | Fixed | Roof
NJADRE1559312696 | Administratively Determined Incentive Program | Clementon | 8021 | 7.79 | Residential | Behind the Meter | Yes | Sunrun Installation Services, Inc. | AC Electric |  | Accepted | 2025-03-14 | 2025-04-02 | 2026-04-02 | Solar Panels | Hanwha Q Cells | Q.PEAK DUO BLK ML-G10+ 410 |  | 0.41 | 13 | 127 | 18 |  | Fixed | Roof
NJADRE1559312696 | Administratively Determined Incentive Program | Clementon | 8021 | 7.79 | Residential | Behind the Meter | Yes | Sunrun Installation Services, Inc. | AC Electric |  | Accepted | 2025-03-14 | 2025-04-02 | 2026-04-02 | Inverters | SolarEdge Technologies | SE5700H-USMN | 5760 |  | 1 |  |  | 0.99 |  | Outdoor
NJADRE1559312696 | Administratively Determined Incentive Program | Clementon | 8021 | 7.79 | Residential | Behind the Meter | Yes | Sunrun Installation Services, Inc. | AC Electric |  | Accepted | 2025-03-14 | 2025-04-02 | 2026-04-02 | Meters | SOLAREDGE TECHNOLOGIES | SE5700H-USMN |  |  | 1 |  |  |  | Yes | Outdoor
NJADRE1559312921 | Administratively Determined Incentive Program | Leektown | 8224 | 14.76 | Residential | Behind the Meter | Yes | Sunrun Installation Services, Inc. | AC Electric |  | Accepted | 2025-03-14 | 2025-04-02 | 2026-04-02 | Solar Panels | Hanwha Q Cells | Q.PEAK DUO BLK ML-G10+ 410 |  | 0.41 | 18 | 174 | 27 |  | Fixed | Roof
NJADRE1559312921 | Administratively Determined Incentive Program | Leektown | 8224 | 14.76 | Residential | Behind the Meter | Yes | Sunrun Installation Services, Inc. | AC Electric |  | Accepted | 2025-03-14 | 2025-04-02 | 2026-04-02 | Inverters | SolarEdge Technologies | SE10000H-USMN | 10000 |  | 1 |  |  | 0.99 |  | Outdoor
NJADRE1559312921 | Administratively Determined Incentive Program | Leektown | 8224 | 14.76 | Residential | Behind the Meter | Yes | Sunrun Installation Services, Inc. | AC Electric |  | Accepted | 2025-03-14 | 2025-04-02 | 2026-04-02 | Solar Panels | Hanwha Q Cells | Q.PEAK DUO BLK ML-G10+ 410 |  | 0.41 | 18 | 354 | 29 |  | Fixed | Roof
NJADRE1559313315 | Administratively Determined Incentive Program | Vernon Twp | 7422 | 10.38 | Residential | Behind the Meter | Yes | Freedom Forever New Jersey, LLC | Sussex Rural |  | Accepted | 2025-03-14 | 2025-04-08 | 2026-04-08 | Inverters | Solar Edge | USE7600H-USMNBL75) | 7600 |  | 1 |  |  | 0.99 |  | Outside
NJADRE1559313315 | Administratively Determined Incentive Program | Vernon Twp | 7422 | 10.38 | Residential | Behind the Meter | Yes | Freedom Forever New Jersey, LLC | Sussex Rural |  | Accepted | 2025-03-14 | 2025-04-08 | 2026-04-08 | Solar Panels | Trina | TSM-415NE09RC.05 |  | 0.415 | 14 | 236 | 25 |  | Fixed | Roof
NJADRE1559313315 | Administratively Determined Incentive Program | Vernon Twp | 7422 | 10.38 | Residential | Behind the Meter | Yes | Freedom Forever New Jersey, LLC | Sussex Rural |  | Accepted | 2025-03-14 | 2025-04-08 | 2026-04-08 | Solar Panels | Trina | TSM-415NE09RC.05 |  | 0.415 | 11 | 56 | 25 |  | Fixed | Roof
NJADRE1559313389 | Administratively Determined Incentive Program | Camden | 8105 | 4.98 | Residential | Behind the Meter | Yes | PosiGen Developer, LLC | PSE&G |  | Accepted | 2025-03-14 | 2025-04-03 | 2026-04-03 | Inverters | SOLAREDGE | SE3800H-US | 3800 |  | 1 |  |  | 0.99 |  | Outside | Within ten feet of meter
NJADRE1559313389 | Administratively Determined Incentive Program | Camden | 8105 | 4.98 | Residential | Behind the Meter | Yes | PosiGen Developer, LLC | PSE&G |  | Accepted | 2025-03-14 | 2025-04-03 | 2026-04-03 | Solar Panels | Canadian Solar | CS3N-415MS |  | 0.415 | 12 | 240 | 5 |  | Fixed | Roof
NJADRE1559313638 | Administratively Determined Incentive Program | Paterson | 7524 | 8 | Residential | Behind the Meter | Yes | PosiGen Developer, LLC | PSE&G |  | Accepted | 2025-03-14 | 2025-04-03 | 2026-04-03 | Solar Panels | SILFAB | SIL-400 HC+ |  | 0.4 | 4 | 192 | 43 |  | Fixed | Roof
NJADRE1559313638 | Administratively Determined Incentive Program | Paterson | 7524 | 8 | Residential | Behind the Meter | Yes | PosiGen Developer, LLC | PSE&G |  | Accepted | 2025-03-14 | 2025-04-03 | 2026-04-03 | Inverters | SOLAREDGE | SE6000H-US | 6000 |  | 1 |  |  | 0.99 |  | Outside | Within ten feet of meter
NJADRE1559313638 | Administratively Determined Incentive Program | Paterson | 7524 | 8 | Residential | Behind the Meter | Yes | PosiGen Developer, LLC | PSE&G |  | Accepted | 2025-03-14 | 2025-04-03 | 2026-04-03 | Solar Panels | SILFAB | SIL-400 HC+ |  | 0.4 | 16 | 102 | 35 |  | Fixed | Roof
NJADRE1559313767 | Administratively Determined Incentive Program | Westfield | 7090 | 8.1 | Residential | Behind the Meter | Yes | Freedom Forever New Jersey, LLC | PSE&G |  | Accepted | 2025-03-14 | 2025-04-03 | 2026-04-03 | Inverters | Solar Edge | USE5700H-USMNBL75 | 5700 |  | 1 |  |  | 0.99 |  | Outside
NJADRE1559313767 | Administratively Determined Incentive Program | Westfield | 7090 | 8.1 | Residential | Behind the Meter | Yes | Freedom Forever New Jersey, LLC | PSE&G |  | Accepted | 2025-03-14 | 2025-04-03 | 2026-04-03 | Solar Panels | Trina | TSM-405NE09RC.05 |  | 0.405 | 5 | 227 | 19 |  | Fixed | Roof
NJADRE1559313767 | Administratively Determined Incentive Program | Westfield | 7090 | 8.1 | Residential | Behind the Meter | Yes | Freedom Forever New Jersey, LLC | PSE&G |  | Accepted | 2025-03-14 | 2025-04-03 | 2026-04-03 | Solar Panels | Trina | TSM-405NE09RC.05 |  | 0.405 | 6 | 137 | 18 |  | Fixed | Roof
NJADRE1559313767 | Administratively Determined Incentive Program | Westfield | 7090 | 8.1 | Residential | Behind the Meter | Yes | Freedom Forever New Jersey, LLC | PSE&G |  | Accepted | 2025-03-14 | 2025-04-03 | 2026-04-03 | Solar Panels | Trina | TSM-405NE09RC.05 |  | 0.405 | 9 | 227 | 18 |  | Fixed | Roof
NJADRE1559314280 | Administratively Determined Incentive Program | Trenton | 8611 | 3.4 | Residential | Behind the Meter | Yes | Power Energy Solutions, LLC | PSE&G |  | Accepted | 2025-03-14 | 2025-04-04 | 2026-04-04 | Inverters | SolarEdge | SE3800H-US | 4 |  | 1 |  |  | 0.97 |  | Outdoor
NJADRE1559314280 | Administratively Determined Incentive Program | Trenton | 8611 | 3.4 | Residential | Behind the Meter | Yes | Power Energy Solutions, LLC | PSE&G |  | Accepted | 2025-03-14 | 2025-04-04 | 2026-04-04 | Solar Panels | Trina Solar | TSM-425NE09RC.05 |  | 0.425 | 5 | 78 | 33 |  | Fixed | Roof
NJADRE1559314280 | Administratively Determined Incentive Program | Trenton | 8611 | 3.4 | Residential | Behind the Meter | Yes | Power Energy Solutions, LLC | PSE&G |  | Accepted | 2025-03-14 | 2025-04-04 | 2026-04-04 | Solar Panels | Trina Solar | TSM-425NE09RC.05 |  | 0.425 | 3 | 258 | 33 |  | Fixed | Roof
NJADRE1559314381 | Administratively Determined Incentive Program | Elmwood Park | 7407 | 2.46 | Residential | Behind the Meter | Yes | Trinity Solar, LLC | PSE&G |  | Accepted | 2025-03-14 | 2025-05-30 | 2026-05-30 | Inverters | Solar Edge | SE3800H-US | 3800 |  | 1 |  |  | 0.986 |  | Outside
NJADRE1559314381 | Administratively Determined Incentive Program | Elmwood Park | 7407 | 2.46 | Residential | Behind the Meter | Yes | Trinity Solar, LLC | PSE&G |  | Accepted | 2025-03-14 | 2025-05-30 | 2026-05-30 | Solar Panels | Hanwha | Q.PEAK DUO BLK ML-G10+ 410 |  | 0.41 | 6 | 72 | 41 |  | Fixed | Roof
NJADRE1559314735 | Administratively Determined Incentive Program | East Orange | 7018 | 3.83 | Residential | Behind the Meter | Yes | Power Energy Solutions, LLC | PSE&G |  | Accepted | 2025-03-14 | 2025-04-03 | 2026-04-03 | Inverters | SolarEdge | SE3800H-US | 4 |  | 1 |  |  | 0.97 |  | Outdoor
NJADRE1559314735 | Administratively Determined Incentive Program | East Orange | 7018 | 3.83 | Residential | Behind the Meter | Yes | Power Energy Solutions, LLC | PSE&G |  | Accepted | 2025-03-14 | 2025-04-03 | 2026-04-03 | Solar Panels | Trina Solar | TSM-425NE09RC.05 |  | 0.425 | 6 | 201 | 29 |  | Fixed | Roof
NJADRE1559314735 | Administratively Determined Incentive Program | East Orange | 7018 | 3.83 | Residential | Behind the Meter | Yes | Power Energy Solutions, LLC | PSE&G |  | Accepted | 2025-03-14 | 2025-04-03 | 2026-04-03 | Solar Panels | Trina Solar | TSM-425NE09RC.05 |  | 0.425 | 3 | 21 | 29 |  | Fixed | Roof
NJADRE1559315437 | Administratively Determined Incentive Program | Maplewood | 7040 | 8 | Residential | Behind the Meter | Yes | PosiGen Developer, LLC | PSE&G |  | Accepted | 2025-03-14 | 2025-04-03 | 2026-04-03 | Inverters | SOLAREDGE | SE7600H-US | 7600 |  | 1 |  |  | 0.99 |  | Outside | Within ten feet of meter
NJADRE1559315437 | Administratively Determined Incentive Program | Maplewood | 7040 | 8 | Residential | Behind the Meter | Yes | PosiGen Developer, LLC | PSE&G |  | Accepted | 2025-03-14 | 2025-04-03 | 2026-04-03 | Solar Panels | SILFAB | SIL-400 HC+ |  | 0.4 | 7 | 47 | 37 |  | Fixed | Roof
NJADRE1559315437 | Administratively Determined Incentive Program | Maplewood | 7040 | 8 | Residential | Behind the Meter | Yes | PosiGen Developer, LLC | PSE&G |  | Accepted | 2025-03-14 | 2025-04-03 | 2026-04-03 | Solar Panels | SILFAB | SIL-400 HC+ |  | 0.4 | 3 | 47 | 18 |  | Fixed | Roof
NJADRE1559315437 | Administratively Determined Incentive Program | Maplewood | 7040 | 8 | Residential | Behind the Meter | Yes | PosiGen Developer, LLC | PSE&G |  | Accepted | 2025-03-14 | 2025-04-03 | 2026-04-03 | Solar Panels | SILFAB | SIL-400 HC+ |  | 0.4 | 10 | 227 | 21 |  | Fixed | Roof
NJADRE1559315442 | Administratively Determined Incentive Program | Chesilhurst | 8089 | 10.25 | Residential | Behind the Meter | Yes | Sunrun Installation Services, Inc. | AC Electric |  | Accepted | 2025-03-14 | 2025-04-03 | 2026-04-03 | Solar Panels | Hanwha Q-Cells | Q.PEAK DUO BLK ML-G10+ 410 |  | 0.41 | 8 | 156 | 18 |  | Fixed | Roof
NJADRE1559315442 | Administratively Determined Incentive Program | Chesilhurst | 8089 | 10.25 | Residential | Behind the Meter | Yes | Sunrun Installation Services, Inc. | AC Electric |  | Accepted | 2025-03-14 | 2025-04-03 | 2026-04-03 | Solar Panels | Hanwha Q-Cells | Q.PEAK DUO BLK ML-G10+ 410 |  | 0.41 | 5 | 336 | 37 |  | Fixed | Roof
NJADRE1559315442 | Administratively Determined Incentive Program | Chesilhurst | 8089 | 10.25 | Residential | Behind the Meter | Yes | Sunrun Installation Services, Inc. | AC Electric |  | Accepted | 2025-03-14 | 2025-04-03 | 2026-04-03 | Inverters | SOLAREDGE TECHNOLOGIES | SE7600H-USMN | 7600 |  | 1 |  |  | 0.99 |  | Outside
NJADRE1559315442 | Administratively Determined Incentive Program | Chesilhurst | 8089 | 10.25 | Residential | Behind the Meter | Yes | Sunrun Installation Services, Inc. | AC Electric |  | Accepted | 2025-03-14 | 2025-04-03 | 2026-04-03 | Solar Panels | Hanwha Q-Cells | Q.PEAK DUO BLK ML-G10+ 410 |  | 0.41 | 8 | 156 | 37 |  | Fixed | Roof
NJADRE1559315442 | Administratively Determined Incentive Program | Chesilhurst | 8089 | 10.25 | Residential | Behind the Meter | Yes | Sunrun Installation Services, Inc. | AC Electric |  | Accepted | 2025-03-14 | 2025-04-03 | 2026-04-03 | Solar Panels | Hanwha Q-Cells | Q.PEAK DUO BLK ML-G10+ 410 |  | 0.41 | 4 | 156 | 14 |  | Fixed | Roof
NJADRE1559315451 | Administratively Determined Incentive Program | South Hackensack | 7606 | 15.2 | Residential | Behind the Meter | Yes | Sunrun Installation Services, Inc. | PSE&G |  | Accepted | 2025-03-14 | 2025-04-03 | 2026-04-03 | Inverters | Tesla | Powerwall 3 1707000-xx-y | 11500 |  | 2 |  |  | 0.97 |  | Outdoor
NJADRE1559315451 | Administratively Determined Incentive Program | South Hackensack | 7606 | 15.2 | Residential | Behind the Meter | Yes | Sunrun Installation Services, Inc. | PSE&G |  | Accepted | 2025-03-14 | 2025-04-03 | 2026-04-03 | Solar Panels | Hanwha Q Cells | Q.PEAK DUO BLK ML-G10+/T 400 |  | 0.4 | 15 | 106 | 20 |  | Fixed | Roof
NJADRE1559315451 | Administratively Determined Incentive Program | South Hackensack | 7606 | 15.2 | Residential | Behind the Meter | Yes | Sunrun Installation Services, Inc. | PSE&G |  | Accepted | 2025-03-14 | 2025-04-03 | 2026-04-03 | Solar Panels | Hanwha Q Cells | Q.PEAK DUO BLK ML-G10+/T 400 |  | 0.4 | 23 | 286 | 20 |  | Fixed | Roof
NJADRE1559315451 | Administratively Determined Incentive Program | South Hackensack | 7606 | 15.2 | Residential | Behind the Meter | Yes | Sunrun Installation Services, Inc. | PSE&G |  | Accepted | 2025-03-14 | 2025-04-03 | 2026-04-03 | Electric Storage Battery | Tesla | Powerwall 3 1707000-xx-y |  |  | 2 |  |  |  | Lithium Ion |  | OUTSIDE
NJADRE1559315521 | Administratively Determined Incentive Program | Southampton Township | 8088 | 9.72 | Residential | Behind the Meter | Yes | Freedom Forever New Jersey, LLC | JCP&L |  | Accepted | 2025-03-14 | 2025-04-03 | 2026-04-03 | Inverters | Solar Edge | USE7600H-USMNBL75) | 7600 |  | 1 |  |  | 0.99 |  | Outside
NJADRE1559315521 | Administratively Determined Incentive Program | Southampton Township | 8088 | 9.72 | Residential | Behind the Meter | Yes | Freedom Forever New Jersey, LLC | JCP&L |  | Accepted | 2025-03-14 | 2025-04-03 | 2026-04-03 | Solar Panels | Tr | TSM-405NE09RC.05 |  | 0.405 | 11 | 125 | 32 |  | Fixed | Roof
NJADRE1559315521 | Administratively Determined Incentive Program | Southampton Township | 8088 | 9.72 | Residential | Behind the Meter | Yes | Freedom Forever New Jersey, LLC | JCP&L |  | Accepted | 2025-03-14 | 2025-04-03 | 2026-04-03 | Solar Panels | Trina | TSM-405NE09RC.05 |  | 0.405 | 3 | 125 | 32 |  | Fixed | Roof
NJADRE1559315521 | Administratively Determined Incentive Program | Southampton Township | 8088 | 9.72 | Residential | Behind the Meter | Yes | Freedom Forever New Jersey, LLC | JCP&L |  | Accepted | 2025-03-14 | 2025-04-03 | 2026-04-03 | Solar Panels | Trina | TSM-405NE09RC.05 |  | 0.405 | 10 | 215 | 26 |  | Fixed | Roof
NJADRE1559315621 | Administratively Determined Incentive Program | Millville | 8332 | 18.45 | Residential | Behind the Meter | Yes | Pro Custom Solar dba Momentum Solar | AC Electric |  | Accepted | 2025-03-14 | 2025-04-03 | 2026-04-03 | Solar Panels | Hanwha | Q.PEAK DUO BLK ML-G10+ 410 |  | 0.41 | 21 | 47 | 24 |  | Fixed | Roof
NJADRE1559315621 | Administratively Determined Incentive Program | Millville | 8332 | 18.45 | Residential | Behind the Meter | Yes | Pro Custom Solar dba Momentum Solar | AC Electric |  | Accepted | 2025-03-14 | 2025-04-03 | 2026-04-03 | Solar Panels | Hanwha | Q.PEAK DUO BLK ML-G10+ 410 |  | 0.41 | 24 | 227 | 25 |  | Fixed | Roof
NJADRE1559315621 | Administratively Determined Incentive Program | Millville | 8332 | 18.45 | Residential | Behind the Meter | Yes | Pro Custom Solar dba Momentum Solar | AC Electric |  | Accepted | 2025-03-14 | 2025-04-03 | 2026-04-03 | Inverters | ENPHASE | IQ8HC-72-M-DOM-US | 380 |  | 45 |  |  | 0.97 |  | Outdoor
NJADRE1559315637 | Administratively Determined Incentive Program | SOUTH HAMPTON TOWNSHIP | 8088 | 12.29 | Residential | Behind the Meter | Yes | SeaPoint Solar Energy, LLC | PSE&G |  | Accepted | 2025-03-14 | 2025-04-03 | 2026-04-03 | Solar Panels | CANADIAN SOLAR | CS6.1-54TM-455H |  | 0.455 | 27 | 83 | 25 |  | Fixed | Roof
NJADRE1559315637 | Administratively Determined Incentive Program | SOUTH HAMPTON TOWNSHIP | 8088 | 12.29 | Residential | Behind the Meter | Yes | SeaPoint Solar Energy, LLC | PSE&G |  | Accepted | 2025-03-14 | 2025-04-03 | 2026-04-03 | Inverters | Enphase | IQ8PLUS-72-M-US | 290 |  | 27 |  |  | 0.97 |  | Outdoor
NJADRE1559315994 | Administratively Determined Incentive Program | PENNSVILLE | 8070 | 13.28 | Residential | Behind the Meter | Yes | Venture Home Solar, LLC | AC Electric |  | Accepted | 2025-03-14 | 2025-04-08 | 2026-04-08 | Inverters | Enphase Energy Inc. | IQ8MC-72-M-US | 330 |  | 32 |  |  | 0.9697 |  | Outside
NJADRE1559315994 | Administratively Determined Incentive Program | PENNSVILLE | 8070 | 13.28 | Residential | Behind the Meter | Yes | Venture Home Solar, LLC | AC Electric |  | Accepted | 2025-03-14 | 2025-04-08 | 2026-04-08 | Solar Panels | Hanwha | Q.PEAK DUO BLK ML-G10+ 415W |  | 0.415 | 15 | 310 | 23 |  | Fixed | Roof
NJADRE1559315994 | Administratively Determined Incentive Program | PENNSVILLE | 8070 | 13.28 | Residential | Behind the Meter | Yes | Venture Home Solar, LLC | AC Electric |  | Accepted | 2025-03-14 | 2025-04-08 | 2026-04-08 | Solar Panels | Hanwha | Q.PEAK DUO BLK ML-G10+ 415W |  | 0.415 | 17 | 130 | 23 |  | Fixed | Roof
NJADRE1559320253 | Administratively Determined Incentive Program | Teaneck | 7666 | 6.8 | Residential | Behind the Meter | Yes | Power Energy Solutions, LLC | PSE&G |  | Accepted | 2025-03-16 | 2025-04-03 | 2026-04-03 | Solar Panels | Trina Solar | TSM-425NE09RC.05 |  | 0.425 | 5 | 32 | 18 |  | Fixed | Roof
NJADRE1559320253 | Administratively Determined Incentive Program | Teaneck | 7666 | 6.8 | Residential | Behind the Meter | Yes | Power Energy Solutions, LLC | PSE&G |  | Accepted | 2025-03-16 | 2025-04-03 | 2026-04-03 | Solar Panels | Trina Solar | TSM-425NE09RC.05 |  | 0.425 | 2 | 211 | 34 |  | Fixed | Roof
NJADRE1559320253 | Administratively Determined Incentive Program | Teaneck | 7666 | 6.8 | Residential | Behind the Meter | Yes | Power Energy Solutions, LLC | PSE&G |  | Accepted | 2025-03-16 | 2025-04-03 | 2026-04-03 | Solar Panels | Trina Solar | TSM-425NE09RC.05 |  | 0.425 | 2 | 31 | 35 |  | Fixed | Roof
NJADRE1559320253 | Administratively Determined Incentive Program | Teaneck | 7666 | 6.8 | Residential | Behind the Meter | Yes | Power Energy Solutions, LLC | PSE&G |  | Accepted | 2025-03-16 | 2025-04-03 | 2026-04-03 | Solar Panels | Trina Solar | TSM-425NE09RC.05 |  | 0.425 | 7 | 211 | 35 |  | Fixed | Roof
NJADRE1559320253 | Administratively Determined Incentive Program | Teaneck | 7666 | 6.8 | Residential | Behind the Meter | Yes | Power Energy Solutions, LLC | PSE&G |  | Accepted | 2025-03-16 | 2025-04-03 | 2026-04-03 | Inverters | SolarEdge | SE3800H-US | 4 |  | 1 |  |  | 0.97 |  | Outdoor
NJADRE1559320452 | Administratively Determined Incentive Program | Union City | 7087 | 3.85 | Residential | Behind the Meter | Yes | Freedom Forever New Jersey, LLC | PSE&G |  | Accepted | 2025-03-16 | 2025-04-03 | 2026-04-03 | Inverters | Solar Edge | SE3800H-USRGM [SI1] | 3800 |  | 1 |  |  | 0.99 |  | Outside
NJADRE1559320452 | Administratively Determined Incentive Program | Union City | 7087 | 3.85 | Residential | Behind the Meter | Yes | Freedom Forever New Jersey, LLC | PSE&G |  | Accepted | 2025-03-16 | 2025-04-03 | 2026-04-03 | Solar Panels | JINKO SOLAR | JKM385M-6RL3-B |  | 0.385 | 10 | 31 | 10 |  | Fixed | Roof
NJADRE1559320460 | Administratively Determined Incentive Program | Egg Harbor Township | 8234 | 19.98 | Residential | Behind the Meter | Yes | Sun Up Zero Down, LLC | AC Electric |  | Accepted | 2025-03-20 | 2025-04-09 | 2026-04-09 | Meters | Enphase | TBD |  |  | 1 |  |  |  | Yes | Outdoor
NJADRE1559320460 | Administratively Determined Incentive Program | Egg Harbor Township | 8234 | 19.98 | Residential | Behind the Meter | Yes | Sun Up Zero Down, LLC | AC Electric |  | Accepted | 2025-03-20 | 2025-04-09 | 2026-04-09 | Solar Panels | TRINA | TSM-425-NE09RC.05 |  | 0.425 | 47 | 229 | 35 |  | Fixed | Roof
NJADRE1559320460 | Administratively Determined Incentive Program | Egg Harbor Township | 8234 | 19.98 | Residential | Behind the Meter | Yes | Sun Up Zero Down, LLC | AC Electric |  | Accepted | 2025-03-20 | 2025-04-09 | 2026-04-09 | Inverters | Enphase | IQ8PLUS-72-2-US | 290 |  | 47 |  |  | 0.976 |  | Outdoor
NJADRE1559320668 | Administratively Determined Incentive Program | SEWELL | 8080 | 6.8 | Residential | Behind the Meter | No | Sun Up Zero Down, LLC | AC Electric |  | Accepted | 2025-03-19 | 2025-04-08 | 2026-04-08 | Inverters | Enphase | IQ8PLUS-72-2-US | 290 |  | 16 |  |  | 0.976 |  | Outdoor
NJADRE1559320668 | Administratively Determined Incentive Program | SEWELL | 8080 | 6.8 | Residential | Behind the Meter | No | Sun Up Zero Down, LLC | AC Electric |  | Accepted | 2025-03-19 | 2025-04-08 | 2026-04-08 | Meters | Enphase | TBD |  |  | 1 |  |  |  | Yes | Outdoor
NJADRE1559320668 | Administratively Determined Incentive Program | SEWELL | 8080 | 6.8 | Residential | Behind the Meter | No | Sun Up Zero Down, LLC | AC Electric |  | Accepted | 2025-03-19 | 2025-04-08 | 2026-04-08 | Solar Panels | TRINA | TSM-425-NE09RC.05 |  | 0.425 | 16 | 125 | 45 |  | Fixed | Roof
NJADRE1559320718 | Administratively Determined Incentive Program | Toms River | 8755 | 6.23 | Residential | Behind the Meter | Yes | SunnyMac, LLC | JCP&L |  | Accepted | 2025-03-17 | 2025-04-03 | 2026-04-03 | Inverters | SOLAREDGE HOME HUB | SE5700H-US | 5760 |  | 1 |  |  | 0.99 |  | Outdoor | next to meter
NJADRE1559320718 | Administratively Determined Incentive Program | Toms River | 8755 | 6.23 | Residential | Behind the Meter | Yes | SunnyMac, LLC | JCP&L |  | Accepted | 2025-03-17 | 2025-04-03 | 2026-04-03 | Solar Panels | HANWHA | Q.PEAK DUO BLK ML-G10+ 415W |  | 0.415 | 15 | 158.5 | 29 |  | Fixed | Roof
NJADRE1559320724 | Administratively Determined Incentive Program | Toms River | 8753 | 8.075 | Residential | Behind the Meter | Yes | Whitman Construction, LLC | JCP&L |  | Accepted | 2025-03-17 | 2025-04-03 | 2026-04-03 | Solar Panels | Jinko Solar | JKM425N-54HL4-B |  | 0.425 | 4 | 83 | 31 |  | Fixed | Roof
NJADRE1559320724 | Administratively Determined Incentive Program | Toms River | 8753 | 8.075 | Residential | Behind the Meter | Yes | Whitman Construction, LLC | JCP&L |  | Accepted | 2025-03-17 | 2025-04-03 | 2026-04-03 | Solar Panels | Jinko Solar | JKM425N-54HL4-B |  | 0.425 | 15 | 263 | 31 |  | Fixed | Roof
NJADRE1559320724 | Administratively Determined Incentive Program | Toms River | 8753 | 8.075 | Residential | Behind the Meter | Yes | Whitman Construction, LLC | JCP&L |  | Accepted | 2025-03-17 | 2025-04-03 | 2026-04-03 | Inverters | ENPHASE | IQ8PLUS-72-2-US | 290 |  | 19 |  |  | 0.975 |  | Outdoor
NJADRE1559320724 | Administratively Determined Incentive Program | Toms River | 8753 | 8.075 | Residential | Behind the Meter | Yes | Whitman Construction, LLC | JCP&L |  | Accepted | 2025-03-17 | 2025-04-03 | 2026-04-03 | Meters | ENPHASE | X-IQ-AM1-240-5C-HDK |  |  | 1 |  |  |  | Yes | Outdoor
NJADRE1559320743 | Administratively Determined Incentive Program | EGG HARBOR TOWNSHIP | 8234 | 6.38 | Residential | Behind the Meter | Yes | Sun Up Zero Down, LLC | AC Electric |  | Accepted | 2025-03-18 | 2025-04-28 | 2026-04-28 | Solar Panels | TRINA | TSM-425-NE09RC.05 |  | 0.425 | 15 | 237 | 23 |  | Fixed | Roof
NJADRE1559320743 | Administratively Determined Incentive Program | EGG HARBOR TOWNSHIP | 8234 | 6.38 | Residential | Behind the Meter | Yes | Sun Up Zero Down, LLC | AC Electric |  | Accepted | 2025-03-18 | 2025-04-28 | 2026-04-28 | Inverters | Enphase | IQ8PLUS-72-2-US | 290 |  | 15 |  |  | 0.976 |  | Outdoor
NJADRE1559320743 | Administratively Determined Incentive Program | EGG HARBOR TOWNSHIP | 8234 | 6.38 | Residential | Behind the Meter | Yes | Sun Up Zero Down, LLC | AC Electric |  | Accepted | 2025-03-18 | 2025-04-28 | 2026-04-28 | Meters | Enphase | TBD |  |  | 1 |  |  |  | Yes | Outdoor
NJADRE1559320767 | Administratively Determined Incentive Program | New Milford | 7646 | 9.02 | Residential | Behind the Meter | Yes | Pro Custom Solar dba Momentum Solar | PSE&G |  | Accepted | 2025-03-17 | 2025-04-03 | 2026-04-03 | Inverters | Enphase | IQ8HC-72-M-DOM-US | 380 |  | 22 |  |  | 0.97 |  | Outdoor
NJADRE1559320767 | Administratively Determined Incentive Program | New Milford | 7646 | 9.02 | Residential | Behind the Meter | Yes | Pro Custom Solar dba Momentum Solar | PSE&G |  | Accepted | 2025-03-17 | 2025-04-03 | 2026-04-03 | Solar Panels | Hanwha | Q.PEAK DUO BLK ML-G10+ 410 |  | 0.41 | 4 | 0 | 32 |  | Fixed | Roof
NJADRE1559320767 | Administratively Determined Incentive Program | New Milford | 7646 | 9.02 | Residential | Behind the Meter | Yes | Pro Custom Solar dba Momentum Solar | PSE&G |  | Accepted | 2025-03-17 | 2025-04-03 | 2026-04-03 | Solar Panels | Hanwha | Q.PEAK DUO BLK ML-G10+ 410 |  | 0.41 | 9 | 90 | 18 |  | Fixed | Roof
NJADRE1559320767 | Administratively Determined Incentive Program | New Milford | 7646 | 9.02 | Residential | Behind the Meter | Yes | Pro Custom Solar dba Momentum Solar | PSE&G |  | Accepted | 2025-03-17 | 2025-04-03 | 2026-04-03 | Solar Panels | Hanwha | Q.PEAK DUO BLK ML-G10+ 410 |  | 0.41 | 9 | 180 | 24 |  | Fixed | Roof
NJADRE1559320794 | Administratively Determined Incentive Program | Little Egg Harbor Twp | 8087 | 6.56 | Residential | Behind the Meter | Yes | Sunrun Installation Services, Inc. | AC Electric |  | Accepted | 2025-03-17 | 2025-04-03 | 2026-04-03 | Solar Panels | Hanwha Q-Cells | Q.PEAK DUO BLK ML-G10+ 410 |  | 0.41 | 8 | 242 | 23 |  | Fixed | Roof
NJADRE1559320794 | Administratively Determined Incentive Program | Little Egg Harbor Twp | 8087 | 6.56 | Residential | Behind the Meter | Yes | Sunrun Installation Services, Inc. | AC Electric |  | Accepted | 2025-03-17 | 2025-04-03 | 2026-04-03 | Inverters | SOLAREDGE TECHNOLOGIES | SE5700H-USMN | 5760 |  | 1 |  |  | 0.99 |  | Outside
NJADRE1559320794 | Administratively Determined Incentive Program | Little Egg Harbor Twp | 8087 | 6.56 | Residential | Behind the Meter | Yes | Sunrun Installation Services, Inc. | AC Electric |  | Accepted | 2025-03-17 | 2025-04-03 | 2026-04-03 | Solar Panels | Hanwha Q-Cells | Q.PEAK DUO BLK ML-G10+ 410 |  | 0.41 | 8 | 151 | 24 |  | Fixed | Roof
NJADRE1559320832 | Administratively Determined Incentive Program | RIVERSIDE | 8075 | 3.4 | Residential | Behind the Meter | Yes | Whitman Construction, LLC | PSE&G |  | Accepted | 2025-03-17 | 2025-04-03 | 2026-04-03 | Inverters | ENPHASE | IQ8PLUS-72-2-US | 290 |  | 8 |  |  | 0.975 |  | Outdoor
NJADRE1559320832 | Administratively Determined Incentive Program | RIVERSIDE | 8075 | 3.4 | Residential | Behind the Meter | Yes | Whitman Construction, LLC | PSE&G |  | Accepted | 2025-03-17 | 2025-04-03 | 2026-04-03 | Solar Panels | Jinko Solar | JKM425N-54HL4-B |  | 0.425 | 8 | 211 | 23 |  | Fixed | Roof
NJADRE1559320926 | Administratively Determined Incentive Program | Newark | 7114 | 23.65 | Residential | Behind the Meter | Yes | Velocity Energy & Home Solutions Inc | PSE&G |  | Accepted | 2025-03-17 | 2025-04-08 | 2026-04-08 | Solar Panels | seg | 430w |  | 0.43 | 30 | 200 | 25 |  | Fixed | Roof
NJADRE1559320926 | Administratively Determined Incentive Program | Newark | 7114 | 23.65 | Residential | Behind the Meter | Yes | Velocity Energy & Home Solutions Inc | PSE&G |  | Accepted | 2025-03-17 | 2025-04-08 | 2026-04-08 | Solar Panels | seg | 430w |  | 0.43 | 25 | 20 | 25 |  | Fixed | Roof
NJADRE1559320926 | Administratively Determined Incentive Program | Newark | 7114 | 23.65 | Residential | Behind the Meter | Yes | Velocity Energy & Home Solutions Inc | PSE&G |  | Accepted | 2025-03-17 | 2025-04-08 | 2026-04-08 | Inverters | enphase | iq8plus | 290 |  | 55 |  |  | 0.99 |  | Outside | behind panels
NJADRE1559320939 | Administratively Determined Incentive Program | MORGANVILLE | 7751 | 9.35 | Residential | Behind the Meter | No | US Clean Energy Construction, Inc. | JCP&L |  | Accepted | 2025-03-17 | 2025-04-03 | 2026-04-03 | Meters | VISION METERING | Cat VM-2E2A1P |  |  | 1 |  |  |  | Yes | Outdoor
NJADRE1559320939 | Administratively Determined Incentive Program | MORGANVILLE | 7751 | 9.35 | Residential | Behind the Meter | No | US Clean Energy Construction, Inc. | JCP&L |  | Accepted | 2025-03-17 | 2025-04-03 | 2026-04-03 | Inverters | SMA AMERICA | SMA SB-7.7-US | 7700 |  | 1 |  |  | 0.98 |  | Outdoor
NJADRE1559320939 | Administratively Determined Incentive Program | MORGANVILLE | 7751 | 9.35 | Residential | Behind the Meter | No | US Clean Energy Construction, Inc. | JCP&L |  | Accepted | 2025-03-17 | 2025-04-03 | 2026-04-03 | Solar Panels | Trina Solar | Trina 425W |  | 0.425 | 22 | 143 | 20 |  | Fixed | Roof
NJADRE1559320951 | Administratively Determined Incentive Program | Sicklerville | 8081 | 10.32 | Residential | Behind the Meter | Yes | Velocity Energy & Home Solutions, Inc. | AC Electric |  | Accepted | 2025-03-17 | 2025-04-04 | 2026-04-04 | Solar Panels | seg | 430w |  | 0.43 | 24 | 180 | 27 |  | Fixed | Ground
NJADRE1559320951 | Administratively Determined Incentive Program | Sicklerville | 8081 | 10.32 | Residential | Behind the Meter | Yes | Velocity Energy & Home Solutions, Inc. | AC Electric |  | Accepted | 2025-03-17 | 2025-04-04 | 2026-04-04 | Inverters | enphase | iq8plus | 290 |  | 24 |  |  | 0.99 |  | Outside | behind panels
NJADRE1559320959 | Administratively Determined Incentive Program | SOUTH TOMS RIVER | 8757 | 10.63 | Residential | Behind the Meter | Yes | Whitman Construction, LLC | JCP&L |  | Accepted | 2025-03-17 | 2025-04-03 | 2026-04-03 | Solar Panels | Jinko Solar | JKM425N-54HL4-B |  | 0.425 | 14 | 139 | 18 |  | Fixed | Roof
NJADRE1559320959 | Administratively Determined Incentive Program | SOUTH TOMS RIVER | 8757 | 10.63 | Residential | Behind the Meter | Yes | Whitman Construction, LLC | JCP&L |  | Accepted | 2025-03-17 | 2025-04-03 | 2026-04-03 | Solar Panels | Jinko Solar | JKM425N-54HL4-B |  | 0.425 | 11 | 319 | 18 |  | Fixed | Roof
NJADRE1559320959 | Administratively Determined Incentive Program | SOUTH TOMS RIVER | 8757 | 10.63 | Residential | Behind the Meter | Yes | Whitman Construction, LLC | JCP&L |  | Accepted | 2025-03-17 | 2025-04-03 | 2026-04-03 | Inverters | ENPHASE | IQ8PLUS-72-2-US | 290 |  | 25 |  |  | 0.975 |  | Outdoor
NJADRE1559321371 | Administratively Determined Incentive Program | Hillside | 7205 | 5.525 | Residential | Behind the Meter | Yes | Whitman Construction, LLC | PSE&G |  | Accepted | 2025-03-17 | 2025-04-10 | 2026-04-10 | Solar Panels | Jinko Solar | JKM425N-54HL4-B |  | 0.425 | 5 | 218 | 34 |  | Fixed | Roof
NJADRE1559321371 | Administratively Determined Incentive Program | Hillside | 7205 | 5.525 | Residential | Behind the Meter | Yes | Whitman Construction, LLC | PSE&G |  | Accepted | 2025-03-17 | 2025-04-10 | 2026-04-10 | Solar Panels | Jinko Solar | JKM425N-54HL4-B |  | 0.425 | 8 | 38 | 34 |  | Fixed | Roof
NJADRE1559321371 | Administratively Determined Incentive Program | Hillside | 7205 | 5.525 | Residential | Behind the Meter | Yes | Whitman Construction, LLC | PSE&G |  | Accepted | 2025-03-17 | 2025-04-10 | 2026-04-10 | Inverters | ENPHASE | IQ8PLUS-72-2-US | 290 |  | 13 |  |  | 0.975 |  | Outdoor
NJADRE1559321371 | Administratively Determined Incentive Program | Hillside | 7205 | 5.525 | Residential | Behind the Meter | Yes | Whitman Construction, LLC | PSE&G |  | Accepted | 2025-03-17 | 2025-04-10 | 2026-04-10 | Meters | ENPHASE | X-IQ-AM1-240-5-HDK |  |  | 1 |  |  |  | Yes | Outdoor
NJADRE1559321378 | Administratively Determined Incentive Program | Trenton | 8618 | 5.74 | Residential | Behind the Meter | Yes | Pro Custom Solar dba Momentum Solar | PSE&G |  | Accepted | 2025-03-17 | 2025-04-09 | 2026-04-09 | Inverters | Enphase | IQ8HC-72-M-DOM-US | 380 |  | 14 |  |  | 0.97 |  | Outdoor
NJADRE1559321378 | Administratively Determined Incentive Program | Trenton | 8618 | 5.74 | Residential | Behind the Meter | Yes | Pro Custom Solar dba Momentum Solar | PSE&G |  | Accepted | 2025-03-17 | 2025-04-09 | 2026-04-09 | Solar Panels | Hanwha | Q.PEAK DUO BLK ML-G10+ 410 |  | 0.41 | 14 | 218 | 8 |  | Fixed | Roof
NJADRE1559321384 | Administratively Determined Incentive Program | Mount Holly | 8060 | 9.03 | Residential | Behind the Meter | Yes | Velocity Energy & Home Solutions, Inc. | AC Electric |  | Accepted | 2025-03-17 | 2025-04-09 | 2026-04-09 | Inverters | enphase | iq8plus | 290 |  | 21 |  |  | 0.99 |  | Outside | behind panels
NJADRE1559321384 | Administratively Determined Incentive Program | Mount Holly | 8060 | 9.03 | Residential | Behind the Meter | Yes | Velocity Energy & Home Solutions, Inc. | AC Electric |  | Accepted | 2025-03-17 | 2025-04-09 | 2026-04-09 | Solar Panels | SEG | 430wSEG |  | 0.43 | 21 | 187 | 35 |  | Fixed | Roof
NJADRE1559321442 | Administratively Determined Incentive Program | Erial | 8081 | 8.91 | Residential | Behind the Meter | No | Tesla Energy Operations, Inc. | AC Electric |  | Accepted | 2025-03-17 | 2025-04-04 | 2026-04-04 | Inverters | Tesla | 1707000-XX-Y | 11500 |  | 1 |  |  | 0.98 |  | Outdoor
NJADRE1559321442 | Administratively Determined Incentive Program | Erial | 8081 | 8.91 | Residential | Behind the Meter | No | Tesla Energy Operations, Inc. | AC Electric |  | Accepted | 2025-03-17 | 2025-04-04 | 2026-04-04 | Electric Storage Battery | Tesla | Powerwall 3 |  |  | 1 |  |  |  | Lithium Ion |  | OUTSIDE?
NJADRE1559321442 | Administratively Determined Incentive Program | Erial | 8081 | 8.91 | Residential | Behind the Meter | No | Tesla Energy Operations, Inc. | AC Electric |  | Accepted | 2025-03-17 | 2025-04-04 | 2026-04-04 | Solar Panels | Tesla | Q.PEAK DUO BLK ML-G10+/TS 405 |  | 0.405 | 10 | 53 | 22 |  | Fixed | Roof
NJADRE1559321442 | Administratively Determined Incentive Program | Erial | 8081 | 8.91 | Residential | Behind the Meter | No | Tesla Energy Operations, Inc. | AC Electric |  | Accepted | 2025-03-17 | 2025-04-04 | 2026-04-04 | Solar Panels | Hanwha | Q.PEAK DUO BLK ML-G10+/TS 405 |  | 0.405 | 12 | 233 | 22 |  | Fixed | Roof
NJADRE1559321446 | Administratively Determined Incentive Program | Holmdel | 7733 | 17.43 | Residential | Behind the Meter | No | EMT Renewables, LLC | JCP&L |  | Accepted | 2025-03-17 | 2025-04-07 | 2026-04-07 | Inverters | ENPHASE | IQ8+ | 290 |  | 42 |  |  | 0.98 |  | Other | UNDER EACH PANEL
NJADRE1559321446 | Administratively Determined Incentive Program | Holmdel | 7733 | 17.43 | Residential | Behind the Meter | No | EMT Renewables, LLC | JCP&L |  | Accepted | 2025-03-17 | 2025-04-07 | 2026-04-07 | Solar Panels | Q.CELLS | Q.PEAK DUO |  | 0.415 | 4 | 117 | 24 |  | Fixed | Roof
NJADRE1559321446 | Administratively Determined Incentive Program | Holmdel | 7733 | 17.43 | Residential | Behind the Meter | No | EMT Renewables, LLC | JCP&L |  | Accepted | 2025-03-17 | 2025-04-07 | 2026-04-07 | Solar Panels | Q.CELLS | Q.PEAK DUO |  | 0.415 | 10 | 207 | 14 |  | Fixed | Roof
NJADRE1559321446 | Administratively Determined Incentive Program | Holmdel | 7733 | 17.43 | Residential | Behind the Meter | No | EMT Renewables, LLC | JCP&L |  | Accepted | 2025-03-17 | 2025-04-07 | 2026-04-07 | Solar Panels | Q.CELLS | Q.PEAK DUO |  | 0.415 | 9 | 297 | 27 |  | Fixed | Roof
NJADRE1559321446 | Administratively Determined Incentive Program | Holmdel | 7733 | 17.43 | Residential | Behind the Meter | No | EMT Renewables, LLC | JCP&L |  | Accepted | 2025-03-17 | 2025-04-07 | 2026-04-07 | Solar Panels | Q.CELLS | Q.PEAK DUO |  | 0.415 | 2 | 207 | 28 |  | Fixed | Roof
NJADRE1559321446 | Administratively Determined Incentive Program | Holmdel | 7733 | 17.43 | Residential | Behind the Meter | No | EMT Renewables, LLC | JCP&L |  | Accepted | 2025-03-17 | 2025-04-07 | 2026-04-07 | Solar Panels | Q.CELLS | Q.PEAK DUO |  | 0.415 | 7 | 117 | 26 |  | Fixed | Roof
NJADRE1559321446 | Administratively Determined Incentive Program | Holmdel | 7733 | 17.43 | Residential | Behind the Meter | No | EMT Renewables, LLC | JCP&L |  | Accepted | 2025-03-17 | 2025-04-07 | 2026-04-07 | Solar Panels | Q.CELLS | Q.PEAK DUO |  | 0.415 | 10 | 207 | 30 |  | Fixed | Roof
NJADRE1559321464 | Administratively Determined Incentive Program | EAST ORANGE | 7017 | 7.79 | Residential | Behind the Meter | Yes | Freedom Forever New Jersey, LLC | PSE&G |  | Accepted | 2025-03-17 | 2025-05-12 | 2026-05-12 | Solar Panels | Hanwha | Q.PEAK DUO BLK ML-G10+ 410 |  | 0.41 | 6 | 112 | 17 |  | Fixed | Roof
NJADRE1559321464 | Administratively Determined Incentive Program | EAST ORANGE | 7017 | 7.79 | Residential | Behind the Meter | Yes | Freedom Forever New Jersey, LLC | PSE&G |  | Accepted | 2025-03-17 | 2025-05-12 | 2026-05-12 | Inverters | Solar Edge | USE5700H-USMNBL75) | 5700 |  | 1 |  |  | 0.99 |  | Outside
NJADRE1559321464 | Administratively Determined Incentive Program | EAST ORANGE | 7017 | 7.79 | Residential | Behind the Meter | Yes | Freedom Forever New Jersey, LLC | PSE&G |  | Accepted | 2025-03-17 | 2025-05-12 | 2026-05-12 | Solar Panels | Hanwha | Q.PEAK DUO BLK ML-G10+ 410 |  | 0.41 | 5 | 292 | 11 |  | Fixed | Roof
NJADRE1559321464 | Administratively Determined Incentive Program | EAST ORANGE | 7017 | 7.79 | Residential | Behind the Meter | Yes | Freedom Forever New Jersey, LLC | PSE&G |  | Accepted | 2025-03-17 | 2025-05-12 | 2026-05-12 | Solar Panels | Hanwha | Q.PEAK DUO BLK ML-G10+ 410 |  | 0.41 | 2 | 112 | 34 |  | Fixed | Roof
NJADRE1559321464 | Administratively Determined Incentive Program | EAST ORANGE | 7017 | 7.79 | Residential | Behind the Meter | Yes | Freedom Forever New Jersey, LLC | PSE&G |  | Accepted | 2025-03-17 | 2025-05-12 | 2026-05-12 | Solar Panels | Hanwha | Q.PEAK DUO BLK ML-G10+ 410 |  | 0.41 | 6 | 112 | 17 |  | Fixed | Roof
NJADRE1559321490 | Administratively Determined Incentive Program | PARSIPPANY | 7054 | 7.7 | Residential | Behind the Meter | No | Power Home Remodeling Group | JCP&L |  | Accepted | 2025-03-17 | 2025-04-04 | 2026-04-04 | Solar Panels | JA Solar | JAM54S31 405/MR |  | 0.405 | 19 | 83 | 8 |  | Fixed | Roof
NJADRE1559321490 | Administratively Determined Incentive Program | PARSIPPANY | 7054 | 7.7 | Residential | Behind the Meter | No | Power Home Remodeling Group | JCP&L |  | Accepted | 2025-03-17 | 2025-04-04 | 2026-04-04 | Meters | SolarEdge | Revenue Grade Data Ansi C12.20 |  |  | 1 |  |  |  | Yes | Outdoor
NJADRE1559321490 | Administratively Determined Incentive Program | PARSIPPANY | 7054 | 7.7 | Residential | Behind the Meter | No | Power Home Remodeling Group | JCP&L |  | Accepted | 2025-03-17 | 2025-04-04 | 2026-04-04 | Inverters | SolarEdge | SE5700H-US | 5760 |  | 1 |  |  | 0.99 |  | Outdoor
NJADRE1559321502 | Administratively Determined Incentive Program | BELVIDERE | 7823 | 7.31 | Residential | Behind the Meter | No | EMT Renewables, LLC | JCP&L |  | Accepted | 2025-03-17 | 2025-04-10 | 2026-04-10 | Solar Panels | Q CELLS | Q TRON |  | 0.43 | 17 | 174 | 30 |  | Fixed | Roof
NJADRE1559321502 | Administratively Determined Incentive Program | BELVIDERE | 7823 | 7.31 | Residential | Behind the Meter | No | EMT Renewables, LLC | JCP&L |  | Accepted | 2025-03-17 | 2025-04-10 | 2026-04-10 | Inverters | ENPHASE | IQ8+ | 290 |  | 17 |  |  | 0.98 |  | Other | UNDER EACH PANEL
NJADRE1559321516 | Administratively Determined Incentive Program | EGG HARBOR TOWNSHIP | 8234 | 9.96 | Residential | Behind the Meter | No | EMT Renewables, LLC | AC Electric |  | Accepted | 2025-03-17 | 2025-04-07 | 2026-04-07 | Inverters | ENPHASE | IQ8+ | 290 |  | 24 |  |  | 0.98 |  | Other | UNDER EACH PANEL
NJADRE1559321516 | Administratively Determined Incentive Program | EGG HARBOR TOWNSHIP | 8234 | 9.96 | Residential | Behind the Meter | No | EMT Renewables, LLC | AC Electric |  | Accepted | 2025-03-17 | 2025-04-07 | 2026-04-07 | Solar Panels | Q CELLS | Q PEAK DUO BLK |  | 0.415 | 24 | 176 | 31 |  | Fixed | Roof
NJADRE1559321523 | Administratively Determined Incentive Program | MAYS LANDING | 8330 | 11.9 | Residential | Behind the Meter | Yes | Velocity Energy & Home Solutions, Inc. | AC Electric |  | Accepted | 2025-03-17 | 2025-04-04 | 2026-04-04 | Inverters | enphase | iq8pluis | 290 |  | 28 |  |  | 0.99 |  | Outside | behind panels
NJADRE1559321523 | Administratively Determined Incentive Program | MAYS LANDING | 8330 | 11.9 | Residential | Behind the Meter | Yes | Velocity Energy & Home Solutions, Inc. | AC Electric |  | Accepted | 2025-03-17 | 2025-04-04 | 2026-04-04 | Solar Panels | trina | 425w |  | 0.425 | 28 | 179 | 22 |  | Fixed | Roof
NJADRE1559321553 | Administratively Determined Incentive Program | Millville | 8332 | 15.8 | Residential | Behind the Meter | Yes | Define Solar, LLC | AC Electric |  | Accepted | 2025-03-17 | 2025-04-11 | 2026-04-11 | Solar Panels | Znshine | ZXM7-SH108 405 |  | 0.405 | 36 | 180 | 30 |  | Fixed | Ground
NJADRE1559321553 | Administratively Determined Incentive Program | Millville | 8332 | 15.8 | Residential | Behind the Meter | Yes | Define Solar, LLC | AC Electric |  | Accepted | 2025-03-17 | 2025-04-11 | 2026-04-11 | Solar Panels | Znshine | ZXM7-SH108 405 |  | 0.405 | 3 | 180 | 30 |  | Fixed | Ground
NJADRE1559321553 | Administratively Determined Incentive Program | Millville | 8332 | 15.8 | Residential | Behind the Meter | Yes | Define Solar, LLC | AC Electric |  | Accepted | 2025-03-17 | 2025-04-11 | 2026-04-11 | Inverters | Enphase | IQ8PLUS-72-2-US | 290 |  | 3 |  |  | 0.976 |  | Outside | Under each pv panel
NJADRE1559321553 | Administratively Determined Incentive Program | Millville | 8332 | 15.8 | Residential | Behind the Meter | Yes | Define Solar, LLC | AC Electric |  | Accepted | 2025-03-17 | 2025-04-11 | 2026-04-11 | Inverters | Enphase | IQ8PLUS-72-2-US | 290 |  | 36 |  |  | 0.976 |  | Outside | Under each pv panel
NJADRE1559321618 | Administratively Determined Incentive Program | Brick | 8724 | 10.01 | Residential | Behind the Meter | No | NJ Solar Power, LLC | JCP&L |  | Accepted | 2025-03-18 | 2025-04-04 | 2026-04-04 | Solar Panels | Hanwha | Hanwha Q Tron Blk M-G2+ |  | 0.435 | 12 | 238 | 18 |  | Fixed | Roof | Roof 1
NJADRE1559321618 | Administratively Determined Incentive Program | Brick | 8724 | 10.01 | Residential | Behind the Meter | No | NJ Solar Power, LLC | JCP&L |  | Accepted | 2025-03-18 | 2025-04-04 | 2026-04-04 | Inverters | SolarEdge | SE7600H-US | 7600 |  | 1 |  |  | 0.99 |  | Outside
NJADRE1559321618 | Administratively Determined Incentive Program | Brick | 8724 | 10.01 | Residential | Behind the Meter | No | NJ Solar Power, LLC | JCP&L |  | Accepted | 2025-03-18 | 2025-04-04 | 2026-04-04 | Solar Panels | Hanwha | Q.TRON BLK M-G2+ 435 |  | 0.435 | 11 | 58 | 18 |  | Fixed | Roof | Roof 2
NJADRE1559321628 | Administratively Determined Incentive Program | WENONAH | 8090 | 5.27 | Residential | Behind the Meter | Yes | Freedom Forever New Jersey, LLC | PSE&G |  | Accepted | 2025-03-17 | 2025-04-04 | 2026-04-04 | Inverters | Enphase | IQ8HC-72-M-DOM-US | 380 |  | 13 |  |  | 0.99 |  | Outside
NJADRE1559321628 | Administratively Determined Incentive Program | WENONAH | 8090 | 5.27 | Residential | Behind the Meter | Yes | Freedom Forever New Jersey, LLC | PSE&G |  | Accepted | 2025-03-17 | 2025-04-04 | 2026-04-04 | Solar Panels | Trina | TSM-405NE09RC.05 |  | 0.405 | 13 | 190 | 22 |  | Fixed | Roof
NJADRE1559321680 | Administratively Determined Incentive Program | NEWARK | 7106 | 6.48 | Residential | Behind the Meter | Yes | Freedom Forever New Jersey, LLC | PSE&G |  | Accepted | 2025-03-17 | 2025-04-04 | 2026-04-04 | Solar Panels | Trina | TSM-405NE09RC.05 |  | 0.405 | 12 | 292 | 30 |  | Fixed | Roof
NJADRE1559321680 | Administratively Determined Incentive Program | NEWARK | 7106 | 6.48 | Residential | Behind the Meter | Yes | Freedom Forever New Jersey, LLC | PSE&G |  | Accepted | 2025-03-17 | 2025-04-04 | 2026-04-04 | Solar Panels | Trina | TSM-405NE09RC.05 |  | 0.405 | 4 | 112 | 30 |  | Fixed | Roof
NJADRE1559321680 | Administratively Determined Incentive Program | NEWARK | 7106 | 6.48 | Residential | Behind the Meter | Yes | Freedom Forever New Jersey, LLC | PSE&G |  | Accepted | 2025-03-17 | 2025-04-04 | 2026-04-04 | Inverters | Enphase | IQ8HC-72-M-DOM-US | 380 |  | 16 |  |  | 0.99 |  | Outside
NJADRE1559321683 | Administratively Determined Incentive Program | ESTELL MANOR | 8319 | 10.32 | Residential | Behind the Meter | No | Zenergy Solar, LLC | AC Electric |  | Accepted | 2025-03-17 | 2025-04-07 | 2026-04-07 | Inverters | Enphase Energy | IQ8PLUS-72-M-US | 290 |  | 24 |  |  | 0.99 |  | Outdoor
NJADRE1559321683 | Administratively Determined Incentive Program | ESTELL MANOR | 8319 | 10.32 | Residential | Behind the Meter | No | Zenergy Solar, LLC | AC Electric |  | Accepted | 2025-03-17 | 2025-04-07 | 2026-04-07 | Solar Panels | Silfab | SIL-430 QD |  | 0.43 | 3 | 150 | 26 |  | Fixed | Roof
NJADRE1559321683 | Administratively Determined Incentive Program | ESTELL MANOR | 8319 | 10.32 | Residential | Behind the Meter | No | Zenergy Solar, LLC | AC Electric |  | Accepted | 2025-03-17 | 2025-04-07 | 2026-04-07 | Solar Panels | Silfab | SIL-430 QD |  | 0.43 | 11 | 330 | 25 |  | Fixed | Roof
NJADRE1559321683 | Administratively Determined Incentive Program | ESTELL MANOR | 8319 | 10.32 | Residential | Behind the Meter | No | Zenergy Solar, LLC | AC Electric |  | Accepted | 2025-03-17 | 2025-04-07 | 2026-04-07 | Solar Panels | Silfab | SIL-430 QD |  | 0.43 | 6 | 150 | 26 |  | Fixed | Roof
NJADRE1559321683 | Administratively Determined Incentive Program | ESTELL MANOR | 8319 | 10.32 | Residential | Behind the Meter | No | Zenergy Solar, LLC | AC Electric |  | Accepted | 2025-03-17 | 2025-04-07 | 2026-04-07 | Solar Panels | Silfab | SIL-430 QD |  | 0.43 | 4 | 149 | 27 |  | Fixed | Roof
NJADRE1559321695 | Administratively Determined Incentive Program | MAPLEWOOD | 7040 | 4.51 | Residential | Behind the Meter | Yes | Pro Custom Solar dba Momentum Solar | PSE&G |  | Accepted | 2025-03-17 | 2025-04-07 | 2026-04-07 | Solar Panels | Hanwha | Q.PEAK DUO BLK ML-G10+ 410 |  | 0.41 | 5 | 200 | 30 |  | Fixed | Roof
NJADRE1559321695 | Administratively Determined Incentive Program | MAPLEWOOD | 7040 | 4.51 | Residential | Behind the Meter | Yes | Pro Custom Solar dba Momentum Solar | PSE&G |  | Accepted | 2025-03-17 | 2025-04-07 | 2026-04-07 | Solar Panels | Hanwha | Q.PEAK DUO BLK ML-G10+ 410 |  | 0.41 | 6 | 20 | 30 |  | Fixed | Roof
NJADRE1559321695 | Administratively Determined Incentive Program | MAPLEWOOD | 7040 | 4.51 | Residential | Behind the Meter | Yes | Pro Custom Solar dba Momentum Solar | PSE&G |  | Accepted | 2025-03-17 | 2025-04-07 | 2026-04-07 | Inverters | Enphase | IQ8HC-72-M-DOM-US | 380 |  | 11 |  |  | 0.97 |  | Outdoor
NJADRE1559321730 | Administratively Determined Incentive Program | Millburn Twp | 7041 | 11.89 | Residential | Behind the Meter | No | Tesla Energy Operations, Inc. | JCP&L |  | Accepted | 2025-03-17 | 2025-04-04 | 2026-04-04 | Electric Storage Battery | Tesla | Powerwall 3 |  |  | 1 |  |  |  | Lithium Ion |  | OUTSIDE
NJADRE1559321730 | Administratively Determined Incentive Program | Millburn Twp | 7041 | 11.89 | Residential | Behind the Meter | No | Tesla Energy Operations, Inc. | JCP&L |  | Accepted | 2025-03-17 | 2025-04-04 | 2026-04-04 | Inverters | Tesla | 1707000-XX-Y | 10000 |  | 1 |  |  | 0.98 |  | Outdoor
NJADRE1559321730 | Administratively Determined Incentive Program | Millburn Twp | 7041 | 11.89 | Residential | Behind the Meter | No | Tesla Energy Operations, Inc. | JCP&L |  | Accepted | 2025-03-17 | 2025-04-04 | 2026-04-04 | Solar Panels | Hanwha | Q.PEAK DUO BLK ML-G10.a+/TS 410 |  | 0.41 | 10 | 53 | 21 |  | Fixed | Roof
NJADRE1559321730 | Administratively Determined Incentive Program | Millburn Twp | 7041 | 11.89 | Residential | Behind the Meter | No | Tesla Energy Operations, Inc. | JCP&L |  | Accepted | 2025-03-17 | 2025-04-04 | 2026-04-04 | Solar Panels | Hanwha | Q.PEAK DUO BLK ML-G10.a+/TS 410 |  | 0.41 | 12 | 233 | 21 |  | Fixed | Roof
NJADRE1559321730 | Administratively Determined Incentive Program | Millburn Twp | 7041 | 11.89 | Residential | Behind the Meter | No | Tesla Energy Operations, Inc. | JCP&L |  | Accepted | 2025-03-17 | 2025-04-04 | 2026-04-04 | Solar Panels | Hanwha | Q.PEAK DUO BLK ML-G10.a+/TS 410 |  | 0.41 | 7 | 143 | 21 |  | Fixed | Roof
NJADRE1559321739 | Administratively Determined Incentive Program | Livingston | 7039 | 12.15 | Residential | Behind the Meter | Yes | Freedom Forever New Jersey, LLC | PSE&G |  | Accepted | 2025-03-17 | 2025-04-08 | 2026-04-08 | Solar Panels | JA Solar | JAM54S31-405/MR |  | 0.405 | 20 | 103 | 25 |  | Fixed | Roof
NJADRE1559321739 | Administratively Determined Incentive Program | Livingston | 7039 | 12.15 | Residential | Behind the Meter | Yes | Freedom Forever New Jersey, LLC | PSE&G |  | Accepted | 2025-03-17 | 2025-04-08 | 2026-04-08 | Inverters | Solar Edge | USE10000H-USMNBL75) | 10000 |  | 1 |  |  | 0.99 |  | Outside
NJADRE1559321739 | Administratively Determined Incentive Program | Livingston | 7039 | 12.15 | Residential | Behind the Meter | Yes | Freedom Forever New Jersey, LLC | PSE&G |  | Accepted | 2025-03-17 | 2025-04-08 | 2026-04-08 | Solar Panels | JA Solar | JAM54S31-405/MR |  | 0.405 | 10 | 283 | 26 |  | Fixed | Roof
NJADRE1559323384 | Administratively Determined Incentive Program | Newark City | 7106 | 3.2 | Residential | Behind the Meter | No | Bright Ops, Inc. | PSE&G |  | Accepted | 2025-03-17 | 2025-04-07 | 2026-04-07 | Solar Panels | Hanwha Q-Cells | Q.PEAK DUO BLK ML-G10.a+ 400 |  | 0.4 | 8 | 202 | 45 |  | Fixed | Roof
NJADRE1559323384 | Administratively Determined Incentive Program | Newark City | 7106 | 3.2 | Residential | Behind the Meter | No | Bright Ops, Inc. | PSE&G |  | Accepted | 2025-03-17 | 2025-04-07 | 2026-04-07 | Inverters | SolarEdge | SE3000H-USRGM | 3000 |  | 1 |  |  | 0.98 |  | Outdoor | OUTSIDE
NJADRE1559323876 | Administratively Determined Incentive Program | Egg Harbor Twp | 8234 | 10.63 | Residential | Behind the Meter | Yes | Whitman Construction, LLC | AC Electric |  | Accepted | 2025-03-18 | 2025-04-08 | 2026-04-08 | Inverters | ENPHASE | IQ8PLUS-72-2-US | 290 |  | 25 |  |  | 0.975 |  | Outdoor
NJADRE1559323876 | Administratively Determined Incentive Program | Egg Harbor Twp | 8234 | 10.63 | Residential | Behind the Meter | Yes | Whitman Construction, LLC | AC Electric |  | Accepted | 2025-03-18 | 2025-04-08 | 2026-04-08 | Solar Panels | Jinko Solar | JKM425N-54HL4-B |  | 0.425 | 14 | 201 | 19 |  | Fixed | Roof
NJADRE1559323876 | Administratively Determined Incentive Program | Egg Harbor Twp | 8234 | 10.63 | Residential | Behind the Meter | Yes | Whitman Construction, LLC | AC Electric |  | Accepted | 2025-03-18 | 2025-04-08 | 2026-04-08 | Solar Panels | Jinko Solar | JKM425N-54HL4-B |  | 0.425 | 11 | 111 | 13 |  | Fixed | Roof
NJADRE1559323887 | Administratively Determined Incentive Program | Egg Harbor Twp | 8234 | 4.51 | Residential | Behind the Meter | Yes | Big Wave Roofing and Solar, LLC | AC Electric |  | Accepted | 2025-03-18 | 2025-04-04 | 2026-04-04 | Inverters | Enphase | IQ8PLUS-72-2-US | 290 |  | 11 |  |  | 0.98 |  | Outside
NJADRE1559323887 | Administratively Determined Incentive Program | Egg Harbor Twp | 8234 | 4.51 | Residential | Behind the Meter | Yes | Big Wave Roofing and Solar, LLC | AC Electric |  | Accepted | 2025-03-18 | 2025-04-04 | 2026-04-04 | Solar Panels | Mission | MSE410HT0B |  | 0.41 | 11 | 112 | 8 |  | Fixed | Roof
NJADRE1559323915 | Administratively Determined Incentive Program | Piscataway | 8854 | 5.95 | Residential | Behind the Meter | No | PlugPV, LLC | PSE&G |  | Accepted | 2025-03-18 | 2025-04-10 | 2026-04-10 | Solar Panels | JINKO SOLAR | JKM425N-54-HL4-B |  | 0.425 | 2 | 246 | 35 |  | Fixed | Roof
NJADRE1559323915 | Administratively Determined Incentive Program | Piscataway | 8854 | 5.95 | Residential | Behind the Meter | No | PlugPV, LLC | PSE&G |  | Accepted | 2025-03-18 | 2025-04-10 | 2026-04-10 | Solar Panels | JINKO SOLAR | JKM425N-54-HL4-B |  | 0.425 | 3 | 66 | 35 |  | Fixed | Roof
NJADRE1559323915 | Administratively Determined Incentive Program | Piscataway | 8854 | 5.95 | Residential | Behind the Meter | No | PlugPV, LLC | PSE&G |  | Accepted | 2025-03-18 | 2025-04-10 | 2026-04-10 | Solar Panels | JINKO SOLAR | JKM425N-54-HL4-B |  | 0.425 | 5 | 156 | 39 |  | Fixed | Roof
NJADRE1559323915 | Administratively Determined Incentive Program | Piscataway | 8854 | 5.95 | Residential | Behind the Meter | No | PlugPV, LLC | PSE&G |  | Accepted | 2025-03-18 | 2025-04-10 | 2026-04-10 | Solar Panels | JINKO SOLAR | JKM425N-54-HL4-B |  | 0.425 | 4 | 336 | 18 |  | Fixed | Roof
NJADRE1559323915 | Administratively Determined Incentive Program | Piscataway | 8854 | 5.95 | Residential | Behind the Meter | No | PlugPV, LLC | PSE&G |  | Accepted | 2025-03-18 | 2025-04-10 | 2026-04-10 | Inverters | Enphase | IQ8PLUS-72-M-US | 290 |  | 14 |  |  | 0.98 |  | Outside
NJADRE1559323933 | Administratively Determined Incentive Program | Chesilhurst | 8089 | 9.84 | Residential | Behind the Meter | Yes | Sunrun Installation Services, Inc. | AC Electric |  | Accepted | 2025-03-18 | 2025-04-04 | 2026-04-04 | Inverters | SOLAREDGE TECHNOLOGIES | SE7600H-USMN | 7600 |  | 1 |  |  | 0.99 |  | Outside
NJADRE1559323933 | Administratively Determined Incentive Program | Chesilhurst | 8089 | 9.84 | Residential | Behind the Meter | Yes | Sunrun Installation Services, Inc. | AC Electric |  | Accepted | 2025-03-18 | 2025-04-04 | 2026-04-04 | Solar Panels | Hanwha Q-Cells | Q.PEAK DUO BLK ML-G10+ 410 |  | 0.41 | 2 | 149 | 18 |  | Fixed | Roof
NJADRE1559323933 | Administratively Determined Incentive Program | Chesilhurst | 8089 | 9.84 | Residential | Behind the Meter | Yes | Sunrun Installation Services, Inc. | AC Electric |  | Accepted | 2025-03-18 | 2025-04-04 | 2026-04-04 | Solar Panels | Hanwha Q-Cells | Q.PEAK DUO BLK ML-G10+ 410 |  | 0.41 | 3 | 329 | 17 |  | Fixed | Roof
NJADRE1559323933 | Administratively Determined Incentive Program | Chesilhurst | 8089 | 9.84 | Residential | Behind the Meter | Yes | Sunrun Installation Services, Inc. | AC Electric |  | Accepted | 2025-03-18 | 2025-04-04 | 2026-04-04 | Solar Panels | Hanwha Q-Cells | Q.PEAK DUO BLK ML-G10+ 410 |  | 0.41 | 16 | 149 | 19 |  | Fixed | Roof
NJADRE1559323933 | Administratively Determined Incentive Program | Chesilhurst | 8089 | 9.84 | Residential | Behind the Meter | Yes | Sunrun Installation Services, Inc. | AC Electric |  | Accepted | 2025-03-18 | 2025-04-04 | 2026-04-04 | Solar Panels | Hanwha Q-Cells | Q.PEAK DUO BLK ML-G10+ 410 |  | 0.41 | 3 | 149 | 19 |  | Fixed | Roof
NJADRE1559323944 | Administratively Determined Incentive Program | Barrington | 8007 | 10.2 | Residential | Behind the Meter | Yes | Power Energy Solutions, LLC | PSE&G |  | Accepted | 2025-03-18 | 2025-04-04 | 2026-04-04 | Solar Panels | Trina Solar | TSM-425NE09RC.05 |  | 0.425 | 3 | 143 | 28 |  | Fixed | Roof
NJADRE1559323944 | Administratively Determined Incentive Program | Barrington | 8007 | 10.2 | Residential | Behind the Meter | Yes | Power Energy Solutions, LLC | PSE&G |  | Accepted | 2025-03-18 | 2025-04-04 | 2026-04-04 | Solar Panels | Trina Solar | TSM-425NE09RC.05 |  | 0.425 | 6 | 323 | 8 |  | Fixed | Roof
NJADRE1559323944 | Administratively Determined Incentive Program | Barrington | 8007 | 10.2 | Residential | Behind the Meter | Yes | Power Energy Solutions, LLC | PSE&G |  | Accepted | 2025-03-18 | 2025-04-04 | 2026-04-04 | Solar Panels | Trina Solar | TSM-425NE09RC.05 |  | 0.425 | 3 | 323 | 28 |  | Fixed | Roof
NJADRE1559323944 | Administratively Determined Incentive Program | Barrington | 8007 | 10.2 | Residential | Behind the Meter | Yes | Power Energy Solutions, LLC | PSE&G |  | Accepted | 2025-03-18 | 2025-04-04 | 2026-04-04 | Solar Panels | Trina Solar | TSM-425NE09RC.05 |  | 0.425 | 6 | 233 | 29 |  | Fixed | Roof
NJADRE1559323944 | Administratively Determined Incentive Program | Barrington | 8007 | 10.2 | Residential | Behind the Meter | Yes | Power Energy Solutions, LLC | PSE&G |  | Accepted | 2025-03-18 | 2025-04-04 | 2026-04-04 | Inverters | SolarEdge | SE5700H-US | 6 |  | 1 |  |  | 0.97 |  | Outdoor
NJADRE1559323944 | Administratively Determined Incentive Program | Barrington | 8007 | 10.2 | Residential | Behind the Meter | Yes | Power Energy Solutions, LLC | PSE&G |  | Accepted | 2025-03-18 | 2025-04-04 | 2026-04-04 | Solar Panels | Trina Solar | TSM-425NE09RC.05 |  | 0.425 | 6 | 53 | 29 |  | Fixed | Roof
NJADRE1559323971 | Administratively Determined Incentive Program | Linden City | 7036 | 7.79 | Residential | Behind the Meter | Yes | Sunrun Installation Services, Inc. | PSE&G |  | Accepted | 2025-03-18 | 2025-04-07 | 2026-04-07 | Inverters | SOLAREDGE TECHNOLOGIES | SE5700H-USMN | 5760 |  | 1 |  |  | 0.99 |  | Outside
NJADRE1559323971 | Administratively Determined Incentive Program | Linden City | 7036 | 7.79 | Residential | Behind the Meter | Yes | Sunrun Installation Services, Inc. | PSE&G |  | Accepted | 2025-03-18 | 2025-04-07 | 2026-04-07 | Solar Panels | Hanwha Q-Cells | Q.PEAK DUO BLK ML-G10+ 410 |  | 0.41 | 11 | 129 | 22 |  | Fixed | Roof
NJADRE1559323971 | Administratively Determined Incentive Program | Linden City | 7036 | 7.79 | Residential | Behind the Meter | Yes | Sunrun Installation Services, Inc. | PSE&G |  | Accepted | 2025-03-18 | 2025-04-07 | 2026-04-07 | Solar Panels | Hanwha Q-Cells | Q.PEAK DUO BLK ML-G10+ 410 |  | 0.41 | 4 | 309 | 22 |  | Fixed | Roof
NJADRE1559323971 | Administratively Determined Incentive Program | Linden City | 7036 | 7.79 | Residential | Behind the Meter | Yes | Sunrun Installation Services, Inc. | PSE&G |  | Accepted | 2025-03-18 | 2025-04-07 | 2026-04-07 | Solar Panels | Hanwha Q-Cells | Q.PEAK DUO BLK ML-G10+ 410 |  | 0.41 | 4 | 219 | 22 |  | Fixed | Roof
NJADRE1559323972 | Administratively Determined Incentive Program | Bound Brook | 8805 | 6.97 | Residential | Behind the Meter | Yes | Big Wave Roofing and Solar, LLC | PSE&G |  | Accepted | 2025-03-18 | 2025-04-07 | 2026-04-07 | Solar Panels | Mission | MSE410HT0B |  | 0.41 | 2 | 187 | 21 |  | Fixed | Roof
NJADRE1559323972 | Administratively Determined Incentive Program | Bound Brook | 8805 | 6.97 | Residential | Behind the Meter | Yes | Big Wave Roofing and Solar, LLC | PSE&G |  | Accepted | 2025-03-18 | 2025-04-07 | 2026-04-07 | Inverters | Enphase | IQ8HC-72-M-DOM-US | 380 |  | 17 |  |  | 0.98 |  | Outside
NJADRE1559323972 | Administratively Determined Incentive Program | Bound Brook | 8805 | 6.97 | Residential | Behind the Meter | Yes | Big Wave Roofing and Solar, LLC | PSE&G |  | Accepted | 2025-03-18 | 2025-04-07 | 2026-04-07 | Solar Panels | Mission | MSE410HT0B |  | 0.41 | 3 | 7 | 34 |  | Fixed | Roof
NJADRE1559323972 | Administratively Determined Incentive Program | Bound Brook | 8805 | 6.97 | Residential | Behind the Meter | Yes | Big Wave Roofing and Solar, LLC | PSE&G |  | Accepted | 2025-03-18 | 2025-04-07 | 2026-04-07 | Solar Panels | Mission | MSE410HT0B |  | 0.41 | 10 | 187 | 34 |  | Fixed | Roof
NJADRE1559323972 | Administratively Determined Incentive Program | Bound Brook | 8805 | 6.97 | Residential | Behind the Meter | Yes | Big Wave Roofing and Solar, LLC | PSE&G |  | Accepted | 2025-03-18 | 2025-04-07 | 2026-04-07 | Solar Panels | Mission | MSE410HT0B |  | 0.41 | 2 | 187 | 34 |  | Fixed | Roof
NJADRE1559324007 | Administratively Determined Incentive Program | Mount Laurel | 8054 | 11.34 | Residential | Behind the Meter | Yes | Define Solar, LLC | PSE&G |  | Accepted | 2025-03-18 | 2025-04-07 | 2026-04-07 | Solar Panels | Znshine | ZXM7-SH108 405 |  | 0.405 | 4 | 224 | 27 |  | Fixed | Roof
NJADRE1559324007 | Administratively Determined Incentive Program | Mount Laurel | 8054 | 11.34 | Residential | Behind the Meter | Yes | Define Solar, LLC | PSE&G |  | Accepted | 2025-03-18 | 2025-04-07 | 2026-04-07 | Inverters | Enphase | IQ8PLUS-72-2-US | 290 |  | 4 |  |  | 0.976 |  | Outside | Under each pv panel
NJADRE1559324007 | Administratively Determined Incentive Program | Mount Laurel | 8054 | 11.34 | Residential | Behind the Meter | Yes | Define Solar, LLC | PSE&G |  | Accepted | 2025-03-18 | 2025-04-07 | 2026-04-07 | Inverters | Enphase | IQ8PLUS-72-2-US | 290 |  | 14 |  |  | 0.976 |  | Outside | Under each pv panel
NJADRE1559324007 | Administratively Determined Incentive Program | Mount Laurel | 8054 | 11.34 | Residential | Behind the Meter | Yes | Define Solar, LLC | PSE&G |  | Accepted | 2025-03-18 | 2025-04-07 | 2026-04-07 | Inverters | Enphase | IQ8PLUS-72-2-US | 290 |  | 6 |  |  | 0.976 |  | Outside | Under each pv panel
NJADRE1559324007 | Administratively Determined Incentive Program | Mount Laurel | 8054 | 11.34 | Residential | Behind the Meter | Yes | Define Solar, LLC | PSE&G |  | Accepted | 2025-03-18 | 2025-04-07 | 2026-04-07 | Solar Panels | Znshine | ZXM7-SH108 405 |  | 0.405 | 4 | 224 | 18 |  | Fixed | Roof
NJADRE1559324007 | Administratively Determined Incentive Program | Mount Laurel | 8054 | 11.34 | Residential | Behind the Meter | Yes | Define Solar, LLC | PSE&G |  | Accepted | 2025-03-18 | 2025-04-07 | 2026-04-07 | Solar Panels | Znshine | ZXM7-SH108 405 |  | 0.405 | 14 | 134 | 18 |  | Fixed | Roof
NJADRE1559324007 | Administratively Determined Incentive Program | Mount Laurel | 8054 | 11.34 | Residential | Behind the Meter | Yes | Define Solar, LLC | PSE&G |  | Accepted | 2025-03-18 | 2025-04-07 | 2026-04-07 | Solar Panels | Znshine | ZXM7-SH108 405 |  | 0.405 | 6 | 314 | 18 |  | Fixed | Roof
NJADRE1559324007 | Administratively Determined Incentive Program | Mount Laurel | 8054 | 11.34 | Residential | Behind the Meter | Yes | Define Solar, LLC | PSE&G |  | Accepted | 2025-03-18 | 2025-04-07 | 2026-04-07 | Inverters | Enphase | IQ8PLUS-72-2-US | 290 |  | 4 |  |  | 0.976 |  | Outside | Under each pv panel
NJADRE1559324059 | Administratively Determined Incentive Program | PINE HILL | 8021 | 6.89 | Residential | Behind the Meter | Yes | Define Solar, LLC | AC Electric |  | Accepted | 2025-03-18 | 2025-04-07 | 2026-04-07 | Inverters | Enphase | IQ8PLUS-72-2-US | 290 |  | 10 |  |  | 0.976 |  | Outside | Under each pv panel
NJADRE1559324059 | Administratively Determined Incentive Program | PINE HILL | 8021 | 6.89 | Residential | Behind the Meter | Yes | Define Solar, LLC | AC Electric |  | Accepted | 2025-03-18 | 2025-04-07 | 2026-04-07 | Inverters | Enphase | IQ8PLUS-72-2-US | 290 |  | 7 |  |  | 0.976 |  | Outside | Under each pv panel
NJADRE1559324059 | Administratively Determined Incentive Program | PINE HILL | 8021 | 6.89 | Residential | Behind the Meter | Yes | Define Solar, LLC | AC Electric |  | Accepted | 2025-03-18 | 2025-04-07 | 2026-04-07 | Solar Panels | Znshine | ZXM7-SH108 405 |  | 0.405 | 7 | 229 | 24 |  | Fixed | Roof
NJADRE1559324059 | Administratively Determined Incentive Program | PINE HILL | 8021 | 6.89 | Residential | Behind the Meter | Yes | Define Solar, LLC | AC Electric |  | Accepted | 2025-03-18 | 2025-04-07 | 2026-04-07 | Solar Panels | Znshine | ZXM7-SH108 405 |  | 0.405 | 10 | 49 | 24 |  | Fixed | Roof
NJADRE1559324071 | Administratively Determined Incentive Program | MIDDLETOWN TOWNSHIP | 7748 | 11.21 | Residential | Behind the Meter | Yes | Venture Home Solar, LLC | JCP&L |  | Accepted | 2025-03-18 | 2025-04-09 | 2026-04-09 | Solar Panels | Hanwha | Q.PEAK DUO BLK ML-G10+ 415W |  | 0.415 | 14 | 161 | 33 |  | Fixed | Roof
NJADRE1559324071 | Administratively Determined Incentive Program | MIDDLETOWN TOWNSHIP | 7748 | 11.21 | Residential | Behind the Meter | Yes | Venture Home Solar, LLC | JCP&L |  | Accepted | 2025-03-18 | 2025-04-09 | 2026-04-09 | Inverters | EnPhase | IQ8MC-72-M-US (240V) | 330 |  | 27 |  |  | 0.9697 |  | Outside
NJADRE1559324071 | Administratively Determined Incentive Program | MIDDLETOWN TOWNSHIP | 7748 | 11.21 | Residential | Behind the Meter | Yes | Venture Home Solar, LLC | JCP&L |  | Accepted | 2025-03-18 | 2025-04-09 | 2026-04-09 | Solar Panels | Hanwha | Q.PEAK DUO BLK ML-G10+ 415W |  | 0.415 | 4 | 341 | 25 |  | Fixed | Roof
NJADRE1559324071 | Administratively Determined Incentive Program | MIDDLETOWN TOWNSHIP | 7748 | 11.21 | Residential | Behind the Meter | Yes | Venture Home Solar, LLC | JCP&L |  | Accepted | 2025-03-18 | 2025-04-09 | 2026-04-09 | Solar Panels | Hanwha | Q.PEAK DUO BLK ML-G10+ 415W |  | 0.415 | 9 | 161 | 25 |  | Fixed | Roof
NJADRE1559324089 | Administratively Determined Incentive Program | MORRISTOWN | 7960 | 21.2 | Commercial | Behind the Meter | No | Spectacular Solar, Inc. | JCP&L |  | Accepted | 2025-04-16 | 2025-06-03 | 2026-06-03 | Inverters | SolarEdge | SE17.3KUS | 17300 |  | 1 |  |  | 0.95 |  | Outside
NJADRE1559324089 | Administratively Determined Incentive Program | MORRISTOWN | 7960 | 21.2 | Commercial | Behind the Meter | No | Spectacular Solar, Inc. | JCP&L |  | Accepted | 2025-04-16 | 2025-06-03 | 2026-06-03 | Solar Panels | Jinko Solar | JKM400M-72HL-V |  | 0.4 | 15 | 127 | 10 |  | Fixed | Roof
NJADRE1559324089 | Administratively Determined Incentive Program | MORRISTOWN | 7960 | 21.2 | Commercial | Behind the Meter | No | Spectacular Solar, Inc. | JCP&L |  | Accepted | 2025-04-16 | 2025-06-03 | 2026-06-03 | Solar Panels | Jinko Solar | JKM400M-72HL-V |  | 0.4 | 30 | 127 | 10 |  | Fixed | Roof
NJADRE1559324089 | Administratively Determined Incentive Program | MORRISTOWN | 7960 | 21.2 | Commercial | Behind the Meter | No | Spectacular Solar, Inc. | JCP&L |  | Accepted | 2025-04-16 | 2025-06-03 | 2026-06-03 | Solar Panels | Jinko Solar | JKM400M-72HL-V |  | 0.4 | 8 | 127 | 10 |  | Fixed | Roof
NJADRE1559324094 | Administratively Determined Incentive Program | Ewing | 8628 | 6.08 | Residential | Behind the Meter | Yes | Freedom Forever New Jersey, LLC | PSE&G |  | Accepted | 2025-03-20 | 2025-04-09 | 2026-04-09 | Inverters | Solar Edge | USE5700H-USMNBL75 | 5700 |  | 1 |  |  | 0.99 |  | Outside
NJADRE1559324094 | Administratively Determined Incentive Program | Ewing | 8628 | 6.08 | Residential | Behind the Meter | Yes | Freedom Forever New Jersey, LLC | PSE&G |  | Accepted | 2025-03-20 | 2025-04-09 | 2026-04-09 | Solar Panels | Trina | TSM-405NE09RC.05 |  | 0.405 | 15 | 141 | 30 |  | Fixed | Roof
NJADRE1559324109 | Administratively Determined Incentive Program | Penns Grove | 8069 | 11.48 | Residential | Behind the Meter | Yes | Power Energy Solutions, LLC | AC Electric |  | Accepted | 2025-03-18 | 2025-04-07 | 2026-04-07 | Solar Panels | Trina Solar | TSM-425NE09RC.05 |  | 0.425 | 6 | 29 | 2 |  | Fixed | Roof
NJADRE1559324109 | Administratively Determined Incentive Program | Penns Grove | 8069 | 11.48 | Residential | Behind the Meter | Yes | Power Energy Solutions, LLC | AC Electric |  | Accepted | 2025-03-18 | 2025-04-07 | 2026-04-07 | Solar Panels | Trina Solar | TSM-425NE09RC.05 |  | 0.425 | 6 | 120 | 30 |  | Fixed | Roof
NJADRE1559324109 | Administratively Determined Incentive Program | Penns Grove | 8069 | 11.48 | Residential | Behind the Meter | Yes | Power Energy Solutions, LLC | AC Electric |  | Accepted | 2025-03-18 | 2025-04-07 | 2026-04-07 | Solar Panels | Trina Solar | TSM-425NE09RC.05 |  | 0.425 | 15 | 209 | 33 |  | Fixed | Roof
NJADRE1559324109 | Administratively Determined Incentive Program | Penns Grove | 8069 | 11.48 | Residential | Behind the Meter | Yes | Power Energy Solutions, LLC | AC Electric |  | Accepted | 2025-03-18 | 2025-04-07 | 2026-04-07 | Inverters | IQ8+72-2-IS | Enphase | 290 |  | 27 |  |  | 0.97 |  | Outdoor
NJADRE1559324113 | Administratively Determined Incentive Program | Toms River | 8753 | 14.18 | Residential | Behind the Meter | Yes | Define Solar, LLC | JCP&L |  | Accepted | 2025-03-18 | 2025-04-07 | 2026-04-07 | Solar Panels | Znshine | ZXM7-SH108 405 |  | 0.405 | 18 | 92 | 20 |  | Fixed | Roof
NJADRE1559324113 | Administratively Determined Incentive Program | Toms River | 8753 | 14.18 | Residential | Behind the Meter | Yes | Define Solar, LLC | JCP&L |  | Accepted | 2025-03-18 | 2025-04-07 | 2026-04-07 | Inverters | Enphase | IQ8PLUS-72-2-US | 290 |  | 17 |  |  | 0.976 |  | Outside | Under each pv panel
NJADRE1559324113 | Administratively Determined Incentive Program | Toms River | 8753 | 14.18 | Residential | Behind the Meter | Yes | Define Solar, LLC | JCP&L |  | Accepted | 2025-03-18 | 2025-04-07 | 2026-04-07 | Inverters | Enphase | IQ8PLUS-72-2-US | 290 |  | 18 |  |  | 0.976 |  | Outside | Under each pv panel
NJADRE1559324113 | Administratively Determined Incentive Program | Toms River | 8753 | 14.18 | Residential | Behind the Meter | Yes | Define Solar, LLC | JCP&L |  | Accepted | 2025-03-18 | 2025-04-07 | 2026-04-07 | Solar Panels | Znshine | ZXM7-SH108 405 |  | 0.405 | 17 | 272 | 20 |  | Fixed | Roof
NJADRE1559324141 | Administratively Determined Incentive Program | Newark | 7112 | 8.2 | Residential | Behind the Meter | Yes | NY State Solar dba Evo Solar | PSE&G |  | Accepted | 2025-03-18 | 2025-04-29 | 2026-04-29 | Solar Panels | SILFAB | SIL410HC+ |  | 0.41 | 7 | 30 | 31 |  | Fixed | Roof
NJADRE1559324141 | Administratively Determined Incentive Program | Newark | 7112 | 8.2 | Residential | Behind the Meter | Yes | NY State Solar dba Evo Solar | PSE&G |  | Accepted | 2025-03-18 | 2025-04-29 | 2026-04-29 | Inverters | SOLAREDGE | SE7600H-US | 7600 |  | 1 |  |  | 0.99 |  | Outside | WITHIN TEN FEET OF METER
NJADRE1559324141 | Administratively Determined Incentive Program | Newark | 7112 | 8.2 | Residential | Behind the Meter | Yes | NY State Solar dba Evo Solar | PSE&G |  | Accepted | 2025-03-18 | 2025-04-29 | 2026-04-29 | Solar Panels | SILFAB | SIL410HC+ |  | 0.41 | 13 | 210 | 33 |  | Fixed | Roof
NJADRE1559324165 | Administratively Determined Incentive Program | Cape May | 8204 | 13.6 | Residential | Behind the Meter | No | AllSeason Solar | AC Electric |  | Accepted | 2025-03-18 | 2025-04-07 | 2026-04-07 | Solar Panels | Certainteed | CT400HC11-06 |  | 0.4 | 15 | 190 | 20 |  | Fixed | Roof
NJADRE1559324165 | Administratively Determined Incentive Program | Cape May | 8204 | 13.6 | Residential | Behind the Meter | No | AllSeason Solar | AC Electric |  | Accepted | 2025-03-18 | 2025-04-07 | 2026-04-07 | Solar Panels | Certainteed | CT400HC11-06 |  | 0.4 | 8 | 190 | 27 |  | Fixed | Roof
NJADRE1559324165 | Administratively Determined Incentive Program | Cape May | 8204 | 13.6 | Residential | Behind the Meter | No | AllSeason Solar | AC Electric |  | Accepted | 2025-03-18 | 2025-04-07 | 2026-04-07 | Solar Panels | Certainteed | CT400HC11-06 |  | 0.4 | 5 | 280 | 27 |  | Fixed | Roof
NJADRE1559324165 | Administratively Determined Incentive Program | Cape May | 8204 | 13.6 | Residential | Behind the Meter | No | AllSeason Solar | AC Electric |  | Accepted | 2025-03-18 | 2025-04-07 | 2026-04-07 | Inverters | Enphase | IQ8 Plus | 290 |  | 34 |  |  | 0.97 |  | Outside
NJADRE1559324165 | Administratively Determined Incentive Program | Cape May | 8204 | 13.6 | Residential | Behind the Meter | No | AllSeason Solar | AC Electric |  | Accepted | 2025-03-18 | 2025-04-07 | 2026-04-07 | Solar Panels | Certainteed | CT400HC11-06 |  | 0.4 | 6 | 100 | 27 |  | Fixed | Roof
NJADRE1559324187 | Administratively Determined Incentive Program | Whitehouse Station | 8889 | 12.45 | Residential | Behind the Meter | No | Green Power Energy, LLC | JCP&L |  | Accepted | 2025-03-18 | 2025-04-07 | 2026-04-07 | Inverters | Enphase Energy | IQ8MC-72-M-US [240V] | 320 |  | 30 |  |  | 0.98 |  | Outside | Roof
NJADRE1559324187 | Administratively Determined Incentive Program | Whitehouse Station | 8889 | 12.45 | Residential | Behind the Meter | No | Green Power Energy, LLC | JCP&L |  | Accepted | 2025-03-18 | 2025-04-07 | 2026-04-07 | Solar Panels | hanwha | Q.PEAK DUO BLK ML-G10+ 415 |  | 0.415 | 7 | 302 | 23 |  | Fixed | Roof
NJADRE1559324187 | Administratively Determined Incentive Program | Whitehouse Station | 8889 | 12.45 | Residential | Behind the Meter | No | Green Power Energy, LLC | JCP&L |  | Accepted | 2025-03-18 | 2025-04-07 | 2026-04-07 | Solar Panels | Hanwha | Q.PEAK DUO BLK ML-G10+ 415 |  | 0.415 | 6 | 212 | 23 |  | Fixed | Roof
NJADRE1559324187 | Administratively Determined Incentive Program | Whitehouse Station | 8889 | 12.45 | Residential | Behind the Meter | No | Green Power Energy, LLC | JCP&L |  | Accepted | 2025-03-18 | 2025-04-07 | 2026-04-07 | Solar Panels | Hanwha | Q.PEAK DUO BLK ML-G10+ 415 |  | 0.415 | 17 | 122 | 23 |  | Fixed | Roof
NJADRE1559324244 | Administratively Determined Incentive Program | Manville | 8835 | 9.78 | Residential | Behind the Meter | Yes | Power Energy Solutions, LLC | PSE&G |  | Accepted | 2025-03-18 | 2025-04-08 | 2026-04-08 | Inverters | SolarEdge | SE5700H-US | 6 |  | 1 |  |  | 0.97 |  | Outdoor
NJADRE1559324244 | Administratively Determined Incentive Program | Manville | 8835 | 9.78 | Residential | Behind the Meter | Yes | Power Energy Solutions, LLC | PSE&G |  | Accepted | 2025-03-18 | 2025-04-08 | 2026-04-08 | Solar Panels | Trina Solar | TSM-425NE09RC.05 |  | 0.425 | 19 | 186 | 26 |  | Fixed | Roof
NJADRE1559324244 | Administratively Determined Incentive Program | Manville | 8835 | 9.78 | Residential | Behind the Meter | Yes | Power Energy Solutions, LLC | PSE&G |  | Accepted | 2025-03-18 | 2025-04-08 | 2026-04-08 | Solar Panels | Trina Solar | TSM-425NE09RC.05 |  | 0.425 | 4 | 275 | 25 |  | Fixed | Roof
NJADRE1559324256 | Administratively Determined Incentive Program | BERGENFIELD | 7621 | 6.97 | Residential | Behind the Meter | Yes | Pro Custom Solar dba Momentum Solar | PSE&G |  | Accepted | 2025-03-18 | 2025-04-07 | 2026-04-07 | Solar Panels | Hanwha | Q.PEAK DUO BLK ML-G10+ 410 |  | 0.41 | 11 | 273 | 23 |  | Fixed | Roof
NJADRE1559324256 | Administratively Determined Incentive Program | BERGENFIELD | 7621 | 6.97 | Residential | Behind the Meter | Yes | Pro Custom Solar dba Momentum Solar | PSE&G |  | Accepted | 2025-03-18 | 2025-04-07 | 2026-04-07 | Solar Panels | Hanwha | Q.PEAK DUO BLK ML-G10+ 410 |  | 0.41 | 6 | 182 | 23 |  | Fixed | Roof
NJADRE1559324256 | Administratively Determined Incentive Program | BERGENFIELD | 7621 | 6.97 | Residential | Behind the Meter | Yes | Pro Custom Solar dba Momentum Solar | PSE&G |  | Accepted | 2025-03-18 | 2025-04-07 | 2026-04-07 | Inverters | Enphase | IQ8HC-72-M-DOM-US | 380 |  | 17 |  |  | 0.97 |  | Outdoor
NJADRE1559324808 | Administratively Determined Incentive Program | OCEAN CITY | 8226 | 5.16 | Residential | Behind the Meter | No | Infinity Solar Systems, LLC | AC Electric |  | Accepted | 2025-03-18 | 2025-04-07 | 2026-04-07 | Inverters | Enphase | IQ8MC-72-M-US | 320 |  | 12 |  |  | 0.97 |  | Outside
NJADRE1559324808 | Administratively Determined Incentive Program | OCEAN CITY | 8226 | 5.16 | Residential | Behind the Meter | No | Infinity Solar Systems, LLC | AC Electric |  | Accepted | 2025-03-18 | 2025-04-07 | 2026-04-07 | Solar Panels | SEG SOLAR | SEG-430-BTD-BG |  | 0.43 | 12 | 215 | 18 |  | Fixed | Roof
NJADRE1559325114 | Administratively Determined Incentive Program | LAKEWOOD | 8701 | 14.72 | Residential | Behind the Meter | Yes | Kamtech Solar Solutions | JCP&L |  | Accepted | 2025-03-18 | 2025-04-08 | 2026-04-08 | Solar Panels | REC | REC 460 AA PURE RX |  | 0.46 | 15 | 276 | 32 |  | Fixed | Roof | OUTSIDE
NJADRE1559325114 | Administratively Determined Incentive Program | LAKEWOOD | 8701 | 14.72 | Residential | Behind the Meter | Yes | Kamtech Solar Solutions | JCP&L |  | Accepted | 2025-03-18 | 2025-04-08 | 2026-04-08 | Inverters | Enphase | IQ8X-80-M-US | 380 |  | 32 |  |  | 0.973 |  | Outside | ROOFTOP
NJADRE1559325114 | Administratively Determined Incentive Program | LAKEWOOD | 8701 | 14.72 | Residential | Behind the Meter | Yes | Kamtech Solar Solutions | JCP&L |  | Accepted | 2025-03-18 | 2025-04-08 | 2026-04-08 | Solar Panels | REC | REC 460 AA PURE RX |  | 0.46 | 17 | 96 | 33 |  | Fixed | Roof | OUTSIDE
NJADRE1559325307 | Administratively Determined Incentive Program | MORGANVILLE | 7751 | 7.23 | Residential | Behind the Meter | No | US Clean Energy Construction Inc. | JCP&L |  | Accepted | 2025-03-18 | 2025-04-07 | 2026-04-07 | Inverters | SMA AMERICA | SMA SB-5.8-US | 5800 |  | 1 |  |  | 0.98 |  | Outdoor
NJADRE1559325307 | Administratively Determined Incentive Program | MORGANVILLE | 7751 | 7.23 | Residential | Behind the Meter | No | US Clean Energy Construction Inc. | JCP&L |  | Accepted | 2025-03-18 | 2025-04-07 | 2026-04-07 | Meters | VISION METERING | Cat VM-2E2A1P |  |  | 1 |  |  |  | Yes | Outdoor
NJADRE1559325307 | Administratively Determined Incentive Program | MORGANVILLE | 7751 | 7.23 | Residential | Behind the Meter | No | US Clean Energy Construction Inc. | JCP&L |  | Accepted | 2025-03-18 | 2025-04-07 | 2026-04-07 | Solar Panels | Trina Solar | Trina 425W |  | 0.425 | 17 | 192 | 30 |  | Fixed | Roof
NJADRE1559325465 | Administratively Determined Incentive Program | SICKLERVILLE | 8081 | 9.96 | Residential | Behind the Meter | No | Self install | AC Electric |  | Accepted | 2025-04-04 | 2025-05-02 | 2026-05-02 | Inverters | APSYSTEMS | DS3-L MICRO INVERTERS | 9 |  | 12 |  |  | 0.973 |  | Outside | Roof
NJADRE1559325465 | Administratively Determined Incentive Program | SICKLERVILLE | 8081 | 9.96 | Residential | Behind the Meter | No | Self install | AC Electric |  | Accepted | 2025-04-04 | 2025-05-02 | 2026-05-02 | Solar Panels | Trina | TSM-DEO9R.05 415 |  | 0.415 | 24 | 350 | 20 |  | Fixed | Roof
NJADRE1559325637 | Administratively Determined Incentive Program | KEARNY | 7032 | 5.27 | Residential | Behind the Meter | Yes | Freedom Forever New Jersey, LLC | PSE&G |  | Accepted | 2025-03-18 | 2025-04-08 | 2026-04-08 | Solar Panels | Trina | TSM-405NE09RC.05 |  | 0.405 | 13 | 214 | 40 |  | Fixed | Roof
NJADRE1559325637 | Administratively Determined Incentive Program | KEARNY | 7032 | 5.27 | Residential | Behind the Meter | Yes | Freedom Forever New Jersey, LLC | PSE&G |  | Accepted | 2025-03-18 | 2025-04-08 | 2026-04-08 | Inverters | Solar Edge | USE3800H-USMNBL75) | 3800 |  | 1 |  |  | 0.99 |  | Outside
NJADRE1559325665 | Administratively Determined Incentive Program | ENGLISHTOWN | 7726 | 13.18 | Residential | Behind the Meter | Yes | Integrity Solar & Home Solutions, LLC | JCP&L |  | Accepted | 2025-03-18 | 2025-04-08 | 2026-04-08 | Solar Panels | JINKO | JKM425N-54HL4-B |  | 0.425 | 12 | 267 | 33 |  | Fixed | Roof
NJADRE1559325665 | Administratively Determined Incentive Program | ENGLISHTOWN | 7726 | 13.18 | Residential | Behind the Meter | Yes | Integrity Solar & Home Solutions, LLC | JCP&L |  | Accepted | 2025-03-18 | 2025-04-08 | 2026-04-08 | Solar Panels | JINKO | JKM425N-54HL4-B |  | 0.425 | 8 | 87 | 34 |  | Fixed | Roof
NJADRE1559325665 | Administratively Determined Incentive Program | ENGLISHTOWN | 7726 | 13.18 | Residential | Behind the Meter | Yes | Integrity Solar & Home Solutions, LLC | JCP&L |  | Accepted | 2025-03-18 | 2025-04-08 | 2026-04-08 | Solar Panels | JINKO | JKM425N-54HL4-B |  | 0.425 | 2 | 87 | 34 |  | Fixed | Roof
NJADRE1559325665 | Administratively Determined Incentive Program | ENGLISHTOWN | 7726 | 13.18 | Residential | Behind the Meter | Yes | Integrity Solar & Home Solutions, LLC | JCP&L |  | Accepted | 2025-03-18 | 2025-04-08 | 2026-04-08 | Solar Panels | JINKO | JKM425N-54HL4-B |  | 0.425 | 6 | 177 | 34 |  | Fixed | Roof
NJADRE1559325665 | Administratively Determined Incentive Program | ENGLISHTOWN | 7726 | 13.18 | Residential | Behind the Meter | Yes | Integrity Solar & Home Solutions, LLC | JCP&L |  | Accepted | 2025-03-18 | 2025-04-08 | 2026-04-08 | Inverters | ENPHASE | IQ8+ | 290 |  | 31 |  |  | 0.98 |  | Other | UNDER EACH PANEL
NJADRE1559325665 | Administratively Determined Incentive Program | ENGLISHTOWN | 7726 | 13.18 | Residential | Behind the Meter | Yes | Integrity Solar & Home Solutions, LLC | JCP&L |  | Accepted | 2025-03-18 | 2025-04-08 | 2026-04-08 | Solar Panels | JINKO | JKM425N-54HL4-B |  | 0.425 | 3 | 177 | 34 |  | Fixed | Roof
NJADRE1559325696 | Administratively Determined Incentive Program | Sicklerville | 8081 | 10.32 | Residential | Behind the Meter | Yes | EMT Renewables, LLC | AC Electric |  | Accepted | 2025-03-18 | 2025-04-08 | 2026-04-08 | Inverters | ENPHASE | IQ8+ | 290 |  | 24 |  |  | 0.98 |  | Other | UNDER EACH PANEL
NJADRE1559325696 | Administratively Determined Incentive Program | Sicklerville | 8081 | 10.32 | Residential | Behind the Meter | Yes | EMT Renewables, LLC | AC Electric |  | Accepted | 2025-03-18 | 2025-04-08 | 2026-04-08 | Solar Panels | SEG SOLAR | SEG 430 |  | 0.43 | 8 | 313 | 28 |  | Fixed | Roof
NJADRE1559325696 | Administratively Determined Incentive Program | Sicklerville | 8081 | 10.32 | Residential | Behind the Meter | Yes | EMT Renewables, LLC | AC Electric |  | Accepted | 2025-03-18 | 2025-04-08 | 2026-04-08 | Solar Panels | SEG SOLAR | SEG 430 |  | 0.43 | 16 | 133 | 28 |  | Fixed | Roof
NJADRE1559325714 | Administratively Determined Incentive Program | Carneys Point | 8069 | 16.81 | Residential | Behind the Meter | Yes | Pro Custom Solar dba Momentum Solar | AC Electric |  | Accepted | 2025-03-18 | 2025-04-07 | 2026-04-07 | Solar Panels | Hanwha | Q.PEAK DUO BLK ML-G10+ 410 |  | 0.41 | 12 | 309 | 32 |  | Fixed | Roof
NJADRE1559325714 | Administratively Determined Incentive Program | Carneys Point | 8069 | 16.81 | Residential | Behind the Meter | Yes | Pro Custom Solar dba Momentum Solar | AC Electric |  | Accepted | 2025-03-18 | 2025-04-07 | 2026-04-07 | Inverters | Enphase | IQ8HC-72-M-DOM-US | 380 |  | 41 |  |  | 0.97 |  | Outdoor
NJADRE1559325714 | Administratively Determined Incentive Program | Carneys Point | 8069 | 16.81 | Residential | Behind the Meter | Yes | Pro Custom Solar dba Momentum Solar | AC Electric |  | Accepted | 2025-03-18 | 2025-04-07 | 2026-04-07 | Solar Panels | Hanwha | Q.PEAK DUO BLK ML-G10+ 410 |  | 0.41 | 15 | 217 | 8 |  | Fixed | Roof
NJADRE1559325714 | Administratively Determined Incentive Program | Carneys Point | 8069 | 16.81 | Residential | Behind the Meter | Yes | Pro Custom Solar dba Momentum Solar | AC Electric |  | Accepted | 2025-03-18 | 2025-04-07 | 2026-04-07 | Solar Panels | Hanwha | Q.PEAK DUO BLK ML-G10+ 410 |  | 0.41 | 14 | 129 | 32 |  | Fixed | Roof
NJADRE1559325749 | Administratively Determined Incentive Program | Elizabeth | 7202 | 6.48 | Residential | Behind the Meter | Yes | Freedom Forever New Jersey, LLC | PSE&G |  | Accepted | 2025-03-18 | 2025-04-08 | 2026-04-08 | Inverters | Solar Edge | USE5700H-USMNBL75) | 5700 |  | 1 |  |  | 0.99 |  | Outside
NJADRE1559325749 | Administratively Determined Incentive Program | Elizabeth | 7202 | 6.48 | Residential | Behind the Meter | Yes | Freedom Forever New Jersey, LLC | PSE&G |  | Accepted | 2025-03-18 | 2025-04-08 | 2026-04-08 | Solar Panels | Trina | TSM-405NE09RC.05 |  | 0.405 | 16 | 245 | 10 |  | Fixed | Roof
NJADRE1559325762 | Administratively Determined Incentive Program | Minotola | 8310 | 6.8 | Residential | Behind the Meter | Yes | Integrity Solar & Home Solutions, LLC | AC Electric |  | Accepted | 2025-03-18 | 2025-04-08 | 2026-04-08 | Solar Panels | JINKO | JKM425N-54HL4-B |  | 0.425 | 4 | 351 | 9 |  | Fixed | Roof
NJADRE1559325762 | Administratively Determined Incentive Program | Minotola | 8310 | 6.8 | Residential | Behind the Meter | Yes | Integrity Solar & Home Solutions, LLC | AC Electric |  | Accepted | 2025-03-18 | 2025-04-08 | 2026-04-08 | Solar Panels | JINKO | JKM425N-54HL4-B |  | 0.425 | 4 | 351 | 20 |  | Fixed | Roof
NJADRE1559325762 | Administratively Determined Incentive Program | Minotola | 8310 | 6.8 | Residential | Behind the Meter | Yes | Integrity Solar & Home Solutions, LLC | AC Electric |  | Accepted | 2025-03-18 | 2025-04-08 | 2026-04-08 | Solar Panels | JINKO | JKM425N-54HL4-B |  | 0.425 | 4 | 171 | 20 |  | Fixed | Roof
NJADRE1559325762 | Administratively Determined Incentive Program | Minotola | 8310 | 6.8 | Residential | Behind the Meter | Yes | Integrity Solar & Home Solutions, LLC | AC Electric |  | Accepted | 2025-03-18 | 2025-04-08 | 2026-04-08 | Solar Panels | JINKO | JKM425N-54HL4-B |  | 0.425 | 4 | 351 | 21 |  | Fixed | Roof
NJADRE1559325762 | Administratively Determined Incentive Program | Minotola | 8310 | 6.8 | Residential | Behind the Meter | Yes | Integrity Solar & Home Solutions, LLC | AC Electric |  | Accepted | 2025-03-18 | 2025-04-08 | 2026-04-08 | Inverters | ENPHASE | IQ8+ | 290 |  | 16 |  |  | 0.98 |  | Other | UNDER EACH PANEL
NJADRE1559325834 | Administratively Determined Incentive Program | Northfield | 8225 | 6.02 | Residential | Behind the Meter | Yes | Velocity Energy & Home Solutions, Inc. | AC Electric |  | Accepted | 2025-03-18 | 2025-05-28 | 2026-05-28 | Inverters | enphase | iq8plus | 290 |  | 14 |  |  | 0.99 |  | Outside | behind panels
NJADRE1559325834 | Administratively Determined Incentive Program | Northfield | 8225 | 6.02 | Residential | Behind the Meter | Yes | Velocity Energy & Home Solutions, Inc. | AC Electric |  | Accepted | 2025-03-18 | 2025-05-28 | 2026-05-28 | Solar Panels | seg | 430 |  | 0.43 | 5 | 254 | 9 |  | Fixed | Roof
NJADRE1559325834 | Administratively Determined Incentive Program | Northfield | 8225 | 6.02 | Residential | Behind the Meter | Yes | Velocity Energy & Home Solutions, Inc. | AC Electric |  | Accepted | 2025-03-18 | 2025-05-28 | 2026-05-28 | Solar Panels | seg | 430 |  | 0.43 | 9 | 254 | 22 |  | Fixed | Roof
NJADRE1559326281 | Administratively Determined Incentive Program | Trenton | 8610 | 10.63 | Residential | Behind the Meter | Yes | Integrity Solar & Home Solutions, LLC | PSE&G |  | Accepted | 2025-03-18 | 2025-04-08 | 2026-04-08 | Solar Panels | JINKO | JKM425N-54HL4-B |  | 0.425 | 4 | 356 | 32 |  | Fixed | Roof
NJADRE1559326281 | Administratively Determined Incentive Program | Trenton | 8610 | 10.63 | Residential | Behind the Meter | Yes | Integrity Solar & Home Solutions, LLC | PSE&G |  | Accepted | 2025-03-18 | 2025-04-08 | 2026-04-08 | Inverters | ENPHASE | IQ8+ | 290 |  | 25 |  |  | 0.98 |  | Other | UNDER EACH PANEL
NJADRE1559326281 | Administratively Determined Incentive Program | Trenton | 8610 | 10.63 | Residential | Behind the Meter | Yes | Integrity Solar & Home Solutions, LLC | PSE&G |  | Accepted | 2025-03-18 | 2025-04-08 | 2026-04-08 | Solar Panels | JINKO | JKM425N-54HL4-B |  | 0.425 | 21 | 176 | 32 |  | Fixed | Roof
NJADRE1559326356 | Administratively Determined Incentive Program | LINDEN | 7036 | 10.94 | Residential | Behind the Meter | Yes | Freedom Forever New Jersey, LLC | PSE&G |  | Accepted | 2025-03-18 | 2025-04-08 | 2026-04-08 | Solar Panels | Trina | TSM-405NE09RC.05 |  | 0.405 | 2 | 125 | 20 |  | Fixed | Roof
NJADRE1559326356 | Administratively Determined Incentive Program | LINDEN | 7036 | 10.94 | Residential | Behind the Meter | Yes | Freedom Forever New Jersey, LLC | PSE&G |  | Accepted | 2025-03-18 | 2025-04-08 | 2026-04-08 | Solar Panels | Trina | TSM-405NE09RC.05 |  | 0.405 | 8 | 126 | 24 |  | Fixed | Roof
NJADRE1559326356 | Administratively Determined Incentive Program | LINDEN | 7036 | 10.94 | Residential | Behind the Meter | Yes | Freedom Forever New Jersey, LLC | PSE&G |  | Accepted | 2025-03-18 | 2025-04-08 | 2026-04-08 | Inverters | Solar Edge | USE11400H-USMNBL75) | 11400 |  | 1 |  |  | 0.99 |  | Outdoor
NJADRE1559326356 | Administratively Determined Incentive Program | LINDEN | 7036 | 10.94 | Residential | Behind the Meter | Yes | Freedom Forever New Jersey, LLC | PSE&G |  | Accepted | 2025-03-18 | 2025-04-08 | 2026-04-08 | Solar Panels | Trina | TSM-405NE09RC.05 |  | 0.405 | 8 | 306 | 24 |  | Fixed | Roof
NJADRE1559326356 | Administratively Determined Incentive Program | LINDEN | 7036 | 10.94 | Residential | Behind the Meter | Yes | Freedom Forever New Jersey, LLC | PSE&G |  | Accepted | 2025-03-18 | 2025-04-08 | 2026-04-08 | Solar Panels | Trina | TSM-405NE09RC.05 |  | 0.405 | 9 | 125 | 10 |  | Fixed | Roof
NJADRE1559326377 | Administratively Determined Incentive Program | ORANGE | 7050 | 5.59 | Residential | Behind the Meter | Yes | SeaPoint Solar Energy, LLC | PSE&G |  | Accepted | 2025-03-18 | 2025-04-08 | 2026-04-08 | Inverters | Enphase | IQ8PLUS-72-M-US | 290 |  | 13 |  |  | 0.97 |  | Outdoor
NJADRE1559326377 | Administratively Determined Incentive Program | ORANGE | 7050 | 5.59 | Residential | Behind the Meter | Yes | SeaPoint Solar Energy, LLC | PSE&G |  | Accepted | 2025-03-18 | 2025-04-08 | 2026-04-08 | Solar Panels | SILFAB | SIL-430 QD |  | 0.43 | 13 | 220 | 37 |  | Fixed | Roof
NJADRE1559326379 | Administratively Determined Incentive Program | MILLVILLE | 8332 | 17.22 | Residential | Behind the Meter | Yes | AllSeason Solar | AC Electric |  | Accepted | 2025-03-18 | 2025-04-08 | 2026-04-08 | Solar Panels | SEG Solar | SEG-410-BMD-HV |  | 0.41 | 14 | 291 | 20 |  | Fixed | Roof
NJADRE1559326379 | Administratively Determined Incentive Program | MILLVILLE | 8332 | 17.22 | Residential | Behind the Meter | Yes | AllSeason Solar | AC Electric |  | Accepted | 2025-03-18 | 2025-04-08 | 2026-04-08 | Solar Panels | SEG Solar | SEG-410-BMD-HV |  | 0.41 | 13 | 201 | 24 |  | Fixed | Roof
NJADRE1559326379 | Administratively Determined Incentive Program | MILLVILLE | 8332 | 17.22 | Residential | Behind the Meter | Yes | AllSeason Solar | AC Electric |  | Accepted | 2025-03-18 | 2025-04-08 | 2026-04-08 | Inverters | Enphase | IQ8Plus | 290 |  | 42 |  |  | 0.97 |  | Outside
NJADRE1559326379 | Administratively Determined Incentive Program | MILLVILLE | 8332 | 17.22 | Residential | Behind the Meter | Yes | AllSeason Solar | AC Electric |  | Accepted | 2025-03-18 | 2025-04-08 | 2026-04-08 | Solar Panels | SEG Solar | SEG-410-BMD-HV |  | 0.41 | 15 | 21 | 24 |  | Fixed | Roof
NJADRE1559326435 | Administratively Determined Incentive Program | ROBBINSVILLE | 8691 | 19.27 | Residential | Behind the Meter | Yes | Pro Custom Solar dba Momentum Solar | JCP&L |  | Accepted | 2025-03-18 | 2025-04-08 | 2026-04-08 | Inverters | Enphase | IQ8HC-72-M-DOM-US | 380 |  | 47 |  |  | 0.97 |  | Outdoor
NJADRE1559326435 | Administratively Determined Incentive Program | ROBBINSVILLE | 8691 | 19.27 | Residential | Behind the Meter | Yes | Pro Custom Solar dba Momentum Solar | JCP&L |  | Accepted | 2025-03-18 | 2025-04-08 | 2026-04-08 | Solar Panels | Hanwha | Q.PEAK DUO BLK ML-G10+ 410 |  | 0.41 | 5 | 253 | 20 |  | Fixed | Roof
NJADRE1559326435 | Administratively Determined Incentive Program | ROBBINSVILLE | 8691 | 19.27 | Residential | Behind the Meter | Yes | Pro Custom Solar dba Momentum Solar | JCP&L |  | Accepted | 2025-03-18 | 2025-04-08 | 2026-04-08 | Solar Panels | Hanwha | Q.PEAK DUO BLK ML-G10+ 410 |  | 0.41 | 32 | 163 | 20 |  | Fixed | Roof
NJADRE1559326435 | Administratively Determined Incentive Program | ROBBINSVILLE | 8691 | 19.27 | Residential | Behind the Meter | Yes | Pro Custom Solar dba Momentum Solar | JCP&L |  | Accepted | 2025-03-18 | 2025-04-08 | 2026-04-08 | Solar Panels | Hanwha | Q.PEAK DUO BLK ML-G10+ 410 |  | 0.41 | 10 | 343 | 20 |  | Fixed | Roof
NJADRE1559326522 | Administratively Determined Incentive Program | BLOOMFIELD | 7003 | 8.4 | Residential | Behind the Meter | No | Solar Energy World | PSE&G |  | Accepted | 2025-03-18 | 2025-04-08 | 2026-04-08 | Solar Panels | LONGi | LR5-54HABB-400M |  | 0.4 | 10 | 80 | 27 |  | Fixed | Roof
NJADRE1559326522 | Administratively Determined Incentive Program | BLOOMFIELD | 7003 | 8.4 | Residential | Behind the Meter | No | Solar Energy World | PSE&G |  | Accepted | 2025-03-18 | 2025-04-08 | 2026-04-08 | Inverters | Enphase | IQ8HC-72-M-DOM-US | 384 |  | 21 |  |  | 0.97 |  | Outside
NJADRE1559326522 | Administratively Determined Incentive Program | BLOOMFIELD | 7003 | 8.4 | Residential | Behind the Meter | No | Solar Energy World | PSE&G |  | Accepted | 2025-03-18 | 2025-04-08 | 2026-04-08 | Solar Panels | LONGi | LR5-54HABB-400M |  | 0.4 | 11 | 260 | 27 |  | Fixed | Roof
NJADRE1559329406 | Administratively Determined Incentive Program | Garwood | 7027 | 8.2 | Residential | Behind the Meter | Yes | Trinity Solar, LLC | PSE&G |  | Accepted | 2025-03-19 | 2025-04-09 | 2026-04-09 | Solar Panels | HANWHA | (Q.PEAK DUO BLK ML-G10+ 410) |  | 0.41 | 9 | 170 | 8 |  | Fixed | Roof
NJADRE1559329406 | Administratively Determined Incentive Program | Garwood | 7027 | 8.2 | Residential | Behind the Meter | Yes | Trinity Solar, LLC | PSE&G |  | Accepted | 2025-03-19 | 2025-04-09 | 2026-04-09 | Solar Panels | HANWHA | (Q.PEAK DUO BLK ML-G10+ 410) |  | 0.41 | 6 | 260 | 43 |  | Fixed | Roof
NJADRE1559329406 | Administratively Determined Incentive Program | Garwood | 7027 | 8.2 | Residential | Behind the Meter | Yes | Trinity Solar, LLC | PSE&G |  | Accepted | 2025-03-19 | 2025-04-09 | 2026-04-09 | Inverters | Solar Edge | SE7600H-US | 7600 |  | 1 |  |  | 0.97 |  | Outdoor
NJADRE1559329406 | Administratively Determined Incentive Program | Garwood | 7027 | 8.2 | Residential | Behind the Meter | Yes | Trinity Solar, LLC | PSE&G |  | Accepted | 2025-03-19 | 2025-04-09 | 2026-04-09 | Solar Panels | HANWHA | (Q.PEAK DUO BLK ML-G10+ 410) |  | 0.41 | 2 | 259 | 30 |  | Fixed | Roof
NJADRE1559329406 | Administratively Determined Incentive Program | Garwood | 7027 | 8.2 | Residential | Behind the Meter | Yes | Trinity Solar, LLC | PSE&G |  | Accepted | 2025-03-19 | 2025-04-09 | 2026-04-09 | Solar Panels | HANWHA | (Q.PEAK DUO BLK ML-G10+ 410) |  | 0.41 | 3 | 169 | 30 |  | Fixed | Roof
NJADRE1559329415 | Administratively Determined Incentive Program | FLEMINGTON | 8822 | 16.8 | Residential | Behind the Meter | Yes | Sunrun Installation Services, Inc. | JCP&L |  | Accepted | 2025-03-19 | 2025-04-08 | 2026-04-08 | Electric Storage Battery | Tesla | POWERWALL 3 1707000-XX-Y |  |  | 1 |  |  |  | Lithium Ion |  | OUTSIDE
NJADRE1559329415 | Administratively Determined Incentive Program | FLEMINGTON | 8822 | 16.8 | Residential | Behind the Meter | Yes | Sunrun Installation Services, Inc. | JCP&L |  | Accepted | 2025-03-19 | 2025-04-08 | 2026-04-08 | Inverters | Tesla | POWERWALL 3 1707000-XX-Y | 11500 |  | 1 |  |  | 0.97 |  | Outdoor
NJADRE1559329415 | Administratively Determined Incentive Program | FLEMINGTON | 8822 | 16.8 | Residential | Behind the Meter | Yes | Sunrun Installation Services, Inc. | JCP&L |  | Accepted | 2025-03-19 | 2025-04-08 | 2026-04-08 | Solar Panels | HANWHA Q-CELLS | Q.PEAK DUO BLK ML-G10+/T 400 |  | 0.4 | 37 | 318 | 22 |  | Fixed | Roof
NJADRE1559329415 | Administratively Determined Incentive Program | FLEMINGTON | 8822 | 16.8 | Residential | Behind the Meter | Yes | Sunrun Installation Services, Inc. | JCP&L |  | Accepted | 2025-03-19 | 2025-04-08 | 2026-04-08 | Solar Panels | HANWHA Q-CELLS | Q.PEAK DUO BLK ML-G10+/T 400 |  | 0.4 | 5 | 138 | 23 |  | Fixed | Roof
NJADRE1559329417 | Administratively Determined Incentive Program | HOLMDEL | 7733 | 10.66 | Residential | Behind the Meter | No | Alien Fuel, Inc. | JCP&L |  | Accepted | 2025-03-19 | 2025-04-08 | 2026-04-08 | Solar Panels | AXITEC | AC410MBT-108VB |  | 0.41 | 10 | 66 | 27 |  | Fixed | Roof
NJADRE1559329417 | Administratively Determined Incentive Program | HOLMDEL | 7733 | 10.66 | Residential | Behind the Meter | No | Alien Fuel, Inc. | JCP&L |  | Accepted | 2025-03-19 | 2025-04-08 | 2026-04-08 | Inverters | Enphase Energy | IQ8A | 349 |  | 26 |  |  | 0.97 |  | Outdoor
NJADRE1559329417 | Administratively Determined Incentive Program | HOLMDEL | 7733 | 10.66 | Residential | Behind the Meter | No | Alien Fuel, Inc. | JCP&L |  | Accepted | 2025-03-19 | 2025-04-08 | 2026-04-08 | Solar Panels | AXITEC | AC410MBT-108VB |  | 0.41 | 13 | 246 | 27 |  | Fixed | Roof
NJADRE1559329417 | Administratively Determined Incentive Program | HOLMDEL | 7733 | 10.66 | Residential | Behind the Meter | No | Alien Fuel, Inc. | JCP&L |  | Accepted | 2025-03-19 | 2025-04-08 | 2026-04-08 | Solar Panels | AXITEC | AC410MBT-108VB |  | 0.41 | 3 | 156 | 27 |  | Fixed | Roof
NJADRE1559329440 | Administratively Determined Incentive Program | SADDLE BROOK | 7663 | 8.2 | Residential | Behind the Meter | Yes | Sunrun Installation Services, Inc. | PSE&G |  | Accepted | 2025-03-19 | 2025-04-08 | 2026-04-08 | Solar Panels | Hanwha Q-Cells | Q.PEAK DUO BLK ML-G10+ 410 |  | 0.41 | 11 | 343 | 23 |  | Fixed | Roof
NJADRE1559329440 | Administratively Determined Incentive Program | SADDLE BROOK | 7663 | 8.2 | Residential | Behind the Meter | Yes | Sunrun Installation Services, Inc. | PSE&G |  | Accepted | 2025-03-19 | 2025-04-08 | 2026-04-08 | Solar Panels | Hanwha Q-Cells | Q.PEAK DUO BLK ML-G10+ 410 |  | 0.41 | 9 | 163 | 23 |  | Fixed | Roof
NJADRE1559329440 | Administratively Determined Incentive Program | SADDLE BROOK | 7663 | 8.2 | Residential | Behind the Meter | Yes | Sunrun Installation Services, Inc. | PSE&G |  | Accepted | 2025-03-19 | 2025-04-08 | 2026-04-08 | Electric Storage Battery | TESLA | POWERWALL 3 1707000-XX-Y |  |  | 1 |  |  |  | Lithium Ion |  | Outside
NJADRE1559329440 | Administratively Determined Incentive Program | SADDLE BROOK | 7663 | 8.2 | Residential | Behind the Meter | Yes | Sunrun Installation Services, Inc. | PSE&G |  | Accepted | 2025-03-19 | 2025-04-08 | 2026-04-08 | Inverters | TESLA | POWERWALL 3 1707000-XX-Y | 11500 |  | 1 |  |  | 0.97 |  | Outside
NJADRE1559329476 | Administratively Determined Incentive Program | EGG HARBOR TOWNSHIP | 8234 | 16.4 | Residential | Behind the Meter | Yes | Big Wave Roofing and Solar, LLC | AC Electric |  | Accepted | 2025-03-19 | 2025-04-09 | 2026-04-09 | Inverters | Enphase | IQ8HC-72-M-DOM-US | 380 |  | 40 |  |  | 0.98 |  | Outside
NJADRE1559329476 | Administratively Determined Incentive Program | EGG HARBOR TOWNSHIP | 8234 | 16.4 | Residential | Behind the Meter | Yes | Big Wave Roofing and Solar, LLC | AC Electric |  | Accepted | 2025-03-19 | 2025-04-09 | 2026-04-09 | Solar Panels | Mission | MSE410HT0B |  | 0.41 | 19 | 65 | 20 |  | Fixed | Roof
NJADRE1559329476 | Administratively Determined Incentive Program | EGG HARBOR TOWNSHIP | 8234 | 16.4 | Residential | Behind the Meter | Yes | Big Wave Roofing and Solar, LLC | AC Electric |  | Accepted | 2025-03-19 | 2025-04-09 | 2026-04-09 | Solar Panels | Mission | MSE410HT0B |  | 0.41 | 21 | 65 | 20 |  | Fixed | Roof
NJADRE1559329558 | Administratively Determined Incentive Program | Oaklyn | 8107 | 6.08 | Residential | Behind the Meter | Yes | Freedom Forever New Jersey, LLC | PSE&G |  | Accepted | 2025-03-19 | 2025-04-08 | 2026-04-08 | Inverters | Solar Edge | USE5700H-USMNBL75) | 5700 |  | 1 |  |  | 0.99 |  | Outdoor
NJADRE1559329558 | Administratively Determined Incentive Program | Oaklyn | 8107 | 6.08 | Residential | Behind the Meter | Yes | Freedom Forever New Jersey, LLC | PSE&G |  | Accepted | 2025-03-19 | 2025-04-08 | 2026-04-08 | Solar Panels | JA Solar | JAM54S31-405/M |  | 0.405 | 15 | 66 | 30 |  | Fixed | Roof
NJADRE1559329567 | Administratively Determined Incentive Program | Willingboro | 8046 | 15.73 | Residential | Behind the Meter | Yes | Whitman Construction, LLC | PSE&G |  | Accepted | 2025-03-19 | 2025-04-09 | 2026-04-09 | Solar Panels | Jinko Solar | JKM425N-54HL4-B |  | 0.425 | 15 | 263 | 30 |  | Fixed | Roof
NJADRE1559329567 | Administratively Determined Incentive Program | Willingboro | 8046 | 15.73 | Residential | Behind the Meter | Yes | Whitman Construction, LLC | PSE&G |  | Accepted | 2025-03-19 | 2025-04-09 | 2026-04-09 | Inverters | ENPHASE | IQ8PLUS-72-2-US | 290 |  | 37 |  |  | 0.975 |  | Outdoor
NJADRE1559329567 | Administratively Determined Incentive Program | Willingboro | 8046 | 15.73 | Residential | Behind the Meter | Yes | Whitman Construction, LLC | PSE&G |  | Accepted | 2025-03-19 | 2025-04-09 | 2026-04-09 | Solar Panels | Jinko Solar | JKM425N-54HL4-B |  | 0.425 | 16 | 83 | 30 |  | Fixed | Roof
NJADRE1559329567 | Administratively Determined Incentive Program | Willingboro | 8046 | 15.73 | Residential | Behind the Meter | Yes | Whitman Construction, LLC | PSE&G |  | Accepted | 2025-03-19 | 2025-04-09 | 2026-04-09 | Solar Panels | Jinko Solar | JKM425N-54HL4-B |  | 0.425 | 6 | 263 | 25 |  | Fixed | Roof
NJADRE1559330060 | Administratively Determined Incentive Program | BAYONNE | 7002 | 2.05 | Residential | Behind the Meter | Yes | Freedom Forever New Jersey, LLC | PSE&G |  | Accepted | 2025-03-19 | 2025-04-09 | 2026-04-09 | Inverters | Enphase | IQ8PLUS-72-M-US | 290 |  | 5 |  |  | 0.99 |  | Outside
NJADRE1559330060 | Administratively Determined Incentive Program | BAYONNE | 7002 | 2.05 | Residential | Behind the Meter | Yes | Freedom Forever New Jersey, LLC | PSE&G |  | Accepted | 2025-03-19 | 2025-04-09 | 2026-04-09 | Solar Panels | Hanwha | Q.PEAK DUO BLK ML-G10+ 410 |  | 0.41 | 2 | 272 | 45 |  | Fixed | Roof
NJADRE1559330060 | Administratively Determined Incentive Program | BAYONNE | 7002 | 2.05 | Residential | Behind the Meter | Yes | Freedom Forever New Jersey, LLC | PSE&G |  | Accepted | 2025-03-19 | 2025-04-09 | 2026-04-09 | Solar Panels | Hanwha | Q.PEAK DUO BLK ML-G10+ 410 |  | 0.41 | 3 | 272 | 19 |  | Fixed | Roof
NJADRE1559330079 | Administratively Determined Incentive Program | Cinnaminson | 8077 | 396.76 | Commercial | Behind the Meter | No | SolareAmerica | PSE&G |  | Accepted | 2025-03-19 | 2025-04-09 | 2026-04-09 | Inverters | CPS | CPS SCA-50KTL-480 | 50000 |  | 6 |  |  | 0.97 |  | Outside
NJADRE1559330079 | Administratively Determined Incentive Program | Cinnaminson | 8077 | 396.76 | Commercial | Behind the Meter | No | SolareAmerica | PSE&G |  | Accepted | 2025-03-19 | 2025-04-09 | 2026-04-09 | Solar Panels | ZNSHINE | ZnShine 545 |  | 0.545 | 728 | 196 | 9 |  | Fixed | Roof
NJADRE1559330415 | Administratively Determined Incentive Program | Woodbridge Twp | 7077 | 12.71 | Residential | Behind the Meter | Yes | Sunrun Installation Services, Inc. | PSE&G |  | Accepted | 2025-03-19 | 2025-04-09 | 2026-04-09 | Inverters | TESLA | POWERWALL 3 1707000-XX-Y | 11500 |  | 1 |  |  | 0.97 |  | Outside
NJADRE1559330415 | Administratively Determined Incentive Program | Woodbridge Twp | 7077 | 12.71 | Residential | Behind the Meter | Yes | Sunrun Installation Services, Inc. | PSE&G |  | Accepted | 2025-03-19 | 2025-04-09 | 2026-04-09 | Electric Storage Battery | TESLA | POWERWALL 3 1707000-XX-Y |  |  | 1 |  |  |  | Lithium Ion |  | Outside
NJADRE1559330415 | Administratively Determined Incentive Program | Woodbridge Twp | 7077 | 12.71 | Residential | Behind the Meter | Yes | Sunrun Installation Services, Inc. | PSE&G |  | Accepted | 2025-03-19 | 2025-04-09 | 2026-04-09 | Solar Panels | Hanwha Q-Cells | Q.PEAK DUO BLK ML-G10+ 410 |  | 0.41 | 16 | 105 | 24 |  | Fixed | Roof
NJADRE1559330415 | Administratively Determined Incentive Program | Woodbridge Twp | 7077 | 12.71 | Residential | Behind the Meter | Yes | Sunrun Installation Services, Inc. | PSE&G |  | Accepted | 2025-03-19 | 2025-04-09 | 2026-04-09 | Solar Panels | Hanwha Q-Cells | Q.PEAK DUO BLK ML-G10+ 410 |  | 0.41 | 15 | 105 | 12 |  | Fixed | Roof
NJADRE1559330448 | Administratively Determined Incentive Program | ELIZABETH | 7206 | 11.07 | Residential | Behind the Meter | Yes | Pro Custom Solar dba Momentum Solar | PSE&G |  | Accepted | 2025-03-19 | 2025-04-09 | 2026-04-09 | Solar Panels | Hanwha | Q.PEAK DUO BLK ML-G10+ 410 |  | 0.41 | 18 | 145 | 28 |  | Fixed | Roof
NJADRE1559330448 | Administratively Determined Incentive Program | ELIZABETH | 7206 | 11.07 | Residential | Behind the Meter | Yes | Pro Custom Solar dba Momentum Solar | PSE&G |  | Accepted | 2025-03-19 | 2025-04-09 | 2026-04-09 | Solar Panels | Hanwha | Q.PEAK DUO BLK ML-G10+ 410 |  | 0.41 | 5 | 325 | 25 |  | Fixed | Roof
NJADRE1559330448 | Administratively Determined Incentive Program | ELIZABETH | 7206 | 11.07 | Residential | Behind the Meter | Yes | Pro Custom Solar dba Momentum Solar | PSE&G |  | Accepted | 2025-03-19 | 2025-04-09 | 2026-04-09 | Solar Panels | Hanwha | Q.PEAK DUO BLK ML-G10+ 410 |  | 0.41 | 4 | 55 | 7 |  | Fixed | Roof
NJADRE1559330448 | Administratively Determined Incentive Program | ELIZABETH | 7206 | 11.07 | Residential | Behind the Meter | Yes | Pro Custom Solar dba Momentum Solar | PSE&G |  | Accepted | 2025-03-19 | 2025-04-09 | 2026-04-09 | Inverters | ENPHASE | IQ8HC-72-M-DOM-US | 380 |  | 27 |  |  | 0.97 |  | Outdoor
NJADRE1559330483 | Administratively Determined Incentive Program | Englewood | 7631 | 6.48 | Residential | Behind the Meter | Yes | Freedom Forever New Jersey, LLC | PSE&G |  | Accepted | 2025-03-19 | 2025-04-21 | 2026-04-21 | Solar Panels | JA Solar | JAM54S31-405/M |  | 0.405 | 4 | 115 | 22 |  | Fixed | Roof
NJADRE1559330483 | Administratively Determined Incentive Program | Englewood | 7631 | 6.48 | Residential | Behind the Meter | Yes | Freedom Forever New Jersey, LLC | PSE&G |  | Accepted | 2025-03-19 | 2025-04-21 | 2026-04-21 | Solar Panels | JA Solar | JAM54S31-405/M |  | 0.405 | 12 | 205 | 22 |  | Fixed | Roof
NJADRE1559330483 | Administratively Determined Incentive Program | Englewood | 7631 | 6.48 | Residential | Behind the Meter | Yes | Freedom Forever New Jersey, LLC | PSE&G |  | Accepted | 2025-03-19 | 2025-04-21 | 2026-04-21 | Inverters | Solar Edge | USE5700H-USMNBL75 | 5700 |  | 1 |  |  | 0.99 |  | Outside
NJADRE1559330509 | Administratively Determined Incentive Program | South Plainfield | 7080 | 5.74 | Residential | Behind the Meter | Yes | Sunrun Installation Services, Inc. | PSE&G |  | Accepted | 2025-03-19 | 2025-04-09 | 2026-04-09 | Solar Panels | HANWHA Q-CELLS | Q.PEAK DUO BLK ML-G10+ 410 |  | 0.41 | 14 | 189 | 23 |  | Fixed | Roof
NJADRE1559330509 | Administratively Determined Incentive Program | South Plainfield | 7080 | 5.74 | Residential | Behind the Meter | Yes | Sunrun Installation Services, Inc. | PSE&G |  | Accepted | 2025-03-19 | 2025-04-09 | 2026-04-09 | Electric Storage Battery | Tesla | POWERWALL 3 1707000-XX-Y |  |  | 1 |  |  |  | Lithium Ion |  | Outside
NJADRE1559330509 | Administratively Determined Incentive Program | South Plainfield | 7080 | 5.74 | Residential | Behind the Meter | Yes | Sunrun Installation Services, Inc. | PSE&G |  | Accepted | 2025-03-19 | 2025-04-09 | 2026-04-09 | Inverters | Tesla | POWERWALL 3 1707000-XX-Y | 11500 |  | 1 |  |  | 0.99 |  | Outside
NJADRE1559330613 | Administratively Determined Incentive Program | Salem | 8079 | 21.5 | Residential | Behind the Meter | Yes | Skyline Solar, LLC | AC Electric |  | Accepted | 2025-03-19 | 2025-04-09 | 2026-04-09 | Inverters | Enphase | IQ8PLUS-72-2-US | 290 |  | 50 |  |  | 0.977 |  | Outside
NJADRE1559330613 | Administratively Determined Incentive Program | Salem | 8079 | 21.5 | Residential | Behind the Meter | Yes | Skyline Solar, LLC | AC Electric |  | Accepted | 2025-03-19 | 2025-04-09 | 2026-04-09 | Solar Panels | Hanwha | Q.Tron BLK M-G2+ |  | 0.43 | 50 | 180 | 24 |  | Fixed | Ground
NJADRE1559330632 | Administratively Determined Incentive Program | Leonardo | 7737 | 6.88 | Residential | Behind the Meter | No | EMT Renewables, LLC | JCP&L |  | Accepted | 2025-03-19 | 2025-04-09 | 2026-04-09 | Inverters | ENPHASE | IQ8+ | 290 |  | 16 |  |  | 0.98 |  | Other | UNDER EACH PANEL
NJADRE1559330632 | Administratively Determined Incentive Program | Leonardo | 7737 | 6.88 | Residential | Behind the Meter | No | EMT Renewables, LLC | JCP&L |  | Accepted | 2025-03-19 | 2025-04-09 | 2026-04-09 | Solar Panels | Q CELLS | Q TRON |  | 0.43 | 15 | 270 | 1 |  | Fixed | Roof
NJADRE1559330632 | Administratively Determined Incentive Program | Leonardo | 7737 | 6.88 | Residential | Behind the Meter | No | EMT Renewables, LLC | JCP&L |  | Accepted | 2025-03-19 | 2025-04-09 | 2026-04-09 | Solar Panels | Q CELLS | Q TRON |  | 0.43 | 1 | 90 | 30 |  | Fixed | Roof
NJADRE1559330646 | Administratively Determined Incentive Program | Willingboro | 8046 | 8.93 | Residential | Behind the Meter | Yes | Integrity Solar & Home Solutions, LLC | PSE&G |  | Accepted | 2025-03-19 | 2025-04-09 | 2026-04-09 | Solar Panels | JINKO | JKM425N-54HL4-B |  | 0.425 | 9 | 295 | 25 |  | Fixed | Roof
NJADRE1559330646 | Administratively Determined Incentive Program | Willingboro | 8046 | 8.93 | Residential | Behind the Meter | Yes | Integrity Solar & Home Solutions, LLC | PSE&G |  | Accepted | 2025-03-19 | 2025-04-09 | 2026-04-09 | Solar Panels | JINKO | JKM425N-54HL4-B |  | 0.425 | 2 | 115 | 23 |  | Fixed | Roof
NJADRE1559330646 | Administratively Determined Incentive Program | Willingboro | 8046 | 8.93 | Residential | Behind the Meter | Yes | Integrity Solar & Home Solutions, LLC | PSE&G |  | Accepted | 2025-03-19 | 2025-04-09 | 2026-04-09 | Inverters | ENPHASE | IQ8+ | 290 |  | 21 |  |  | 0.98 |  | Other | UNDER EACH PANEL
NJADRE1559330646 | Administratively Determined Incentive Program | Willingboro | 8046 | 8.93 | Residential | Behind the Meter | Yes | Integrity Solar & Home Solutions, LLC | PSE&G |  | Accepted | 2025-03-19 | 2025-04-09 | 2026-04-09 | Solar Panels | JINKO | JKM425N-54HL4-B |  | 0.425 | 10 | 115 | 25 |  | Fixed | Roof
NJADRE1559330803 | Administratively Determined Incentive Program | Jersey City | 7305 | 6.4 | Residential | Behind the Meter | Yes | PosiGen Developer, LLC | PSE&G |  | Accepted | 2025-03-19 | 2025-04-09 | 2026-04-09 | Inverters | SolarEdge | SE6000H-US | 6000 |  | 1 |  |  | 0.99 |  | Outside | Within ten feet of meter
NJADRE1559330803 | Administratively Determined Incentive Program | Jersey City | 7305 | 6.4 | Residential | Behind the Meter | Yes | PosiGen Developer, LLC | PSE&G |  | Accepted | 2025-03-19 | 2025-04-09 | 2026-04-09 | Solar Panels | Silfab Solar | SIL-400HC+ |  | 0.4 | 16 | 40 | 2 |  | Fixed | Roof
NJADRE1559330890 | Administratively Determined Incentive Program | Elmwood Park | 7407 | 5.81 | Residential | Behind the Meter | No | EMT Renewables, LLC | PSE&G |  | Accepted | 2025-03-19 | 2025-04-09 | 2026-04-09 | Inverters | ENPHASE | IQ8+ | 290 |  | 14 |  |  | 0.98 |  | Other | UNDER EACH PANEL
NJADRE1559330890 | Administratively Determined Incentive Program | Elmwood Park | 7407 | 5.81 | Residential | Behind the Meter | No | EMT Renewables, LLC | PSE&G |  | Accepted | 2025-03-19 | 2025-04-09 | 2026-04-09 | Solar Panels | Q CELLS | Q PEAK DUO BLK |  | 0.415 | 6 | 345 | 22 |  | Fixed | Roof
NJADRE1559330890 | Administratively Determined Incentive Program | Elmwood Park | 7407 | 5.81 | Residential | Behind the Meter | No | EMT Renewables, LLC | PSE&G |  | Accepted | 2025-03-19 | 2025-04-09 | 2026-04-09 | Solar Panels | Q CELLS | Q PEAK DUO BLK |  | 0.415 | 6 | 165 | 22 |  | Fixed | Roof
NJADRE1559330890 | Administratively Determined Incentive Program | Elmwood Park | 7407 | 5.81 | Residential | Behind the Meter | No | EMT Renewables, LLC | PSE&G |  | Accepted | 2025-03-19 | 2025-04-09 | 2026-04-09 | Solar Panels | Q CELLS | Q PEAK DUO BLK |  | 0.415 | 2 | 165 | 9 |  | Fixed | Roof
NJADRE1559330905 | Administratively Determined Incentive Program | Tuckerton | 8087 | 5.27 | Residential | Behind the Meter | Yes | Freedom Forever New Jersey, LLC | AC Electric |  | Accepted | 2025-03-19 | 2025-04-09 | 2026-04-09 | Inverters | Solar Edge | USE3800H-USMNBL75 | 3800 |  | 1 |  |  | 0.99 |  | Outdoor
NJADRE1559330905 | Administratively Determined Incentive Program | Tuckerton | 8087 | 5.27 | Residential | Behind the Meter | Yes | Freedom Forever New Jersey, LLC | AC Electric |  | Accepted | 2025-03-19 | 2025-04-09 | 2026-04-09 | Solar Panels | JA Solar | JAM54S31-405/M |  | 0.405 | 13 | 239 | 12 |  | Fixed | Roof
NJADRE1559330913 | Administratively Determined Incentive Program | Egg Harbor Township | 8234 | 8.61 | Residential | Behind the Meter | Yes | Pro Custom Solar dba Momentum Solar | AC Electric |  | Accepted | 2025-03-19 | 2025-04-09 | 2026-04-09 | Solar Panels | Hanwha | Q.PEAK DUO BLK ML-G10+ 410 |  | 0.41 | 7 | 323 | 30 |  | Fixed | Roof
NJADRE1559330913 | Administratively Determined Incentive Program | Egg Harbor Township | 8234 | 8.61 | Residential | Behind the Meter | Yes | Pro Custom Solar dba Momentum Solar | AC Electric |  | Accepted | 2025-03-19 | 2025-04-09 | 2026-04-09 | Inverters | ENPHASE | IQ8HC-72-M-DOM-US | 380 |  | 21 |  |  | 0.97 |  | Outdoor
NJADRE1559330913 | Administratively Determined Incentive Program | Egg Harbor Township | 8234 | 8.61 | Residential | Behind the Meter | Yes | Pro Custom Solar dba Momentum Solar | AC Electric |  | Accepted | 2025-03-19 | 2025-04-09 | 2026-04-09 | Solar Panels | Hanwha | Q.PEAK DUO BLK ML-G10+ 410 |  | 0.41 | 14 | 323 | 32 |  | Fixed | Roof
NJADRE1559330924 | Administratively Determined Incentive Program | BELLEVILLE | 7109 | 11.38 | Residential | Behind the Meter | Yes | Seapoint Solar Energy, LLC | PSE&G |  | Accepted | 2025-03-19 | 2025-04-14 | 2026-04-14 | Inverters | Enphase | IQ8PLUS-72-M-US | 290 |  | 25 |  |  | 0.97 |  | Outdoor
NJADRE1559330924 | Administratively Determined Incentive Program | BELLEVILLE | 7109 | 11.38 | Residential | Behind the Meter | Yes | Seapoint Solar Energy, LLC | PSE&G |  | Accepted | 2025-03-19 | 2025-04-14 | 2026-04-14 | Solar Panels | CANADIAN SOLAR | CS6.1-54TM-455H |  | 0.455 | 25 | 118 | 40 |  | Fixed | Roof
NJADRE1559330929 | Administratively Determined Incentive Program | Forked River | 8731 | 10.63 | Residential | Behind the Meter | Yes | Whitman Construction, LLC | JCP&L |  | Accepted | 2025-03-19 | 2025-04-09 | 2026-04-09 | Inverters | ENPHASE | IQ8PLUS-72-2-US | 290 |  | 25 |  |  | 0.975 |  | Outdoor
NJADRE1559330929 | Administratively Determined Incentive Program | Forked River | 8731 | 10.63 | Residential | Behind the Meter | Yes | Whitman Construction, LLC | JCP&L |  | Accepted | 2025-03-19 | 2025-04-09 | 2026-04-09 | Solar Panels | Jinko Solar | JKM425N-54HL4-B |  | 0.425 | 19 | 212 | 25 |  | Fixed | Roof
NJADRE1559330929 | Administratively Determined Incentive Program | Forked River | 8731 | 10.63 | Residential | Behind the Meter | Yes | Whitman Construction, LLC | JCP&L |  | Accepted | 2025-03-19 | 2025-04-09 | 2026-04-09 | Solar Panels | Jinko Solar | JKM425N-54HL4-B |  | 0.425 | 6 | 212 | 24 |  | Fixed | Roof
NJADRE1559330930 | Administratively Determined Incentive Program | New Brunswick | 8901 | 5.74 | Residential | Behind the Meter | Yes | Sunrun Installation Services, Inc. | PSE&G |  | Accepted | 2025-03-19 | 2025-04-09 | 2026-04-09 | Solar Panels | Hanwha Q-Cells | Q.PEAK DUO BLK ML-G10+ 410 |  | 0.41 | 9 | 233 | 22 |  | Fixed | Roof
NJADRE1559330930 | Administratively Determined Incentive Program | New Brunswick | 8901 | 5.74 | Residential | Behind the Meter | Yes | Sunrun Installation Services, Inc. | PSE&G |  | Accepted | 2025-03-19 | 2025-04-09 | 2026-04-09 | Inverters | SOLAREDGE TECHNOLOGIES | SE7600H-USMN | 7600 |  | 1 |  |  | 0.99 |  | Outside
NJADRE1559330930 | Administratively Determined Incentive Program | New Brunswick | 8901 | 5.74 | Residential | Behind the Meter | Yes | Sunrun Installation Services, Inc. | PSE&G |  | Accepted | 2025-03-19 | 2025-04-09 | 2026-04-09 | Solar Panels | Hanwha Q-Cells | Q.PEAK DUO BLK ML-G10+ 410 |  | 0.41 | 5 | 143 | 22 |  | Fixed | Roof
NJADRE1559330934 | Administratively Determined Incentive Program | Mystic Islands | 8087 | 4 | Residential | Behind the Meter | Yes | Sunrun Installation Services, Inc. | AC Electric |  | Accepted | 2025-03-19 | 2025-04-09 | 2026-04-09 | Solar Panels | HANWHA Q-CELLS | Q.PEAK DUO BLK ML-G10+/t 400 |  | 0.4 | 10 | 159 | 27 |  | Fixed | Roof
NJADRE1559330934 | Administratively Determined Incentive Program | Mystic Islands | 8087 | 4 | Residential | Behind the Meter | Yes | Sunrun Installation Services, Inc. | AC Electric |  | Accepted | 2025-03-19 | 2025-04-09 | 2026-04-09 | Inverters | SE3800H-USMN | SOLAREDGE TECHNOLOGIES | 3800 |  | 1 |  |  | 0.99 |  | Outdoor
NJADRE1559330971 | Administratively Determined Incentive Program | Lincroft | 7738 | 6.97 | Residential | Behind the Meter | No | EMT Renewables, LLC | JCP&L |  | Accepted | 2025-03-19 | 2025-04-09 | 2026-04-09 | Solar Panels | MSE PERC | MSE-410 |  | 0.41 | 2 | 272 | 25 |  | Fixed | Roof
NJADRE1559330971 | Administratively Determined Incentive Program | Lincroft | 7738 | 6.97 | Residential | Behind the Meter | No | EMT Renewables, LLC | JCP&L |  | Accepted | 2025-03-19 | 2025-04-09 | 2026-04-09 | Solar Panels | MSE PERC | MSE-410 |  | 0.41 | 15 | 182 | 25 |  | Fixed | Roof
NJADRE1559330971 | Administratively Determined Incentive Program | Lincroft | 7738 | 6.97 | Residential | Behind the Meter | No | EMT Renewables, LLC | JCP&L |  | Accepted | 2025-03-19 | 2025-04-09 | 2026-04-09 | Inverters | ENPHASE | IQ8+ | 290 |  | 17 |  |  | 0.98 |  | Other | UNDER EACH PANEL
NJADRE1559331026 | Administratively Determined Incentive Program | GREENWICH | 8323 | 15.96 | Residential | Behind the Meter | No | Kaitanna Solar, LLC | AC Electric |  | Accepted | 2025-03-27 | 2025-05-05 | 2026-05-05 | Meters | Enphase | Envoy |  |  | 1 |  |  |  | Yes | Outdoor
NJADRE1559331026 | Administratively Determined Incentive Program | GREENWICH | 8323 | 15.96 | Residential | Behind the Meter | No | Kaitanna Solar, LLC | AC Electric |  | Accepted | 2025-03-27 | 2025-05-05 | 2026-05-05 | Electric Storage Battery | Enphase | IQBATTERY-5P-1P-NA |  |  | 3 |  |  |  | Lithium Ion |  | OUTSIDE
NJADRE1559331026 | Administratively Determined Incentive Program | GREENWICH | 8323 | 15.96 | Residential | Behind the Meter | No | Kaitanna Solar, LLC | AC Electric |  | Accepted | 2025-03-27 | 2025-05-05 | 2026-05-05 | Inverters | Enphase | IQ7PD | 190 |  | 48 |  |  | 0.974 |  | Outside | Under module
NJADRE1559331026 | Administratively Determined Incentive Program | GREENWICH | 8323 | 15.96 | Residential | Behind the Meter | No | Kaitanna Solar, LLC | AC Electric |  | Accepted | 2025-03-27 | 2025-05-05 | 2026-05-05 | Solar Panels | Silfab | SIL 410-BG |  | 0.41 | 12 | 178 | 37 |  | Fixed | Roof
NJADRE1559331026 | Administratively Determined Incentive Program | GREENWICH | 8323 | 15.96 | Residential | Behind the Meter | No | Kaitanna Solar, LLC | AC Electric |  | Accepted | 2025-03-27 | 2025-05-05 | 2026-05-05 | Inverters | Enphase | IQ7+ | 290 |  | 12 |  |  | 0.975 |  | Outside | Under module
NJADRE1559331026 | Administratively Determined Incentive Program | GREENWICH | 8323 | 15.96 | Residential | Behind the Meter | No | Kaitanna Solar, LLC | AC Electric |  | Accepted | 2025-03-27 | 2025-05-05 | 2026-05-05 | Solar Panels | Trina | TSM-230 |  | 0.23 | 48 | 180 | 25 |  | Fixed | Ground
NJADRE1559331056 | Administratively Determined Incentive Program | DELRAN | 8075 | 15.17 | Residential | Behind the Meter | Yes | Sunrun Installation Services, Inc. | PSE&G |  | Accepted | 2025-03-19 | 2025-04-09 | 2026-04-09 | Solar Panels | HANWHA Q-CELLS | Q.PEAK DUO BLK ML-G10+ 410 DCA (MD06G100A-017) |  | 0.41 | 11 | 338 | 20 |  | Fixed | Roof
NJADRE1559331056 | Administratively Determined Incentive Program | DELRAN | 8075 | 15.17 | Residential | Behind the Meter | Yes | Sunrun Installation Services, Inc. | PSE&G |  | Accepted | 2025-03-19 | 2025-04-09 | 2026-04-09 | Solar Panels | HANWHA Q-CELLS | Q.PEAK DUO BLK ML-G10+ 410 DCA (MD06G100A-017) |  | 0.41 | 12 | 158 | 19 |  | Fixed | Roof
NJADRE1559331056 | Administratively Determined Incentive Program | DELRAN | 8075 | 15.17 | Residential | Behind the Meter | Yes | Sunrun Installation Services, Inc. | PSE&G |  | Accepted | 2025-03-19 | 2025-04-09 | 2026-04-09 | Electric Storage Battery | TESLA | POWERWALL 3 1707000-XX-Y |  |  | 1 |  |  |  | Lithium Ion |  | OUTSIDE?
NJADRE1559331056 | Administratively Determined Incentive Program | DELRAN | 8075 | 15.17 | Residential | Behind the Meter | Yes | Sunrun Installation Services, Inc. | PSE&G |  | Accepted | 2025-03-19 | 2025-04-09 | 2026-04-09 | Inverters | TESLA | POWERWALL 3 1707000-XX-Y | 11500 |  | 1 |  |  | 0.97 |  | Outside
NJADRE1559331056 | Administratively Determined Incentive Program | DELRAN | 8075 | 15.17 | Residential | Behind the Meter | Yes | Sunrun Installation Services, Inc. | PSE&G |  | Accepted | 2025-03-19 | 2025-04-09 | 2026-04-09 | Solar Panels | HANWHA Q-CELLS | Q.PEAK DUO BLK ML-G10+ 410 DCA (MD06G100A-017) |  | 0.41 | 14 | 158 | 20 |  | Fixed | Roof
NJADRE1559331058 | Administratively Determined Incentive Program | Perth Amboy | 8861 | 1.64 | Residential | Behind the Meter | Yes | Pro Custom Solar dba Momentum Solar | PSE&G |  | Accepted | 2025-03-19 | 2025-04-09 | 2026-04-09 | Inverters | ENPHASE | IQ8HC-72-M-DOM-US | 380 |  | 4 |  |  | 0.97 |  | Outdoor
NJADRE1559331058 | Administratively Determined Incentive Program | Perth Amboy | 8861 | 1.64 | Residential | Behind the Meter | Yes | Pro Custom Solar dba Momentum Solar | PSE&G |  | Accepted | 2025-03-19 | 2025-04-09 | 2026-04-09 | Solar Panels | Hanwha | Q.PEAK DUO BLK ML-G10+ 410 |  | 0.41 | 4 | 294 | 7 |  | Fixed | Roof
NJADRE1559331743 | Administratively Determined Incentive Program | Plainfield | 7062 | 21.75 | Residential | Behind the Meter | Yes | Venture Home Solar, LLC | PSE&G |  | Accepted | 2025-03-19 | 2025-04-15 | 2026-04-15 | Solar Panels | Hanwha | Q.TRON BLK M-G2+ 435 |  | 0.435 | 23 | 316 | 29 |  | Fixed | Roof
NJADRE1559331743 | Administratively Determined Incentive Program | Plainfield | 7062 | 21.75 | Residential | Behind the Meter | Yes | Venture Home Solar, LLC | PSE&G |  | Accepted | 2025-03-19 | 2025-04-15 | 2026-04-15 | Solar Panels | Hanwha | Q.TRON BLK M-G2+ 435 |  | 0.435 | 22 | 136 | 29 |  | Fixed | Roof
NJADRE1559331743 | Administratively Determined Incentive Program | Plainfield | 7062 | 21.75 | Residential | Behind the Meter | Yes | Venture Home Solar, LLC | PSE&G |  | Accepted | 2025-03-19 | 2025-04-15 | 2026-04-15 | Inverters | Enphase Energy Inc. | IQ8MC-72-M-US | 330 |  | 50 |  |  | 0.9697 |  | Outside
NJADRE1559331743 | Administratively Determined Incentive Program | Plainfield | 7062 | 21.75 | Residential | Behind the Meter | Yes | Venture Home Solar, LLC | PSE&G |  | Accepted | 2025-03-19 | 2025-04-15 | 2026-04-15 | Solar Panels | Hanwha | Q.TRON BLK M-G2+ 435 |  | 0.435 | 5 | 136 | 1 |  | Fixed | Roof
NJADRE1559331770 | Administratively Determined Incentive Program | Plainfield | 7060 | 12.87 | Residential | Behind the Meter | No | Venture Home Solar, LLC | PSE&G |  | Accepted | 2025-03-19 | 2025-04-14 | 2026-04-14 | Solar Panels | Hanwha | Q.PEAK DUO BLK ML-G10+ 415W |  | 0.415 | 15 | 134 | 33 |  | Fixed | Roof
NJADRE1559331770 | Administratively Determined Incentive Program | Plainfield | 7060 | 12.87 | Residential | Behind the Meter | No | Venture Home Solar, LLC | PSE&G |  | Accepted | 2025-03-19 | 2025-04-14 | 2026-04-14 | Solar Panels | Hanwha | Q.PEAK DUO BLK ML-G10+ 415W |  | 0.415 | 2 | 135 | 27 |  | Fixed | Roof
NJADRE1559331770 | Administratively Determined Incentive Program | Plainfield | 7060 | 12.87 | Residential | Behind the Meter | No | Venture Home Solar, LLC | PSE&G |  | Accepted | 2025-03-19 | 2025-04-14 | 2026-04-14 | Solar Panels | Hanwha | Q.PEAK DUO BLK ML-G10+ 415W |  | 0.415 | 12 | 314 | 33 |  | Fixed | Roof
NJADRE1559331770 | Administratively Determined Incentive Program | Plainfield | 7060 | 12.87 | Residential | Behind the Meter | No | Venture Home Solar, LLC | PSE&G |  | Accepted | 2025-03-19 | 2025-04-14 | 2026-04-14 | Inverters | Tesla Solar | 1538000-xx-y | 330 |  | 2 |  |  | 0.9697 |  | Outside
NJADRE1559331770 | Administratively Determined Incentive Program | Plainfield | 7060 | 12.87 | Residential | Behind the Meter | No | Venture Home Solar, LLC | PSE&G |  | Accepted | 2025-03-19 | 2025-04-14 | 2026-04-14 | Solar Panels | Hanwha | Q.PEAK DUO BLK ML-G10+ 415W |  | 0.415 | 2 | 315 | 27 |  | Fixed | Roof
NJADRE1559332585 | Administratively Determined Incentive Program | Moorestown | 8057 | 8.5 | Residential | Behind the Meter | Yes | Whitman Construction, LLC | PSE&G |  | Accepted | 2025-03-20 | 2025-04-09 | 2026-04-09 | Solar Panels | Jinko Solar | JKM425N-54HL4-B |  | 0.425 | 20 | 82 | 29 |  | Fixed | Roof
NJADRE1559332585 | Administratively Determined Incentive Program | Moorestown | 8057 | 8.5 | Residential | Behind the Meter | Yes | Whitman Construction, LLC | PSE&G |  | Accepted | 2025-03-20 | 2025-04-09 | 2026-04-09 | Inverters | ENPHASE | IQ8PLUS-72-2-US | 290 |  | 20 |  |  | 0.975 |  | Outdoor
NJADRE1559332608 | Administratively Determined Incentive Program | Pennsville | 8070 | 14.62 | Residential | Behind the Meter | No | EMT Renewables, LLC | AC Electric |  | Accepted | 2025-03-20 | 2025-04-10 | 2026-04-10 | Solar Panels | Q CELLS | Q TRON |  | 0.43 | 5 | 211 | 18 |  | Fixed | Roof
NJADRE1559332608 | Administratively Determined Incentive Program | Pennsville | 8070 | 14.62 | Residential | Behind the Meter | No | EMT Renewables, LLC | AC Electric |  | Accepted | 2025-03-20 | 2025-04-10 | 2026-04-10 | Solar Panels | Q CELLS | Q TRON |  | 0.43 | 8 | 31 | 25 |  | Fixed | Roof
NJADRE1559332608 | Administratively Determined Incentive Program | Pennsville | 8070 | 14.62 | Residential | Behind the Meter | No | EMT Renewables, LLC | AC Electric |  | Accepted | 2025-03-20 | 2025-04-10 | 2026-04-10 | Solar Panels | Q CELLS | Q TRON |  | 0.43 | 17 | 211 | 25 |  | Fixed | Roof
NJADRE1559332608 | Administratively Determined Incentive Program | Pennsville | 8070 | 14.62 | Residential | Behind the Meter | No | EMT Renewables, LLC | AC Electric |  | Accepted | 2025-03-20 | 2025-04-10 | 2026-04-10 | Solar Panels | Q CELLS | Q TRON |  | 0.43 | 4 | 31 | 16 |  | Fixed | Roof
NJADRE1559332608 | Administratively Determined Incentive Program | Pennsville | 8070 | 14.62 | Residential | Behind the Meter | No | EMT Renewables, LLC | AC Electric |  | Accepted | 2025-03-20 | 2025-04-10 | 2026-04-10 | Inverters | QCELL | Q.MI.349B-G1 | 349 |  | 34 |  |  | 0.98 |  | Other | UNDER EACH PANEL
NJADRE1559332612 | Administratively Determined Incentive Program | Galloway | 8205 | 7.47 | Residential | Behind the Meter | No | EMT Renewables, LLC | AC Electric |  | Accepted | 2025-03-20 | 2025-04-09 | 2026-04-09 | Inverters | ENPHASE | IQ8+ | 290 |  | 18 |  |  | 0.98 |  | Other | UNDER EACH PANEL
NJADRE1559332612 | Administratively Determined Incentive Program | Galloway | 8205 | 7.47 | Residential | Behind the Meter | No | EMT Renewables, LLC | AC Electric |  | Accepted | 2025-03-20 | 2025-04-09 | 2026-04-09 | Solar Panels | Q CELLS | Q PEAK DUO BLK |  | 0.415 | 2 | 42 | 16 |  | Fixed | Roof
NJADRE1559332612 | Administratively Determined Incentive Program | Galloway | 8205 | 7.47 | Residential | Behind the Meter | No | EMT Renewables, LLC | AC Electric |  | Accepted | 2025-03-20 | 2025-04-09 | 2026-04-09 | Solar Panels | Q CELLS | Q PEAK DUO BLK |  | 0.415 | 8 | 42 | 22 |  | Fixed | Roof
NJADRE1559332612 | Administratively Determined Incentive Program | Galloway | 8205 | 7.47 | Residential | Behind the Meter | No | EMT Renewables, LLC | AC Electric |  | Accepted | 2025-03-20 | 2025-04-09 | 2026-04-09 | Solar Panels | Q CELLS | Q PEAK DUO BLK |  | 0.415 | 8 | 42 | 22 |  | Fixed | Roof
NJADRE1559332621 | Administratively Determined Incentive Program | Phillipsburg | 8865 | 13.33 | Residential | Behind the Meter | Yes | EMT Renewables, LLC | JCP&L |  | Accepted | 2025-03-20 | 2025-04-10 | 2026-04-10 | Inverters | ENPHASE | IQ8+ | 290 |  | 31 |  |  | 0.98 |  | Other | UNDER EACH PANEL
NJADRE1559332621 | Administratively Determined Incentive Program | Phillipsburg | 8865 | 13.33 | Residential | Behind the Meter | Yes | EMT Renewables, LLC | JCP&L |  | Accepted | 2025-03-20 | 2025-04-10 | 2026-04-10 | Solar Panels | SEG SOLAR | SEG 430 |  | 0.43 | 31 | 36 | 2 |  | Fixed | Roof
NJADRE1559332640 | Administratively Determined Incentive Program | Clifton | 7013 | 8.2 | Residential | Behind the Meter | Yes | EMT Renewables, LLC | PSE&G |  | Accepted | 2025-03-20 | 2025-04-09 | 2026-04-09 | Inverters | ENPHASE | IQ8+ | 290 |  | 20 |  |  | 0.98 |  | Other | UNDER EACH PANEL
NJADRE1559332640 | Administratively Determined Incentive Program | Clifton | 7013 | 8.2 | Residential | Behind the Meter | Yes | EMT Renewables, LLC | PSE&G |  | Accepted | 2025-03-20 | 2025-04-09 | 2026-04-09 | Solar Panels | MSE PERC | MSE-410 |  | 0.41 | 7 | 43 | 18 |  | Fixed | Roof
NJADRE1559332640 | Administratively Determined Incentive Program | Clifton | 7013 | 8.2 | Residential | Behind the Meter | Yes | EMT Renewables, LLC | PSE&G |  | Accepted | 2025-03-20 | 2025-04-09 | 2026-04-09 | Solar Panels | MSE PERC | MSE-410 |  | 0.41 | 13 | 223 | 39 |  | Fixed | Roof
NJADRE1559332664 | Administratively Determined Incentive Program | LINDENWOLD | 8021 | 5.33 | Residential | Behind the Meter | Yes | EMT Renewables, LLC | AC Electric |  | Accepted | 2025-03-20 | 2025-04-23 | 2026-04-23 | Solar Panels | MSE PERC | MSE-410 |  | 0.41 | 2 | 203 | 22 |  | Fixed | Roof
NJADRE1559332664 | Administratively Determined Incentive Program | LINDENWOLD | 8021 | 5.33 | Residential | Behind the Meter | Yes | EMT Renewables, LLC | AC Electric |  | Accepted | 2025-03-20 | 2025-04-23 | 2026-04-23 | Inverters | ENPHASE | IQ8+ | 290 |  | 13 |  |  | 0.98 |  | Other | UNDER EACH PANEL
NJADRE1559332664 | Administratively Determined Incentive Program | LINDENWOLD | 8021 | 5.33 | Residential | Behind the Meter | Yes | EMT Renewables, LLC | AC Electric |  | Accepted | 2025-03-20 | 2025-04-23 | 2026-04-23 | Solar Panels | MSE PERC | MSE-410 |  | 0.41 | 11 | 113 | 22 |  | Fixed | Roof
NJADRE1559332679 | Administratively Determined Incentive Program | Villas | 8251 | 3.44 | Residential | Behind the Meter | Yes | EMT Renewables, LLC | AC Electric |  | Accepted | 2025-03-20 | 2025-04-09 | 2026-04-09 | Solar Panels | SEG SOLAR | SEG 430 |  | 0.43 | 6 | 213 | 25 |  | Fixed | Roof
NJADRE1559332679 | Administratively Determined Incentive Program | Villas | 8251 | 3.44 | Residential | Behind the Meter | Yes | EMT Renewables, LLC | AC Electric |  | Accepted | 2025-03-20 | 2025-04-09 | 2026-04-09 | Inverters | ENPHASE | IQ8+ | 290 |  | 8 |  |  | 0.98 |  | Other | UNDER EACH PANEL
NJADRE1559332679 | Administratively Determined Incentive Program | Villas | 8251 | 3.44 | Residential | Behind the Meter | Yes | EMT Renewables, LLC | AC Electric |  | Accepted | 2025-03-20 | 2025-04-09 | 2026-04-09 | Solar Panels | SEG SOLAR | SEG 430 |  | 0.43 | 2 | 33 | 15 |  | Fixed | Roof
NJADRE1559332689 | Administratively Determined Incentive Program | Linden | 7036 | 3.28 | Residential | Behind the Meter | Yes | Sunrun Installation Services, Inc. | PSE&G |  | Accepted | 2025-03-20 | 2025-04-09 | 2026-04-09 | Solar Panels | HANWHA Q-CELLS | Q.PEAK DUO BLK ML-G10+ 410 DCA (MD06G100A-017) |  | 0.41 | 3 | 292 | 22 |  | Fixed | Roof
NJADRE1559332689 | Administratively Determined Incentive Program | Linden | 7036 | 3.28 | Residential | Behind the Meter | Yes | Sunrun Installation Services, Inc. | PSE&G |  | Accepted | 2025-03-20 | 2025-04-09 | 2026-04-09 | Electric Storage Battery | Tesla | POWERWALL 3 1707000-XX-Y |  |  | 1 |  |  |  | Lithium Ion |  | OUTSIDE
NJADRE1559332689 | Administratively Determined Incentive Program | Linden | 7036 | 3.28 | Residential | Behind the Meter | Yes | Sunrun Installation Services, Inc. | PSE&G |  | Accepted | 2025-03-20 | 2025-04-09 | 2026-04-09 | Inverters | Tesla | POWERWALL 3 1707000-XX-Y | 11500 |  | 1 |  |  | 0.97 |  | Outdoor
NJADRE1559332689 | Administratively Determined Incentive Program | Linden | 7036 | 3.28 | Residential | Behind the Meter | Yes | Sunrun Installation Services, Inc. | PSE&G |  | Accepted | 2025-03-20 | 2025-04-09 | 2026-04-09 | Solar Panels | HANWHA Q-CELLS | Q.PEAK DUO BLK ML-G10+ 410 DCA (MD06G100A-017) |  | 0.41 | 5 | 112 | 22 |  | Fixed | Roof
NJADRE1559332702 | Administratively Determined Incentive Program | Blackwood | 8012 | 7.7 | Residential | Behind the Meter | Yes | Define Solar, LLC | AC Electric |  | Accepted | 2025-03-20 | 2025-04-09 | 2026-04-09 | Inverters | Enphase | IQ8PLUS-72-2-US | 290 |  | 4 |  |  | 0.976 |  | Outside | Under each pv panel
NJADRE1559332702 | Administratively Determined Incentive Program | Blackwood | 8012 | 7.7 | Residential | Behind the Meter | Yes | Define Solar, LLC | AC Electric |  | Accepted | 2025-03-20 | 2025-04-09 | 2026-04-09 | Inverters | Enphase | IQ8PLUS-72-2-US | 290 |  | 6 |  |  | 0.976 |  | Outside | Under each pv panel
NJADRE1559332702 | Administratively Determined Incentive Program | Blackwood | 8012 | 7.7 | Residential | Behind the Meter | Yes | Define Solar, LLC | AC Electric |  | Accepted | 2025-03-20 | 2025-04-09 | 2026-04-09 | Solar Panels | Znshine | ZXM7-SH108 405 |  | 0.405 | 4 | 248 | 20 |  | Fixed | Roof
NJADRE1559332702 | Administratively Determined Incentive Program | Blackwood | 8012 | 7.7 | Residential | Behind the Meter | Yes | Define Solar, LLC | AC Electric |  | Accepted | 2025-03-20 | 2025-04-09 | 2026-04-09 | Solar Panels | Znshine | ZXM7-SH108 405 |  | 0.405 | 9 | 158 | 20 |  | Fixed | Roof
NJADRE1559332702 | Administratively Determined Incentive Program | Blackwood | 8012 | 7.7 | Residential | Behind the Meter | Yes | Define Solar, LLC | AC Electric |  | Accepted | 2025-03-20 | 2025-04-09 | 2026-04-09 | Solar Panels | Znshine | ZXM7-SH108 405 |  | 0.405 | 6 | 338 | 20 |  | Fixed | Roof
NJADRE1559332702 | Administratively Determined Incentive Program | Blackwood | 8012 | 7.7 | Residential | Behind the Meter | Yes | Define Solar, LLC | AC Electric |  | Accepted | 2025-03-20 | 2025-04-09 | 2026-04-09 | Inverters | Enphase | IQ8PLUS-72-2-US | 290 |  | 9 |  |  | 0.976 |  | Outside | Under each pv panel
NJADRE1559332720 | Administratively Determined Incentive Program | Pennsauken | 8110 | 6.56 | Residential | Behind the Meter | Yes | Pro Custom Solar dba Momentum Solar | PSE&G |  | Accepted | 2025-03-20 | 2025-04-11 | 2026-04-11 | Solar Panels | Hanwha | Q.PEAK DUO BLK ML-G10+ 410 |  | 0.41 | 8 | 229 | 20 |  | Fixed | Roof
NJADRE1559332720 | Administratively Determined Incentive Program | Pennsauken | 8110 | 6.56 | Residential | Behind the Meter | Yes | Pro Custom Solar dba Momentum Solar | PSE&G |  | Accepted | 2025-03-20 | 2025-04-11 | 2026-04-11 | Solar Panels | Hanwha | Q.PEAK DUO BLK ML-G10+ 410 |  | 0.41 | 8 | 49 | 19 |  | Fixed | Roof
NJADRE1559332720 | Administratively Determined Incentive Program | Pennsauken | 8110 | 6.56 | Residential | Behind the Meter | Yes | Pro Custom Solar dba Momentum Solar | PSE&G |  | Accepted | 2025-03-20 | 2025-04-11 | 2026-04-11 | Inverters | ENPHASE | IQ8HC-72-M-DOM-US | 380 |  | 16 |  |  | 0.97 |  | Outdoor
NJADRE1559332774 | Administratively Determined Incentive Program | Monmouth Junction | 8852 | 17 | Residential | Behind the Meter | No | US Clean Energy Construction, Inc. | PSE&G |  | Accepted | 2025-03-20 | 2025-04-09 | 2026-04-09 | Meters | VISION METERING | Cat VM-2E2A1P |  |  | 1 |  |  |  | Yes | Outdoor
NJADRE1559332774 | Administratively Determined Incentive Program | Monmouth Junction | 8852 | 17 | Residential | Behind the Meter | No | US Clean Energy Construction, Inc. | PSE&G |  | Accepted | 2025-03-20 | 2025-04-09 | 2026-04-09 | Solar Panels | Trina Solar | Trina 425W |  | 0.425 | 19 | 212 | 30 |  | Fixed | Roof
NJADRE1559332774 | Administratively Determined Incentive Program | Monmouth Junction | 8852 | 17 | Residential | Behind the Meter | No | US Clean Energy Construction, Inc. | PSE&G |  | Accepted | 2025-03-20 | 2025-04-09 | 2026-04-09 | Inverters | SMA AMERICA | SMA SB-3.8-US | 3800 |  | 1 |  |  | 0.98 |  | Outdoor
NJADRE1559332774 | Administratively Determined Incentive Program | Monmouth Junction | 8852 | 17 | Residential | Behind the Meter | No | US Clean Energy Construction, Inc. | PSE&G |  | Accepted | 2025-03-20 | 2025-04-09 | 2026-04-09 | Inverters | SMA AMERICA | SMA SB-7.7-US | 7700 |  | 1 |  |  | 0.98 |  | Outdoor
NJADRE1559332774 | Administratively Determined Incentive Program | Monmouth Junction | 8852 | 17 | Residential | Behind the Meter | No | US Clean Energy Construction, Inc. | PSE&G |  | Accepted | 2025-03-20 | 2025-04-09 | 2026-04-09 | Solar Panels | Trina Solar | Trina 425W |  | 0.425 | 21 | 32 | 30 |  | Fixed | Roof
NJADRE1559332775 | Administratively Determined Incentive Program | Piscataway | 8854 | 4.1 | Residential | Behind the Meter | Yes | Sunrun Installation Services, Inc. | PSE&G |  | Accepted | 2025-03-20 | 2025-04-09 | 2026-04-09 | Solar Panels | HANWHA Q-CELLS | Q.PEAK DUO BLK ML-G10+ 410 |  | 0.41 | 6 | 343 | 24 |  | Fixed | Roof | Garage
NJADRE1559332775 | Administratively Determined Incentive Program | Piscataway | 8854 | 4.1 | Residential | Behind the Meter | Yes | Sunrun Installation Services, Inc. | PSE&G |  | Accepted | 2025-03-20 | 2025-04-09 | 2026-04-09 | Solar Panels | HANWHA Q-CELLS | Q.PEAK DUO BLK ML-G10+ 410 |  | 0.41 | 4 | 163 | 21 |  | Fixed | Roof | Garage
NJADRE1559332775 | Administratively Determined Incentive Program | Piscataway | 8854 | 4.1 | Residential | Behind the Meter | Yes | Sunrun Installation Services, Inc. | PSE&G |  | Accepted | 2025-03-20 | 2025-04-09 | 2026-04-09 | Inverters | SOLAREDGE TECHNOLOGIES | SE3800H-USMN | 3800 |  | 1 |  |  | 0.99 |  | Outdoor
NJADRE1559332785 | Administratively Determined Incentive Program | Sicklerville | 8081 | 10.66 | Residential | Behind the Meter | Yes | EMT Renewables, LLC | AC Electric |  | Accepted | 2025-03-20 | 2025-04-09 | 2026-04-09 | Solar Panels | MSE PERC | MSE-410 |  | 0.41 | 9 | 141 | 23 |  | Fixed | Roof
NJADRE1559332785 | Administratively Determined Incentive Program | Sicklerville | 8081 | 10.66 | Residential | Behind the Meter | Yes | EMT Renewables, LLC | AC Electric |  | Accepted | 2025-03-20 | 2025-04-09 | 2026-04-09 | Solar Panels | MSE PERC | MSE-410 |  | 0.41 | 17 | 141 | 23 |  | Fixed | Roof
NJADRE1559332785 | Administratively Determined Incentive Program | Sicklerville | 8081 | 10.66 | Residential | Behind the Meter | Yes | EMT Renewables, LLC | AC Electric |  | Accepted | 2025-03-20 | 2025-04-09 | 2026-04-09 | Inverters | ENPHASE | IQ8+ | 290 |  | 26 |  |  | 0.98 |  | Other | UNDER EACH PANEL
NJADRE1559332807 | Administratively Determined Incentive Program | Turnersville | 8012 | 14.35 | Residential | Behind the Meter | Yes | EMT Renewables, LLC | AC Electric |  | Accepted | 2025-03-20 | 2025-04-18 | 2026-04-18 | Inverters | ENPHASE | IQ8+ | 290 |  | 35 |  |  | 0.98 |  | Other | UNDER EACH PANEL
NJADRE1559332807 | Administratively Determined Incentive Program | Turnersville | 8012 | 14.35 | Residential | Behind the Meter | Yes | EMT Renewables, LLC | AC Electric |  | Accepted | 2025-03-20 | 2025-04-18 | 2026-04-18 | Solar Panels | MSE PERC | MSE-410 |  | 0.41 | 35 | 27 | 1 |  | Fixed | Roof
NJADRE1559332831 | Administratively Determined Incentive Program | Carneys Point | 8069 | 6.45 | Residential | Behind the Meter | Yes | EMT Renewables, LLC | AC Electric |  | Accepted | 2025-03-20 | 2025-04-09 | 2026-04-09 | Inverters | ENPHASE | IQ8+ | 290 |  | 15 |  |  | 0.98 |  | Other | UNDER EACH PANEL
NJADRE1559332831 | Administratively Determined Incentive Program | Carneys Point | 8069 | 6.45 | Residential | Behind the Meter | Yes | EMT Renewables, LLC | AC Electric |  | Accepted | 2025-03-20 | 2025-04-09 | 2026-04-09 | Solar Panels | SEG SOLAR | SEG 430 |  | 0.43 | 15 | 130 | 30 |  | Fixed | Roof
NJADRE1559333273 | Administratively Determined Incentive Program | WEST WINDSOR | 8550 | 15.17 | Residential | Behind the Meter | Yes | Sunrun Installation Services, Inc. | PSE&G |  | Accepted | 2025-03-20 | 2025-04-09 | 2026-04-09 | Inverters | Tesla | POWERWALL 3 1707000-XX-Y | 11500 |  | 1 |  |  | 0.97 |  | Outdoor
NJADRE1559333273 | Administratively Determined Incentive Program | WEST WINDSOR | 8550 | 15.17 | Residential | Behind the Meter | Yes | Sunrun Installation Services, Inc. | PSE&G |  | Accepted | 2025-03-20 | 2025-04-09 | 2026-04-09 | Solar Panels | HANWHA Q-CELLS | Q.PEAK DUO BLK ML-G10+ 410 |  | 0.41 | 5 | 282 | 45 |  | Fixed | Roof
NJADRE1559333273 | Administratively Determined Incentive Program | WEST WINDSOR | 8550 | 15.17 | Residential | Behind the Meter | Yes | Sunrun Installation Services, Inc. | PSE&G |  | Accepted | 2025-03-20 | 2025-04-09 | 2026-04-09 | Solar Panels | HANWHA Q-CELLS | Q.PEAK DUO BLK ML-G10+ 410 |  | 0.41 | 2 | 103 | 45 |  | Fixed | Roof
NJADRE1559333273 | Administratively Determined Incentive Program | WEST WINDSOR | 8550 | 15.17 | Residential | Behind the Meter | Yes | Sunrun Installation Services, Inc. | PSE&G |  | Accepted | 2025-03-20 | 2025-04-09 | 2026-04-09 | Solar Panels | HANWHA Q-CELLS | Q.PEAK DUO BLK ML-G10+ 410 |  | 0.41 | 4 | 102 | 33 |  | Fixed | Roof
NJADRE1559333273 | Administratively Determined Incentive Program | WEST WINDSOR | 8550 | 15.17 | Residential | Behind the Meter | Yes | Sunrun Installation Services, Inc. | PSE&G |  | Accepted | 2025-03-20 | 2025-04-09 | 2026-04-09 | Electric Storage Battery | Tesla | POWERWALL 3 1707000-XX-Y |  |  | 1 |  |  |  | Lithium Ion |  | OUTSIDE
NJADRE1559333273 | Administratively Determined Incentive Program | WEST WINDSOR | 8550 | 15.17 | Residential | Behind the Meter | Yes | Sunrun Installation Services, Inc. | PSE&G |  | Accepted | 2025-03-20 | 2025-04-09 | 2026-04-09 | Solar Panels | HANWHA Q-CELLS | Q.PEAK DUO BLK ML-G10+ 410 |  | 0.41 | 8 | 192 | 34 |  | Fixed | Roof
NJADRE1559333273 | Administratively Determined Incentive Program | WEST WINDSOR | 8550 | 15.17 | Residential | Behind the Meter | Yes | Sunrun Installation Services, Inc. | PSE&G |  | Accepted | 2025-03-20 | 2025-04-09 | 2026-04-09 | Electric Storage Battery | Tesla | POWERWALL 3 EXPANSION PACK 1807000-XX-Y |  |  | 1 |  |  |  | Lithium Ion |  | OUTSIDE
NJADRE1559333273 | Administratively Determined Incentive Program | WEST WINDSOR | 8550 | 15.17 | Residential | Behind the Meter | Yes | Sunrun Installation Services, Inc. | PSE&G |  | Accepted | 2025-03-20 | 2025-04-09 | 2026-04-09 | Solar Panels | HANWHA Q-CELLS | Q.PEAK DUO BLK ML-G10+ 410 |  | 0.41 | 18 | 11 | 33 |  | Fixed | Roof
NJADRE1559334190 | Administratively Determined Incentive Program | Somers Point | 8244 | 14.58 | Residential | Behind the Meter | No | Freedom Forever New Jersey, LLC | AC Electric |  | Accepted | 2025-03-20 | 2025-04-09 | 2026-04-09 | Solar Panels | JA Solar | JAM54S31-405/M |  | 0.405 | 16 | 134 | 22 |  | Fixed | Roof
NJADRE1559334190 | Administratively Determined Incentive Program | Somers Point | 8244 | 14.58 | Residential | Behind the Meter | No | Freedom Forever New Jersey, LLC | AC Electric |  | Accepted | 2025-03-20 | 2025-04-09 | 2026-04-09 | Solar Panels | JA Solar | JAM54S31-405/M |  | 0.405 | 20 | 314 | 22 |  | Fixed | Roof
NJADRE1559334190 | Administratively Determined Incentive Program | Somers Point | 8244 | 14.58 | Residential | Behind the Meter | No | Freedom Forever New Jersey, LLC | AC Electric |  | Accepted | 2025-03-20 | 2025-04-09 | 2026-04-09 | Inverters | Solar Edge | SE10000H-USRGM) | 10000 |  | 1 |  |  | 0.99 |  | Outside
NJADRE1559334244 | Administratively Determined Incentive Program | Hammonton | 8037 | 8.2 | Residential | Behind the Meter | Yes | EMT Renewables, LLC | AC Electric |  | Accepted | 2025-03-20 | 2025-04-10 | 2026-04-10 | Solar Panels | MSE PERC | MSE-410 |  | 0.41 | 20 | 138 | 23 |  | Fixed | Roof
NJADRE1559334244 | Administratively Determined Incentive Program | Hammonton | 8037 | 8.2 | Residential | Behind the Meter | Yes | EMT Renewables, LLC | AC Electric |  | Accepted | 2025-03-20 | 2025-04-10 | 2026-04-10 | Inverters | ENPHASE | IQ8+ | 290 |  | 20 |  |  | 0.98 |  | Other | UNDER EACH PANEL
NJADRE1559334257 | Administratively Determined Incentive Program | Sicklerville | 8081 | 4.92 | Residential | Behind the Meter | Yes | Sunrun Installation Services, Inc. | AC Electric |  | Accepted | 2025-03-20 | 2025-04-09 | 2026-04-09 | Solar Panels | Hanwha Q-Cells | Q.PEAK DUO BLK ML-G10+ 410 |  | 0.41 | 12 | 38 | 19 |  | Fixed | Roof
NJADRE1559334257 | Administratively Determined Incentive Program | Sicklerville | 8081 | 4.92 | Residential | Behind the Meter | Yes | Sunrun Installation Services, Inc. | AC Electric |  | Accepted | 2025-03-20 | 2025-04-09 | 2026-04-09 | Inverters | SOLAREDGE TECHNOLOGIES | SE3800H-USMN | 3800 |  | 1 |  |  | 0.99 |  | Outside
NJADRE1559334302 | Administratively Determined Incentive Program | SICKLERVILLE | 8081 | 9.43 | Residential | Behind the Meter | Yes | EMT Renewables, LLC | AC Electric |  | Accepted | 2025-03-20 | 2025-04-09 | 2026-04-09 | Inverters | ENPHASE | IQ8+ | 290 |  | 23 |  |  | 0.98 |  | Other | UNDER EACH PANEL
NJADRE1559334302 | Administratively Determined Incentive Program | SICKLERVILLE | 8081 | 9.43 | Residential | Behind the Meter | Yes | EMT Renewables, LLC | AC Electric |  | Accepted | 2025-03-20 | 2025-04-09 | 2026-04-09 | Solar Panels | MSE PERC | MSE-410 |  | 0.41 | 5 | 301 | 28 |  | Fixed | Roof
NJADRE1559334302 | Administratively Determined Incentive Program | SICKLERVILLE | 8081 | 9.43 | Residential | Behind the Meter | Yes | EMT Renewables, LLC | AC Electric |  | Accepted | 2025-03-20 | 2025-04-09 | 2026-04-09 | Solar Panels | MSE PERC | MSE-410 |  | 0.41 | 5 | 121 | 27 |  | Fixed | Roof
NJADRE1559334302 | Administratively Determined Incentive Program | SICKLERVILLE | 8081 | 9.43 | Residential | Behind the Meter | Yes | EMT Renewables, LLC | AC Electric |  | Accepted | 2025-03-20 | 2025-04-09 | 2026-04-09 | Solar Panels | MSE PERC | MSE-410 |  | 0.41 | 3 | 121 | 28 |  | Fixed | Roof
NJADRE1559334302 | Administratively Determined Incentive Program | SICKLERVILLE | 8081 | 9.43 | Residential | Behind the Meter | Yes | EMT Renewables, LLC | AC Electric |  | Accepted | 2025-03-20 | 2025-04-09 | 2026-04-09 | Solar Panels | MSE PERC | MSE-410 |  | 0.41 | 10 | 301 | 27 |  | Fixed | Roof
NJADRE1559334343 | Administratively Determined Incentive Program | VENTNOR CITY | 8406 | 9.72 | Residential | Behind the Meter | No | Freedom Forever New Jersey, LLC | AC Electric |  | Accepted | 2025-03-20 | 2025-04-09 | 2026-04-09 | Solar Panels | JA Solar | JAM54S31-405/MR |  | 0.405 | 7 | 239 | 35 |  | Fixed | Roof
NJADRE1559334343 | Administratively Determined Incentive Program | VENTNOR CITY | 8406 | 9.72 | Residential | Behind the Meter | No | Freedom Forever New Jersey, LLC | AC Electric |  | Accepted | 2025-03-20 | 2025-04-09 | 2026-04-09 | Solar Panels | JA Solar | JAM54S31-405/MR |  | 0.405 | 2 | 239 | 35 |  | Fixed | Roof
NJADRE1559334343 | Administratively Determined Incentive Program | VENTNOR CITY | 8406 | 9.72 | Residential | Behind the Meter | No | Freedom Forever New Jersey, LLC | AC Electric |  | Accepted | 2025-03-20 | 2025-04-09 | 2026-04-09 | Inverters | Solar Edge | SE7600H-USRGM) | 7600 |  | 1 |  |  | 0.99 |  | Outside
NJADRE1559334343 | Administratively Determined Incentive Program | VENTNOR CITY | 8406 | 9.72 | Residential | Behind the Meter | No | Freedom Forever New Jersey, LLC | AC Electric |  | Accepted | 2025-03-20 | 2025-04-09 | 2026-04-09 | Solar Panels | JA Solar | JAM54S31-405/MR |  | 0.405 | 15 | 59 | 35 |  | Fixed | Roof
NJADRE1559334443 | Administratively Determined Incentive Program | Cape May | 8204 | 15.05 | Residential | Behind the Meter | Yes | EMT Renewables, LLC | AC Electric |  | Accepted | 2025-03-20 | 2025-04-09 | 2026-04-09 | Solar Panels | SEG SOLAR | SEG 430 |  | 0.43 | 6 | 205 | 10 |  | Fixed | Roof
NJADRE1559334443 | Administratively Determined Incentive Program | Cape May | 8204 | 15.05 | Residential | Behind the Meter | Yes | EMT Renewables, LLC | AC Electric |  | Accepted | 2025-03-20 | 2025-04-09 | 2026-04-09 | Inverters | ENPHASE | IQ8+ | 290 |  | 35 |  |  | 0.98 |  | Other | UNDER EACH PANEL
NJADRE1559334443 | Administratively Determined Incentive Program | Cape May | 8204 | 15.05 | Residential | Behind the Meter | Yes | EMT Renewables, LLC | AC Electric |  | Accepted | 2025-03-20 | 2025-04-09 | 2026-04-09 | Solar Panels | SEG SOLAR | SEG 430 |  | 0.43 | 9 | 25 | 19 |  | Fixed | Roof
NJADRE1559334443 | Administratively Determined Incentive Program | Cape May | 8204 | 15.05 | Residential | Behind the Meter | Yes | EMT Renewables, LLC | AC Electric |  | Accepted | 2025-03-20 | 2025-04-09 | 2026-04-09 | Solar Panels | SEG SOLAR | SEG 430 |  | 0.43 | 6 | 205 | 19 |  | Fixed | Roof
NJADRE1559334443 | Administratively Determined Incentive Program | Cape May | 8204 | 15.05 | Residential | Behind the Meter | Yes | EMT Renewables, LLC | AC Electric |  | Accepted | 2025-03-20 | 2025-04-09 | 2026-04-09 | Solar Panels | SEG SOLAR | SEG 430 |  | 0.43 | 6 | 25 | 19 |  | Fixed | Roof
NJADRE1559334443 | Administratively Determined Incentive Program | Cape May | 8204 | 15.05 | Residential | Behind the Meter | Yes | EMT Renewables, LLC | AC Electric |  | Accepted | 2025-03-20 | 2025-04-09 | 2026-04-09 | Solar Panels | SEG SOLAR | SEG 430 |  | 0.43 | 8 | 205 | 19 |  | Fixed | Roof
NJADRE1559334454 | Administratively Determined Incentive Program | Dumont | 7628 | 6.02 | Residential | Behind the Meter | Yes | PosiGen Developer, LLC | PSE&G |  | Accepted | 2025-03-20 | 2025-04-09 | 2026-04-09 | Solar Panels | SILFAB | SIL430QD |  | 0.43 | 3 | 177 | 14 |  | Fixed | Roof
NJADRE1559334454 | Administratively Determined Incentive Program | Dumont | 7628 | 6.02 | Residential | Behind the Meter | Yes | PosiGen Developer, LLC | PSE&G |  | Accepted | 2025-03-20 | 2025-04-09 | 2026-04-09 | Inverters | SOLAREDGE | SE5700H-US | 5760 |  | 1 |  |  | 0.99 |  | Outside | WITHIN TEN FEET OF METER
NJADRE1559334454 | Administratively Determined Incentive Program | Dumont | 7628 | 6.02 | Residential | Behind the Meter | Yes | PosiGen Developer, LLC | PSE&G |  | Accepted | 2025-03-20 | 2025-04-09 | 2026-04-09 | Solar Panels | SILFAB | SIL430QD |  | 0.43 | 11 | 177 | 20 |  | Fixed | Roof
NJADRE1559334457 | Administratively Determined Incentive Program | Ocean | 8226 | 6.15 | Residential | Behind the Meter | Yes | EMT Renewables, LLC | AC Electric |  | Accepted | 2025-03-20 | 2025-04-29 | 2026-04-29 | Solar Panels | MSE PERC | MSE-410 |  | 0.41 | 7 | 216 | 20 |  | Fixed | Roof
NJADRE1559334457 | Administratively Determined Incentive Program | Ocean | 8226 | 6.15 | Residential | Behind the Meter | Yes | EMT Renewables, LLC | AC Electric |  | Accepted | 2025-03-20 | 2025-04-29 | 2026-04-29 | Inverters | ENPHASE | IQ8+ | 290 |  | 15 |  |  | 0.98 |  | Other | UNDER EACH PANEL
NJADRE1559334457 | Administratively Determined Incentive Program | Ocean | 8226 | 6.15 | Residential | Behind the Meter | Yes | EMT Renewables, LLC | AC Electric |  | Accepted | 2025-03-20 | 2025-04-29 | 2026-04-29 | Solar Panels | MSE PERC | MSE-410 |  | 0.41 | 8 | 216 | 16 |  | Fixed | Roof
NJADRE1559334460 | Administratively Determined Incentive Program | Absecon | 8201 | 11.18 | Residential | Behind the Meter | No | Green Power Energy, LLC | AC Electric |  | Accepted | 2025-03-20 | 2025-04-10 | 2026-04-10 | Inverters | Enphase Energy | IQ8MC-72-M-US [240V] | 320 |  | 26 |  |  | 0.98 |  | Outside | Roof
NJADRE1559334460 | Administratively Determined Incentive Program | Absecon | 8201 | 11.18 | Residential | Behind the Meter | No | Green Power Energy, LLC | AC Electric |  | Accepted | 2025-03-20 | 2025-04-10 | 2026-04-10 | Solar Panels | SEG Solar | SEG-430-BTD-BG |  | 0.43 | 26 | 157 | 45 |  | Fixed | Roof
NJADRE1559334469 | Administratively Determined Incentive Program | Beverly | 8010 | 5.27 | Residential | Behind the Meter | Yes | Define Solar, LLC | PSE&G |  | Accepted | 2025-03-20 | 2025-04-10 | 2026-04-10 | Solar Panels | Znshine | ZXM7-SH108 405 |  | 0.405 | 5 | 338 | 25 |  | Fixed | Roof
NJADRE1559334469 | Administratively Determined Incentive Program | Beverly | 8010 | 5.27 | Residential | Behind the Meter | Yes | Define Solar, LLC | PSE&G |  | Accepted | 2025-03-20 | 2025-04-10 | 2026-04-10 | Inverters | Enphase | IQ8PLUS-72-2-US | 290 |  | 5 |  |  | 0.976 |  | Outside | Under each pv panel
NJADRE1559334469 | Administratively Determined Incentive Program | Beverly | 8010 | 5.27 | Residential | Behind the Meter | Yes | Define Solar, LLC | PSE&G |  | Accepted | 2025-03-20 | 2025-04-10 | 2026-04-10 | Inverters | Enphase | IQ8PLUS-72-2-US | 290 |  | 3 |  |  | 0.976 |  | Outside | Under each pv panel
NJADRE1559334469 | Administratively Determined Incentive Program | Beverly | 8010 | 5.27 | Residential | Behind the Meter | Yes | Define Solar, LLC | PSE&G |  | Accepted | 2025-03-20 | 2025-04-10 | 2026-04-10 | Solar Panels | Znshine | ZXM7-SH108 405 |  | 0.405 | 3 | 338 | 1 |  | Fixed | Roof
NJADRE1559334469 | Administratively Determined Incentive Program | Beverly | 8010 | 5.27 | Residential | Behind the Meter | Yes | Define Solar, LLC | PSE&G |  | Accepted | 2025-03-20 | 2025-04-10 | 2026-04-10 | Solar Panels | Znshine | ZXM7-SH108 405 |  | 0.405 | 5 | 158 | 25 |  | Fixed | Roof
NJADRE1559334469 | Administratively Determined Incentive Program | Beverly | 8010 | 5.27 | Residential | Behind the Meter | Yes | Define Solar, LLC | PSE&G |  | Accepted | 2025-03-20 | 2025-04-10 | 2026-04-10 | Inverters | Enphase | IQ8PLUS-72-2-US | 290 |  | 5 |  |  | 0.976 |  | Outside | Under each pv panel
NJADRE1559334470 | Administratively Determined Incentive Program | Maplewood | 7040 | 12.71 | Residential | Behind the Meter | Yes | EMT Renewables, LLC | PSE&G |  | Accepted | 2025-03-20 | 2025-04-10 | 2026-04-10 | Inverters | ENPHASE | IQ8+ | 290 |  | 31 |  |  | 0.98 |  | Other | UNDER EACH PANEL
NJADRE1559334470 | Administratively Determined Incentive Program | Maplewood | 7040 | 12.71 | Residential | Behind the Meter | Yes | EMT Renewables, LLC | PSE&G |  | Accepted | 2025-03-20 | 2025-04-10 | 2026-04-10 | Solar Panels | MSE PERC | MSE-410 |  | 0.41 | 10 | 259 | 20 |  | Fixed | Roof
NJADRE1559334470 | Administratively Determined Incentive Program | Maplewood | 7040 | 12.71 | Residential | Behind the Meter | Yes | EMT Renewables, LLC | PSE&G |  | Accepted | 2025-03-20 | 2025-04-10 | 2026-04-10 | Solar Panels | MSE PERC | MSE-410 |  | 0.41 | 21 | 79 | 20 |  | Fixed | Roof
NJADRE1559334481 | Administratively Determined Incentive Program | NEPTUNE | 7753 | 4.51 | Residential | Behind the Meter | Yes | EMT Renewables, LLC | JCP&L |  | Accepted | 2025-03-20 | 2025-04-21 | 2026-04-21 | Inverters | ENPHASE | IQ8+ | 290 |  | 11 |  |  | 0.98 |  | Other | UNDER EACH PANEL
NJADRE1559334481 | Administratively Determined Incentive Program | NEPTUNE | 7753 | 4.51 | Residential | Behind the Meter | Yes | EMT Renewables, LLC | JCP&L |  | Accepted | 2025-03-20 | 2025-04-21 | 2026-04-21 | Solar Panels | MSE PERC | MSE-410 |  | 0.41 | 9 | 141 | 28 |  | Fixed | Roof
NJADRE1559334481 | Administratively Determined Incentive Program | NEPTUNE | 7753 | 4.51 | Residential | Behind the Meter | Yes | EMT Renewables, LLC | JCP&L |  | Accepted | 2025-03-20 | 2025-04-21 | 2026-04-21 | Solar Panels | MSE PERC | MSE-410 |  | 0.41 | 2 | 141 | 23 |  | Fixed | Roof
NJADRE1559334486 | Administratively Determined Incentive Program | WESTVILLE | 8093 | 8.72 | Residential | Behind the Meter | Yes | Venture Home Solar, LLC | PSE&G |  | Accepted | 2025-03-20 | 2025-04-15 | 2026-04-15 | Solar Panels | Hanwha | Q.PEAK DUO BLK ML-G10+ 415W |  | 0.415 | 10 | 32 | 26 |  | Fixed | Roof
NJADRE1559334486 | Administratively Determined Incentive Program | WESTVILLE | 8093 | 8.72 | Residential | Behind the Meter | Yes | Venture Home Solar, LLC | PSE&G |  | Accepted | 2025-03-20 | 2025-04-15 | 2026-04-15 | Inverters | Tesla Solar | 1538000-XX-Y | 330 |  | 1 |  |  | 0.9697 |  | Outside
NJADRE1559334486 | Administratively Determined Incentive Program | WESTVILLE | 8093 | 8.72 | Residential | Behind the Meter | Yes | Venture Home Solar, LLC | PSE&G |  | Accepted | 2025-03-20 | 2025-04-15 | 2026-04-15 | Solar Panels | Hanwha | Q.PEAK DUO BLK ML-G10+ 415W |  | 0.415 | 6 | 212 | 26 |  | Fixed | Roof
NJADRE1559334486 | Administratively Determined Incentive Program | WESTVILLE | 8093 | 8.72 | Residential | Behind the Meter | Yes | Venture Home Solar, LLC | PSE&G |  | Accepted | 2025-03-20 | 2025-04-15 | 2026-04-15 | Solar Panels | Hanwha | Q.PEAK DUO BLK ML-G10+ 415W |  | 0.415 | 5 | 212 | 26 |  | Fixed | Roof
NJADRE1559334493 | Administratively Determined Incentive Program | ATCO | 8004 | 15.3 | Residential | Behind the Meter | Yes | Power Energy Solutions, LLC | AC Electric |  | Accepted | 2025-03-20 | 2025-04-10 | 2026-04-10 | Inverters | SolarEdge | SE10000H-US | 10 |  | 1 |  |  | 0.97 |  | Outdoor
NJADRE1559334493 | Administratively Determined Incentive Program | ATCO | 8004 | 15.3 | Residential | Behind the Meter | Yes | Power Energy Solutions, LLC | AC Electric |  | Accepted | 2025-03-20 | 2025-04-10 | 2026-04-10 | Solar Panels | Trina Solar | TSM-425NE09RC.05 |  | 0.425 | 3 | 151 | 16 |  | Fixed | Roof
NJADRE1559334493 | Administratively Determined Incentive Program | ATCO | 8004 | 15.3 | Residential | Behind the Meter | Yes | Power Energy Solutions, LLC | AC Electric |  | Accepted | 2025-03-20 | 2025-04-10 | 2026-04-10 | Solar Panels | Trina Solar | TSM-425NE09RC.05 |  | 0.425 | 3 | 331 | 16 |  | Fixed | Roof
NJADRE1559334493 | Administratively Determined Incentive Program | ATCO | 8004 | 15.3 | Residential | Behind the Meter | Yes | Power Energy Solutions, LLC | AC Electric |  | Accepted | 2025-03-20 | 2025-04-10 | 2026-04-10 | Solar Panels | Trina Solar | TSM-425NE09RC.05 |  | 0.425 | 18 | 214 | 20 |  | Fixed | Roof
NJADRE1559334493 | Administratively Determined Incentive Program | ATCO | 8004 | 15.3 | Residential | Behind the Meter | Yes | Power Energy Solutions, LLC | AC Electric |  | Accepted | 2025-03-20 | 2025-04-10 | 2026-04-10 | Solar Panels | Trina Solar | TSM-425NE09RC.05 |  | 0.425 | 2 | 240 | 20 |  | Fixed | Roof
NJADRE1559334493 | Administratively Determined Incentive Program | ATCO | 8004 | 15.3 | Residential | Behind the Meter | Yes | Power Energy Solutions, LLC | AC Electric |  | Accepted | 2025-03-20 | 2025-04-10 | 2026-04-10 | Solar Panels | Trina Solar | TSM-425NE09RC.05 |  | 0.425 | 8 | 61 | 20 |  | Fixed | Roof
NJADRE1559334493 | Administratively Determined Incentive Program | ATCO | 8004 | 15.3 | Residential | Behind the Meter | Yes | Power Energy Solutions, LLC | AC Electric |  | Accepted | 2025-03-20 | 2025-04-10 | 2026-04-10 | Solar Panels | Trina Solar | TSM-425NE09RC.05 |  | 0.425 | 2 | 61 | 20 |  | Fixed | Roof
NJADRE1559334824 | Administratively Determined Incentive Program | BAYVILLE | 8721 | 9.03 | Residential | Behind the Meter | No | EMT Renewables, LLC | JCP&L |  | Accepted | 2025-03-20 | 2025-04-10 | 2026-04-10 | Inverters | ENPHASE | IQ8+ | 290 |  | 21 |  |  | 0.98 |  | Other | UNDER EACH PANEL
NJADRE1559334824 | Administratively Determined Incentive Program | BAYVILLE | 8721 | 9.03 | Residential | Behind the Meter | No | EMT Renewables, LLC | JCP&L |  | Accepted | 2025-03-20 | 2025-04-10 | 2026-04-10 | Solar Panels | Q CELLS | Q TRON |  | 0.43 | 16 | 199 | 30 |  | Fixed | Roof
NJADRE1559334824 | Administratively Determined Incentive Program | BAYVILLE | 8721 | 9.03 | Residential | Behind the Meter | No | EMT Renewables, LLC | JCP&L |  | Accepted | 2025-03-20 | 2025-04-10 | 2026-04-10 | Solar Panels | Q CELLS | Q TRON |  | 0.43 | 5 | 199 | 30 |  | Fixed | Roof
NJADRE1559334871 | Administratively Determined Incentive Program | MAGNOLIA | 8049 | 7.23 | Residential | Behind the Meter | Yes | Whitman Construction, LLC | PSE&G |  | Accepted | 2025-03-20 | 2025-04-10 | 2026-04-10 | Solar Panels | Jinko Solar | JKM425N-54HL4-B |  | 0.425 | 7 | 349 | 15 |  | Fixed | Roof
NJADRE1559334871 | Administratively Determined Incentive Program | MAGNOLIA | 8049 | 7.23 | Residential | Behind the Meter | Yes | Whitman Construction, LLC | PSE&G |  | Accepted | 2025-03-20 | 2025-04-10 | 2026-04-10 | Solar Panels | Jinko Solar | JKM425N-54HL4-B |  | 0.425 | 10 | 169 | 15 |  | Fixed | Roof
NJADRE1559334871 | Administratively Determined Incentive Program | MAGNOLIA | 8049 | 7.23 | Residential | Behind the Meter | Yes | Whitman Construction, LLC | PSE&G |  | Accepted | 2025-03-20 | 2025-04-10 | 2026-04-10 | Inverters | ENPHASE | IQ8PLUS-72-2-US | 290 |  | 17 |  |  | 0.975 |  | Outdoor
NJADRE1559334873 | Administratively Determined Incentive Program | ROEBLING | 8554 | 6.88 | Residential | Behind the Meter | No | EMT Renewables, LLC | PSE&G |  | Accepted | 2025-03-20 | 2025-04-10 | 2026-04-10 | Solar Panels | Q CELLS | Q TRON |  | 0.43 | 9 | 193 | 21 |  | Fixed | Roof
NJADRE1559334873 | Administratively Determined Incentive Program | ROEBLING | 8554 | 6.88 | Residential | Behind the Meter | No | EMT Renewables, LLC | PSE&G |  | Accepted | 2025-03-20 | 2025-04-10 | 2026-04-10 | Solar Panels | Q.CELLS | Q TRON |  | 0.43 | 7 | 192 | 38 |  | Fixed | Roof
NJADRE1559334873 | Administratively Determined Incentive Program | ROEBLING | 8554 | 6.88 | Residential | Behind the Meter | No | EMT Renewables, LLC | PSE&G |  | Accepted | 2025-03-20 | 2025-04-10 | 2026-04-10 | Inverters | ENPHASE | IQ8+ | 290 |  | 16 |  |  | 0.98 |  | Other | UNDER EACH PANEL
NJADRE1559334881 | Administratively Determined Incentive Program | Plainfield | 7063 | 7.74 | Residential | Behind the Meter | Yes | PosiGen Developer, LLC | PSE&G |  | Accepted | 2025-03-20 | 2025-04-10 | 2026-04-10 | Solar Panels | SEG SOLAR | SEG-430-BTD-BG |  | 0.43 | 2 | 131 | 21 |  | Fixed | Roof
NJADRE1559334881 | Administratively Determined Incentive Program | Plainfield | 7063 | 7.74 | Residential | Behind the Meter | Yes | PosiGen Developer, LLC | PSE&G |  | Accepted | 2025-03-20 | 2025-04-10 | 2026-04-10 | Solar Panels | SEG SOLAR | SEG-430-BTD-BG |  | 0.43 | 6 | 131 | 34 |  | Fixed | Roof
NJADRE1559334881 | Administratively Determined Incentive Program | Plainfield | 7063 | 7.74 | Residential | Behind the Meter | Yes | PosiGen Developer, LLC | PSE&G |  | Accepted | 2025-03-20 | 2025-04-10 | 2026-04-10 | Inverters | SOLAREDGE | SE7600H-US | 7600 |  | 1 |  |  | 0.99 |  | Outside | WITHIN TEN FEET OF METER
NJADRE1559334881 | Administratively Determined Incentive Program | Plainfield | 7063 | 7.74 | Residential | Behind the Meter | Yes | PosiGen Developer, LLC | PSE&G |  | Accepted | 2025-03-20 | 2025-04-10 | 2026-04-10 | Solar Panels | SEG SOLAR | SEG-430-BTD-BG |  | 0.43 | 10 | 311 | 34 |  | Fixed | Roof
NJADRE1559334891 | Administratively Determined Incentive Program | PISCATAWAY | 8854 | 6.56 | Residential | Behind the Meter | No | Freedom Forever New Jersey, LLC | PSE&G |  | Accepted | 2025-03-21 | 2025-04-11 | 2026-04-11 | Inverters | Enphase | IQ8PLUS-72-M-US | 290 |  | 16 |  |  | 0.99 |  | Outdoor
NJADRE1559334891 | Administratively Determined Incentive Program | PISCATAWAY | 8854 | 6.56 | Residential | Behind the Meter | No | Freedom Forever New Jersey, LLC | PSE&G |  | Accepted | 2025-03-21 | 2025-04-11 | 2026-04-11 | Solar Panels | Hanwha | Q.PEAK DUO BLK ML-G10+ 410 |  | 0.41 | 16 | 172 | 38 |  | Fixed | Roof
NJADRE1559334902 | Administratively Determined Incentive Program | CHATHAM TOWNSHIP | 7928 | 13.49 | Residential | Behind the Meter | No | Impact Solar, LLC | JCP&L |  | Accepted | 2025-04-21 | 2025-05-15 | 2026-05-15 | Solar Panels | Hanwha | Q.TRON BLK M-G2+ 435 |  | 0.435 | 31 | 156 | 37 |  | Fixed | Roof
NJADRE1559334902 | Administratively Determined Incentive Program | CHATHAM TOWNSHIP | 7928 | 13.49 | Residential | Behind the Meter | No | Impact Solar, LLC | JCP&L |  | Accepted | 2025-04-21 | 2025-05-15 | 2026-05-15 | Meters | Enphase | Envoy |  |  | 1 |  |  |  | Yes | Indoor
NJADRE1559334902 | Administratively Determined Incentive Program | CHATHAM TOWNSHIP | 7928 | 13.49 | Residential | Behind the Meter | No | Impact Solar, LLC | JCP&L |  | Accepted | 2025-04-21 | 2025-05-15 | 2026-05-15 | Inverters | Enphase | IQ8M-72-2-US | 325 |  | 31 |  |  | 0.97 |  | Outside | under panels
NJADRE1559334912 | Administratively Determined Incentive Program | Manalapan | 7726 | 17.52 | Residential | Behind the Meter | Yes | Sea Bright Solar, LLC | JCP&L |  | Accepted | 2025-03-20 | 2025-04-10 | 2026-04-10 | Solar Panels | QCell | Q.PEAK 365 DUO BLK ML- G10 |  | 0.365 | 11 | 291 | 22 |  | Fixed | Roof
NJADRE1559334912 | Administratively Determined Incentive Program | Manalapan | 7726 | 17.52 | Residential | Behind the Meter | Yes | Sea Bright Solar, LLC | JCP&L |  | Accepted | 2025-03-20 | 2025-04-10 | 2026-04-10 | Solar Panels | QCell | Q.PEAK 365 DUO BLK ML- G10 |  | 0.365 | 9 | 290 | 20 |  | Fixed | Roof
NJADRE1559334912 | Administratively Determined Incentive Program | Manalapan | 7726 | 17.52 | Residential | Behind the Meter | Yes | Sea Bright Solar, LLC | JCP&L |  | Accepted | 2025-03-20 | 2025-04-10 | 2026-04-10 | Inverters | Enphase | IQ8A-72-M-US | 349 |  | 48 |  |  | 0.97 |  | Outdoor
NJADRE1559334912 | Administratively Determined Incentive Program | Manalapan | 7726 | 17.52 | Residential | Behind the Meter | Yes | Sea Bright Solar, LLC | JCP&L |  | Accepted | 2025-03-20 | 2025-04-10 | 2026-04-10 | Solar Panels | QCell | Q.PEAK 365 DUO BLK ML- G10 |  | 0.365 | 7 | 110 | 20 |  | Fixed | Roof
NJADRE1559334912 | Administratively Determined Incentive Program | Manalapan | 7726 | 17.52 | Residential | Behind the Meter | Yes | Sea Bright Solar, LLC | JCP&L |  | Accepted | 2025-03-20 | 2025-04-10 | 2026-04-10 | Solar Panels | QCell | Q.PEAK 365 DUO BLK ML- G10 |  | 0.365 | 14 | 200 | 20 |  | Fixed | Roof
NJADRE1559334912 | Administratively Determined Incentive Program | Manalapan | 7726 | 17.52 | Residential | Behind the Meter | Yes | Sea Bright Solar, LLC | JCP&L |  | Accepted | 2025-03-20 | 2025-04-10 | 2026-04-10 | Solar Panels | QCell | Q.PEAK 365 DUO BLK ML- G10 |  | 0.365 | 7 | 201 | 11 |  | Fixed | Roof
NJADRE1559334925 | Administratively Determined Incentive Program | Sicklerville | 8081 | 6.88 | Residential | Behind the Meter | Yes | EMT Renewables, LLC | AC Electric |  | Accepted | 2025-03-20 | 2025-04-10 | 2026-04-10 | Inverters | ENPHASE | IQ8+ | 290 |  | 16 |  |  | 0.98 |  | Other | UNDER EACH PANEL
NJADRE1559334925 | Administratively Determined Incentive Program | Sicklerville | 8081 | 6.88 | Residential | Behind the Meter | Yes | EMT Renewables, LLC | AC Electric |  | Accepted | 2025-03-20 | 2025-04-10 | 2026-04-10 | Solar Panels | SEG SOLAR | SEG 430 |  | 0.43 | 8 | 163 | 28 |  | Fixed | Roof
NJADRE1559334925 | Administratively Determined Incentive Program | Sicklerville | 8081 | 6.88 | Residential | Behind the Meter | Yes | EMT Renewables, LLC | AC Electric |  | Accepted | 2025-03-20 | 2025-04-10 | 2026-04-10 | Solar Panels | SEG SOLAR | SEG 430 |  | 0.43 | 8 | 163 | 45 |  | Fixed | Roof
NJADRE1559334928 | Administratively Determined Incentive Program | HOLMDEL | 7733 | 14.85 | Residential | Behind the Meter | No | Ecological Systems, LLC | JCP&L |  | Accepted | 2025-03-31 | 2025-04-23 | 2026-04-23 | Solar Panels | Phono | PS440M8GF-18/VNHB |  | 0.55 | 27 | 180 | 25 |  | Fixed | Ground | Ground mount
NJADRE1559334928 | Administratively Determined Incentive Program | HOLMDEL | 7733 | 14.85 | Residential | Behind the Meter | No | Ecological Systems, LLC | JCP&L |  | Accepted | 2025-03-31 | 2025-04-23 | 2026-04-23 | Meters | solar log | solar log | 0 |  | 1 |  |  |  | Yes | Outdoor
NJADRE1559334928 | Administratively Determined Incentive Program | HOLMDEL | 7733 | 14.85 | Residential | Behind the Meter | No | Ecological Systems, LLC | JCP&L |  | Accepted | 2025-03-31 | 2025-04-23 | 2026-04-23 | Inverters | Goodwe | GW7600A-MS | 7600 |  | 2 |  |  | 0.976 |  | Outside | Ground mount
NJADRE1559334938 | Administratively Determined Incentive Program | Phillipsburg | 8865 | 5.74 | Residential | Behind the Meter | Yes | EMT Renewables, LLC | JCP&L |  | Accepted | 2025-03-20 | 2025-04-10 | 2026-04-10 | Solar Panels | MSE PERC | MSE-410 |  | 0.41 | 14 | 97 | 40 |  | Fixed | Roof
NJADRE1559334938 | Administratively Determined Incentive Program | Phillipsburg | 8865 | 5.74 | Residential | Behind the Meter | Yes | EMT Renewables, LLC | JCP&L |  | Accepted | 2025-03-20 | 2025-04-10 | 2026-04-10 | Inverters | ENPHASE | IQ8+ | 290 |  | 14 |  |  | 0.98 |  | Other | UNDER EACH PANEL
NJADRE1559334941 | Administratively Determined Incentive Program | Irvington | 7111 | 4.8 | Residential | Behind the Meter | Yes | Sunrun Installation Services, Inc. | PSE&G |  | Accepted | 2025-03-20 | 2025-04-16 | 2026-04-16 | Solar Panels | HANWHA Q-CELLS | Q.PEAK DUO BLK ML-G10+/T 400 |  | 0.4 | 12 | 215 | 3 |  | Fixed | Roof
NJADRE1559334941 | Administratively Determined Incentive Program | Irvington | 7111 | 4.8 | Residential | Behind the Meter | Yes | Sunrun Installation Services, Inc. | PSE&G |  | Accepted | 2025-03-20 | 2025-04-16 | 2026-04-16 | Inverters | SOLAREDGE TECHNOLOGIES | SE3800H-USMN | 3800 |  | 1 |  |  | 0.99 |  | Outdoor
NJADRE1559334972 | Administratively Determined Incentive Program | West Orange | 7052 | 20.16 | Residential | Behind the Meter | No | Onsite Energy, Inc. | PSE&G |  | Accepted | 2025-03-20 | 2025-04-15 | 2026-04-15 | Solar Panels | REC SOLAR | REC Alpha Pure-R Series REC420AA |  | 0.42 | 16 | 112 | 20 |  | Fixed | Roof
NJADRE1559334972 | Administratively Determined Incentive Program | West Orange | 7052 | 20.16 | Residential | Behind the Meter | No | Onsite Energy, Inc. | PSE&G |  | Accepted | 2025-03-20 | 2025-04-15 | 2026-04-15 | Solar Panels | REC SOLAR | REC Alpha Pure-R Series REC420AA |  | 0.42 | 8 | 112 | 20 |  | Fixed | Roof
NJADRE1559334972 | Administratively Determined Incentive Program | West Orange | 7052 | 20.16 | Residential | Behind the Meter | No | Onsite Energy, Inc. | PSE&G |  | Accepted | 2025-03-20 | 2025-04-15 | 2026-04-15 | Meters | SOLAREDGE TECHNOLOGIES | SE-1000-ZBGW-K-NA |  |  | 2 |  |  |  | Yes | Outdoor
NJADRE1559334972 | Administratively Determined Incentive Program | West Orange | 7052 | 20.16 | Residential | Behind the Meter | No | Onsite Energy, Inc. | PSE&G |  | Accepted | 2025-03-20 | 2025-04-15 | 2026-04-15 | Solar Panels | REC SOLAR | REC Alpha Pure-R Series REC420AA |  | 0.42 | 12 | 292 | 17 |  | Fixed | Roof
NJADRE1559334972 | Administratively Determined Incentive Program | West Orange | 7052 | 20.16 | Residential | Behind the Meter | No | Onsite Energy, Inc. | PSE&G |  | Accepted | 2025-03-20 | 2025-04-15 | 2026-04-15 | Inverters | SOLAREDGE TECHNOLOGIES | SolarEdge SE10000H-US HD-Wave | 10000 |  | 2 |  |  | 0.99 |  | Outside
NJADRE1559334972 | Administratively Determined Incentive Program | West Orange | 7052 | 20.16 | Residential | Behind the Meter | No | Onsite Energy, Inc. | PSE&G |  | Accepted | 2025-03-20 | 2025-04-15 | 2026-04-15 | Solar Panels | REC SOLAR | REC Alpha Pure-R Series REC420AA |  | 0.42 | 12 | 292 | 20 |  | Fixed | Roof
NJADRE1559335006 | Administratively Determined Incentive Program | Vineland | 8360 | 4.92 | Residential | Behind the Meter | Yes | Sunrun Installation Services, Inc. | Vineland Muni Electric |  | Accepted | 2025-03-20 | 2025-04-10 | 2026-04-10 | Inverters | SOLAREDGE TECHNOLOGIES | SE3800H-USMN | 3800 |  | 1 |  |  | 0.99 |  | Outdoor
NJADRE1559335006 | Administratively Determined Incentive Program | Vineland | 8360 | 4.92 | Residential | Behind the Meter | Yes | Sunrun Installation Services, Inc. | Vineland Muni Electric |  | Accepted | 2025-03-20 | 2025-04-10 | 2026-04-10 | Solar Panels | HANWHA Q-CELLS | Q.PEAK DUO BLK ML-G10+ 410 |  | 0.41 | 4 | 258 | 22 |  | Fixed | Roof
NJADRE1559335006 | Administratively Determined Incentive Program | Vineland | 8360 | 4.92 | Residential | Behind the Meter | Yes | Sunrun Installation Services, Inc. | Vineland Muni Electric |  | Accepted | 2025-03-20 | 2025-04-10 | 2026-04-10 | Solar Panels | HANWHA Q-CELLS | Q.PEAK DUO BLK ML-G10+ 410 |  | 0.41 | 4 | 166 | 23 |  | Fixed | Roof
NJADRE1559335006 | Administratively Determined Incentive Program | Vineland | 8360 | 4.92 | Residential | Behind the Meter | Yes | Sunrun Installation Services, Inc. | Vineland Muni Electric |  | Accepted | 2025-03-20 | 2025-04-10 | 2026-04-10 | Solar Panels | HANWHA Q-CELLS | Q.PEAK DUO BLK ML-G10+ 410 |  | 0.41 | 4 | 78 | 24 |  | Fixed | Roof
NJADRE1559336242 | Administratively Determined Incentive Program | Sicklerville | 8081 | 5.81 | Residential | Behind the Meter | Yes | Venture home Solar, LLC | AC Electric |  | Accepted | 2025-03-20 | 2025-04-15 | 2026-04-15 | Solar Panels | Hanwha | Q.PEAK DUO BLK ML-G10+ 415W |  | 0.415 | 7 | 310 | 27 |  | Fixed | Roof
NJADRE1559336242 | Administratively Determined Incentive Program | Sicklerville | 8081 | 5.81 | Residential | Behind the Meter | Yes | Venture home Solar, LLC | AC Electric |  | Accepted | 2025-03-20 | 2025-04-15 | 2026-04-15 | Solar Panels | Hanwha | Q.PEAK DUO BLK ML-G10+ 415W |  | 0.415 | 7 | 130 | 27 |  | Fixed | Roof
NJADRE1559336242 | Administratively Determined Incentive Program | Sicklerville | 8081 | 5.81 | Residential | Behind the Meter | Yes | Venture home Solar, LLC | AC Electric |  | Accepted | 2025-03-20 | 2025-04-15 | 2026-04-15 | Inverters | Tesla Solar | 1538000-xx-y | 330 |  | 1 |  |  | 0.9697 |  | Outside
NJADRE1559337886 | Administratively Determined Incentive Program | Clifton | 7011 | 14.45 | Residential | Behind the Meter | Yes | Power Energy Solutions, LLC | PSE&G |  | Accepted | 2025-03-21 | 2025-04-10 | 2026-04-10 | Solar Panels | Trina Solar | TSM-425NE09RC.05 |  | 0.425 | 9 | 331 | 41 |  | Fixed | Roof
NJADRE1559337886 | Administratively Determined Incentive Program | Clifton | 7011 | 14.45 | Residential | Behind the Meter | Yes | Power Energy Solutions, LLC | PSE&G |  | Accepted | 2025-03-21 | 2025-04-10 | 2026-04-10 | Solar Panels | Trina Solar | TSM-425NE09RC.05 |  | 0.425 | 25 | 151 | 41 |  | Fixed | Roof
NJADRE1559337886 | Administratively Determined Incentive Program | Clifton | 7011 | 14.45 | Residential | Behind the Meter | Yes | Power Energy Solutions, LLC | PSE&G |  | Accepted | 2025-03-21 | 2025-04-10 | 2026-04-10 | Inverters | SolarEdge | SE7600H-US | 8 |  | 1 |  |  | 0.97 |  | Outdoor
NJADRE1559337908 | Administratively Determined Incentive Program | Piscataway | 8854 | 12.4 | Residential | Behind the Meter | Yes | Sunrun Installation Services, Inc. | PSE&G |  | Accepted | 2025-03-21 | 2025-04-10 | 2026-04-10 | Inverters | Tesla | POWERWALL 3 1707000-XX-Y | 11500 |  | 1 |  |  | 0.97 |  | Outside
NJADRE1559337908 | Administratively Determined Incentive Program | Piscataway | 8854 | 12.4 | Residential | Behind the Meter | Yes | Sunrun Installation Services, Inc. | PSE&G |  | Accepted | 2025-03-21 | 2025-04-10 | 2026-04-10 | Electric Storage Battery | Tesla | POWERWALL 3 1707000-XX-Y |  |  | 1 |  |  |  | Lithium Ion |  | OUTSIDE
NJADRE1559337908 | Administratively Determined Incentive Program | Piscataway | 8854 | 12.4 | Residential | Behind the Meter | Yes | Sunrun Installation Services, Inc. | PSE&G |  | Accepted | 2025-03-21 | 2025-04-10 | 2026-04-10 | Solar Panels | HANWHA Q-CELLS | Q.PEAK DUO BLK ML-G10+/T 400 |  | 0.4 | 9 | 335 | 26 |  | Fixed | Roof
NJADRE1559337908 | Administratively Determined Incentive Program | Piscataway | 8854 | 12.4 | Residential | Behind the Meter | Yes | Sunrun Installation Services, Inc. | PSE&G |  | Accepted | 2025-03-21 | 2025-04-10 | 2026-04-10 | Solar Panels | HANWHA Q-CELLS | Q.PEAK DUO BLK ML-G10+/T 400 |  | 0.4 | 22 | 155 | 27 |  | Fixed | Roof
NJADRE1559337926 | Administratively Determined Incentive Program | JERSEY CITY | 7307 | 4.92 | Residential | Behind the Meter | Yes | Sunrun Installation Services, Inc. | PSE&G |  | Accepted | 2025-03-21 | 2025-04-10 | 2026-04-10 | Inverters | SOLAREDGE TECHNOLOGIES | SE3800H-USMN | 3800 |  | 1 |  |  | 0.99 |  | Outdoor
NJADRE1559337926 | Administratively Determined Incentive Program | JERSEY CITY | 7307 | 4.92 | Residential | Behind the Meter | Yes | Sunrun Installation Services, Inc. | PSE&G |  | Accepted | 2025-03-21 | 2025-04-10 | 2026-04-10 | Solar Panels | HANWHA Q-CELLS | Q.PEAK DUO BLK ML-G10+ 410 |  | 0.41 | 12 | 209 | 20 |  | Fixed | Roof
NJADRE1559337994 | Administratively Determined Incentive Program | Newark | 7107 | 13.12 | Residential | Behind the Meter | Yes | Pro Custom Solar dba Momentum Solar | PSE&G |  | Accepted | 2025-03-21 | 2025-04-10 | 2026-04-10 | Solar Panels | hanwha | q.peak duo blk ml-g10+410 |  | 0.41 | 14 | 22 | 7 |  | Fixed | Roof
NJADRE1559337994 | Administratively Determined Incentive Program | Newark | 7107 | 13.12 | Residential | Behind the Meter | Yes | Pro Custom Solar dba Momentum Solar | PSE&G |  | Accepted | 2025-03-21 | 2025-04-10 | 2026-04-10 | Inverters | ENPHASE | iq8mc-72-m-us | 320 |  | 32 |  |  | 0.97 |  | Outside
NJADRE1559337994 | Administratively Determined Incentive Program | Newark | 7107 | 13.12 | Residential | Behind the Meter | Yes | Pro Custom Solar dba Momentum Solar | PSE&G |  | Accepted | 2025-03-21 | 2025-04-10 | 2026-04-10 | Solar Panels | hanwha | q.peak duo blk ml-g10+410 |  | 0.41 | 9 | 203 | 41 |  | Fixed | Roof
NJADRE1559337994 | Administratively Determined Incentive Program | Newark | 7107 | 13.12 | Residential | Behind the Meter | Yes | Pro Custom Solar dba Momentum Solar | PSE&G |  | Accepted | 2025-03-21 | 2025-04-10 | 2026-04-10 | Solar Panels | hanwha | q.peak duo blk ml-g10+410 |  | 0.41 | 9 | 23 | 40 |  | Fixed | Roof
NJADRE1559338005 | Administratively Determined Incentive Program | Toms River | 8757 | 5.74 | Residential | Behind the Meter | Yes | Trinity Solar, LLC | JCP&L |  | Accepted | 2025-03-21 | 2025-04-15 | 2026-04-15 | Solar Panels | Hanwha | Q.PEAK DUO BLK ML-G10+ 410 |  | 0.41 | 14 | 107 | 18 |  | Fixed | Roof
NJADRE1559338005 | Administratively Determined Incentive Program | Toms River | 8757 | 5.74 | Residential | Behind the Meter | Yes | Trinity Solar, LLC | JCP&L |  | Accepted | 2025-03-21 | 2025-04-15 | 2026-04-15 | Inverters | Solar Edge | USE5700H-US | 5760 |  | 1 |  |  | 0.986 |  | Outside
NJADRE1559338038 | Administratively Determined Incentive Program | Old Bridge | 8857 | 9.43 | Residential | Behind the Meter | No | Tesla Energy Operations, Inc. | JCP&L |  | Accepted | 2025-03-21 | 2025-04-10 | 2026-04-10 | Solar Panels | Hanwha | Q.PEAK DUO BLK ML-G10.a+/TS 410 |  | 0.41 | 4 | 173 | 30 |  | Fixed | Roof
NJADRE1559338038 | Administratively Determined Incentive Program | Old Bridge | 8857 | 9.43 | Residential | Behind the Meter | No | Tesla Energy Operations, Inc. | JCP&L |  | Accepted | 2025-03-21 | 2025-04-10 | 2026-04-10 | Inverters | Tesla | 1707000-XX-Y | 11500 |  | 1 |  |  | 0.98 |  | Outdoor
NJADRE1559338038 | Administratively Determined Incentive Program | Old Bridge | 8857 | 9.43 | Residential | Behind the Meter | No | Tesla Energy Operations, Inc. | JCP&L |  | Accepted | 2025-03-21 | 2025-04-10 | 2026-04-10 | Solar Panels | Hanwha | Q.PEAK DUO BLK ML-G10.a+/TS 410 |  | 0.41 | 6 | 84 | 30 |  | Fixed | Roof
NJADRE1559338038 | Administratively Determined Incentive Program | Old Bridge | 8857 | 9.43 | Residential | Behind the Meter | No | Tesla Energy Operations, Inc. | JCP&L |  | Accepted | 2025-03-21 | 2025-04-10 | 2026-04-10 | Solar Panels | Hanwha | Q.PEAK DUO BLK ML-G10.a+/TS 410 |  | 0.41 | 6 | 263 | 30 |  | Fixed | Roof
NJADRE1559338038 | Administratively Determined Incentive Program | Old Bridge | 8857 | 9.43 | Residential | Behind the Meter | No | Tesla Energy Operations, Inc. | JCP&L |  | Accepted | 2025-03-21 | 2025-04-10 | 2026-04-10 | Solar Panels | Hanwha | Q.PEAK DUO BLK ML-G10.a+/TS 410 |  | 0.41 | 7 | 264 | 30 |  | Fixed | Roof
NJADRE1559338038 | Administratively Determined Incentive Program | Old Bridge | 8857 | 9.43 | Residential | Behind the Meter | No | Tesla Energy Operations, Inc. | JCP&L |  | Accepted | 2025-03-21 | 2025-04-10 | 2026-04-10 | Electric Storage Battery | Tesla | Powerwall3 |  |  | 1 |  |  |  | Lithium Ion |  | OUTSIDE
NJADRE1559338081 | Administratively Determined Incentive Program | Willingboro | 8046 | 5.59 | Residential | Behind the Meter | Yes | Team Sunshine Construction, LLC | PSE&G |  | Accepted | 2025-03-21 | 2025-04-10 | 2026-04-10 | Inverters | ENPHASE | IQ8M-72-2-US | 325 |  | 13 |  |  | 0.98 |  | Outdoor
NJADRE1559338081 | Administratively Determined Incentive Program | Willingboro | 8046 | 5.59 | Residential | Behind the Meter | Yes | Team Sunshine Construction, LLC | PSE&G |  | Accepted | 2025-03-21 | 2025-04-10 | 2026-04-10 | Solar Panels | JINKO SOLAR | JKM430N-54HL4-B |  | 0.43 | 13 | 240 | 41 |  | Fixed | Roof
NJADRE1559338081 | Administratively Determined Incentive Program | Willingboro | 8046 | 5.59 | Residential | Behind the Meter | Yes | Team Sunshine Construction, LLC | PSE&G |  | Accepted | 2025-03-21 | 2025-04-10 | 2026-04-10 | Meters | ENPHASE | Enphase Integrated Consumption Meter |  |  | 1 |  |  |  | Yes | Outdoor
NJADRE1559338095 | Administratively Determined Incentive Program | Perth Amboy | 8861 | 4.92 | Residential | Behind the Meter | Yes | Pro Custom Solar dba Momentum Solar | PSE&G |  | Accepted | 2025-03-21 | 2025-04-10 | 2026-04-10 | Inverters | ENPHASE | IQ8HC-72-M-DOM-US | 380 |  | 12 |  |  | 0.97 |  | Outdoor
NJADRE1559338095 | Administratively Determined Incentive Program | Perth Amboy | 8861 | 4.92 | Residential | Behind the Meter | Yes | Pro Custom Solar dba Momentum Solar | PSE&G |  | Accepted | 2025-03-21 | 2025-04-10 | 2026-04-10 | Solar Panels | HANWHA | Q.PEAK DUO BLK ML-G10+ 410 |  | 0.41 | 12 | 294 | 7 |  | Fixed | Roof
NJADRE1559338104 | Administratively Determined Incentive Program | Newark | 7102 | 3.65 | Residential | Behind the Meter | No | Freedom Forever New Jersey, LLC | PSE&G |  | Accepted | 2025-03-21 | 2025-04-10 | 2026-04-10 | Solar Panels | Trina | TSM-405NE09RC.05 |  | 0.405 | 9 | 202 | 25 |  | Fixed | Roof
NJADRE1559338104 | Administratively Determined Incentive Program | Newark | 7102 | 3.65 | Residential | Behind the Meter | No | Freedom Forever New Jersey, LLC | PSE&G |  | Accepted | 2025-03-21 | 2025-04-10 | 2026-04-10 | Inverters | Solar Edge | SE3800H-USRGM) | 3800 |  | 1 |  |  | 0.99 |  | Outside
NJADRE1559338127 | Administratively Determined Incentive Program | WENONAH | 8090 | 5.2 | Residential | Behind the Meter | Yes | Sunrun Installation Services, Inc. | AC Electric |  | Accepted | 2025-03-21 | 2025-04-11 | 2026-04-11 | Solar Panels | HANWHA Q-CELLS | Q.PEAK DUO BLK ML-G10+/T 400 |  | 0.4 | 8 | 227 | 21 |  | Fixed | Roof
NJADRE1559338127 | Administratively Determined Incentive Program | WENONAH | 8090 | 5.2 | Residential | Behind the Meter | Yes | Sunrun Installation Services, Inc. | AC Electric |  | Accepted | 2025-03-21 | 2025-04-11 | 2026-04-11 | Electric Storage Battery | Tesla | POWERWALL 3 1707000-XX-Y |  |  | 1 |  |  |  | Lithium Ion |  | OUTSIDE
NJADRE1559338127 | Administratively Determined Incentive Program | WENONAH | 8090 | 5.2 | Residential | Behind the Meter | Yes | Sunrun Installation Services, Inc. | AC Electric |  | Accepted | 2025-03-21 | 2025-04-11 | 2026-04-11 | Inverters | SOLAREDGE TECHNOLOGIES | SE3800H-USMN | 3800 |  | 1 |  |  | 0.99 |  | Outdoor
NJADRE1559338127 | Administratively Determined Incentive Program | WENONAH | 8090 | 5.2 | Residential | Behind the Meter | Yes | Sunrun Installation Services, Inc. | AC Electric |  | Accepted | 2025-03-21 | 2025-04-11 | 2026-04-11 | Solar Panels | HANWHA Q-CELLS | Q.PEAK DUO BLK ML-G10+/T 400 |  | 0.4 | 5 | 47 | 21 |  | Fixed | Roof
NJADRE1559338140 | Administratively Determined Incentive Program | FAIR LAWN BORO | 7410 | 4.3 | Residential | Behind the Meter | Yes | Velocity Energy & Home Solutions, Inc. | PSE&G |  | Accepted | 2025-03-21 | 2025-04-10 | 2026-04-10 | Inverters | enphase | iq8plus | 290 |  | 10 |  |  | 0.99 |  | Outside | behind panels
NJADRE1559338140 | Administratively Determined Incentive Program | FAIR LAWN BORO | 7410 | 4.3 | Residential | Behind the Meter | Yes | Velocity Energy & Home Solutions, Inc. | PSE&G |  | Accepted | 2025-03-21 | 2025-04-10 | 2026-04-10 | Solar Panels | SEG | 430W |  | 0.43 | 3 | 340 | 15 |  | Fixed | Roof
NJADRE1559338140 | Administratively Determined Incentive Program | FAIR LAWN BORO | 7410 | 4.3 | Residential | Behind the Meter | Yes | Velocity Energy & Home Solutions, Inc. | PSE&G |  | Accepted | 2025-03-21 | 2025-04-10 | 2026-04-10 | Solar Panels | SEG | 430W |  | 0.43 | 7 | 160 | 35 |  | Fixed | Roof
NJADRE1559338148 | Administratively Determined Incentive Program | PLEASANTVILLE | 8232 | 11.18 | Residential | Behind the Meter | Yes | Velocity Energy & Home Solutions, Inc. | AC Electric |  | Accepted | 2025-03-21 | 2025-04-16 | 2026-04-16 | Inverters | enphase | iq8plus | 290 |  | 26 |  |  | 0.99 |  | Outside | behind panels
NJADRE1559338148 | Administratively Determined Incentive Program | PLEASANTVILLE | 8232 | 11.18 | Residential | Behind the Meter | Yes | Velocity Energy & Home Solutions, Inc. | AC Electric |  | Accepted | 2025-03-21 | 2025-04-16 | 2026-04-16 | Solar Panels | SEG | 430wSEG |  | 0.43 | 13 | 296 | 27 |  | Fixed | Roof
NJADRE1559338148 | Administratively Determined Incentive Program | PLEASANTVILLE | 8232 | 11.18 | Residential | Behind the Meter | Yes | Velocity Energy & Home Solutions, Inc. | AC Electric |  | Accepted | 2025-03-21 | 2025-04-16 | 2026-04-16 | Solar Panels | trina | 430w |  | 0.43 | 13 | 116 | 27 |  | Fixed | Roof
NJADRE1559338150 | Administratively Determined Incentive Program | PAULSBORO | 8066 | 6.08 | Residential | Behind the Meter | No | Freedom Forever New Jersey, LLC | AC Electric |  | Accepted | 2025-03-21 | 2025-04-10 | 2026-04-10 | Inverters | Solar Edge | SE5000H-USRGM) | 5000 |  | 1 |  |  | 0.99 |  | Outdoor
NJADRE1559338150 | Administratively Determined Incentive Program | PAULSBORO | 8066 | 6.08 | Residential | Behind the Meter | No | Freedom Forever New Jersey, LLC | AC Electric |  | Accepted | 2025-03-21 | 2025-04-10 | 2026-04-10 | Solar Panels | Trina | TSM-405NE09RC.05 |  | 0.405 | 6 | 277 | 34 |  | Fixed | Roof
NJADRE1559338150 | Administratively Determined Incentive Program | PAULSBORO | 8066 | 6.08 | Residential | Behind the Meter | No | Freedom Forever New Jersey, LLC | AC Electric |  | Accepted | 2025-03-21 | 2025-04-10 | 2026-04-10 | Solar Panels | Trina | TSM-405NE09RC.05 |  | 0.405 | 9 | 97 | 34 |  | Fixed | Roof
NJADRE1559338164 | Administratively Determined Incentive Program | SEWELL | 8080 | 20.21 | Residential | Behind the Meter | Yes | Velocity Energy & Home Solutions, Inc. | AC Electric |  | Accepted | 2025-03-21 | 2025-04-10 | 2026-04-10 | Inverters | enphase | iq8plus | 290 |  | 47 |  |  | 0.99 |  | Outside | behind panels
NJADRE1559338164 | Administratively Determined Incentive Program | SEWELL | 8080 | 20.21 | Residential | Behind the Meter | Yes | Velocity Energy & Home Solutions, Inc. | AC Electric |  | Accepted | 2025-03-21 | 2025-04-10 | 2026-04-10 | Solar Panels | seg | 430w |  | 0.43 | 39 | 208 | 30 |  | Fixed | Roof
NJADRE1559338164 | Administratively Determined Incentive Program | SEWELL | 8080 | 20.21 | Residential | Behind the Meter | Yes | Velocity Energy & Home Solutions, Inc. | AC Electric |  | Accepted | 2025-03-21 | 2025-04-10 | 2026-04-10 | Solar Panels | seg | 430w |  | 0.43 | 5 | 127 | 30 |  | Fixed | Roof
NJADRE1559338164 | Administratively Determined Incentive Program | SEWELL | 8080 | 20.21 | Residential | Behind the Meter | Yes | Velocity Energy & Home Solutions, Inc. | AC Electric |  | Accepted | 2025-03-21 | 2025-04-10 | 2026-04-10 | Solar Panels | seg | 430w |  | 0.43 | 3 | 118 | 40 |  | Fixed | Roof
NJADRE1559338171 | Administratively Determined Incentive Program | LINDEN | 7036 | 6.56 | Residential | Behind the Meter | Yes | Sunrun Installation Services, Inc. | PSE&G |  | Accepted | 2025-03-21 | 2025-04-10 | 2026-04-10 | Inverters | SOLAREDGE TECHNOLOGIES | SE5700H-USMN | 5760 |  | 1 |  |  | 0.99 |  | Outside
NJADRE1559338171 | Administratively Determined Incentive Program | LINDEN | 7036 | 6.56 | Residential | Behind the Meter | Yes | Sunrun Installation Services, Inc. | PSE&G |  | Accepted | 2025-03-21 | 2025-04-10 | 2026-04-10 | Solar Panels | Hanwha Q-Cells | Q.PEAK DUO BLK ML-G10+ 410 |  | 0.41 | 10 | 134 | 42 |  | Fixed | Roof
NJADRE1559338171 | Administratively Determined Incentive Program | LINDEN | 7036 | 6.56 | Residential | Behind the Meter | Yes | Sunrun Installation Services, Inc. | PSE&G |  | Accepted | 2025-03-21 | 2025-04-10 | 2026-04-10 | Solar Panels | Hanwha Q-Cells | Q.PEAK DUO BLK ML-G10+ 410 |  | 0.41 | 6 | 314 | 43 |  | Fixed | Roof
NJADRE1559338182 | Administratively Determined Incentive Program | HOWELL | 7731 | 6.48 | Residential | Behind the Meter | No | Power Home Remodeling Group | JCP&L |  | Accepted | 2025-03-21 | 2025-04-11 | 2026-04-11 | Meters | SolarEdge | Revenue Grade Data Ansi C12.20 |  |  | 1 |  |  |  | Yes | Outdoor
NJADRE1559338182 | Administratively Determined Incentive Program | HOWELL | 7731 | 6.48 | Residential | Behind the Meter | No | Power Home Remodeling Group | JCP&L |  | Accepted | 2025-03-21 | 2025-04-11 | 2026-04-11 | Inverters | SolarEdge | SE5700H-US | 5760 |  | 1 |  |  | 0.99 |  | Outdoor
NJADRE1559338182 | Administratively Determined Incentive Program | HOWELL | 7731 | 6.48 | Residential | Behind the Meter | No | Power Home Remodeling Group | JCP&L |  | Accepted | 2025-03-21 | 2025-04-11 | 2026-04-11 | Solar Panels | JA Solar | JAM54S31 405/MR |  | 0.405 | 16 | 203 | 19 |  | Fixed | Roof
NJADRE1559338207 | Administratively Determined Incentive Program | Southampton | 8088 | 12.56 | Residential | Behind the Meter | Yes | Freedom Forever New Jersey, LLC | PSE&G |  | Accepted | 2025-03-21 | 2025-04-10 | 2026-04-10 | Inverters | Solar Edge | USE10000H-USMNBL75) | 10000 |  | 1 |  |  | 0.99 |  | Outside
NJADRE1559338207 | Administratively Determined Incentive Program | Southampton | 8088 | 12.56 | Residential | Behind the Meter | Yes | Freedom Forever New Jersey, LLC | PSE&G |  | Accepted | 2025-03-21 | 2025-04-10 | 2026-04-10 | Solar Panels | Trina | TSM-405NE09RC.05 |  | 0.405 | 13 | 311 | 23 |  | Fixed | Roof
NJADRE1559338207 | Administratively Determined Incentive Program | Southampton | 8088 | 12.56 | Residential | Behind the Meter | Yes | Freedom Forever New Jersey, LLC | PSE&G |  | Accepted | 2025-03-21 | 2025-04-10 | 2026-04-10 | Solar Panels | Trina | TSM-405NE09RC.05 |  | 0.405 | 18 | 131 | 23 |  | Fixed | Roof
NJADRE1559338212 | Administratively Determined Incentive Program | Pleasantville | 8232 | 7.65 | Residential | Behind the Meter | Yes | Whitman Construction, LLC | AC Electric |  | Accepted | 2025-03-21 | 2025-04-10 | 2026-04-10 | Solar Panels | Jinko Solar | JKM425N-54HL4-B |  | 0.425 | 18 | 116 | 37 |  | Fixed | Roof
NJADRE1559338212 | Administratively Determined Incentive Program | Pleasantville | 8232 | 7.65 | Residential | Behind the Meter | Yes | Whitman Construction, LLC | AC Electric |  | Accepted | 2025-03-21 | 2025-04-10 | 2026-04-10 | Inverters | ENPHASE | IQ8PLUS-72-2-US | 290 |  | 18 |  |  | 0.975 |  | Outdoor
NJADRE1559338216 | Administratively Determined Incentive Program | Carneys Point | 8069 | 13.33 | Residential | Behind the Meter | Yes | Velocity Energy & Home Solutions Inc. | AC Electric |  | Accepted | 2025-03-21 | 2025-04-16 | 2026-04-16 | Solar Panels | SEG | 430W |  | 0.43 | 13 | 297 | 24 |  | Fixed | Roof
NJADRE1559338216 | Administratively Determined Incentive Program | Carneys Point | 8069 | 13.33 | Residential | Behind the Meter | Yes | Velocity Energy & Home Solutions Inc. | AC Electric |  | Accepted | 2025-03-21 | 2025-04-16 | 2026-04-16 | Inverters | enphase | iq8plus | 290 |  | 31 |  |  | 0.99 |  | Outside | behind panels
NJADRE1559338216 | Administratively Determined Incentive Program | Carneys Point | 8069 | 13.33 | Residential | Behind the Meter | Yes | Velocity Energy & Home Solutions Inc. | AC Electric |  | Accepted | 2025-03-21 | 2025-04-16 | 2026-04-16 | Solar Panels | SEG | 430w |  | 0.43 | 10 | 117 | 10 |  | Fixed | Roof
NJADRE1559338216 | Administratively Determined Incentive Program | Carneys Point | 8069 | 13.33 | Residential | Behind the Meter | Yes | Velocity Energy & Home Solutions Inc. | AC Electric |  | Accepted | 2025-03-21 | 2025-04-16 | 2026-04-16 | Solar Panels | SEG | 430W |  | 0.43 | 8 | 117 | 13 |  | Fixed | Roof
NJADRE1559338227 | Administratively Determined Incentive Program | Woodbridge | 8861 | 267.2 | Commercial | Behind the Meter | No | 1st Light Energy, Inc. | PSE&G |  | Accepted | 2025-03-21 | 2025-04-11 | 2026-04-11 | Solar Panels | V SUN | VSUN400-108BMH |  | 0.4 | 668 | 197 | 9 |  | Fixed | Roof
NJADRE1559338227 | Administratively Determined Incentive Program | Woodbridge | 8861 | 267.2 | Commercial | Behind the Meter | No | 1st Light Energy, Inc. | PSE&G |  | Accepted | 2025-03-21 | 2025-04-11 | 2026-04-11 | Inverters | CHINT | SCA50KTL-DO/US-480 | 50000 |  | 4 |  |  | 0.97 |  | Indoor | WITHIN 10 FEET OF METER
NJADRE1559338275 | Administratively Determined Incentive Program | RIDGEFIELD | 7657 | 18.45 | Residential | Behind the Meter | No | Tesla Energy Operations, Inc. | PSE&G |  | Accepted | 2025-03-21 | 2025-04-10 | 2026-04-10 | Electric Storage Battery | Tesla | Powerwall3 |  |  | 1 |  |  |  | Lithium Ion |  | OUTSIDE
NJADRE1559338275 | Administratively Determined Incentive Program | RIDGEFIELD | 7657 | 18.45 | Residential | Behind the Meter | No | Tesla Energy Operations, Inc. | PSE&G |  | Accepted | 2025-03-21 | 2025-04-10 | 2026-04-10 | Solar Panels | Hanwha | Q.PEAK DUO BLK ML-G10.a+/TS 410 |  | 0.41 | 22 | 126 | 18 |  | Fixed | Roof
NJADRE1559338275 | Administratively Determined Incentive Program | RIDGEFIELD | 7657 | 18.45 | Residential | Behind the Meter | No | Tesla Energy Operations, Inc. | PSE&G |  | Accepted | 2025-03-21 | 2025-04-10 | 2026-04-10 | Solar Panels | Hanwha | Q.PEAK DUO BLK ML-G10.a+/TS 410 |  | 0.41 | 23 | 306 | 18 |  | Fixed | Roof
NJADRE1559338275 | Administratively Determined Incentive Program | RIDGEFIELD | 7657 | 18.45 | Residential | Behind the Meter | No | Tesla Energy Operations, Inc. | PSE&G |  | Accepted | 2025-03-21 | 2025-04-10 | 2026-04-10 | Inverters | Tesla | 1707000-XX-Y | 11500 |  | 1 |  |  | 0.98 |  | Outdoor
NJADRE1559338288 | Administratively Determined Incentive Program | Egg Harbor Township | 8234 | 9.03 | Residential | Behind the Meter | Yes | Velocity Energy & Home Solutions Inc. | AC Electric |  | Accepted | 2025-03-21 | 2025-04-16 | 2026-04-16 | Solar Panels | seg | 430w |  | 0.43 | 14 | 207 | 19 |  | Fixed | Roof
NJADRE1559338288 | Administratively Determined Incentive Program | Egg Harbor Township | 8234 | 9.03 | Residential | Behind the Meter | Yes | Velocity Energy & Home Solutions Inc. | AC Electric |  | Accepted | 2025-03-21 | 2025-04-16 | 2026-04-16 | Solar Panels | seg | 430w |  | 0.43 | 7 | 27 | 19 |  | Fixed | Roof
NJADRE1559338288 | Administratively Determined Incentive Program | Egg Harbor Township | 8234 | 9.03 | Residential | Behind the Meter | Yes | Velocity Energy & Home Solutions Inc. | AC Electric |  | Accepted | 2025-03-21 | 2025-04-16 | 2026-04-16 | Inverters | enphase | iq8plus | 290 |  | 21 |  |  | 0.99 |  | Other | behind panels
NJADRE1559338396 | Administratively Determined Incentive Program | PLEASANTVILLE | 8232 | 11.61 | Residential | Behind the Meter | Yes | Fusion Solar Energy, LLC | AC Electric |  | Accepted | 2025-03-21 | 2025-04-11 | 2026-04-11 | Solar Panels | SEG SOLAR | SEG-430-BTD-BG |  | 0.43 | 27 | 210.6 | 5 |  | Fixed | Roof
NJADRE1559338396 | Administratively Determined Incentive Program | PLEASANTVILLE | 8232 | 11.61 | Residential | Behind the Meter | Yes | Fusion Solar Energy, LLC | AC Electric |  | Accepted | 2025-03-21 | 2025-04-11 | 2026-04-11 | Inverters | ENPHASE | IQ8PLUS-72-M-US | 290 |  | 27 |  |  | 0.973 |  | Outside | Roof
NJADRE1559338908 | Administratively Determined Incentive Program | KEARNY | 7032 | 7.38 | Residential | Behind the Meter | Yes | Sunrun Installation Services, Inc. | PSE&G |  | Accepted | 2025-03-21 | 2025-04-10 | 2026-04-10 | Inverters | SOLAREDGE TECHNOLOGIES | SE5700H-USMN | 5760 |  | 1 |  |  | 0.99 |  | Outside
NJADRE1559338908 | Administratively Determined Incentive Program | KEARNY | 7032 | 7.38 | Residential | Behind the Meter | Yes | Sunrun Installation Services, Inc. | PSE&G |  | Accepted | 2025-03-21 | 2025-04-10 | 2026-04-10 | Solar Panels | Hanwha Q-Cells | Q.PEAK DUO BLK ML-G10+ 410 |  | 0.41 | 18 | 117 | 6 |  | Fixed | Roof
NJADRE1559338935 | Administratively Determined Incentive Program | Pleasantville | 8232 | 11.05 | Residential | Behind the Meter | Yes | Integrity Solar & Home Solutions, LLC | AC Electric |  | Accepted | 2025-03-21 | 2025-04-11 | 2026-04-11 | Solar Panels | JINKO | JKM425N-54HL4-B |  | 0.425 | 11 | 44 | 30 |  | Fixed | Roof
NJADRE1559338935 | Administratively Determined Incentive Program | Pleasantville | 8232 | 11.05 | Residential | Behind the Meter | Yes | Integrity Solar & Home Solutions, LLC | AC Electric |  | Accepted | 2025-03-21 | 2025-04-11 | 2026-04-11 | Inverters | ENPHASE | IQ8+ | 290 |  | 26 |  |  | 0.98 |  | Other | UNDER EACH PANEL
NJADRE1559338935 | Administratively Determined Incentive Program | Pleasantville | 8232 | 11.05 | Residential | Behind the Meter | Yes | Integrity Solar & Home Solutions, LLC | AC Electric |  | Accepted | 2025-03-21 | 2025-04-11 | 2026-04-11 | Solar Panels | JINKO | JKM425N-54HL4-B |  | 0.425 | 15 | 224 | 30 |  | Fixed | Roof
NJADRE1559338998 | Administratively Determined Incentive Program | Newark | 7103 | 7.74 | Residential | Behind the Meter | Yes | PosiGen Developer, LLC | PSE&G |  | Accepted | 2025-03-21 | 2025-04-14 | 2026-04-14 | Inverters | SolarEdge | SE7600H-US | 7600 |  | 1 |  |  | 0.99 |  | Outside
NJADRE1559338998 | Administratively Determined Incentive Program | Newark | 7103 | 7.74 | Residential | Behind the Meter | Yes | PosiGen Developer, LLC | PSE&G |  | Accepted | 2025-03-21 | 2025-04-14 | 2026-04-14 | Solar Panels | Seg Solar | SEG-430-BTD-BG |  | 0.43 | 18 | 308 | 23 |  | Fixed | Roof
NJADRE1559339142 | Administratively Determined Incentive Program | WAYNE | 7470 | 10.32 | Residential | Behind the Meter | Yes | SeaPoint Solar | PSE&G |  | Accepted | 2025-03-21 | 2025-04-11 | 2026-04-11 | Inverters | Enphase | IQ8PLUS-72-M-US | 290 |  | 24 |  |  | 0.97 |  | Outdoor
NJADRE1559339142 | Administratively Determined Incentive Program | WAYNE | 7470 | 10.32 | Residential | Behind the Meter | Yes | SeaPoint Solar | PSE&G |  | Accepted | 2025-03-21 | 2025-04-11 | 2026-04-11 | Solar Panels | SILFAB | Silfab Sil-430 QD |  | 0.43 | 24 | 184 | 18 |  | Fixed | Roof
NJADRE1559339414 | Administratively Determined Incentive Program | Egg Harbor Twp | 8234 | 18.63 | Residential | Behind the Meter | No | Freedom Forever New Jersey, LLC | AC Electric |  | Accepted | 2025-03-21 | 2025-04-11 | 2026-04-11 | Solar Panels | Trina | TSM-405NE09RC.05 |  | 0.405 | 21 | 118 | 20 |  | Fixed | Roof
NJADRE1559339414 | Administratively Determined Incentive Program | Egg Harbor Twp | 8234 | 18.63 | Residential | Behind the Meter | No | Freedom Forever New Jersey, LLC | AC Electric |  | Accepted | 2025-03-21 | 2025-04-11 | 2026-04-11 | Solar Panels | Trina | TSM-405NE09RC.05 |  | 0.405 | 25 | 298 | 20 |  | Fixed | Roof
NJADRE1559339414 | Administratively Determined Incentive Program | Egg Harbor Twp | 8234 | 18.63 | Residential | Behind the Meter | No | Freedom Forever New Jersey, LLC | AC Electric |  | Accepted | 2025-03-21 | 2025-04-11 | 2026-04-11 | Inverters | Solar Edge | SE7600H-USRGM) | 7600 |  | 2 |  |  | 0.99 |  | Outside
NJADRE1559339439 | Administratively Determined Incentive Program | MILLVILLE | 8332 | 8.1 | Residential | Behind the Meter | Yes | Freedom Forever New Jersey, LLC | AC Electric |  | Accepted | 2025-03-21 | 2025-04-14 | 2026-04-14 | Solar Panels | Trina | TSM-405NE09RC.05 |  | 0.405 | 6 | 156 | 8 |  | Fixed | Roof
NJADRE1559339439 | Administratively Determined Incentive Program | MILLVILLE | 8332 | 8.1 | Residential | Behind the Meter | Yes | Freedom Forever New Jersey, LLC | AC Electric |  | Accepted | 2025-03-21 | 2025-04-14 | 2026-04-14 | Solar Panels | Trina | TSM-405NE09RC.05 |  | 0.405 | 2 | 156 | 35 |  | Fixed | Roof
NJADRE1559339439 | Administratively Determined Incentive Program | MILLVILLE | 8332 | 8.1 | Residential | Behind the Meter | Yes | Freedom Forever New Jersey, LLC | AC Electric |  | Accepted | 2025-03-21 | 2025-04-14 | 2026-04-14 | Inverters | Solar Edge | USE5700H-USMNBL75) | 5700 |  | 1 |  |  | 0.99 |  | Outside
NJADRE1559339439 | Administratively Determined Incentive Program | MILLVILLE | 8332 | 8.1 | Residential | Behind the Meter | Yes | Freedom Forever New Jersey, LLC | AC Electric |  | Accepted | 2025-03-21 | 2025-04-14 | 2026-04-14 | Solar Panels | Trina | TSM-405NE09RC.05 |  | 0.405 | 12 | 336 | 35 |  | Fixed | Roof
NJADRE1559342878 | Administratively Determined Incentive Program | Andover | 7821 | 16.81 | Residential | Behind the Meter | Yes | Bright Ops, Inc. | JCP&L |  | Accepted | 2025-03-23 | 2025-04-11 | 2026-04-11 | Solar Panels | Hanwha Q-Cells | Q.PEAK DUO BLK ML-G10+ 410 |  | 0.41 | 13 | 286 | 45 |  | Fixed | Roof
NJADRE1559342878 | Administratively Determined Incentive Program | Andover | 7821 | 16.81 | Residential | Behind the Meter | Yes | Bright Ops, Inc. | JCP&L |  | Accepted | 2025-03-23 | 2025-04-11 | 2026-04-11 | Solar Panels | Hanwha Q-Cells | Q.PEAK DUO BLK ML-G10+ 410 |  | 0.41 | 9 | 104 | 45 |  | Fixed | Roof
NJADRE1559342878 | Administratively Determined Incentive Program | Andover | 7821 | 16.81 | Residential | Behind the Meter | Yes | Bright Ops, Inc. | JCP&L |  | Accepted | 2025-03-23 | 2025-04-11 | 2026-04-11 | Solar Panels | Hanwha Q-Cells | Q.PEAK DUO BLK ML-G10+ 410 |  | 0.41 | 5 | 194 | 45 |  | Fixed | Roof
NJADRE1559342878 | Administratively Determined Incentive Program | Andover | 7821 | 16.81 | Residential | Behind the Meter | Yes | Bright Ops, Inc. | JCP&L |  | Accepted | 2025-03-23 | 2025-04-11 | 2026-04-11 | Inverters | SolarEdge Technologies | SE11400H-USRGM | 11400 |  | 1 |  |  | 0.98 |  | Outdoor | Outside
NJADRE1559342878 | Administratively Determined Incentive Program | Andover | 7821 | 16.81 | Residential | Behind the Meter | Yes | Bright Ops, Inc. | JCP&L |  | Accepted | 2025-03-23 | 2025-04-11 | 2026-04-11 | Solar Panels | Hanwha Q-Cells | Q.PEAK DUO BLK ML-G10+ 410 |  | 0.41 | 6 | 286 | 45 |  | Fixed | Roof
NJADRE1559342878 | Administratively Determined Incentive Program | Andover | 7821 | 16.81 | Residential | Behind the Meter | Yes | Bright Ops, Inc. | JCP&L |  | Accepted | 2025-03-23 | 2025-04-11 | 2026-04-11 | Solar Panels | Hanwha Q-Cells | Q.PEAK DUO BLK ML-G10+ 410 |  | 0.41 | 5 | 104 | 45 |  | Fixed | Roof
NJADRE1559342878 | Administratively Determined Incentive Program | Andover | 7821 | 16.81 | Residential | Behind the Meter | Yes | Bright Ops, Inc. | JCP&L |  | Accepted | 2025-03-23 | 2025-04-11 | 2026-04-11 | Solar Panels | Hanwha Q-Cells | Q.PEAK DUO BLK ML-G10+ 410 |  | 0.41 | 3 | 15 | 45 |  | Fixed | Roof
NJADRE1559342881 | Administratively Determined Incentive Program | Franklinville | 8322 | 14.49 | Residential | Behind the Meter | Yes | Bright Ops, Inc. | AC Electric |  | Accepted | 2025-03-23 | 2025-04-14 | 2026-04-14 | Solar Panels | Hanwha Q-Cells | Q.PEAK DUO BLK-G5 315W |  | 0.315 | 17 | 153 | 18 |  | Fixed | Roof
NJADRE1559342881 | Administratively Determined Incentive Program | Franklinville | 8322 | 14.49 | Residential | Behind the Meter | Yes | Bright Ops, Inc. | AC Electric |  | Accepted | 2025-03-23 | 2025-04-14 | 2026-04-14 | Solar Panels | Hanwha Q-Cells | Q.PEAK DUO BLK-G5 315W |  | 0.315 | 29 | 333 | 18 |  | Fixed | Roof
NJADRE1559342881 | Administratively Determined Incentive Program | Franklinville | 8322 | 14.49 | Residential | Behind the Meter | Yes | Bright Ops, Inc. | AC Electric |  | Accepted | 2025-03-23 | 2025-04-14 | 2026-04-14 | Inverters | SolarEdge Technologies | SE6000H-USRGM | 6000 |  | 1 |  |  | 0.98 |  | Outdoor | Outside
NJADRE1559342881 | Administratively Determined Incentive Program | Franklinville | 8322 | 14.49 | Residential | Behind the Meter | Yes | Bright Ops, Inc. | AC Electric |  | Accepted | 2025-03-23 | 2025-04-14 | 2026-04-14 | Inverters | SolarEdge Technologies | SE6000H-USRGM | 6000 |  | 1 |  |  | 0.98 |  | Outdoor | Outside
NJADRE1559343249 | Administratively Determined Incentive Program | Seaside Park | 8752 | 3.185 | Residential | Behind the Meter | No | SureWave Solar | JCP&L |  | Accepted | 2025-03-26 | 2025-04-16 | 2026-04-16 | Meters | Enphase | X-IQ-ami-240-5-HDK | 3830 |  | 1 |  |  |  | Yes | Outdoor
NJADRE1559343249 | Administratively Determined Incentive Program | Seaside Park | 8752 | 3.185 | Residential | Behind the Meter | No | SureWave Solar | JCP&L |  | Accepted | 2025-03-26 | 2025-04-16 | 2026-04-16 | Inverters | Enphase | IQ8A | 349 |  | 7 |  |  | 0.997 |  | Outdoor | rooftop under panels
NJADRE1559343249 | Administratively Determined Incentive Program | Seaside Park | 8752 | 3.185 | Residential | Behind the Meter | No | SureWave Solar | JCP&L |  | Accepted | 2025-03-26 | 2025-04-16 | 2026-04-16 | Solar Panels | Canadian Solar | CS6.1-54TM-455 |  | 0.455 | 7 | 187 | 20 |  | Fixed | Roof
NJADRE1559343490 | Administratively Determined Incentive Program | Hopatcong | 7843 | 80.1 | Commercial | Behind the Meter | No | United Solar, LLC | JCP&L |  | Accepted | 2025-03-24 | 2025-04-14 | 2026-04-14 | Meters | SMA | SMA SUNNY TRIPOWER CORE1 50-US |  |  | 1 |  |  |  | Yes | Outdoor
NJADRE1559343490 | Administratively Determined Incentive Program | Hopatcong | 7843 | 80.1 | Commercial | Behind the Meter | No | United Solar, LLC | JCP&L |  | Accepted | 2025-03-24 | 2025-04-14 | 2026-04-14 | Inverters | SMA | SMA SUNNY TRIPOWER CORE1 33-US | 33000 |  | 1 |  |  | 0.965 |  | Outside
NJADRE1559343490 | Administratively Determined Incentive Program | Hopatcong | 7843 | 80.1 | Commercial | Behind the Meter | No | United Solar, LLC | JCP&L |  | Accepted | 2025-03-24 | 2025-04-14 | 2026-04-14 | Meters | SMA | SMA SUNNY TRIPOWER CORE1 33-US |  |  | 1 |  |  |  | Yes | Outdoor
NJADRE1559343490 | Administratively Determined Incentive Program | Hopatcong | 7843 | 80.1 | Commercial | Behind the Meter | No | United Solar, LLC | JCP&L |  | Accepted | 2025-03-24 | 2025-04-14 | 2026-04-14 | Inverters | SMA | SMA SUNNY TRIPOWER CORE1 50-US | 50000 |  | 1 |  |  | 0.965 |  | Outside
NJADRE1559343490 | Administratively Determined Incentive Program | Hopatcong | 7843 | 80.1 | Commercial | Behind the Meter | No | United Solar, LLC | JCP&L |  | Accepted | 2025-03-24 | 2025-04-14 | 2026-04-14 | Solar Panels | Phonosolar | PS450M4-24/TH |  | 0.45 | 56 | 110 | 35 |  | Fixed | Roof
NJADRE1559343490 | Administratively Determined Incentive Program | Hopatcong | 7843 | 80.1 | Commercial | Behind the Meter | No | United Solar, LLC | JCP&L |  | Accepted | 2025-03-24 | 2025-04-14 | 2026-04-14 | Solar Panels | Phonosolar | PS450M4-24/TH |  | 0.45 | 42 | 290 | 35 |  | Fixed | Roof
NJADRE1559343490 | Administratively Determined Incentive Program | Hopatcong | 7843 | 80.1 | Commercial | Behind the Meter | No | United Solar, LLC | JCP&L |  | Accepted | 2025-03-24 | 2025-04-14 | 2026-04-14 | Solar Panels | Phonosolar | PS450M4-24/TH |  | 0.45 | 24 | 290 | 20 |  | Fixed | Roof
NJADRE1559343490 | Administratively Determined Incentive Program | Hopatcong | 7843 | 80.1 | Commercial | Behind the Meter | No | United Solar, LLC | JCP&L |  | Accepted | 2025-03-24 | 2025-04-14 | 2026-04-14 | Solar Panels | Phonosolar | PS450M4-24/TH |  | 0.45 | 56 | 290 | 20 |  | Fixed | Roof
NJADRE1559343499 | Administratively Determined Incentive Program | SEWELL | 8080 | 9.78 | Residential | Behind the Meter | Yes | Whitman Construction, LLC | AC Electric |  | Accepted | 2025-03-24 | 2025-04-14 | 2026-04-14 | Solar Panels | Jinko Solar | JKM425N-54HL4-B |  | 0.425 | 18 | 220 | 25 |  | Fixed | Roof
NJADRE1559343499 | Administratively Determined Incentive Program | SEWELL | 8080 | 9.78 | Residential | Behind the Meter | Yes | Whitman Construction, LLC | AC Electric |  | Accepted | 2025-03-24 | 2025-04-14 | 2026-04-14 | Inverters | ENPHASE | IQ8PLUS-72-2-US | 290 |  | 23 |  |  | 0.975 |  | Outdoor
NJADRE1559343499 | Administratively Determined Incentive Program | SEWELL | 8080 | 9.78 | Residential | Behind the Meter | Yes | Whitman Construction, LLC | AC Electric |  | Accepted | 2025-03-24 | 2025-04-14 | 2026-04-14 | Solar Panels | Jinko Solar | JKM425N-54HL4-B |  | 0.425 | 2 | 40 | 16 |  | Fixed | Roof
NJADRE1559343499 | Administratively Determined Incentive Program | SEWELL | 8080 | 9.78 | Residential | Behind the Meter | Yes | Whitman Construction, LLC | AC Electric |  | Accepted | 2025-03-24 | 2025-04-14 | 2026-04-14 | Solar Panels | Jinko Solar | JKM425N-54HL4-B |  | 0.425 | 3 | 40 | 34 |  | Fixed | Roof
NJADRE1559343524 | Administratively Determined Incentive Program | Newark | 7112 | 13.7 | Residential | Behind the Meter | Yes | SunnyMac, LLC | PSE&G |  | Accepted | 2025-03-24 | 2025-05-05 | 2026-05-05 | Solar Panels | HANWHA | Q.PEAK DUO BLK ML-G10+ 415W |  | 0.415 | 3 | 301.6 | 25 |  | Fixed | Roof
NJADRE1559343524 | Administratively Determined Incentive Program | Newark | 7112 | 13.7 | Residential | Behind the Meter | Yes | SunnyMac, LLC | PSE&G |  | Accepted | 2025-03-24 | 2025-05-05 | 2026-05-05 | Solar Panels | HANWHA | Q.PEAK DUO BLK ML-G10+ 415W |  | 0.415 | 3 | 122.3 | 25 |  | Fixed | Roof
NJADRE1559343524 | Administratively Determined Incentive Program | Newark | 7112 | 13.7 | Residential | Behind the Meter | Yes | SunnyMac, LLC | PSE&G |  | Accepted | 2025-03-24 | 2025-05-05 | 2026-05-05 | Inverters | SOLAREDGE HOME HUB | SE10000H-US | 10000 |  | 1 |  |  | 0.99 |  | Outdoor | next to meter
NJADRE1559343524 | Administratively Determined Incentive Program | Newark | 7112 | 13.7 | Residential | Behind the Meter | Yes | SunnyMac, LLC | PSE&G |  | Accepted | 2025-03-24 | 2025-05-05 | 2026-05-05 | Solar Panels | HANWHA | Q.PEAK DUO BLK ML-G10+ 415W |  | 0.415 | 17 | 212.2 | 25 |  | Fixed | Roof
NJADRE1559343524 | Administratively Determined Incentive Program | Newark | 7112 | 13.7 | Residential | Behind the Meter | Yes | SunnyMac, LLC | PSE&G |  | Accepted | 2025-03-24 | 2025-05-05 | 2026-05-05 | Solar Panels | HANWHA | Q.PEAK DUO BLK ML-G10+ 415W |  | 0.415 | 10 | 32.4 | 25 |  | Fixed | Roof
NJADRE1559343553 | Administratively Determined Incentive Program | West Windsor | 8550 | 12.3 | Residential | Behind the Meter | Yes | Sunrun Installation Services, Inc. | PSE&G |  | Accepted | 2025-03-24 | 2025-04-17 | 2026-04-17 | Solar Panels | Hanwha Q-Cells | Q.PEAK DUO BLK ML-G10+ 410 |  | 0.41 | 2 | 196 | 27 |  | Fixed | Roof
NJADRE1559343553 | Administratively Determined Incentive Program | West Windsor | 8550 | 12.3 | Residential | Behind the Meter | Yes | Sunrun Installation Services, Inc. | PSE&G |  | Accepted | 2025-03-24 | 2025-04-17 | 2026-04-17 | Solar Panels | Hanwha Q-Cells | Q.PEAK DUO BLK ML-G10+ 410 |  | 0.41 | 28 | 196 | 27 |  | Fixed | Roof
NJADRE1559343553 | Administratively Determined Incentive Program | West Windsor | 8550 | 12.3 | Residential | Behind the Meter | Yes | Sunrun Installation Services, Inc. | PSE&G |  | Accepted | 2025-03-24 | 2025-04-17 | 2026-04-17 | Inverters | SOLAREDGE TECHNOLOGIES | SE10000H-USMN | 10000 |  | 1 |  |  | 0.99 |  | Outside
NJADRE1559343557 | Administratively Determined Incentive Program | Englewood | 7631 | 12.04 | Residential | Behind the Meter | Yes | SunnyMac, LLC | PSE&G |  | Accepted | 2025-03-24 | 2025-04-14 | 2026-04-14 | Solar Panels | HANWHA | Q.PEAK DUO BLK ML-G10+ 415W |  | 0.415 | 11 | 268 | 33 |  | Fixed | Roof
NJADRE1559343557 | Administratively Determined Incentive Program | Englewood | 7631 | 12.04 | Residential | Behind the Meter | Yes | SunnyMac, LLC | PSE&G |  | Accepted | 2025-03-24 | 2025-04-14 | 2026-04-14 | Solar Panels | HANWHA | Q.PEAK DUO BLK ML-G10+ 415W |  | 0.415 | 2 | 173 | 50 |  | Fixed | Roof
NJADRE1559343557 | Administratively Determined Incentive Program | Englewood | 7631 | 12.04 | Residential | Behind the Meter | Yes | SunnyMac, LLC | PSE&G |  | Accepted | 2025-03-24 | 2025-04-14 | 2026-04-14 | Solar Panels | HANWHA | Q.PEAK DUO BLK ML-G10+ 415W |  | 0.415 | 5 | 264 | 33 |  | Fixed | Roof
NJADRE1559343557 | Administratively Determined Incentive Program | Englewood | 7631 | 12.04 | Residential | Behind the Meter | Yes | SunnyMac, LLC | PSE&G |  | Accepted | 2025-03-24 | 2025-04-14 | 2026-04-14 | Solar Panels | HANWHA | Q.PEAK DUO BLK ML-G10+ 415W |  | 0.415 | 5 | 84 | 27 |  | Fixed | Roof
NJADRE1559343557 | Administratively Determined Incentive Program | Englewood | 7631 | 12.04 | Residential | Behind the Meter | Yes | SunnyMac, LLC | PSE&G |  | Accepted | 2025-03-24 | 2025-04-14 | 2026-04-14 | Solar Panels | HANWHA | Q.PEAK DUO BLK ML-G10+ 415W |  | 0.415 | 6 | 83 | 33 |  | Fixed | Roof
NJADRE1559343557 | Administratively Determined Incentive Program | Englewood | 7631 | 12.04 | Residential | Behind the Meter | Yes | SunnyMac, LLC | PSE&G |  | Accepted | 2025-03-24 | 2025-04-14 | 2026-04-14 | Inverters | SOLAREDGE | SE5700H-US HOME HUB | 5700 |  | 1 |  |  | 0.99 |  | Outdoor | next to meter
NJADRE1559343557 | Administratively Determined Incentive Program | Englewood | 7631 | 12.04 | Residential | Behind the Meter | Yes | SunnyMac, LLC | PSE&G |  | Accepted | 2025-03-24 | 2025-04-14 | 2026-04-14 | Inverters | HANWHA | SE3800H-US HOME HUB | 3800 |  | 1 |  |  | 0.99 |  | Outdoor | next to meter
NJADRE1559343589 | Administratively Determined Incentive Program | Hammonton | 8037 | 15.3 | Residential | Behind the Meter | Yes | Whitman Construction, LLC | AC Electric |  | Accepted | 2025-03-24 | 2025-04-11 | 2026-04-11 | Solar Panels | Jinko Solar | JKM425N-54HL4-B |  | 0.425 | 31 | 133 | 22 |  | Fixed | Roof
NJADRE1559343589 | Administratively Determined Incentive Program | Hammonton | 8037 | 15.3 | Residential | Behind the Meter | Yes | Whitman Construction, LLC | AC Electric |  | Accepted | 2025-03-24 | 2025-04-11 | 2026-04-11 | Inverters | ENPHASE | IQ8PLUS-72-2-US | 290 |  | 36 |  |  | 0.975 |  | Outdoor
NJADRE1559343589 | Administratively Determined Incentive Program | Hammonton | 8037 | 15.3 | Residential | Behind the Meter | Yes | Whitman Construction, LLC | AC Electric |  | Accepted | 2025-03-24 | 2025-04-11 | 2026-04-11 | Solar Panels | Jinko Solar | JKM425N-54HL4-B |  | 0.425 | 5 | 133 | 22 |  | Fixed | Roof
NJADRE1559343589 | Administratively Determined Incentive Program | Hammonton | 8037 | 15.3 | Residential | Behind the Meter | Yes | Whitman Construction, LLC | AC Electric |  | Accepted | 2025-03-24 | 2025-04-11 | 2026-04-11 | Meters | ENPHASE | X-IQ-AM1-240-5-HDK |  |  | 1 |  |  |  | Yes | Outdoor
NJADRE1559343604 | Administratively Determined Incentive Program | Jackson | 8527 | 7.79 | Residential | Behind the Meter | Yes | Pro Custom Solar dba Momentum Solar | JCP&L |  | Accepted | 2025-03-24 | 2025-04-11 | 2026-04-11 | Inverters | ENPHASE | IQ8HC-72-M-DOM-US | 380 |  | 19 |  |  | 0.97 |  | Outdoor
NJADRE1559343604 | Administratively Determined Incentive Program | Jackson | 8527 | 7.79 | Residential | Behind the Meter | Yes | Pro Custom Solar dba Momentum Solar | JCP&L |  | Accepted | 2025-03-24 | 2025-04-11 | 2026-04-11 | Solar Panels | HANWHA | Q.PEAK DUO BLK ML-G10+ 410 |  | 0.41 | 3 | 166 | 18 |  | Fixed | Roof
NJADRE1559343604 | Administratively Determined Incentive Program | Jackson | 8527 | 7.79 | Residential | Behind the Meter | Yes | Pro Custom Solar dba Momentum Solar | JCP&L |  | Accepted | 2025-03-24 | 2025-04-11 | 2026-04-11 | Solar Panels | HANWHA | Q.PEAK DUO BLK ML-G10+ 410 |  | 0.41 | 8 | 166 | 18 |  | Fixed | Roof
NJADRE1559343604 | Administratively Determined Incentive Program | Jackson | 8527 | 7.79 | Residential | Behind the Meter | Yes | Pro Custom Solar dba Momentum Solar | JCP&L |  | Accepted | 2025-03-24 | 2025-04-11 | 2026-04-11 | Solar Panels | HANWHA | Q.PEAK DUO BLK ML-G10+ 410 |  | 0.41 | 8 | 346 | 18 |  | Fixed | Roof
NJADRE1559343609 | Administratively Determined Incentive Program | Green Creek | 8219 | 10.75 | Residential | Behind the Meter | Yes | EMT Renewables, LLC | AC Electric |  | Accepted | 2025-03-24 | 2025-04-11 | 2026-04-11 | Solar Panels | SEG SOLAR | SEG 430 |  | 0.43 | 8 | 179 | 18 |  | Fixed | Roof
NJADRE1559343609 | Administratively Determined Incentive Program | Green Creek | 8219 | 10.75 | Residential | Behind the Meter | Yes | EMT Renewables, LLC | AC Electric |  | Accepted | 2025-03-24 | 2025-04-11 | 2026-04-11 | Solar Panels | SEG SOLAR | SEG 430 |  | 0.43 | 1 | 269 | 20 |  | Fixed | Roof
NJADRE1559343609 | Administratively Determined Incentive Program | Green Creek | 8219 | 10.75 | Residential | Behind the Meter | Yes | EMT Renewables, LLC | AC Electric |  | Accepted | 2025-03-24 | 2025-04-11 | 2026-04-11 | Inverters | ENPHASE | IQ8+ | 290 |  | 25 |  |  | 0.98 |  | Other | UNDER EACH PANEL
NJADRE1559343609 | Administratively Determined Incentive Program | Green Creek | 8219 | 10.75 | Residential | Behind the Meter | Yes | EMT Renewables, LLC | AC Electric |  | Accepted | 2025-03-24 | 2025-04-11 | 2026-04-11 | Solar Panels | SEG SOLAR | SEG 430 |  | 0.43 | 15 | 359 | 18 |  | Fixed | Roof
NJADRE1559343609 | Administratively Determined Incentive Program | Green Creek | 8219 | 10.75 | Residential | Behind the Meter | Yes | EMT Renewables, LLC | AC Electric |  | Accepted | 2025-03-24 | 2025-04-11 | 2026-04-11 | Solar Panels | SEG SOLAR | SEG 430 |  | 0.43 | 1 | 89 | 20 |  | Fixed | Roof
NJADRE1559343614 | Administratively Determined Incentive Program | Galloway | 8205 | 7.65 | Residential | Behind the Meter | Yes | Sun Up Zero Down, LLC | AC Electric |  | Accepted | 2025-03-24 | 2025-04-11 | 2026-04-11 | Meters | Enphase | TBD |  |  | 1 |  |  |  | Yes | Outdoor
NJADRE1559343614 | Administratively Determined Incentive Program | Galloway | 8205 | 7.65 | Residential | Behind the Meter | Yes | Sun Up Zero Down, LLC | AC Electric |  | Accepted | 2025-03-24 | 2025-04-11 | 2026-04-11 | Solar Panels | TRINA | TSM-425-NE09RC.05 |  | 0.425 | 18 | 132 | 45 |  | Fixed | Roof
NJADRE1559343614 | Administratively Determined Incentive Program | Galloway | 8205 | 7.65 | Residential | Behind the Meter | Yes | Sun Up Zero Down, LLC | AC Electric |  | Accepted | 2025-03-24 | 2025-04-11 | 2026-04-11 | Inverters | Enphase | IQ8PLUS-72-2-US | 290 |  | 18 |  |  | 0.976 |  | Outdoor
NJADRE1559343635 | Administratively Determined Incentive Program | Manalapan | 7726 | 15.58 | Residential | Behind the Meter | Yes | Sunrun Installation Services, Inc. | JCP&L |  | Accepted | 2025-03-24 | 2025-04-11 | 2026-04-11 | Solar Panels | HANWHA Q-CELLS | Q.PEAK DUO BLK ML-G10+ 410 |  | 0.41 | 38 | 137 | 27 |  | Fixed | Roof
NJADRE1559343635 | Administratively Determined Incentive Program | Manalapan | 7726 | 15.58 | Residential | Behind the Meter | Yes | Sunrun Installation Services, Inc. | JCP&L |  | Accepted | 2025-03-24 | 2025-04-11 | 2026-04-11 | Inverters | SOLAREDGE TECHNOLOGIES | SE7600H-USSN | 7600 |  | 1 |  |  | 0.99 |  | Outside
NJADRE1559343635 | Administratively Determined Incentive Program | Manalapan | 7726 | 15.58 | Residential | Behind the Meter | Yes | Sunrun Installation Services, Inc. | JCP&L |  | Accepted | 2025-03-24 | 2025-04-11 | 2026-04-11 | Inverters | SOLAREDGE TECHNOLOGIES | SE3800H-USMN | 3800 |  | 1 |  |  | 0.99 |  | Outside
NJADRE1559343648 | Administratively Determined Incentive Program | MILLVILLE | 8332 | 8.2 | Residential | Behind the Meter | Yes | EMT Renewables, LLC | AC Electric |  | Accepted | 2025-03-24 | 2025-04-11 | 2026-04-11 | Inverters | ENPHASE | IQ8+ | 290 |  | 20 |  |  | 0.98 |  | Other | UNDER EACH PANEL
NJADRE1559343648 | Administratively Determined Incentive Program | MILLVILLE | 8332 | 8.2 | Residential | Behind the Meter | Yes | EMT Renewables, LLC | AC Electric |  | Accepted | 2025-03-24 | 2025-04-11 | 2026-04-11 | Solar Panels | TRINA | TSM-NE09RC.05 |  | 0.41 | 20 | 121 | 31 |  | Fixed | Roof
NJADRE1559343653 | Administratively Determined Incentive Program | Egg Harbor Twp | 8234 | 17.43 | Residential | Behind the Meter | Yes | Sun Up Zero Down, LLC | AC Electric |  | Accepted | 2025-03-24 | 2025-04-14 | 2026-04-14 | Meters | Enphase | TBD |  |  | 1 |  |  |  | Yes | Outdoor
NJADRE1559343653 | Administratively Determined Incentive Program | Egg Harbor Twp | 8234 | 17.43 | Residential | Behind the Meter | Yes | Sun Up Zero Down, LLC | AC Electric |  | Accepted | 2025-03-24 | 2025-04-14 | 2026-04-14 | Solar Panels | TRINA | TSM-425-NE09RC.05 |  | 0.425 | 41 | 225 | 88 |  | Fixed | Roof
NJADRE1559343653 | Administratively Determined Incentive Program | Egg Harbor Twp | 8234 | 17.43 | Residential | Behind the Meter | Yes | Sun Up Zero Down, LLC | AC Electric |  | Accepted | 2025-03-24 | 2025-04-14 | 2026-04-14 | Inverters | Enphase | IQ8PLUS-72-2-US | 290 |  | 41 |  |  | 0.976 |  | Outdoor
NJADRE1559343658 | Administratively Determined Incentive Program | Elizabethport | 7206 | 8.93 | Residential | Behind the Meter | Yes | Maier Solar Engineering dba Solar Me | PSE&G |  | Accepted | 2025-03-24 | 2025-04-14 | 2026-04-14 | Solar Panels | Jinko | JKM425N-54HL4-B |  | 0.425 | 9 | 144 | 23 |  | Fixed | Roof
NJADRE1559343658 | Administratively Determined Incentive Program | Elizabethport | 7206 | 8.93 | Residential | Behind the Meter | Yes | Maier Solar Engineering dba Solar Me | PSE&G |  | Accepted | 2025-03-24 | 2025-04-14 | 2026-04-14 | Inverters | Enphase | IQ8A | 349 |  | 21 |  |  | 0.96 |  | Outdoor | Next to meter
NJADRE1559343658 | Administratively Determined Incentive Program | Elizabethport | 7206 | 8.93 | Residential | Behind the Meter | Yes | Maier Solar Engineering dba Solar Me | PSE&G |  | Accepted | 2025-03-24 | 2025-04-14 | 2026-04-14 | Solar Panels | Jinko | JKM425N-54HL4-B |  | 0.425 | 12 | 324 | 23 |  | Fixed | Roof
NJADRE1559343670 | Administratively Determined Incentive Program | Shamong | 8088 | 16.4 | Residential | Behind the Meter | No | Trinity Solar, LLC | AC Electric |  | Accepted | 2025-03-24 | 2025-04-16 | 2026-04-16 | Inverters | Solar Edge | SE7600H-US | 7600 |  | 1 |  |  | 0.97 |  | Outside
NJADRE1559343670 | Administratively Determined Incentive Program | Shamong | 8088 | 16.4 | Residential | Behind the Meter | No | Trinity Solar, LLC | AC Electric |  | Accepted | 2025-03-24 | 2025-04-16 | 2026-04-16 | Solar Panels | HANWHA | Q.PEAK DUO BLK ML-G10+ 410 |  | 0.41 | 22 | 177 | 30 |  | Fixed | Roof
NJADRE1559343670 | Administratively Determined Incentive Program | Shamong | 8088 | 16.4 | Residential | Behind the Meter | No | Trinity Solar, LLC | AC Electric |  | Accepted | 2025-03-24 | 2025-04-16 | 2026-04-16 | Solar Panels | HANWHA | Q.PEAK DUO BLK ML-G10+ 410 |  | 0.41 | 2 | 87 | 37 |  | Fixed | Roof
NJADRE1559343670 | Administratively Determined Incentive Program | Shamong | 8088 | 16.4 | Residential | Behind the Meter | No | Trinity Solar, LLC | AC Electric |  | Accepted | 2025-03-24 | 2025-04-16 | 2026-04-16 | Inverters | Solar Edge | SE6000H-US | 6000 |  | 1 |  |  | 0.97 |  | Outside
NJADRE1559343670 | Administratively Determined Incentive Program | Shamong | 8088 | 16.4 | Residential | Behind the Meter | No | Trinity Solar, LLC | AC Electric |  | Accepted | 2025-03-24 | 2025-04-16 | 2026-04-16 | Solar Panels | HANWHA | Q.PEAK DUO BLK ML-G10+ 410 |  | 0.41 | 2 | 267 | 37 |  | Fixed | Roof
NJADRE1559343670 | Administratively Determined Incentive Program | Shamong | 8088 | 16.4 | Residential | Behind the Meter | No | Trinity Solar, LLC | AC Electric |  | Accepted | 2025-03-24 | 2025-04-16 | 2026-04-16 | Solar Panels | HANWHA | Q.PEAK DUO BLK ML-G10+ 410 |  | 0.41 | 14 | 177 | 34 |  | Fixed | Roof
NJADRE1559343690 | Administratively Determined Incentive Program | Lafayette | 7848 | 11.89 | Residential | Behind the Meter | Yes | EMT Renewables, LLC | JCP&L |  | Accepted | 2025-03-24 | 2025-04-14 | 2026-04-14 | Inverters | ENPHASE | IQ8+ | 290 |  | 29 |  |  | 0.98 |  | Other | UNDER EACH PANEL
NJADRE1559343690 | Administratively Determined Incentive Program | Lafayette | 7848 | 11.89 | Residential | Behind the Meter | Yes | EMT Renewables, LLC | JCP&L |  | Accepted | 2025-03-24 | 2025-04-14 | 2026-04-14 | Solar Panels | MSE PERC | MSE-410 |  | 0.41 | 14 | 40 | 26 |  | Fixed | Roof
NJADRE1559343690 | Administratively Determined Incentive Program | Lafayette | 7848 | 11.89 | Residential | Behind the Meter | Yes | EMT Renewables, LLC | JCP&L |  | Accepted | 2025-03-24 | 2025-04-14 | 2026-04-14 | Solar Panels | MSE PERC | MSE-410 |  | 0.41 | 15 | 220 | 26 |  | Fixed | Roof
NJADRE1559343693 | Administratively Determined Incentive Program | Sewell | 8080 | 8.27 | Residential | Behind the Meter | Yes | Sun Up Zero Down, LLC | AC Electric |  | Accepted | 2025-03-24 | 2025-04-17 | 2026-04-17 | Solar Panels | TRINA | Q.TRON BLK M-G2+ 435W |  | 0.435 | 19 | 164 | 45 |  | Fixed | Roof
NJADRE1559343693 | Administratively Determined Incentive Program | Sewell | 8080 | 8.27 | Residential | Behind the Meter | Yes | Sun Up Zero Down, LLC | AC Electric |  | Accepted | 2025-03-24 | 2025-04-17 | 2026-04-17 | Inverters | Enphase | IQ8PLUS-72-2-US | 290 |  | 19 |  |  | 0.976 |  | Outdoor
NJADRE1559343693 | Administratively Determined Incentive Program | Sewell | 8080 | 8.27 | Residential | Behind the Meter | Yes | Sun Up Zero Down, LLC | AC Electric |  | Accepted | 2025-03-24 | 2025-04-17 | 2026-04-17 | Meters | Enphase | TBD |  |  | 1 |  |  |  | Yes | Outdoor
NJADRE1559343756 | Administratively Determined Incentive Program | LAKEWOOD | 8701 | 12.75 | Residential | Behind the Meter | Yes | SunPurity, LLC | JCP&L |  | Accepted | 2025-03-24 | 2025-04-18 | 2026-04-18 | Solar Panels | Jinko | JKM425N-54HL4-B (425W) |  | 0.425 | 18 | 0.97 | 30 |  | Fixed | Roof
NJADRE1559343756 | Administratively Determined Incentive Program | LAKEWOOD | 8701 | 12.75 | Residential | Behind the Meter | Yes | SunPurity, LLC | JCP&L |  | Accepted | 2025-03-24 | 2025-04-18 | 2026-04-18 | Inverters | SolarEdge | SE10000H-US | 10000 |  | 1 |  |  | 0.99 |  | Outdoor
NJADRE1559343756 | Administratively Determined Incentive Program | LAKEWOOD | 8701 | 12.75 | Residential | Behind the Meter | Yes | SunPurity, LLC | JCP&L |  | Accepted | 2025-03-24 | 2025-04-18 | 2026-04-18 | Solar Panels | Jinko | JKM425N-54HL4-B (425W) |  | 0.425 | 12 | 277 | 30 |  | Fixed | Roof
NJADRE1559343760 | Administratively Determined Incentive Program | Bridgeton | 8302 | 22.96 | Residential | Behind the Meter | Yes | EMT Renewables, LLC | AC Electric |  | Accepted | 2025-03-24 | 2025-04-15 | 2026-04-15 | Solar Panels | MSE PERC | MSE-410 |  | 0.41 | 27 | 305 | 20 |  | Fixed | Roof
NJADRE1559343760 | Administratively Determined Incentive Program | Bridgeton | 8302 | 22.96 | Residential | Behind the Meter | Yes | EMT Renewables, LLC | AC Electric |  | Accepted | 2025-03-24 | 2025-04-15 | 2026-04-15 | Solar Panels | MSE PERC | MSE-410 |  | 0.41 | 17 | 125 | 24 |  | Fixed | Roof
NJADRE1559343760 | Administratively Determined Incentive Program | Bridgeton | 8302 | 22.96 | Residential | Behind the Meter | Yes | EMT Renewables, LLC | AC Electric |  | Accepted | 2025-03-24 | 2025-04-15 | 2026-04-15 | Solar Panels | MSE PERC | MSE-410 |  | 0.41 | 6 | 126 | 28 |  | Fixed | Roof
NJADRE1559343760 | Administratively Determined Incentive Program | Bridgeton | 8302 | 22.96 | Residential | Behind the Meter | Yes | EMT Renewables, LLC | AC Electric |  | Accepted | 2025-03-24 | 2025-04-15 | 2026-04-15 | Solar Panels | MSE PERC | MSE-410 |  | 0.41 | 6 | 306 | 28 |  | Fixed | Roof
NJADRE1559343760 | Administratively Determined Incentive Program | Bridgeton | 8302 | 22.96 | Residential | Behind the Meter | Yes | EMT Renewables, LLC | AC Electric |  | Accepted | 2025-03-24 | 2025-04-15 | 2026-04-15 | Inverters | ENPHASE | IQ8+ | 290 |  | 56 |  |  | 0.98 |  | Other | UNDER EACH PANEL
NJADRE1559343801 | Administratively Determined Incentive Program | Newark | 7106 | 3.83 | Residential | Behind the Meter | Yes | Power Energy Solutions, LLC | PSE&G |  | Accepted | 2025-03-24 | 2025-04-14 | 2026-04-14 | Solar Panels | Trina Solar | TSM-425NE09RC.05 |  | 0.425 | 9 | 112 | 31 |  | Fixed | Roof
NJADRE1559343801 | Administratively Determined Incentive Program | Newark | 7106 | 3.83 | Residential | Behind the Meter | Yes | Power Energy Solutions, LLC | PSE&G |  | Accepted | 2025-03-24 | 2025-04-14 | 2026-04-14 | Inverters | SolarEdge | SE3800H-US | 4 |  | 1 |  |  | 0.97 |  | Outdoor
NJADRE1559343913 | Administratively Determined Incentive Program | Hamilton Township | 8610 | 10 | Residential | Behind the Meter | No | Solar Energy World | PSE&G |  | Accepted | 2025-03-24 | 2025-04-14 | 2026-04-14 | Solar Panels | LONGi | LR5-54HABB-400M |  | 0.4 | 2 | 137 | 33 |  | Fixed | Roof
NJADRE1559343913 | Administratively Determined Incentive Program | Hamilton Township | 8610 | 10 | Residential | Behind the Meter | No | Solar Energy World | PSE&G |  | Accepted | 2025-03-24 | 2025-04-14 | 2026-04-14 | Solar Panels | LONGi | LR5-54HABB-400M |  | 0.4 | 5 | 227 | 17 |  | Fixed | Roof
NJADRE1559343913 | Administratively Determined Incentive Program | Hamilton Township | 8610 | 10 | Residential | Behind the Meter | No | Solar Energy World | PSE&G |  | Accepted | 2025-03-24 | 2025-04-14 | 2026-04-14 | Solar Panels | LONGi | LR5-54HABB-400M |  | 0.4 | 4 | 137 | 31 |  | Fixed | Roof
NJADRE1559343913 | Administratively Determined Incentive Program | Hamilton Township | 8610 | 10 | Residential | Behind the Meter | No | Solar Energy World | PSE&G |  | Accepted | 2025-03-24 | 2025-04-14 | 2026-04-14 | Inverters | Enphase | IQ8+-72-M-US | 290 |  | 25 |  |  | 0.97 |  | Outside
NJADRE1559343913 | Administratively Determined Incentive Program | Hamilton Township | 8610 | 10 | Residential | Behind the Meter | No | Solar Energy World | PSE&G |  | Accepted | 2025-03-24 | 2025-04-14 | 2026-04-14 | Solar Panels | LONGi | LR5-54HABB-400M |  | 0.4 | 6 | 317 | 32 |  | Fixed | Roof
NJADRE1559343913 | Administratively Determined Incentive Program | Hamilton Township | 8610 | 10 | Residential | Behind the Meter | No | Solar Energy World | PSE&G |  | Accepted | 2025-03-24 | 2025-04-14 | 2026-04-14 | Solar Panels | LONGi | LR5-54HABB-400M |  | 0.4 | 8 | 137 | 32 |  | Fixed | Roof
NJADRE1559344112 | Administratively Determined Incentive Program | Sicklerville | 8081 | 9.89 | Residential | Behind the Meter | Yes | EMT Renewables, LLC | AC Electric |  | Accepted | 2025-03-24 | 2025-04-14 | 2026-04-14 | Inverters | ENPHASE | IQ8+ | 290 |  | 23 |  |  | 0.98 |  | Other | UNDER EACH PANEL
NJADRE1559344112 | Administratively Determined Incentive Program | Sicklerville | 8081 | 9.89 | Residential | Behind the Meter | Yes | EMT Renewables, LLC | AC Electric |  | Accepted | 2025-03-24 | 2025-04-14 | 2026-04-14 | Solar Panels | SEG SOLAR | SEG 430 |  | 0.43 | 6 | 56 | 30 |  | Fixed | Roof
NJADRE1559344112 | Administratively Determined Incentive Program | Sicklerville | 8081 | 9.89 | Residential | Behind the Meter | Yes | EMT Renewables, LLC | AC Electric |  | Accepted | 2025-03-24 | 2025-04-14 | 2026-04-14 | Solar Panels | SEG SOLAR | SEG 430 |  | 0.43 | 3 | 236 | 30 |  | Fixed | Roof
NJADRE1559344112 | Administratively Determined Incentive Program | Sicklerville | 8081 | 9.89 | Residential | Behind the Meter | Yes | EMT Renewables, LLC | AC Electric |  | Accepted | 2025-03-24 | 2025-04-14 | 2026-04-14 | Solar Panels | SEG SOLAR | SEG 430 |  | 0.43 | 12 | 236 | 30 |  | Fixed | Roof
NJADRE1559344112 | Administratively Determined Incentive Program | Sicklerville | 8081 | 9.89 | Residential | Behind the Meter | Yes | EMT Renewables, LLC | AC Electric |  | Accepted | 2025-03-24 | 2025-04-14 | 2026-04-14 | Solar Panels | SEG SOLAR | SEG 430 |  | 0.43 | 2 | 56 | 30 |  | Fixed | Roof
NJADRE1559344123 | Administratively Determined Incentive Program | MONROE TOWNSHIP | 8831 | 5.11 | Residential | Behind the Meter | No | Arma Renovations LLC DBA Arma Group | JCP&L |  | Accepted | 2025-03-24 | 2025-04-22 | 2026-04-22 | Solar Panels | Hanwha | qcells 365 |  | 0.365 | 14 | 195 | 27 |  | Fixed | Roof | OUTSIDE
NJADRE1559344123 | Administratively Determined Incentive Program | MONROE TOWNSHIP | 8831 | 5.11 | Residential | Behind the Meter | No | Arma Renovations LLC DBA Arma Group | JCP&L |  | Accepted | 2025-03-24 | 2025-04-22 | 2026-04-22 | Inverters | ENPHASE | IQ8A | 349 |  | 14 |  |  | 0.98 |  | Outside
NJADRE1559344432 | Administratively Determined Incentive Program | MULLICA HILL | 8062 | 15.48 | Residential | Behind the Meter | Yes | EMT Renewables, LLC | AC Electric |  | Accepted | 2025-03-24 | 2025-05-13 | 2026-05-13 | Solar Panels | SEG SOLAR | SEG 430 |  | 0.43 | 22 | 99 | 30 |  | Fixed | Roof
NJADRE1559344432 | Administratively Determined Incentive Program | MULLICA HILL | 8062 | 15.48 | Residential | Behind the Meter | Yes | EMT Renewables, LLC | AC Electric |  | Accepted | 2025-03-24 | 2025-05-13 | 2026-05-13 | Solar Panels | SEG SOLAR | SEG 430 |  | 0.43 | 14 | 279 | 29 |  | Fixed | Roof
NJADRE1559344432 | Administratively Determined Incentive Program | MULLICA HILL | 8062 | 15.48 | Residential | Behind the Meter | Yes | EMT Renewables, LLC | AC Electric |  | Accepted | 2025-03-24 | 2025-05-13 | 2026-05-13 | Inverters | ENPHASE | IQ8+ | 290 |  | 36 |  |  | 0.98 |  | Other | UNDER EACH PANEL
NJADRE1559344460 | Administratively Determined Incentive Program | IRVINGTON | 7111 | 9.63 | Residential | Behind the Meter | Yes | Freedom Forever New Jersey, LLC | PSE&G |  | Accepted | 2025-03-24 | 2025-04-14 | 2026-04-14 | Inverters | Solar Edge | SE7600H-USRGM [SI1 | 7600 |  | 1 |  |  | 0.99 |  | Outside
NJADRE1559344460 | Administratively Determined Incentive Program | IRVINGTON | 7111 | 9.63 | Residential | Behind the Meter | Yes | Freedom Forever New Jersey, LLC | PSE&G |  | Accepted | 2025-03-24 | 2025-04-14 | 2026-04-14 | Solar Panels | JINKO SOLAR | JKM385M-6RL3-B |  | 0.385 | 21 | 44 | 10 |  | Fixed | Roof
NJADRE1559344460 | Administratively Determined Incentive Program | IRVINGTON | 7111 | 9.63 | Residential | Behind the Meter | Yes | Freedom Forever New Jersey, LLC | PSE&G |  | Accepted | 2025-03-24 | 2025-04-14 | 2026-04-14 | Solar Panels | JINKO SOLAR | JKM385M-6RL3-B |  | 0.385 | 4 | 44 | 23 |  | Fixed | Roof
NJADRE1559344470 | Administratively Determined Incentive Program | Medford Twp | 8055 | 9.96 | Residential | Behind the Meter | Yes | SunPurity, LLC | PSE&G |  | Accepted | 2025-03-24 | 2025-04-14 | 2026-04-14 | Solar Panels | Hanwha Q Cells | Q.PEAK DOU BLK-ML-G10+(415W) |  | 0.415 | 2 | 297 | 24 |  | Fixed | Roof
NJADRE1559344470 | Administratively Determined Incentive Program | Medford Twp | 8055 | 9.96 | Residential | Behind the Meter | Yes | SunPurity, LLC | PSE&G |  | Accepted | 2025-03-24 | 2025-04-14 | 2026-04-14 | Inverters | SolarEdge | SE7600H-US | 7600 |  | 1 |  |  | 0.99 |  | Outside
NJADRE1559344470 | Administratively Determined Incentive Program | Medford Twp | 8055 | 9.96 | Residential | Behind the Meter | Yes | SunPurity, LLC | PSE&G |  | Accepted | 2025-03-24 | 2025-04-14 | 2026-04-14 | Solar Panels | Hanwha Q Cells | Q.PEAK DOU BLK-ML-G10+(415W) |  | 0.415 | 17 | 207 | 20 |  | Fixed | Roof
NJADRE1559344470 | Administratively Determined Incentive Program | Medford Twp | 8055 | 9.96 | Residential | Behind the Meter | Yes | SunPurity, LLC | PSE&G |  | Accepted | 2025-03-24 | 2025-04-14 | 2026-04-14 | Solar Panels | Hanwha Q Cells | Q.PEAK DOU BLK-ML-G10+(415W) |  | 0.415 | 3 | 27 | 20 |  | Fixed | Roof
NJADRE1559344470 | Administratively Determined Incentive Program | Medford Twp | 8055 | 9.96 | Residential | Behind the Meter | Yes | SunPurity, LLC | PSE&G |  | Accepted | 2025-03-24 | 2025-04-14 | 2026-04-14 | Solar Panels | Hanwha Q Cells | Q.PEAK DOU BLK-ML-G10+(415W) |  | 0.415 | 2 | 117 | 24 |  | Fixed | Roof
NJADRE1559344513 | Administratively Determined Incentive Program | East Brunswick | 8816 | 4.51 | Residential | Behind the Meter | Yes | Sunrun Installation Services, Inc. | PSE&G |  | Accepted | 2025-03-24 | 2025-04-14 | 2026-04-14 | Solar Panels | Hanwha Q-Cells | Q.PEAK DUO BLK ML-G10+ 410 |  | 0.41 | 8 | 235 | 18 |  | Fixed | Roof
NJADRE1559344513 | Administratively Determined Incentive Program | East Brunswick | 8816 | 4.51 | Residential | Behind the Meter | Yes | Sunrun Installation Services, Inc. | PSE&G |  | Accepted | 2025-03-24 | 2025-04-14 | 2026-04-14 | Solar Panels | Hanwha Q-Cells | Q.PEAK DUO BLK ML-G10+ 410 |  | 0.41 | 3 | 55 | 18 |  | Fixed | Roof
NJADRE1559344513 | Administratively Determined Incentive Program | East Brunswick | 8816 | 4.51 | Residential | Behind the Meter | Yes | Sunrun Installation Services, Inc. | PSE&G |  | Accepted | 2025-03-24 | 2025-04-14 | 2026-04-14 | Inverters | SOLAREDGE TECHNOLOGIES | SE3800H-USMN | 3800 |  | 1 |  |  | 0.99 |  | Outside
NJADRE1559344559 | Administratively Determined Incentive Program | CARNEYS POINT | 8069 | 10.66 | Residential | Behind the Meter | Yes | EMT Renewables, LLC | AC Electric |  | Accepted | 2025-03-24 | 2025-04-14 | 2026-04-14 | Solar Panels | MSE PERC | MSE-410 |  | 0.41 | 26 | 207 | 18 |  | Fixed | Roof
NJADRE1559344559 | Administratively Determined Incentive Program | CARNEYS POINT | 8069 | 10.66 | Residential | Behind the Meter | Yes | EMT Renewables, LLC | AC Electric |  | Accepted | 2025-03-24 | 2025-04-14 | 2026-04-14 | Inverters | ENPHASE | IQ8+ | 290 |  | 26 |  |  | 0.98 |  | Other | UNDER EACH PANEL
NJADRE1559344584 | Administratively Determined Incentive Program | CAPE MAY | 8204 | 4.73 | Residential | Behind the Meter | Yes | EMT Renewables, LLC | AC Electric |  | Accepted | 2025-03-24 | 2025-04-14 | 2026-04-14 | Inverters | ENPHASE | IQ8+ | 290 |  | 11 |  |  | 0.98 |  | Other | UNDER EACH PANEL
NJADRE1559344584 | Administratively Determined Incentive Program | CAPE MAY | 8204 | 4.73 | Residential | Behind the Meter | Yes | EMT Renewables, LLC | AC Electric |  | Accepted | 2025-03-24 | 2025-04-14 | 2026-04-14 | Solar Panels | SEG SOLAR | SEG 430 |  | 0.43 | 11 | 229 | 19 |  | Fixed | Roof
NJADRE1559344589 | Administratively Determined Incentive Program | Bayville | 8721 | 3.28 | Residential | Behind the Meter | Yes | Sunrun Installation Services, Inc. | JCP&L |  | Accepted | 2025-03-25 | 2025-04-15 | 2026-04-15 | Inverters | SOLAREDGE TECHNOLOGIES | SE3800H-USMN | 3800 |  | 1 |  |  | 0.99 |  | Outdoor
NJADRE1559344589 | Administratively Determined Incentive Program | Bayville | 8721 | 3.28 | Residential | Behind the Meter | Yes | Sunrun Installation Services, Inc. | JCP&L |  | Accepted | 2025-03-25 | 2025-04-15 | 2026-04-15 | Solar Panels | HANWHA Q-CELLS | Q.PEAK DUO BLK ML-G10+ 410 |  | 0.41 | 2 | 281 | 28 |  | Fixed | Roof
NJADRE1559344589 | Administratively Determined Incentive Program | Bayville | 8721 | 3.28 | Residential | Behind the Meter | Yes | Sunrun Installation Services, Inc. | JCP&L |  | Accepted | 2025-03-25 | 2025-04-15 | 2026-04-15 | Solar Panels | HANWHA Q-CELLS | Q.PEAK DUO BLK ML-G10+ 410 |  | 0.41 | 6 | 191 | 35 |  | Fixed | Roof
NJADRE1559344592 | Administratively Determined Incentive Program | Paterson | 7502 | 6.38 | Residential | Behind the Meter | No | Powur, PBC | PSE&G |  | Accepted | 2025-03-24 | 2025-04-15 | 2026-04-15 | Solar Panels | Jinko Solar | JKM425N-54HL4-B |  | 0.425 | 5 | 49 | 25 |  | Fixed | Roof
NJADRE1559344592 | Administratively Determined Incentive Program | Paterson | 7502 | 6.38 | Residential | Behind the Meter | No | Powur, PBC | PSE&G |  | Accepted | 2025-03-24 | 2025-04-15 | 2026-04-15 | Inverters | Enphase | IQ8MC-72-M-US | 320 |  | 15 |  |  | 0.97 |  | Outside
NJADRE1559344592 | Administratively Determined Incentive Program | Paterson | 7502 | 6.38 | Residential | Behind the Meter | No | Powur, PBC | PSE&G |  | Accepted | 2025-03-24 | 2025-04-15 | 2026-04-15 | Solar Panels | Jinko Solar | JKM425N-54HL4-B |  | 0.425 | 10 | 229 | 25 |  | Fixed | Roof
NJADRE1559344596 | Administratively Determined Incentive Program | Cape May | 8204 | 8.6 | Residential | Behind the Meter | Yes | EMT Renewables, LLC | AC Electric |  | Accepted | 2025-03-24 | 2025-04-15 | 2026-04-15 | Solar Panels | SEG SOLAR | SEG 430 |  | 0.43 | 20 | 245 | 18 |  | Fixed | Roof
NJADRE1559344596 | Administratively Determined Incentive Program | Cape May | 8204 | 8.6 | Residential | Behind the Meter | Yes | EMT Renewables, LLC | AC Electric |  | Accepted | 2025-03-24 | 2025-04-15 | 2026-04-15 | Inverters | ENPHASE | IQ8+ | 290 |  | 20 |  |  | 0.98 |  | Other | UNDER EACH PANEL
NJADRE1559344608 | Administratively Determined Incentive Program | FORT LEE | 7024 | 9.43 | Residential | Behind the Meter | No | Voltaic Solaire, LLC | PSE&G |  | Accepted | 2025-03-24 | 2025-04-14 | 2026-04-14 | Solar Panels | HYUNDAI | HiS-S410YH(BK) |  | 0.41 | 6 | 308 | 15 |  | Fixed | Roof
NJADRE1559344608 | Administratively Determined Incentive Program | FORT LEE | 7024 | 9.43 | Residential | Behind the Meter | No | Voltaic Solaire, LLC | PSE&G |  | Accepted | 2025-03-24 | 2025-04-14 | 2026-04-14 | Inverters | Solaredge | SE10000H-US | 10000 |  | 1 |  |  | 0.98 |  | Outside
NJADRE1559344608 | Administratively Determined Incentive Program | FORT LEE | 7024 | 9.43 | Residential | Behind the Meter | No | Voltaic Solaire, LLC | PSE&G |  | Accepted | 2025-03-24 | 2025-04-14 | 2026-04-14 | Solar Panels | HYUNDAI | HiS-S410YH(BK) |  | 0.41 | 4 | 38 | 12 |  | Fixed | Roof
NJADRE1559344608 | Administratively Determined Incentive Program | FORT LEE | 7024 | 9.43 | Residential | Behind the Meter | No | Voltaic Solaire, LLC | PSE&G |  | Accepted | 2025-03-24 | 2025-04-14 | 2026-04-14 | Solar Panels | HYUNDAI | HiS-S410YH(BK) |  | 0.41 | 7 | 218 | 12 |  | Fixed | Roof
NJADRE1559344608 | Administratively Determined Incentive Program | FORT LEE | 7024 | 9.43 | Residential | Behind the Meter | No | Voltaic Solaire, LLC | PSE&G |  | Accepted | 2025-03-24 | 2025-04-14 | 2026-04-14 | Solar Panels | HYUNDAI | HiS-S410YH(BK) |  | 0.41 | 6 | 128 | 15 |  | Fixed | Roof
NJADRE1559344633 | Administratively Determined Incentive Program | SOUTH SEAVILLE | 8246 | 20.5 | Residential | Behind the Meter | Yes | EMT Renewables, LLC | AC Electric |  | Accepted | 2025-03-24 | 2025-04-14 | 2026-04-14 | Solar Panels | MSE PERC | MSE-410 |  | 0.41 | 15 | 106 | 20 |  | Fixed | Roof
NJADRE1559344633 | Administratively Determined Incentive Program | SOUTH SEAVILLE | 8246 | 20.5 | Residential | Behind the Meter | Yes | EMT Renewables, LLC | AC Electric |  | Accepted | 2025-03-24 | 2025-04-14 | 2026-04-14 | Solar Panels | MSE PERC | MSE-410 |  | 0.41 | 4 | 286 | 4 |  | Fixed | Roof
NJADRE1559344633 | Administratively Determined Incentive Program | SOUTH SEAVILLE | 8246 | 20.5 | Residential | Behind the Meter | Yes | EMT Renewables, LLC | AC Electric |  | Accepted | 2025-03-24 | 2025-04-14 | 2026-04-14 | Solar Panels | MSE PERC | MSE-410 |  | 0.41 | 8 | 106 | 39 |  | Fixed | Roof
NJADRE1559344633 | Administratively Determined Incentive Program | SOUTH SEAVILLE | 8246 | 20.5 | Residential | Behind the Meter | Yes | EMT Renewables, LLC | AC Electric |  | Accepted | 2025-03-24 | 2025-04-14 | 2026-04-14 | Inverters | ENPHASE | IQ8+ | 290 |  | 50 |  |  | 0.98 |  | Other | UNDER EACH PANEL
NJADRE1559344633 | Administratively Determined Incentive Program | SOUTH SEAVILLE | 8246 | 20.5 | Residential | Behind the Meter | Yes | EMT Renewables, LLC | AC Electric |  | Accepted | 2025-03-24 | 2025-04-14 | 2026-04-14 | Solar Panels | MSE PERC | MSE-410 |  | 0.41 | 14 | 286 | 20 |  | Fixed | Roof
NJADRE1559344633 | Administratively Determined Incentive Program | SOUTH SEAVILLE | 8246 | 20.5 | Residential | Behind the Meter | Yes | EMT Renewables, LLC | AC Electric |  | Accepted | 2025-03-24 | 2025-04-14 | 2026-04-14 | Solar Panels | MSE PERC | MSE-410 |  | 0.41 | 9 | 286 | 27 |  | Fixed | Roof
NJADRE1559344639 | Administratively Determined Incentive Program | MANALAPAN | 7726 | 9.84 | Residential | Behind the Meter | Yes | Sunrun Installation Services, Inc. | JCP&L |  | Accepted | 2025-03-24 | 2025-04-14 | 2026-04-14 | Solar Panels | HANWHA Q-CELLS | Q.PEAK DUO BLK ML-G10+ 410 |  | 0.41 | 24 | 137 | 34 |  | Fixed | Roof
NJADRE1559344639 | Administratively Determined Incentive Program | MANALAPAN | 7726 | 9.84 | Residential | Behind the Meter | Yes | Sunrun Installation Services, Inc. | JCP&L |  | Accepted | 2025-03-24 | 2025-04-14 | 2026-04-14 | Inverters | SOLAREDGE TECHNOLOGIES | SE7600H-USSN | 7600 |  | 1 |  |  | 0.99 |  | Outside
NJADRE1559344718 | Administratively Determined Incentive Program | PENNSVILLE | 8070 | 12.04 | Residential | Behind the Meter | Yes | EMT Renewables, LLC | AC Electric |  | Accepted | 2025-03-24 | 2025-04-15 | 2026-04-15 | Inverters | ENPHASE | IQ8+ | 290 |  | 28 |  |  | 0.98 |  | Other | UNDER EACH PANEL
NJADRE1559344718 | Administratively Determined Incentive Program | PENNSVILLE | 8070 | 12.04 | Residential | Behind the Meter | Yes | EMT Renewables, LLC | AC Electric |  | Accepted | 2025-03-24 | 2025-04-15 | 2026-04-15 | Solar Panels | SEG SOLAR | SEG 430 |  | 0.43 | 28 | 200 | 18 |  | Fixed | Roof
NJADRE1559344846 | Administratively Determined Incentive Program | Beverly | 8010 | 13.12 | Residential | Behind the Meter | Yes | AllSeason Solar | PSE&G |  | Accepted | 2025-03-24 | 2025-04-14 | 2026-04-14 | Solar Panels | SEG Solar | SEG-410-BMD-HV |  | 0.41 | 12 | 25 | 26 |  | Fixed | Roof
NJADRE1559344846 | Administratively Determined Incentive Program | Beverly | 8010 | 13.12 | Residential | Behind the Meter | Yes | AllSeason Solar | PSE&G |  | Accepted | 2025-03-24 | 2025-04-14 | 2026-04-14 | Solar Panels | SEG Solar | SEG-410-BMD-HV |  | 0.41 | 4 | 25 | 26 |  | Fixed | Roof
NJADRE1559344846 | Administratively Determined Incentive Program | Beverly | 8010 | 13.12 | Residential | Behind the Meter | Yes | AllSeason Solar | PSE&G |  | Accepted | 2025-03-24 | 2025-04-14 | 2026-04-14 | Solar Panels | SEG Solar | SEG-410-BMD-HV |  | 0.41 | 4 | 205 | 26 |  | Fixed | Roof
NJADRE1559344846 | Administratively Determined Incentive Program | Beverly | 8010 | 13.12 | Residential | Behind the Meter | Yes | AllSeason Solar | PSE&G |  | Accepted | 2025-03-24 | 2025-04-14 | 2026-04-14 | Inverters | Enphase | IQ8 Plus | 290 |  | 32 |  |  | 0.97 |  | Outside
NJADRE1559344846 | Administratively Determined Incentive Program | Beverly | 8010 | 13.12 | Residential | Behind the Meter | Yes | AllSeason Solar | PSE&G |  | Accepted | 2025-03-24 | 2025-04-14 | 2026-04-14 | Solar Panels | SEG Solar | SEG-410-BMD-HV |  | 0.41 | 12 | 205 | 26 |  | Fixed | Roof
NJADRE1559344980 | Administratively Determined Incentive Program | Deptford Twp | 8090 | 5.74 | Residential | Behind the Meter | Yes | Sunrun Installation Services, Inc. | PSE&G |  | Accepted | 2025-03-24 | 2025-04-14 | 2026-04-14 | Inverters | SOLAREDGE TECHNOLOGIES | SE7600H-USMN | 7600 |  | 1 |  |  | 0.99 |  | Outside
NJADRE1559344980 | Administratively Determined Incentive Program | Deptford Twp | 8090 | 5.74 | Residential | Behind the Meter | Yes | Sunrun Installation Services, Inc. | PSE&G |  | Accepted | 2025-03-24 | 2025-04-14 | 2026-04-14 | Solar Panels | Hanwha Q-Cells | Q.PEAK DUO BLK ML-G10+ 410 |  | 0.41 | 14 | 215 | 23 |  | Fixed | Roof
NJADRE1559344990 | Administratively Determined Incentive Program | Bridgeton | 8302 | 7.38 | Residential | Behind the Meter | Yes | EMT Renewables, LLC | AC Electric |  | Accepted | 2025-03-24 | 2025-04-14 | 2026-04-14 | Solar Panels | MSE PERC | MSE-410 |  | 0.41 | 18 | 166 | 23 |  | Fixed | Roof
NJADRE1559344990 | Administratively Determined Incentive Program | Bridgeton | 8302 | 7.38 | Residential | Behind the Meter | Yes | EMT Renewables, LLC | AC Electric |  | Accepted | 2025-03-24 | 2025-04-14 | 2026-04-14 | Inverters | ENPHASE | IQ8+ | 290 |  | 18 |  |  | 0.98 |  | Other | UNDER EACH PANEL
NJADRE1559344997 | Administratively Determined Incentive Program | Little Egg Harbor Twp | 8087 | 8.61 | Residential | Behind the Meter | Yes | AllSeason Solar | AC Electric |  | Accepted | 2025-03-24 | 2025-04-14 | 2026-04-14 | Solar Panels | SEG Solar | SEG-410-BMD-HV |  | 0.41 | 21 | 110 | 45 |  | Fixed | Roof
NJADRE1559344997 | Administratively Determined Incentive Program | Little Egg Harbor Twp | 8087 | 8.61 | Residential | Behind the Meter | Yes | AllSeason Solar | AC Electric |  | Accepted | 2025-03-24 | 2025-04-14 | 2026-04-14 | Inverters | Enphase | IQ8PLus | 290 |  | 21 |  |  | 0.97 |  | Outside
NJADRE1559345000 | Administratively Determined Incentive Program | Stanhope | 7874 | 5.74 | Residential | Behind the Meter | Yes | Pro Custom Solar dba Momentum Solar | JCP&L |  | Accepted | 2025-03-24 | 2025-04-14 | 2026-04-14 | Inverters | ENPHASE | IQ8HC-72-M-DOM-US | 380 |  | 14 |  |  | 0.97 |  | Outdoor
NJADRE1559345000 | Administratively Determined Incentive Program | Stanhope | 7874 | 5.74 | Residential | Behind the Meter | Yes | Pro Custom Solar dba Momentum Solar | JCP&L |  | Accepted | 2025-03-24 | 2025-04-14 | 2026-04-14 | Solar Panels | HANWHA | Q.PEAK DUO BLK ML-G10+ 410 |  | 0.41 | 3 | 355 | 7 |  | Fixed | Roof
NJADRE1559345000 | Administratively Determined Incentive Program | Stanhope | 7874 | 5.74 | Residential | Behind the Meter | Yes | Pro Custom Solar dba Momentum Solar | JCP&L |  | Accepted | 2025-03-24 | 2025-04-14 | 2026-04-14 | Solar Panels | HANWHA | Q.PEAK DUO BLK ML-G10+ 410 |  | 0.41 | 4 | 175 | 6 |  | Fixed | Roof
NJADRE1559345000 | Administratively Determined Incentive Program | Stanhope | 7874 | 5.74 | Residential | Behind the Meter | Yes | Pro Custom Solar dba Momentum Solar | JCP&L |  | Accepted | 2025-03-24 | 2025-04-14 | 2026-04-14 | Solar Panels | HANWHA | Q.PEAK DUO BLK ML-G10+ 410 |  | 0.41 | 4 | 84 | 10 |  | Fixed | Roof
NJADRE1559345000 | Administratively Determined Incentive Program | Stanhope | 7874 | 5.74 | Residential | Behind the Meter | Yes | Pro Custom Solar dba Momentum Solar | JCP&L |  | Accepted | 2025-03-24 | 2025-04-14 | 2026-04-14 | Solar Panels | HANWHA | Q.PEAK DUO BLK ML-G10+ 410 |  | 0.41 | 3 | 175 | 11 |  | Fixed | Roof
NJADRE1559345153 | Administratively Determined Incentive Program | Neptune | 7753 | 8.6 | Residential | Behind the Meter | Yes | EMT Renewables, LLC | AC Electric |  | Accepted | 2025-03-24 | 2025-04-14 | 2026-04-14 | Solar Panels | Q CELLS | Q TRON |  | 0.43 | 10 | 101 | 27 |  | Fixed | Roof
NJADRE1559345153 | Administratively Determined Incentive Program | Neptune | 7753 | 8.6 | Residential | Behind the Meter | Yes | EMT Renewables, LLC | AC Electric |  | Accepted | 2025-03-24 | 2025-04-14 | 2026-04-14 | Solar Panels | Q CELLS | Q TRON |  | 0.43 | 6 | 281 | 27 |  | Fixed | Roof
NJADRE1559345153 | Administratively Determined Incentive Program | Neptune | 7753 | 8.6 | Residential | Behind the Meter | Yes | EMT Renewables, LLC | AC Electric |  | Accepted | 2025-03-24 | 2025-04-14 | 2026-04-14 | Inverters | ENPHASE | IQ8+ | 290 |  | 20 |  |  | 0.98 |  | Other | UNDER EACH PANEL
NJADRE1559345153 | Administratively Determined Incentive Program | Neptune | 7753 | 8.6 | Residential | Behind the Meter | Yes | EMT Renewables, LLC | AC Electric |  | Accepted | 2025-03-24 | 2025-04-14 | 2026-04-14 | Solar Panels | Q CELLS | Q TRON |  | 0.43 | 2 | 102 | 28 |  | Fixed | Roof
NJADRE1559345153 | Administratively Determined Incentive Program | Neptune | 7753 | 8.6 | Residential | Behind the Meter | Yes | EMT Renewables, LLC | AC Electric |  | Accepted | 2025-03-24 | 2025-04-14 | 2026-04-14 | Solar Panels | Q CELLS | Q TRON |  | 0.43 | 2 | 282 | 28 |  | Fixed | Roof
NJADRE1559345178 | Administratively Determined Incentive Program | Long Branch | 7740 | 13.33 | Residential | Behind the Meter | No | EMT Renewables, LLC | JCP&L |  | Accepted | 2025-03-24 | 2025-04-14 | 2026-04-14 | Inverters | ENPHASE | IQ8+ | 290 |  | 31 |  |  | 0.98 |  | Other | UNDER EACH PANEL
NJADRE1559345178 | Administratively Determined Incentive Program | Long Branch | 7740 | 13.33 | Residential | Behind the Meter | No | EMT Renewables, LLC | JCP&L |  | Accepted | 2025-03-24 | 2025-04-14 | 2026-04-14 | Solar Panels | Q CELLS | Q TRON |  | 0.43 | 20 | 146 | 35 |  | Fixed | Roof
NJADRE1559345178 | Administratively Determined Incentive Program | Long Branch | 7740 | 13.33 | Residential | Behind the Meter | No | EMT Renewables, LLC | JCP&L |  | Accepted | 2025-03-24 | 2025-04-14 | 2026-04-14 | Solar Panels | Q CELLS | Q TRON |  | 0.43 | 4 | 236 | 42 |  | Fixed | Roof
NJADRE1559345178 | Administratively Determined Incentive Program | Long Branch | 7740 | 13.33 | Residential | Behind the Meter | No | EMT Renewables, LLC | JCP&L |  | Accepted | 2025-03-24 | 2025-04-14 | 2026-04-14 | Solar Panels | Q CELLS | Q TRON |  | 0.43 | 7 | 326 | 34 |  | Fixed | Roof
NJADRE1559345183 | Administratively Determined Incentive Program | BRICK | 8723 | 10.38 | Residential | Behind the Meter | Yes | SunPurity, LLC | JCP&L |  | Accepted | 2025-03-25 | 2025-04-15 | 2026-04-15 | Solar Panels | Hanwha Q Cells | Q.PEAK DOU BLK-ML-G10+(415W) |  | 0.415 | 9 | 221 | 18 |  | Fixed | Roof
NJADRE1559345183 | Administratively Determined Incentive Program | BRICK | 8723 | 10.38 | Residential | Behind the Meter | Yes | SunPurity, LLC | JCP&L |  | Accepted | 2025-03-25 | 2025-04-15 | 2026-04-15 | Solar Panels | Hanwha Q Cells | Q.PEAK DOU BLK-ML-G10+(415W) |  | 0.415 | 3 | 41 | 18 |  | Fixed | Roof
NJADRE1559345183 | Administratively Determined Incentive Program | BRICK | 8723 | 10.38 | Residential | Behind the Meter | Yes | SunPurity, LLC | JCP&L |  | Accepted | 2025-03-25 | 2025-04-15 | 2026-04-15 | Solar Panels | Hanwha Q Cells | Q.PEAK DOU BLK-ML-G10+(415W) |  | 0.415 | 8 | 41 | 18 |  | Fixed | Roof
NJADRE1559345183 | Administratively Determined Incentive Program | BRICK | 8723 | 10.38 | Residential | Behind the Meter | Yes | SunPurity, LLC | JCP&L |  | Accepted | 2025-03-25 | 2025-04-15 | 2026-04-15 | Inverters | SolarEdge | SE7600H-US | 7600 |  | 1 |  |  | 0.99 |  | Outdoor
NJADRE1559345183 | Administratively Determined Incentive Program | BRICK | 8723 | 10.38 | Residential | Behind the Meter | Yes | SunPurity, LLC | JCP&L |  | Accepted | 2025-03-25 | 2025-04-15 | 2026-04-15 | Solar Panels | Hanwha Q Cells | Q.PEAK DOU BLK-ML-G10+(415W) |  | 0.415 | 5 | 221 | 18 |  | Fixed | Roof
NJADRE1559345196 | Administratively Determined Incentive Program | Sicklerville | 8081 | 11.18 | Residential | Behind the Meter | No | EMT Renewables, LLC | AC Electric |  | Accepted | 2025-03-24 | 2025-04-14 | 2026-04-14 | Inverters | ENPHASE | IQ8+ | 290 |  | 26 |  |  | 0.98 |  | Other | UNDER EACH PANEL
NJADRE1559345196 | Administratively Determined Incentive Program | Sicklerville | 8081 | 11.18 | Residential | Behind the Meter | No | EMT Renewables, LLC | AC Electric |  | Accepted | 2025-03-24 | 2025-04-14 | 2026-04-14 | Solar Panels | Q.CELLS | Q TRON |  | 0.43 | 24 | 217 | 23 |  | Fixed | Roof
NJADRE1559345196 | Administratively Determined Incentive Program | Sicklerville | 8081 | 11.18 | Residential | Behind the Meter | No | EMT Renewables, LLC | AC Electric |  | Accepted | 2025-03-24 | 2025-04-14 | 2026-04-14 | Solar Panels | Q CELLS | Q TRON |  | 0.43 | 2 | 217 | 39 |  | Fixed | Roof
NJADRE1559345216 | Administratively Determined Incentive Program | Villas | 8251 | 8.4 | Residential | Behind the Meter | No | AllSeason Solar | AC Electric |  | Accepted | 2025-03-24 | 2025-04-14 | 2026-04-14 | Solar Panels | Certainteed | CT400HC11-06 |  | 0.4 | 13 | 212 | 24 |  | Fixed | Roof
NJADRE1559345216 | Administratively Determined Incentive Program | Villas | 8251 | 8.4 | Residential | Behind the Meter | No | AllSeason Solar | AC Electric |  | Accepted | 2025-03-24 | 2025-04-14 | 2026-04-14 | Inverters | Enphase | IQ8PLus | 290 |  | 21 |  |  | 0.97 |  | Outside
NJADRE1559345216 | Administratively Determined Incentive Program | Villas | 8251 | 8.4 | Residential | Behind the Meter | No | AllSeason Solar | AC Electric |  | Accepted | 2025-03-24 | 2025-04-14 | 2026-04-14 | Solar Panels | Certainteed | CT400HC11-06 |  | 0.4 | 8 | 212 | 12 |  | Fixed | Roof
NJADRE1559345285 | Administratively Determined Incentive Program | Palmyra | 8065 | 5.1 | Residential | Behind the Meter | Yes | Power Energy Solutions, LLC | PSE&G |  | Accepted | 2025-03-24 | 2025-04-14 | 2026-04-14 | Solar Panels | Trina Solar | TSM-425NE09RC.05 |  | 0.425 | 5 | 233 | 3 |  | Fixed | Roof
NJADRE1559345285 | Administratively Determined Incentive Program | Palmyra | 8065 | 5.1 | Residential | Behind the Meter | Yes | Power Energy Solutions, LLC | PSE&G |  | Accepted | 2025-03-24 | 2025-04-14 | 2026-04-14 | Inverters | SolarEdge | SE3800H-US | 4 |  | 1 |  |  | 0.97 |  | Outdoor
NJADRE1559345285 | Administratively Determined Incentive Program | Palmyra | 8065 | 5.1 | Residential | Behind the Meter | Yes | Power Energy Solutions, LLC | PSE&G |  | Accepted | 2025-03-24 | 2025-04-14 | 2026-04-14 | Solar Panels | Trina Solar | TSM-425NE09RC.05 |  | 0.425 | 7 | 233 | 40 |  | Fixed | Roof
NJADRE1559345421 | Administratively Determined Incentive Program | Oceanport | 7757 | 7.79 | Residential | Behind the Meter | Yes | Pro Custom Solar dba Momentum Solar | JCP&L |  | Accepted | 2025-03-24 | 2025-04-14 | 2026-04-14 | Solar Panels | HANWHA | Q.PEAK DUO BLK ML-G10+ 410 |  | 0.41 | 12 | 144 | 30 |  | Fixed | Roof
NJADRE1559345421 | Administratively Determined Incentive Program | Oceanport | 7757 | 7.79 | Residential | Behind the Meter | Yes | Pro Custom Solar dba Momentum Solar | JCP&L |  | Accepted | 2025-03-24 | 2025-04-14 | 2026-04-14 | Inverters | ENPHASE | IQ8HC-72-M-DOM-US | 380 |  | 19 |  |  | 0.97 |  | Outdoor
NJADRE1559345421 | Administratively Determined Incentive Program | Oceanport | 7757 | 7.79 | Residential | Behind the Meter | Yes | Pro Custom Solar dba Momentum Solar | JCP&L |  | Accepted | 2025-03-24 | 2025-04-14 | 2026-04-14 | Solar Panels | HANWHA | Q.PEAK DUO BLK ML-G10+ 410 |  | 0.41 | 7 | 234 | 33 |  | Fixed | Roof
NJADRE1559345453 | Administratively Determined Incentive Program | Turnersville | 8012 | 188.03 | Commercial | Behind the Meter | No | Shell New Energies US, LLC | AC Electric |  | Accepted | 2025-03-28 | 2025-04-17 | 2026-04-17 | Inverters | SMA | SMA STP 62-US-41 [480V] | 125000 |  | 2 |  |  | 0.98 |  | Outside
NJADRE1559345453 | Administratively Determined Incentive Program | Turnersville | 8012 | 188.03 | Commercial | Behind the Meter | No | Shell New Energies US, LLC | AC Electric |  | Accepted | 2025-03-28 | 2025-04-17 | 2026-04-17 | Solar Panels | JA Solar | JAM72D30-545/MB |  | 0.545 | 345 | 182 | 10 |  | Fixed | Roof
NJADRE1559348052 | Administratively Determined Incentive Program | Egg Harbor City | 8215 | 6.38 | Residential | Behind the Meter | Yes | Whitman Construction, LLC | AC Electric |  | Accepted | 2025-03-25 | 2025-04-14 | 2026-04-14 | Solar Panels | Jinko Solar | JKM425N-54HL4-B |  | 0.425 | 9 | 222 | 18 |  | Fixed | Roof
NJADRE1559348052 | Administratively Determined Incentive Program | Egg Harbor City | 8215 | 6.38 | Residential | Behind the Meter | Yes | Whitman Construction, LLC | AC Electric |  | Accepted | 2025-03-25 | 2025-04-14 | 2026-04-14 | Solar Panels | Jinko Solar | JKM425N-54HL4-B |  | 0.425 | 6 | 132 | 18 |  | Fixed | Roof
NJADRE1559348052 | Administratively Determined Incentive Program | Egg Harbor City | 8215 | 6.38 | Residential | Behind the Meter | Yes | Whitman Construction, LLC | AC Electric |  | Accepted | 2025-03-25 | 2025-04-14 | 2026-04-14 | Inverters | ENPHASE | IQ8PLUS-72-2-US | 290 |  | 15 |  |  | 0.975 |  | Outdoor
NJADRE1559348069 | Administratively Determined Incentive Program | Germania | 8215 | 5.74 | Residential | Behind the Meter | No | Whitman Construction, LLC | AC Electric |  | Accepted | 2025-03-25 | 2025-04-15 | 2026-04-15 | Inverters | ENPHASE | IQ8PLUS-72-2-US | 290 |  | 14 |  |  | 0.975 |  | Outdoor
NJADRE1559348069 | Administratively Determined Incentive Program | Germania | 8215 | 5.74 | Residential | Behind the Meter | No | Whitman Construction, LLC | AC Electric |  | Accepted | 2025-03-25 | 2025-04-15 | 2026-04-15 | Solar Panels | Trina Solar | TSM-410NE09RC.05 |  | 0.41 | 14 | 236 | 24 |  | Fixed | Roof
NJADRE1559348073 | Administratively Determined Incentive Program | Millville | 8332 | 6.23 | Residential | Behind the Meter | Yes | Venture Home Solar, LLC | AC Electric |  | Accepted | 2025-03-25 | 2025-04-18 | 2026-04-18 | Solar Panels | Hanwha | Q.PEAK DUO BLK ML-G10+ 415W |  | 0.415 | 7 | 229 | 27 |  | Fixed | Roof
NJADRE1559348073 | Administratively Determined Incentive Program | Millville | 8332 | 6.23 | Residential | Behind the Meter | Yes | Venture Home Solar, LLC | AC Electric |  | Accepted | 2025-03-25 | 2025-04-18 | 2026-04-18 | Solar Panels | Hanwha | Q.PEAK DUO BLK ML-G10+ 415W |  | 0.415 | 8 | 49 | 27 |  | Fixed | Roof
NJADRE1559348073 | Administratively Determined Incentive Program | Millville | 8332 | 6.23 | Residential | Behind the Meter | Yes | Venture Home Solar, LLC | AC Electric |  | Accepted | 2025-03-25 | 2025-04-18 | 2026-04-18 | Inverters | EnPhase | IQ8MC-72-M-US (240V) | 330 |  | 15 |  |  | 0.9697 |  | Outside
NJADRE1559348083 | Administratively Determined Incentive Program | North Arlington | 7031 | 9.55 | Residential | Behind the Meter | Yes | Venture Home Solar, LLC | PSE&G |  | Accepted | 2025-03-25 | 2025-04-18 | 2026-04-18 | Solar Panels | Hanwha | Q.PEAK DUO BLK ML-G10+ 415W |  | 0.415 | 3 | 33 | 44 |  | Fixed | Roof
NJADRE1559348083 | Administratively Determined Incentive Program | North Arlington | 7031 | 9.55 | Residential | Behind the Meter | Yes | Venture Home Solar, LLC | PSE&G |  | Accepted | 2025-03-25 | 2025-04-18 | 2026-04-18 | Solar Panels | Hanwha | Q.PEAK DUO BLK ML-G10+ 415W |  | 0.415 | 17 | 213 | 44 |  | Fixed | Roof
NJADRE1559348083 | Administratively Determined Incentive Program | North Arlington | 7031 | 9.55 | Residential | Behind the Meter | Yes | Venture Home Solar, LLC | PSE&G |  | Accepted | 2025-03-25 | 2025-04-18 | 2026-04-18 | Solar Panels | Hanwha | Q.PEAK DUO BLK ML-G10+ 415W |  | 0.415 | 3 | 213 | 21 |  | Fixed | Roof
NJADRE1559348083 | Administratively Determined Incentive Program | North Arlington | 7031 | 9.55 | Residential | Behind the Meter | Yes | Venture Home Solar, LLC | PSE&G |  | Accepted | 2025-03-25 | 2025-04-18 | 2026-04-18 | Inverters | EnPhase | IQ8MC-72-M-US (240V) | 330 |  | 23 |  |  | 0.9697 |  | Outside
NJADRE1559348086 | Administratively Determined Incentive Program | Union | 7083 | 4.57 | Residential | Behind the Meter | Yes | Venture Home Solar, LLC | PSE&G |  | Accepted | 2025-03-25 | 2025-04-23 | 2026-04-23 | Inverters | Tesla Solar | 1538000-xx-y | 330 |  | 1 |  |  | 0.9697 |  | Outside
NJADRE1559348086 | Administratively Determined Incentive Program | Union | 7083 | 4.57 | Residential | Behind the Meter | Yes | Venture Home Solar, LLC | PSE&G |  | Accepted | 2025-03-25 | 2025-04-23 | 2026-04-23 | Solar Panels | Hanwha | Q.PEAK DUO BLK ML-G10+ 415W |  | 0.415 | 8 | 127 | 35 |  | Fixed | Roof
NJADRE1559348086 | Administratively Determined Incentive Program | Union | 7083 | 4.57 | Residential | Behind the Meter | Yes | Venture Home Solar, LLC | PSE&G |  | Accepted | 2025-03-25 | 2025-04-23 | 2026-04-23 | Solar Panels | Hanwha | Q.PEAK DUO BLK ML-G10+ 415W |  | 0.415 | 3 | 217 | 33 |  | Fixed | Roof
NJADRE1559348144 | Administratively Determined Incentive Program | Parsippany | 7054 | 7.47 | Residential | Behind the Meter | Yes | Venture Home Solar, LLC | JCP&L |  | Accepted | 2025-03-25 | 2025-04-29 | 2026-04-29 | Solar Panels | Hanwha | Q.PEAK DUO BLK ML-G10+ 415W |  | 0.415 | 12 | 109 | 27 |  | Fixed | Roof
NJADRE1559348144 | Administratively Determined Incentive Program | Parsippany | 7054 | 7.47 | Residential | Behind the Meter | Yes | Venture Home Solar, LLC | JCP&L |  | Accepted | 2025-03-25 | 2025-04-29 | 2026-04-29 | Inverters | Tesla Solar | 1538000-xx-y | 330 |  | 1 |  |  | 0.9697 |  | Outside
NJADRE1559348144 | Administratively Determined Incentive Program | Parsippany | 7054 | 7.47 | Residential | Behind the Meter | Yes | Venture Home Solar, LLC | JCP&L |  | Accepted | 2025-03-25 | 2025-04-29 | 2026-04-29 | Solar Panels | Hanwha | Q.PEAK DUO BLK ML-G10+ 415W |  | 0.415 | 6 | 109 | 27 |  | Fixed | Roof
NJADRE1559348147 | Administratively Determined Incentive Program | Cape May Court House | 8210 | 14.62 | Residential | Behind the Meter | Yes | PosiGen Developer, LLC | AC Electric |  | Accepted | 2025-03-25 | 2025-04-15 | 2026-04-15 | Solar Panels | SilFab Solar | SIL-430 QD |  | 0.43 | 17 | 19 | 23 |  | Fixed | Roof
NJADRE1559348147 | Administratively Determined Incentive Program | Cape May Court House | 8210 | 14.62 | Residential | Behind the Meter | Yes | PosiGen Developer, LLC | AC Electric |  | Accepted | 2025-03-25 | 2025-04-15 | 2026-04-15 | Solar Panels | SilFab Solar | SIL-430 QD |  | 0.43 | 17 | 199 | 23 |  | Fixed | Roof
NJADRE1559348147 | Administratively Determined Incentive Program | Cape May Court House | 8210 | 14.62 | Residential | Behind the Meter | Yes | PosiGen Developer, LLC | AC Electric |  | Accepted | 2025-03-25 | 2025-04-15 | 2026-04-15 | Inverters | SolarEdge | SE5700H-US | 5700 |  | 1 |  |  | 0.99 |  | Outside
NJADRE1559348154 | Administratively Determined Incentive Program | Sewell | 8080 | 4.25 | Residential | Behind the Meter | Yes | Whitman Construction, LLC | AC Electric |  | Accepted | 2025-03-25 | 2025-04-15 | 2026-04-15 | Inverters | ENPHASE | IQ8PLUS-72-2-US | 290 |  | 10 |  |  | 0.975 |  | Outdoor
NJADRE1559348154 | Administratively Determined Incentive Program | Sewell | 8080 | 4.25 | Residential | Behind the Meter | Yes | Whitman Construction, LLC | AC Electric |  | Accepted | 2025-03-25 | 2025-04-15 | 2026-04-15 | Solar Panels | Jinko Solar | JKM425N-54HL4-B |  | 0.425 | 10 | 135 | 26 |  | Fixed | Roof
NJADRE1559348194 | Administratively Determined Incentive Program | Teaneck | 7666 | 11.62 | Residential | Behind the Meter | Yes | Venture Home Solar, LLC | PSE&G |  | Accepted | 2025-03-25 | 2025-04-29 | 2026-04-29 | Inverters | Tesla Solar | 1538000-XX-Y | 330 |  | 2 |  |  | 0.9697 |  | Outside
NJADRE1559348194 | Administratively Determined Incentive Program | Teaneck | 7666 | 11.62 | Residential | Behind the Meter | Yes | Venture Home Solar, LLC | PSE&G |  | Accepted | 2025-03-25 | 2025-04-29 | 2026-04-29 | Solar Panels | Hanwha | Q.PEAK DUO BLK ML-G10+ 415W |  | 0.415 | 4 | 111 | 40 |  | Fixed | Roof
NJADRE1559348194 | Administratively Determined Incentive Program | Teaneck | 7666 | 11.62 | Residential | Behind the Meter | Yes | Venture Home Solar, LLC | PSE&G |  | Accepted | 2025-03-25 | 2025-04-29 | 2026-04-29 | Solar Panels | Hanwha | Q.PEAK DUO BLK ML-G10+ 415W |  | 0.415 | 8 | 111 | 32 |  | Fixed | Roof
NJADRE1559348194 | Administratively Determined Incentive Program | Teaneck | 7666 | 11.62 | Residential | Behind the Meter | Yes | Venture Home Solar, LLC | PSE&G |  | Accepted | 2025-03-25 | 2025-04-29 | 2026-04-29 | Solar Panels | Hanwha | Q.PEAK DUO BLK ML-G10+ 415W |  | 0.415 | 16 | 291 | 40 |  | Fixed | Roof
NJADRE1559348196 | Administratively Determined Incentive Program | UNION TWP | 7083 | 7.38 | Residential | Behind the Meter | Yes | Sunrun Installation Services, Inc. | PSE&G |  | Accepted | 2025-03-25 | 2025-04-15 | 2026-04-15 | Inverters | SOLAREDGE TECHNOLOGIES | SE5700H-USMN | 5760 |  | 1 |  |  | 0.99 |  | Outdoor
NJADRE1559348196 | Administratively Determined Incentive Program | UNION TWP | 7083 | 7.38 | Residential | Behind the Meter | Yes | Sunrun Installation Services, Inc. | PSE&G |  | Accepted | 2025-03-25 | 2025-04-15 | 2026-04-15 | Solar Panels | HANWHA Q-CELLS | Q.PEAK DUO BLK ML-G10+ 410 |  | 0.41 | 9 | 32 | 39 |  | Fixed | Roof
NJADRE1559348196 | Administratively Determined Incentive Program | UNION TWP | 7083 | 7.38 | Residential | Behind the Meter | Yes | Sunrun Installation Services, Inc. | PSE&G |  | Accepted | 2025-03-25 | 2025-04-15 | 2026-04-15 | Solar Panels | HANWHA Q-CELLS | Q.PEAK DUO BLK ML-G10+ 410 |  | 0.41 | 9 | 211 | 35 |  | Fixed | Roof
NJADRE1559348197 | Administratively Determined Incentive Program | HILLSBOROUGH TWP | 8844 | 9.96 | Residential | Behind the Meter | Yes | SunPurity, LLC | PSE&G |  | Accepted | 2025-04-22 | 2025-05-16 | 2026-05-16 | Inverters | SolarEdge | SE7600H-US | 7600 |  | 1 |  |  | 0.99 |  | Outdoor
NJADRE1559348197 | Administratively Determined Incentive Program | HILLSBOROUGH TWP | 8844 | 9.96 | Residential | Behind the Meter | Yes | SunPurity, LLC | PSE&G |  | Accepted | 2025-04-22 | 2025-05-16 | 2026-05-16 | Solar Panels | Hanwha Q Cells | Q.PEAK DOU BLK-ML-G10+(415W) |  | 0.415 | 12 | 109 | 33 |  | Fixed | Roof
NJADRE1559348197 | Administratively Determined Incentive Program | HILLSBOROUGH TWP | 8844 | 9.96 | Residential | Behind the Meter | Yes | SunPurity, LLC | PSE&G |  | Accepted | 2025-04-22 | 2025-05-16 | 2026-05-16 | Solar Panels | Hanwha Q Cells | Q.PEAK DOU BLK-ML-G10+(415W) |  | 0.415 | 12 | 289 | 6 |  | Fixed | Roof
NJADRE1559348203 | Administratively Determined Incentive Program | Egg Harbor | 8234 | 23.28 | Commercial | Behind the Meter | No | Sustainable Concepts Group | AC Electric |  | Accepted | 2025-03-25 | 2025-04-21 | 2026-04-21 | Solar Panels | Hanwha Qcell | Q.Peak Duo XL G10 Series |  | 0.485 | 48 | 170 | 10 |  | Fixed | Roof
NJADRE1559348203 | Administratively Determined Incentive Program | Egg Harbor | 8234 | 23.28 | Commercial | Behind the Meter | No | Sustainable Concepts Group | AC Electric |  | Accepted | 2025-03-25 | 2025-04-21 | 2026-04-21 | Inverters | SolarEdge | SE 17.3k-US | 48 |  | 1 |  |  | 0.975 |  | Outside | South Exterior Wall
NJADRE1559348203 | Administratively Determined Incentive Program | Egg Harbor | 8234 | 23.28 | Commercial | Behind the Meter | No | Sustainable Concepts Group | AC Electric |  | Accepted | 2025-03-25 | 2025-04-21 | 2026-04-21 | Meters | SolarEdge | tbd | tbd |  | 1 |  |  |  | Yes | Indoor
NJADRE1559348216 | Administratively Determined Incentive Program | Jersey City | 7307 | 6.02 | Residential | Behind the Meter | Yes | PosiGen Developer, LLC | PSE&G |  | Accepted | 2025-03-25 | 2025-04-15 | 2026-04-15 | Inverters | SOLAREDGE | SE5700H-US | 5700 |  | 1 |  |  | 0.99 |  | Outside | Within ten feet of meter
NJADRE1559348216 | Administratively Determined Incentive Program | Jersey City | 7307 | 6.02 | Residential | Behind the Meter | Yes | PosiGen Developer, LLC | PSE&G |  | Accepted | 2025-03-25 | 2025-04-15 | 2026-04-15 | Solar Panels | SEG SOLAR | SEG-430-BTD-BG |  | 0.43 | 14 | 208 | 2 |  | Fixed | Roof
NJADRE1559348219 | Administratively Determined Incentive Program | Sicklerville | 8081 | 10.32 | Residential | Behind the Meter | Yes | PosiGen Developer, LLC | AC Electric |  | Accepted | 2025-03-25 | 2025-04-15 | 2026-04-15 | Solar Panels | SEG SOLAR | SEG-430-BTD-BG |  | 0.43 | 2 | 64 | 18 |  | Fixed | Roof
NJADRE1559348219 | Administratively Determined Incentive Program | Sicklerville | 8081 | 10.32 | Residential | Behind the Meter | Yes | PosiGen Developer, LLC | AC Electric |  | Accepted | 2025-03-25 | 2025-04-15 | 2026-04-15 | Inverters | SOLAREDGE | SE10000H-US | 10000 |  | 1 |  |  | 0.99 |  | Outside | WITHIN TEN FEET OF METER
NJADRE1559348219 | Administratively Determined Incentive Program | Sicklerville | 8081 | 10.32 | Residential | Behind the Meter | Yes | PosiGen Developer, LLC | AC Electric |  | Accepted | 2025-03-25 | 2025-04-15 | 2026-04-15 | Solar Panels | SEG SOLAR | SEG-430-BTD-BG |  | 0.43 | 4 | 244 | 18 |  | Fixed | Roof
NJADRE1559348219 | Administratively Determined Incentive Program | Sicklerville | 8081 | 10.32 | Residential | Behind the Meter | Yes | PosiGen Developer, LLC | AC Electric |  | Accepted | 2025-03-25 | 2025-04-15 | 2026-04-15 | Solar Panels | SEG SOLAR | SEG-430-BTD-BG |  | 0.43 | 18 | 154 | 23 |  | Fixed | Roof
NJADRE1559348221 | Administratively Determined Incentive Program | Teaneck | 7666 | 12.71 | Residential | Behind the Meter | Yes | Pro Custom Solar LLC dba Momentum Solar | PSE&G |  | Accepted | 2025-03-25 | 2025-04-14 | 2026-04-14 | Inverters | ENPHASE | IQ8HC-72-M-DOM-US | 380 |  | 31 |  |  | 0.97 |  | Outdoor
NJADRE1559348221 | Administratively Determined Incentive Program | Teaneck | 7666 | 12.71 | Residential | Behind the Meter | Yes | Pro Custom Solar LLC dba Momentum Solar | PSE&G |  | Accepted | 2025-03-25 | 2025-04-14 | 2026-04-14 | Solar Panels | HANWHA | Q.PEAK DUO BLK ML-G10+ 410 |  | 0.41 | 16 | 115 | 26 |  | Fixed | Roof
NJADRE1559348221 | Administratively Determined Incentive Program | Teaneck | 7666 | 12.71 | Residential | Behind the Meter | Yes | Pro Custom Solar LLC dba Momentum Solar | PSE&G |  | Accepted | 2025-03-25 | 2025-04-14 | 2026-04-14 | Solar Panels | HANWHA | Q.PEAK DUO BLK ML-G10+ 410 |  | 0.41 | 15 | 295 | 26 |  | Fixed | Roof
NJADRE1559348223 | Administratively Determined Incentive Program | Egg Harbor | 8234 | 17.46 | Commercial | Behind the Meter | No | Sustainable Concepts Group | AC Electric |  | Accepted | 2025-03-25 | 2025-04-21 | 2026-04-21 | Solar Panels | Hanwha Qcell | Q.Peak Duo XL G10 Series |  | 0.485 | 36 | 170 | 10 |  | Fixed | Roof
NJADRE1559348223 | Administratively Determined Incentive Program | Egg Harbor | 8234 | 17.46 | Commercial | Behind the Meter | No | Sustainable Concepts Group | AC Electric |  | Accepted | 2025-03-25 | 2025-04-21 | 2026-04-21 | Inverters | SolarEdge | SE 10.0k-US | 28 |  | 1 |  |  | 0.97 |  | Outside | South Exterior Wall
NJADRE1559348223 | Administratively Determined Incentive Program | Egg Harbor | 8234 | 17.46 | Commercial | Behind the Meter | No | Sustainable Concepts Group | AC Electric |  | Accepted | 2025-03-25 | 2025-04-21 | 2026-04-21 | Meters | SolarEdge | tbd | tbd |  | 1 |  |  |  | Yes | Indoor
NJADRE1559348246 | Administratively Determined Incentive Program | Egg Harbro | 8234 | 12.13 | Commercial | Behind the Meter | No | Sustainable Concepts Group | AC Electric |  | Accepted | 2025-03-25 | 2025-04-21 | 2026-04-21 | Inverters | SolarEdge | SE 10.0k-US | 28 |  | 1 |  |  | 0.97 |  | Outside | South Exterior Wall
NJADRE1559348246 | Administratively Determined Incentive Program | Egg Harbro | 8234 | 12.13 | Commercial | Behind the Meter | No | Sustainable Concepts Group | AC Electric |  | Accepted | 2025-03-25 | 2025-04-21 | 2026-04-21 | Meters | SolarEdge | tbd | tbd |  | 1 |  |  |  | Yes | Indoor
NJADRE1559348246 | Administratively Determined Incentive Program | Egg Harbro | 8234 | 12.13 | Commercial | Behind the Meter | No | Sustainable Concepts Group | AC Electric |  | Accepted | 2025-03-25 | 2025-04-21 | 2026-04-21 | Solar Panels | Hanwha Qcell | Q.Peak Duo XL G10 Series |  | 0.485 | 25 | 170 | 10 |  | Fixed | Roof
NJADRE1559348254 | Administratively Determined Incentive Program | Hazlet | 7730 | 17.42 | Residential | Behind the Meter | Yes | Freedom Forever New Jersey, LLC | JCP&L |  | Accepted | 2025-03-25 | 2025-04-15 | 2026-04-15 | Solar Panels | JA Solar | JAM54S31-405/M |  | 0.405 | 3 | 196 | 21 |  | Fixed | Roof
NJADRE1559348254 | Administratively Determined Incentive Program | Hazlet | 7730 | 17.42 | Residential | Behind the Meter | Yes | Freedom Forever New Jersey, LLC | JCP&L |  | Accepted | 2025-03-25 | 2025-04-15 | 2026-04-15 | Solar Panels | JA Solar | JAM54S31-405/M |  | 0.405 | 26 | 196 | 21 |  | Fixed | Roof
NJADRE1559348254 | Administratively Determined Incentive Program | Hazlet | 7730 | 17.42 | Residential | Behind the Meter | Yes | Freedom Forever New Jersey, LLC | JCP&L |  | Accepted | 2025-03-25 | 2025-04-15 | 2026-04-15 | Solar Panels | JA Solar | JAM54S31-405/M |  | 0.405 | 6 | 195 | 21 |  | Fixed | Roof
NJADRE1559348254 | Administratively Determined Incentive Program | Hazlet | 7730 | 17.42 | Residential | Behind the Meter | Yes | Freedom Forever New Jersey, LLC | JCP&L |  | Accepted | 2025-03-25 | 2025-04-15 | 2026-04-15 | Inverters | Solar Edge | USE7600H-USMNBL75) | 7600 |  | 2 |  |  | 0.99 |  | Outside
NJADRE1559348254 | Administratively Determined Incentive Program | Hazlet | 7730 | 17.42 | Residential | Behind the Meter | Yes | Freedom Forever New Jersey, LLC | JCP&L |  | Accepted | 2025-03-25 | 2025-04-15 | 2026-04-15 | Solar Panels | JA Solar | JAM54S31-405/M |  | 0.405 | 8 | 15 | 21 |  | Fixed | Roof
NJADRE1559348255 | Administratively Determined Incentive Program | PARSIPPANY | 7054 | 18.28 | Residential | Behind the Meter | No | US Clean Energy Construction Inc. | JCP&L |  | Accepted | 2025-03-25 | 2025-04-15 | 2026-04-15 | Inverters | SMA AMERICA | SMA SB-7.7-US | 7700 |  | 1 |  |  | 0.98 |  | Outdoor
NJADRE1559348255 | Administratively Determined Incentive Program | PARSIPPANY | 7054 | 18.28 | Residential | Behind the Meter | No | US Clean Energy Construction Inc. | JCP&L |  | Accepted | 2025-03-25 | 2025-04-15 | 2026-04-15 | Meters | VISION METERING | Cat VM-2E2A1P |  |  | 1 |  |  |  | Yes | Outdoor
NJADRE1559348255 | Administratively Determined Incentive Program | PARSIPPANY | 7054 | 18.28 | Residential | Behind the Meter | No | US Clean Energy Construction Inc. | JCP&L |  | Accepted | 2025-03-25 | 2025-04-15 | 2026-04-15 | Solar Panels | Trina Solar | Trina 425W |  | 0.425 | 37 | 248 | 30 |  | Fixed | Roof
NJADRE1559348255 | Administratively Determined Incentive Program | PARSIPPANY | 7054 | 18.28 | Residential | Behind the Meter | No | US Clean Energy Construction Inc. | JCP&L |  | Accepted | 2025-03-25 | 2025-04-15 | 2026-04-15 | Solar Panels | Trina Solar | Trina 425W |  | 0.425 | 6 | 68 | 30 |  | Fixed | Roof
NJADRE1559348255 | Administratively Determined Incentive Program | PARSIPPANY | 7054 | 18.28 | Residential | Behind the Meter | No | US Clean Energy Construction Inc. | JCP&L |  | Accepted | 2025-03-25 | 2025-04-15 | 2026-04-15 | Inverters | SMA AMERICA | SMA SB-4.8-US | 4800 |  | 1 |  |  | 0.98 |  | Outdoor
NJADRE1559348259 | Administratively Determined Incentive Program | Egg Harbor | 8234 | 9.7 | Commercial | Behind the Meter | No | Sustainable Concepts Group | AC Electric |  | Accepted | 2025-03-25 | 2025-04-21 | 2026-04-21 | Solar Panels | Hanwha Qcell | Q.Peak Duo XL G10 Series |  | 0.485 | 20 | 170 | 10 |  | Fixed | Roof
NJADRE1559348259 | Administratively Determined Incentive Program | Egg Harbor | 8234 | 9.7 | Commercial | Behind the Meter | No | Sustainable Concepts Group | AC Electric |  | Accepted | 2025-03-25 | 2025-04-21 | 2026-04-21 | Inverters | SolarEdge | SE 10.0k-US | 28 |  | 1 |  |  | 0.97 |  | Outside | South Exterior Wall
NJADRE1559348259 | Administratively Determined Incentive Program | Egg Harbor | 8234 | 9.7 | Commercial | Behind the Meter | No | Sustainable Concepts Group | AC Electric |  | Accepted | 2025-03-25 | 2025-04-21 | 2026-04-21 | Meters | SolarEdge | tbd | tbd |  | 1 |  |  |  | Yes | Indoor
NJADRE1559348301 | Administratively Determined Incentive Program | Union | 7083 | 11.21 | Residential | Behind the Meter | Yes | SunPurity, LLC | PSE&G |  | Accepted | 2025-03-25 | 2025-04-15 | 2026-04-15 | Solar Panels | Hanwha Q Cells | Q.PEAK DOU BLK-ML-G10+(415W) |  | 0.415 | 8 | 37 | 20 |  | Fixed | Roof
NJADRE1559348301 | Administratively Determined Incentive Program | Union | 7083 | 11.21 | Residential | Behind the Meter | Yes | SunPurity, LLC | PSE&G |  | Accepted | 2025-03-25 | 2025-04-15 | 2026-04-15 | Solar Panels | Hanwha Q Cells | Q.PEAK DOU BLK-ML-G10+(415W) |  | 0.415 | 7 | 217 | 20 |  | Fixed | Roof
NJADRE1559348301 | Administratively Determined Incentive Program | Union | 7083 | 11.21 | Residential | Behind the Meter | Yes | SunPurity, LLC | PSE&G |  | Accepted | 2025-03-25 | 2025-04-15 | 2026-04-15 | Solar Panels | Hanwha Q Cells | Q.PEAK DOU BLK-ML-G10+(415W) |  | 0.415 | 8 | 217 | 20 |  | Fixed | Roof
NJADRE1559348301 | Administratively Determined Incentive Program | Union | 7083 | 11.21 | Residential | Behind the Meter | Yes | SunPurity, LLC | PSE&G |  | Accepted | 2025-03-25 | 2025-04-15 | 2026-04-15 | Solar Panels | Hanwha Q Cells | Q.PEAK DOU BLK-ML-G10+(415W) |  | 0.415 | 4 | 37 | 20 |  | Fixed | Roof
NJADRE1559348301 | Administratively Determined Incentive Program | Union | 7083 | 11.21 | Residential | Behind the Meter | Yes | SunPurity, LLC | PSE&G |  | Accepted | 2025-03-25 | 2025-04-15 | 2026-04-15 | Inverters | SolarEdge | SE7600H-US | 7600 |  | 1 |  |  | 0.99 |  | Outdoor
NJADRE1559348342 | Administratively Determined Incentive Program | Plainfield | 7062 | 11.31 | Residential | Behind the Meter | Yes | Venture Home Solar, LLC | PSE&G |  | Accepted | 2025-03-25 | 2025-04-22 | 2026-04-22 | Solar Panels | Hanwha | Q.TRON BLK M-G2+ 435 |  | 0.435 | 17 | 139 | 36 |  | Fixed | Roof
NJADRE1559348342 | Administratively Determined Incentive Program | Plainfield | 7062 | 11.31 | Residential | Behind the Meter | Yes | Venture Home Solar, LLC | PSE&G |  | Accepted | 2025-03-25 | 2025-04-22 | 2026-04-22 | Inverters | Tesla Solar | 1538000-XX-Y | 330 |  | 1 |  |  | 0.9697 |  | Outside
NJADRE1559348342 | Administratively Determined Incentive Program | Plainfield | 7062 | 11.31 | Residential | Behind the Meter | Yes | Venture Home Solar, LLC | PSE&G |  | Accepted | 2025-03-25 | 2025-04-22 | 2026-04-22 | Solar Panels | Hanwha | Q.TRON BLK M-G2+ 435 |  | 0.435 | 9 | 319 | 10 |  | Fixed | Roof
NJADRE1559348349 | Administratively Determined Incentive Program | Neptune | 7753 | 9.1 | Residential | Behind the Meter | Yes | Vision Solar, LLC | JCP&L |  | Accepted | 2025-03-25 | 2025-04-15 | 2026-04-15 | Solar Panels | LG | LG350N1C-V5 |  | 0.35 | 12 | 73 | 39 |  | Fixed | Roof
NJADRE1559348349 | Administratively Determined Incentive Program | Neptune | 7753 | 9.1 | Residential | Behind the Meter | Yes | Vision Solar, LLC | JCP&L |  | Accepted | 2025-03-25 | 2025-04-15 | 2026-04-15 | Inverters | Enphase | IQ7-60-2-US | 240 |  | 26 |  |  | 0.965 |  | Outdoor
NJADRE1559348349 | Administratively Determined Incentive Program | Neptune | 7753 | 9.1 | Residential | Behind the Meter | Yes | Vision Solar, LLC | JCP&L |  | Accepted | 2025-03-25 | 2025-04-15 | 2026-04-15 | Meters | Enphase | X-IQ-AM1-240-3 |  |  | 1 |  |  |  | Yes | Outdoor
NJADRE1559348349 | Administratively Determined Incentive Program | Neptune | 7753 | 9.1 | Residential | Behind the Meter | Yes | Vision Solar, LLC | JCP&L |  | Accepted | 2025-03-25 | 2025-04-15 | 2026-04-15 | Solar Panels | LG | LG350N1C-V5 |  | 0.35 | 14 | 253 | 38 |  | Fixed | Roof
NJADRE1559348360 | Administratively Determined Incentive Program | Clementon | 8021 | 16.34 | Residential | Behind the Meter | Yes | Velocity Energy & Home Solutions, LLC | PSE&G |  | Accepted | 2025-03-25 | 2025-04-16 | 2026-04-16 | Inverters | enphase | iq8plus | 290 |  | 38 |  |  | 0.99 |  | Outside | nehind panels
NJADRE1559348360 | Administratively Determined Incentive Program | Clementon | 8021 | 16.34 | Residential | Behind the Meter | Yes | Velocity Energy & Home Solutions, LLC | PSE&G |  | Accepted | 2025-03-25 | 2025-04-16 | 2026-04-16 | Solar Panels | seg | 430w |  | 0.43 | 17 | 134 | 30 |  | Fixed | Roof
NJADRE1559348360 | Administratively Determined Incentive Program | Clementon | 8021 | 16.34 | Residential | Behind the Meter | Yes | Velocity Energy & Home Solutions, LLC | PSE&G |  | Accepted | 2025-03-25 | 2025-04-16 | 2026-04-16 | Solar Panels | seg | 430w |  | 0.43 | 21 | 224 | 30 |  | Fixed | Roof
NJADRE1559348370 | Administratively Determined Incentive Program | PRINCETON | 8540 | 7.29 | Residential | Behind the Meter | No | Power Home Remodeling Group | PSE&G |  | Accepted | 2025-03-25 | 2025-04-15 | 2026-04-15 | Inverters | SolarEdge | SE5700H-US | 5760 |  | 1 |  |  | 0.99 |  | Outdoor
NJADRE1559348370 | Administratively Determined Incentive Program | PRINCETON | 8540 | 7.29 | Residential | Behind the Meter | No | Power Home Remodeling Group | PSE&G |  | Accepted | 2025-03-25 | 2025-04-15 | 2026-04-15 | Meters | SolarEdge | Revenue Grade Data Ansi C12.20 |  |  | 1 |  |  |  | Yes | Outdoor
NJADRE1559348370 | Administratively Determined Incentive Program | PRINCETON | 8540 | 7.29 | Residential | Behind the Meter | No | Power Home Remodeling Group | PSE&G |  | Accepted | 2025-03-25 | 2025-04-15 | 2026-04-15 | Solar Panels | JA Solar | JAM54S31 405/MR |  | 0.405 | 5 | 120 | 31 |  | Fixed | Roof
NJADRE1559348370 | Administratively Determined Incentive Program | PRINCETON | 8540 | 7.29 | Residential | Behind the Meter | No | Power Home Remodeling Group | PSE&G |  | Accepted | 2025-03-25 | 2025-04-15 | 2026-04-15 | Solar Panels | JA Solar | JAM54S31 405/MR |  | 0.405 | 13 | 120 | 30 |  | Fixed | Roof
NJADRE1559348386 | Administratively Determined Incentive Program | RANDOLPH | 7869 | 8.1 | Residential | Behind the Meter | Yes | Freedom Forever New Jersey, LLC | JCP&L |  | Accepted | 2025-03-25 | 2025-04-15 | 2026-04-15 | Solar Panels | Trina | TSM-405NE09RC.05 |  | 0.405 | 20 | 225 | 33 |  | Fixed | Roof
NJADRE1559348386 | Administratively Determined Incentive Program | RANDOLPH | 7869 | 8.1 | Residential | Behind the Meter | Yes | Freedom Forever New Jersey, LLC | JCP&L |  | Accepted | 2025-03-25 | 2025-04-15 | 2026-04-15 | Inverters | Solar Edge | USE5700H-USMNBL75) | 5700 |  | 1 |  |  | 0.99 |  | Outdoor
NJADRE1559348396 | Administratively Determined Incentive Program | North Bergen | 7047 | 4.98 | Residential | Behind the Meter | No | Venture Home Solar, LLC | PSE&G |  | Accepted | 2025-03-25 | 2025-04-17 | 2026-04-17 | Solar Panels | Hanwha | Q.PEAK DUO BLK ML-G10+ 415W |  | 0.415 | 12 | 116 | 24 |  | Fixed | Roof
NJADRE1559348396 | Administratively Determined Incentive Program | North Bergen | 7047 | 4.98 | Residential | Behind the Meter | No | Venture Home Solar, LLC | PSE&G |  | Accepted | 2025-03-25 | 2025-04-17 | 2026-04-17 | Inverters | Tesla Solar | 1538000-xx-y | 330 |  | 1 |  |  | 0.9697 |  | Outside
NJADRE1559349515 | Administratively Determined Incentive Program | CARLSTADT | 7072 | 4.92 | Residential | Behind the Meter | Yes | Sunrun Installation Services, Inc. | PSE&G |  | Accepted | 2025-03-25 | 2025-04-15 | 2026-04-15 | Inverters | SOLAREDGE TECHNOLOGIES | SE3800H-USMN | 3800 |  | 1 |  |  | 0.99 |  | Outside
NJADRE1559349515 | Administratively Determined Incentive Program | CARLSTADT | 7072 | 4.92 | Residential | Behind the Meter | Yes | Sunrun Installation Services, Inc. | PSE&G |  | Accepted | 2025-03-25 | 2025-04-15 | 2026-04-15 | Solar Panels | Hanwha Q-Cells | Q.PEAK DUO BLK ML-G10+ 410 |  | 0.41 | 12 | 218 | 43 |  | Fixed | Roof
NJADRE1559350049 | Administratively Determined Incentive Program | Atlantic City | 8401 | 6.8 | Residential | Behind the Meter | Yes | Whitman Construction, LLC | AC Electric |  | Accepted | 2025-03-25 | 2025-04-15 | 2026-04-15 | Solar Panels | Jinko Solar | JKM425N-54HL4-B |  | 0.425 | 5 | 153 | 23 |  | Fixed | Roof
NJADRE1559350049 | Administratively Determined Incentive Program | Atlantic City | 8401 | 6.8 | Residential | Behind the Meter | Yes | Whitman Construction, LLC | AC Electric |  | Accepted | 2025-03-25 | 2025-04-15 | 2026-04-15 | Solar Panels | Jinko Solar | JKM425N-54HL4-B |  | 0.425 | 11 | 242 | 34 |  | Fixed | Roof
NJADRE1559350049 | Administratively Determined Incentive Program | Atlantic City | 8401 | 6.8 | Residential | Behind the Meter | Yes | Whitman Construction, LLC | AC Electric |  | Accepted | 2025-03-25 | 2025-04-15 | 2026-04-15 | Inverters | ENPHASE | IQ8PLUS-72-2-US | 290 |  | 16 |  |  | 0.975 |  | Outdoor
NJADRE1559350122 | Administratively Determined Incentive Program | West Orange | 7052 | 8.1 | Residential | Behind the Meter | Yes | Freedom Forever New Jersey, LLC | PSE&G |  | Accepted | 2025-03-25 | 2025-04-15 | 2026-04-15 | Inverters | Solar Edge | USE7600H-USMNBL75 | 7600 |  | 1 |  |  | 0.99 |  | Outside
NJADRE1559350122 | Administratively Determined Incentive Program | West Orange | 7052 | 8.1 | Residential | Behind the Meter | Yes | Freedom Forever New Jersey, LLC | PSE&G |  | Accepted | 2025-03-25 | 2025-04-15 | 2026-04-15 | Solar Panels | Trina | TSM-405NE09RC.05 |  | 0.405 | 10 | 288 | 23 |  | Fixed | Roof
NJADRE1559350122 | Administratively Determined Incentive Program | West Orange | 7052 | 8.1 | Residential | Behind the Meter | Yes | Freedom Forever New Jersey, LLC | PSE&G |  | Accepted | 2025-03-25 | 2025-04-15 | 2026-04-15 | Solar Panels | Trina | TSM-405NE09RC.05 |  | 0.405 | 10 | 108 | 25 |  | Fixed | Roof
NJADRE1559350150 | Administratively Determined Incentive Program | Newark | 7112 | 2.88 | Residential | Behind the Meter | Yes | Vision Solar, LLC | PSE&G |  | Accepted | 2025-03-25 | 2025-04-18 | 2026-04-18 | Inverters | Solaredge | SE7600H-US | 7600 |  | 1 |  |  | 0.992 |  | Outside
NJADRE1559350150 | Administratively Determined Incentive Program | Newark | 7112 | 2.88 | Residential | Behind the Meter | Yes | Vision Solar, LLC | PSE&G |  | Accepted | 2025-03-25 | 2025-04-18 | 2026-04-18 | Solar Panels | Hanwha | Q.PEAK DUO BLK-G10+ 360 |  | 0.36 | 8 | 216 | 30 |  | Fixed | Roof
NJADRE1559350183 | Administratively Determined Incentive Program | Tinton Falls | 7712 | 16.1 | Residential | Behind the Meter | No | Sea Bright Solar, LLC | JCP&L |  | Accepted | 2025-03-25 | 2025-04-16 | 2026-04-16 | Solar Panels | Q Cell | Q.TRON BLK M-G2+ 435 |  | 0.435 | 16 | 169 | 17 |  | Fixed | Roof
NJADRE1559350183 | Administratively Determined Incentive Program | Tinton Falls | 7712 | 16.1 | Residential | Behind the Meter | No | Sea Bright Solar, LLC | JCP&L |  | Accepted | 2025-03-25 | 2025-04-16 | 2026-04-16 | Solar Panels | Q Cell | Q.TRON BLK M-G2+ 435 |  | 0.435 | 21 | 169 | 20 |  | Fixed | Roof
NJADRE1559350183 | Administratively Determined Incentive Program | Tinton Falls | 7712 | 16.1 | Residential | Behind the Meter | No | Sea Bright Solar, LLC | JCP&L |  | Accepted | 2025-03-25 | 2025-04-16 | 2026-04-16 | Inverters | Enphase | IQ8AC-72-M-US | 349 |  | 37 |  |  | 0.97 |  | Outdoor
NJADRE1559350183 | Administratively Determined Incentive Program | Tinton Falls | 7712 | 16.1 | Residential | Behind the Meter | No | Sea Bright Solar, LLC | JCP&L |  | Accepted | 2025-03-25 | 2025-04-16 | 2026-04-16 | Meters | Enphase | IQ Combiner 5C |  |  | 1 |  |  |  | Yes | Outdoor
NJADRE1559350224 | Administratively Determined Incentive Program | Clayton | 8312 | 13.18 | Residential | Behind the Meter | Yes | Sun Up Zero Down, LLC | AC Electric |  | Accepted | 2025-03-29 | 2025-04-24 | 2026-04-24 | Solar Panels | TRINA | TSM-425-NE09RC.05 |  | 0.425 | 31 | 79 | 14 |  | Fixed | Roof
NJADRE1559350224 | Administratively Determined Incentive Program | Clayton | 8312 | 13.18 | Residential | Behind the Meter | Yes | Sun Up Zero Down, LLC | AC Electric |  | Accepted | 2025-03-29 | 2025-04-24 | 2026-04-24 | Meters | Enphase | TBD |  |  | 1 |  |  |  | Yes | Outdoor
NJADRE1559350224 | Administratively Determined Incentive Program | Clayton | 8312 | 13.18 | Residential | Behind the Meter | Yes | Sun Up Zero Down, LLC | AC Electric |  | Accepted | 2025-03-29 | 2025-04-24 | 2026-04-24 | Inverters | Enphase | IQ8PLUS-72-2-US | 290 |  | 31 |  |  | 0.976 |  | Outdoor
NJADRE1559350395 | Administratively Determined Incentive Program | Trenton | 8629 | 3.83 | Residential | Behind the Meter | Yes | Power Energy Solutions, LLC | PSE&G |  | Accepted | 2025-03-25 | 2025-04-16 | 2026-04-16 | Solar Panels | Trina Solar | TSM-425NE09RC.05 |  | 0.425 | 2 | 341 | 32 |  | Fixed | Roof
NJADRE1559350395 | Administratively Determined Incentive Program | Trenton | 8629 | 3.83 | Residential | Behind the Meter | Yes | Power Energy Solutions, LLC | PSE&G |  | Accepted | 2025-03-25 | 2025-04-16 | 2026-04-16 | Solar Panels | Trina Solar | TSM-425NE09RC.05 |  | 0.425 | 5 | 161 | 32 |  | Fixed | Roof
NJADRE1559350395 | Administratively Determined Incentive Program | Trenton | 8629 | 3.83 | Residential | Behind the Meter | Yes | Power Energy Solutions, LLC | PSE&G |  | Accepted | 2025-03-25 | 2025-04-16 | 2026-04-16 | Solar Panels | Trina Solar | TSM-425NE09RC.05 |  | 0.425 | 2 | 251 | 11 |  | Fixed | Roof
NJADRE1559350395 | Administratively Determined Incentive Program | Trenton | 8629 | 3.83 | Residential | Behind the Meter | Yes | Power Energy Solutions, LLC | PSE&G |  | Accepted | 2025-03-25 | 2025-04-16 | 2026-04-16 | Inverters | SolarEdge | SE3800H-US | 4 |  | 1 |  |  | 0.97 |  | Outdoor
NJADRE1559350918 | Administratively Determined Incentive Program | Hammonton | 8037 | 8.4 | Residential | Behind the Meter | No | AllSeason Solar | AC Electric |  | Accepted | 2025-03-25 | 2025-04-15 | 2026-04-15 | Inverters | Enphase | IQ8Plus | 290 |  | 21 |  |  | 0.97 |  | Outside
NJADRE1559350918 | Administratively Determined Incentive Program | Hammonton | 8037 | 8.4 | Residential | Behind the Meter | No | AllSeason Solar | AC Electric |  | Accepted | 2025-03-25 | 2025-04-15 | 2026-04-15 | Solar Panels | CT400HC11-06 | Certainteed |  | 0.4 | 21 | 221 | 33 |  | Fixed | Roof
NJADRE1559351406 | Administratively Determined Incentive Program | Paterson | 7524 | 9.84 | Residential | Behind the Meter | Yes | Big Wave Roofing and Solar, LLC | PSE&G |  | Accepted | 2025-03-25 | 2025-04-15 | 2026-04-15 | Inverters | Enphase | IQ8HC-72-M-DOM-US | 380 |  | 24 |  |  | 0.98 |  | Outside
NJADRE1559351406 | Administratively Determined Incentive Program | Paterson | 7524 | 9.84 | Residential | Behind the Meter | Yes | Big Wave Roofing and Solar, LLC | PSE&G |  | Accepted | 2025-03-25 | 2025-04-15 | 2026-04-15 | Solar Panels | Mission | MSE410HT0B |  | 0.41 | 6 | 14 | 40 |  | Fixed | Roof
NJADRE1559351406 | Administratively Determined Incentive Program | Paterson | 7524 | 9.84 | Residential | Behind the Meter | Yes | Big Wave Roofing and Solar, LLC | PSE&G |  | Accepted | 2025-03-25 | 2025-04-15 | 2026-04-15 | Solar Panels | Mission | MSE410HT0B |  | 0.41 | 18 | 194 | 40 |  | Fixed | Roof
NJADRE1559351903 | Administratively Determined Incentive Program | West Milford | 7480 | 13.53 | Residential | Behind the Meter | No | Voltaic Solaire, LLC | JCP&L |  | Accepted | 2025-03-25 | 2025-04-16 | 2026-04-16 | Inverters | Solaredge | SE11400H-US | 11400 |  | 1 |  |  | 0.98 |  | Outside
NJADRE1559351903 | Administratively Determined Incentive Program | West Milford | 7480 | 13.53 | Residential | Behind the Meter | No | Voltaic Solaire, LLC | JCP&L |  | Accepted | 2025-03-25 | 2025-04-16 | 2026-04-16 | Solar Panels | HYUNDAI | HiS-S410YH(BK) |  | 0.41 | 15 | 84 | 20 |  | Fixed | Roof
NJADRE1559351903 | Administratively Determined Incentive Program | West Milford | 7480 | 13.53 | Residential | Behind the Meter | No | Voltaic Solaire, LLC | JCP&L |  | Accepted | 2025-03-25 | 2025-04-16 | 2026-04-16 | Solar Panels | HYUNDAI | HiS-S410YH(BK) |  | 0.41 | 18 | 174 | 20 |  | Fixed | Roof
NJADRE1559352391 | Administratively Determined Incentive Program | Lawrence Twp | 8648 | 4 | Residential | Behind the Meter | No | AllSeason Solar | PSE&G |  | Accepted | 2025-03-25 | 2025-04-15 | 2026-04-15 | Inverters | ENphase | IQ8Plus | 290 |  | 10 |  |  | 0.97 |  | Outside
NJADRE1559352391 | Administratively Determined Incentive Program | Lawrence Twp | 8648 | 4 | Residential | Behind the Meter | No | AllSeason Solar | PSE&G |  | Accepted | 2025-03-25 | 2025-04-15 | 2026-04-15 | Solar Panels | Certainteed | CT400HC11-06 |  | 0.4 | 10 | 110 | 21 |  | Fixed | Roof
NJADRE1559353188 | Administratively Determined Incentive Program | LAKEWOOD | 8701 | 6.38 | Residential | Behind the Meter | Yes | SunPurity, LLC | JCP&L |  | Accepted | 2025-03-25 | 2025-04-22 | 2026-04-22 | Inverters | SolarEdge | SE5700H-US | 5700 |  | 1 |  |  | 0.99 |  | Outdoor
NJADRE1559353188 | Administratively Determined Incentive Program | LAKEWOOD | 8701 | 6.38 | Residential | Behind the Meter | Yes | SunPurity, LLC | JCP&L |  | Accepted | 2025-03-25 | 2025-04-22 | 2026-04-22 | Solar Panels | Jinko | JKM425N-54HL4-B (425W) |  | 0.425 | 15 | 188 | 30 |  | Fixed | Roof
NJADRE1559353457 | Administratively Determined Incentive Program | Hackettstown | 7840 | 13.94 | Residential | Behind the Meter | Yes | Trinity Solar, LLC | JCP&L |  | Accepted | 2025-03-25 | 2025-07-11 | 2026-07-11 | Solar Panels | HANWHA | Q.PEAK DUO BLK ML-G10+ 410 |  | 0.41 | 12 | 149 | 23 |  | Fixed | Roof
NJADRE1559353457 | Administratively Determined Incentive Program | Hackettstown | 7840 | 13.94 | Residential | Behind the Meter | Yes | Trinity Solar, LLC | JCP&L |  | Accepted | 2025-03-25 | 2025-07-11 | 2026-07-11 | Inverters | TESLA | 1707000-xx-y | 11500 |  | 1 |  |  | 0.97 |  | Outside
NJADRE1559353457 | Administratively Determined Incentive Program | Hackettstown | 7840 | 13.94 | Residential | Behind the Meter | Yes | Trinity Solar, LLC | JCP&L |  | Accepted | 2025-03-25 | 2025-07-11 | 2026-07-11 | Electric Storage Battery | TESLA | 1707000-xx-y |  |  | 2 |  |  |  | Lithium Ion |  | Outdoors
NJADRE1559353457 | Administratively Determined Incentive Program | Hackettstown | 7840 | 13.94 | Residential | Behind the Meter | Yes | Trinity Solar, LLC | JCP&L |  | Accepted | 2025-03-25 | 2025-07-11 | 2026-07-11 | Solar Panels | HANWHA | Q.PEAK DUO BLK ML-G10+ 410 |  | 0.41 | 18 | 149 | 23 |  | Fixed | Roof
NJADRE1559353457 | Administratively Determined Incentive Program | Hackettstown | 7840 | 13.94 | Residential | Behind the Meter | Yes | Trinity Solar, LLC | JCP&L |  | Accepted | 2025-03-25 | 2025-07-11 | 2026-07-11 | Solar Panels | HANWHA | Q.PEAK DUO BLK ML-G10+ 410 |  | 0.41 | 4 | 329 | 23 |  | Fixed | Roof
NJADRE1559353552 | Administratively Determined Incentive Program | Pittstown | 8867 | 6.15 | Residential | Behind the Meter | Yes | Trinity Solar, LLC | JCP&L |  | Accepted | 2025-03-25 | 2025-07-11 | 2026-07-11 | Inverters | Solar Edge | USE5700H-USMNBL75 | 57600 |  | 1 |  |  | 0.97 |  | Outdoor
NJADRE1559353552 | Administratively Determined Incentive Program | Pittstown | 8867 | 6.15 | Residential | Behind the Meter | Yes | Trinity Solar, LLC | JCP&L |  | Accepted | 2025-03-25 | 2025-07-11 | 2026-07-11 | Solar Panels | Hanwha | HANWHA 410 (Q.PEAK DUO BLK ML-G10+ 410) |  | 0.41 | 5 | 62 | 29 |  | Fixed | Roof
NJADRE1559353552 | Administratively Determined Incentive Program | Pittstown | 8867 | 6.15 | Residential | Behind the Meter | Yes | Trinity Solar, LLC | JCP&L |  | Accepted | 2025-03-25 | 2025-07-11 | 2026-07-11 | Solar Panels | Hanwha | HANWHA 410 (Q.PEAK DUO BLK ML-G10+ 410) |  | 0.41 | 10 | 242 | 29 |  | Fixed | Roof
NJADRE1559354800 | Administratively Determined Incentive Program | MARLBORO | 7746 | 8.69 | Residential | Behind the Meter | Yes | Vision Solar, LLC | JCP&L |  | Accepted | 2025-03-25 | 2025-04-16 | 2026-04-16 | Solar Panels | Hanwha | Q.PEAK DUO BLK ML-G10.a+ 395 |  | 0.395 | 11 | 243 | 22 |  | Fixed | Roof
NJADRE1559354800 | Administratively Determined Incentive Program | MARLBORO | 7746 | 8.69 | Residential | Behind the Meter | Yes | Vision Solar, LLC | JCP&L |  | Accepted | 2025-03-25 | 2025-04-16 | 2026-04-16 | Inverters | Solaredge | SE6000H-US | 6000 |  | 1 |  |  | 0.992 |  | Outside
NJADRE1559354800 | Administratively Determined Incentive Program | MARLBORO | 7746 | 8.69 | Residential | Behind the Meter | Yes | Vision Solar, LLC | JCP&L |  | Accepted | 2025-03-25 | 2025-04-16 | 2026-04-16 | Solar Panels | Hanwha | Q.PEAK DUO BLK ML-G10.a+ 395 |  | 0.395 | 6 | 153 | 23 |  | Fixed | Roof
NJADRE1559354800 | Administratively Determined Incentive Program | MARLBORO | 7746 | 8.69 | Residential | Behind the Meter | Yes | Vision Solar, LLC | JCP&L |  | Accepted | 2025-03-25 | 2025-04-16 | 2026-04-16 | Meters | Solaredge | SE-RGMTR-1D-240C-B |  |  | 1 |  |  |  | Yes | Outdoor
NJADRE1559354800 | Administratively Determined Incentive Program | MARLBORO | 7746 | 8.69 | Residential | Behind the Meter | Yes | Vision Solar, LLC | JCP&L |  | Accepted | 2025-03-25 | 2025-04-16 | 2026-04-16 | Solar Panels | Hanwha | Q.PEAK DUO BLK ML-G10.a+ 395 |  | 0.395 | 5 | 333 | 23 |  | Fixed | Roof
NJADRE1559354822 | Administratively Determined Incentive Program | Haddon Heights | 8035 | 9.84 | Residential | Behind the Meter | No | Big Wave Roofing and Solar, LLC | PSE&G |  | Accepted | 2025-03-25 | 2025-04-15 | 2026-04-15 | Solar Panels | Mission | MSE410HT0B |  | 0.41 | 4 | 341 | 38 |  | Fixed | Roof
NJADRE1559354822 | Administratively Determined Incentive Program | Haddon Heights | 8035 | 9.84 | Residential | Behind the Meter | No | Big Wave Roofing and Solar, LLC | PSE&G |  | Accepted | 2025-03-25 | 2025-04-15 | 2026-04-15 | Solar Panels | Mission | MSE410HT0B |  | 0.41 | 11 | 161 | 38 |  | Fixed | Roof
NJADRE1559354822 | Administratively Determined Incentive Program | Haddon Heights | 8035 | 9.84 | Residential | Behind the Meter | No | Big Wave Roofing and Solar, LLC | PSE&G |  | Accepted | 2025-03-25 | 2025-04-15 | 2026-04-15 | Inverters | Enphase | IQ8PLUS-72-2-US | 290 |  | 24 |  |  | 0.98 |  | Outside
NJADRE1559354822 | Administratively Determined Incentive Program | Haddon Heights | 8035 | 9.84 | Residential | Behind the Meter | No | Big Wave Roofing and Solar, LLC | PSE&G |  | Accepted | 2025-03-25 | 2025-04-15 | 2026-04-15 | Solar Panels | Mission | MSE410HT0B |  | 0.41 | 5 | 251 | 22 |  | Fixed | Roof
NJADRE1559354822 | Administratively Determined Incentive Program | Haddon Heights | 8035 | 9.84 | Residential | Behind the Meter | No | Big Wave Roofing and Solar, LLC | PSE&G |  | Accepted | 2025-03-25 | 2025-04-15 | 2026-04-15 | Solar Panels | Mission | MSE410HT0B |  | 0.41 | 4 | 71 | 22 |  | Fixed | Roof
NJADRE1559355575 | Administratively Determined Incentive Program | ROSELLE | 7203 | 9.23 | Residential | Behind the Meter | Yes | Vision Solar, LLC | PSE&G |  | Accepted | 2025-03-25 | 2025-04-18 | 2026-04-18 | Inverters | Enphase | IQ7-60-2-US | 240 |  | 26 |  |  | 0.965 |  | Outside
NJADRE1559355575 | Administratively Determined Incentive Program | ROSELLE | 7203 | 9.23 | Residential | Behind the Meter | Yes | Vision Solar, LLC | PSE&G |  | Accepted | 2025-03-25 | 2025-04-18 | 2026-04-18 | Solar Panels | Longi | LR4-60HPB-355M |  | 0.355 | 4 | 349 | 32 |  | Fixed | Roof
NJADRE1559355575 | Administratively Determined Incentive Program | ROSELLE | 7203 | 9.23 | Residential | Behind the Meter | Yes | Vision Solar, LLC | PSE&G |  | Accepted | 2025-03-25 | 2025-04-18 | 2026-04-18 | Solar Panels | Longi | LR4-60HPB-355M |  | 0.355 | 3 | 349 | 12 |  | Fixed | Roof
NJADRE1559355575 | Administratively Determined Incentive Program | ROSELLE | 7203 | 9.23 | Residential | Behind the Meter | Yes | Vision Solar, LLC | PSE&G |  | Accepted | 2025-03-25 | 2025-04-18 | 2026-04-18 | Solar Panels | Longi | LR4-60HPB-355M |  | 0.355 | 10 | 169 | 32 |  | Fixed | Roof
NJADRE1559355575 | Administratively Determined Incentive Program | ROSELLE | 7203 | 9.23 | Residential | Behind the Meter | Yes | Vision Solar, LLC | PSE&G |  | Accepted | 2025-03-25 | 2025-04-18 | 2026-04-18 | Solar Panels | Longi | LR4-60HPB-355M |  | 0.355 | 9 | 170 | 25 |  | Fixed | Roof
NJADRE1559356927 | Administratively Determined Incentive Program | CLAYTON | 8312 | 8.4 | Residential | Behind the Meter | Yes | Vision Solar, LLC | AC Electric |  | Accepted | 2025-03-25 | 2025-04-18 | 2026-04-18 | Meters | Enphase | 800-00555-r03RGM |  |  | 1 |  |  |  | Yes | Outdoor
NJADRE1559356927 | Administratively Determined Incentive Program | CLAYTON | 8312 | 8.4 | Residential | Behind the Meter | Yes | Vision Solar, LLC | AC Electric |  | Accepted | 2025-03-25 | 2025-04-18 | 2026-04-18 | Inverters | Enphase | IQ7-60-2-US | 240 |  | 24 |  |  | 0.965 |  | Outside
NJADRE1559356927 | Administratively Determined Incentive Program | CLAYTON | 8312 | 8.4 | Residential | Behind the Meter | Yes | Vision Solar, LLC | AC Electric |  | Accepted | 2025-03-25 | 2025-04-18 | 2026-04-18 | Solar Panels | Longi | LR4-60HPB-350M |  | 0.35 | 24 | 174 | 12 |  | Fixed | Roof
NJADRE1559357213 | Administratively Determined Incentive Program | BRICK | 8724 | 6.15 | Residential | Behind the Meter | Yes | Solar Energy World | JCP&L |  | Accepted | 2025-03-25 | 2025-04-16 | 2026-04-16 | Inverters | Enphase | IQ8HC-72-M-DOM-US | 384 |  | 15 |  |  | 0.97 |  | Outside
NJADRE1559357213 | Administratively Determined Incentive Program | BRICK | 8724 | 6.15 | Residential | Behind the Meter | Yes | Solar Energy World | JCP&L |  | Accepted | 2025-03-25 | 2025-04-16 | 2026-04-16 | Solar Panels | Hanwha | Q.PEAK DUO BLK ML-G10+-410W |  | 0.41 | 15 | 182 | 14 |  | Fixed | Roof
NJADRE1559357233 | Administratively Determined Incentive Program | Villas | 8251 | 5.04 | Residential | Behind the Meter | Yes | Vision Solar, LLC | AC Electric |  | Accepted | 2025-03-25 | 2025-04-17 | 2026-04-17 | Inverters | Solaredge | SE3800H-US | 3800 |  | 1 |  |  | 0.99 |  | Outside
NJADRE1559357233 | Administratively Determined Incentive Program | Villas | 8251 | 5.04 | Residential | Behind the Meter | Yes | Vision Solar, LLC | AC Electric |  | Accepted | 2025-03-25 | 2025-04-17 | 2026-04-17 | Solar Panels | Znshine | ZXM6-NH120-360 |  | 0.36 | 14 | 303 | 29 |  | Fixed | Roof
NJADRE1559357233 | Administratively Determined Incentive Program | Villas | 8251 | 5.04 | Residential | Behind the Meter | Yes | Vision Solar, LLC | AC Electric |  | Accepted | 2025-03-25 | 2025-04-17 | 2026-04-17 | Meters | Solaredge | SE-RGMTR-1D-240C-B |  |  | 1 |  |  |  | Yes | Outdoor
NJADRE1559357575 | Administratively Determined Incentive Program | South Brunswick Township | 8810 | 8.7 | Residential | Behind the Meter | No | Solar Energy World | PSE&G |  | Accepted | 2025-03-25 | 2025-04-16 | 2026-04-16 | Solar Panels | Hanwha | Q.TRON BLK M-G2+ 435W |  | 0.435 | 6 | 158 | 40 |  | Fixed | Roof
NJADRE1559357575 | Administratively Determined Incentive Program | South Brunswick Township | 8810 | 8.7 | Residential | Behind the Meter | No | Solar Energy World | PSE&G |  | Accepted | 2025-03-25 | 2025-04-16 | 2026-04-16 | Solar Panels | Hanwha | Q.TRON BLK M-G2+ 435W |  | 0.435 | 4 | 246 | 24 |  | Fixed | Roof
NJADRE1559357575 | Administratively Determined Incentive Program | South Brunswick Township | 8810 | 8.7 | Residential | Behind the Meter | No | Solar Energy World | PSE&G |  | Accepted | 2025-03-25 | 2025-04-16 | 2026-04-16 | Inverters | Enphase | IQ8MC-72-M-US | 320 |  | 20 |  |  | 0.97 |  | Outside
NJADRE1559357575 | Administratively Determined Incentive Program | South Brunswick Township | 8810 | 8.7 | Residential | Behind the Meter | No | Solar Energy World | PSE&G |  | Accepted | 2025-03-25 | 2025-04-16 | 2026-04-16 | Solar Panels | Hanwha | Q.TRON BLK M-G2+ 435W |  | 0.435 | 10 | 247 | 23 |  | Fixed | Roof
NJADRE1559357578 | Administratively Determined Incentive Program | Pleasantville | 8232 | 6.225 | Residential | Behind the Meter | Yes | SunnyMac, LLC | AC Electric |  | Accepted | 2025-03-25 | 2025-04-24 | 2026-04-24 | Inverters | SOLAREDGE | SE5700H-US | 5760 |  | 1 |  |  | 0.99 |  | Outdoor | next to meter
NJADRE1559357578 | Administratively Determined Incentive Program | Pleasantville | 8232 | 6.225 | Residential | Behind the Meter | Yes | SunnyMac, LLC | AC Electric |  | Accepted | 2025-03-25 | 2025-04-24 | 2026-04-24 | Solar Panels | HANWHA | Q.PEAK DUO BLK ML-G10+ 415W |  | 0.415 | 9 | 132 | 38 |  | Fixed | Roof
NJADRE1559357578 | Administratively Determined Incentive Program | Pleasantville | 8232 | 6.225 | Residential | Behind the Meter | Yes | SunnyMac, LLC | AC Electric |  | Accepted | 2025-03-25 | 2025-04-24 | 2026-04-24 | Solar Panels | HANWHA | Q.PEAK DUO BLK ML-G10+ 415W |  | 0.415 | 2 | 222 | 5 |  | Fixed | Roof
NJADRE1559357578 | Administratively Determined Incentive Program | Pleasantville | 8232 | 6.225 | Residential | Behind the Meter | Yes | SunnyMac, LLC | AC Electric |  | Accepted | 2025-03-25 | 2025-04-24 | 2026-04-24 | Solar Panels | HANWHA | Q.PEAK DUO BLK ML-G10+ 415W |  | 0.415 | 4 | 312 | 4 |  | Fixed | Roof
NJADRE1559357578 | Administratively Determined Incentive Program | Pleasantville | 8232 | 6.225 | Residential | Behind the Meter | Yes | SunnyMac, LLC | AC Electric |  | Accepted | 2025-03-25 | 2025-04-24 | 2026-04-24 | Meters | SOLAREDGE | SE-RGMTR-1D-240C-C |  |  | 1 |  |  |  | Yes | Outdoor
NJADRE1559357595 | Administratively Determined Incentive Program | HAWTHORNE | 7506 | 11.07 | Residential | Behind the Meter | Yes | Sunrun Installation Services, Inc. | PSE&G |  | Accepted | 2025-03-25 | 2025-04-15 | 2026-04-15 | Solar Panels | HANWHA Q-CELLS | Q.PEAK DUO BLK ML-G10+ 410 |  | 0.41 | 15 | 263 | 21 |  | Fixed | Roof
NJADRE1559357595 | Administratively Determined Incentive Program | HAWTHORNE | 7506 | 11.07 | Residential | Behind the Meter | Yes | Sunrun Installation Services, Inc. | PSE&G |  | Accepted | 2025-03-25 | 2025-04-15 | 2026-04-15 | Inverters | SOLAREDGE TECHNOLOGIES | SE7600H-USMN | 7600 |  | 1 |  |  | 0.99 |  | Outdoor
NJADRE1559357595 | Administratively Determined Incentive Program | HAWTHORNE | 7506 | 11.07 | Residential | Behind the Meter | Yes | Sunrun Installation Services, Inc. | PSE&G |  | Accepted | 2025-03-25 | 2025-04-15 | 2026-04-15 | Solar Panels | HANWHA Q-CELLS | Q.PEAK DUO BLK ML-G10+ 410 |  | 0.41 | 12 | 83 | 20 |  | Fixed | Roof
NJADRE1559357623 | Administratively Determined Incentive Program | Williamstown | 8094 | 19.44 | Residential | Behind the Meter | Yes | Freedom Forever New Jersey, LLC | AC Electric |  | Accepted | 2025-03-25 | 2025-04-16 | 2026-04-16 | Solar Panels | JA Solar | JAM54S31-405/M |  | 0.405 | 25 | 321 | 34 |  | Fixed | Roof
NJADRE1559357623 | Administratively Determined Incentive Program | Williamstown | 8094 | 19.44 | Residential | Behind the Meter | Yes | Freedom Forever New Jersey, LLC | AC Electric |  | Accepted | 2025-03-25 | 2025-04-16 | 2026-04-16 | Solar Panels | JA Solar | JAM54S31-405/M |  | 0.405 | 23 | 141 | 34 |  | Fixed | Roof
NJADRE1559357623 | Administratively Determined Incentive Program | Williamstown | 8094 | 19.44 | Residential | Behind the Meter | Yes | Freedom Forever New Jersey, LLC | AC Electric |  | Accepted | 2025-03-25 | 2025-04-16 | 2026-04-16 | Inverters | Solar Edge | SE7600H-USRGM) | 7600 |  | 1 |  |  | 0.99 |  | Outside
NJADRE1559357628 | Administratively Determined Incentive Program | Englishtown | 7726 | 34.85 | Residential | Behind the Meter | No | US Clean Energy Construction Inc. | JCP&L |  | Accepted | 2025-03-25 | 2025-04-22 | 2026-04-22 | Solar Panels | Trina Solar | Trina 425W |  | 0.425 | 20 | 308 | 20 |  | Fixed | Roof
NJADRE1559357628 | Administratively Determined Incentive Program | Englishtown | 7726 | 34.85 | Residential | Behind the Meter | No | US Clean Energy Construction Inc. | JCP&L |  | Accepted | 2025-03-25 | 2025-04-22 | 2026-04-22 | Meters | VISION METERING | Cat VM-2E2A1P |  |  | 1 |  |  |  | Yes | Outdoor
NJADRE1559357628 | Administratively Determined Incentive Program | Englishtown | 7726 | 34.85 | Residential | Behind the Meter | No | US Clean Energy Construction Inc. | JCP&L |  | Accepted | 2025-03-25 | 2025-04-22 | 2026-04-22 | Solar Panels | Trina Solar | Trina 425W |  | 0.425 | 46 | 128 | 20 |  | Fixed | Roof
NJADRE1559357628 | Administratively Determined Incentive Program | Englishtown | 7726 | 34.85 | Residential | Behind the Meter | No | US Clean Energy Construction Inc. | JCP&L |  | Accepted | 2025-03-25 | 2025-04-22 | 2026-04-22 | Inverters | SMA AMERICA | SMA SB-7.7-US | 7700 |  | 3 |  |  | 0.98 |  | Outdoor
NJADRE1559357628 | Administratively Determined Incentive Program | Englishtown | 7726 | 34.85 | Residential | Behind the Meter | No | US Clean Energy Construction Inc. | JCP&L |  | Accepted | 2025-03-25 | 2025-04-22 | 2026-04-22 | Solar Panels | Trina Solar | Trina 425W |  | 0.425 | 16 | 218 | 20 |  | Fixed | Roof
NJADRE1559357651 | Administratively Determined Incentive Program | Turnersville | 8012 | 8.93 | Residential | Behind the Meter | Yes | Integrity Solar & Home Solutions, LLC | AC Electric |  | Accepted | 2025-03-25 | 2025-04-16 | 2026-04-16 | Solar Panels | JINKO | JKM425N-54HL4-B |  | 0.425 | 5 | 215 | 34 |  | Fixed | Roof
NJADRE1559357651 | Administratively Determined Incentive Program | Turnersville | 8012 | 8.93 | Residential | Behind the Meter | Yes | Integrity Solar & Home Solutions, LLC | AC Electric |  | Accepted | 2025-03-25 | 2025-04-16 | 2026-04-16 | Solar Panels | JINKO | JKM425N-54HL4-B |  | 0.425 | 7 | 35 | 35 |  | Fixed | Roof
NJADRE1559357651 | Administratively Determined Incentive Program | Turnersville | 8012 | 8.93 | Residential | Behind the Meter | Yes | Integrity Solar & Home Solutions, LLC | AC Electric |  | Accepted | 2025-03-25 | 2025-04-16 | 2026-04-16 | Inverters | ENPHASE | IQ8+ | 290 |  | 21 |  |  | 0.98 |  | Other | UNDER EACH PANEL
NJADRE1559357651 | Administratively Determined Incentive Program | Turnersville | 8012 | 8.93 | Residential | Behind the Meter | Yes | Integrity Solar & Home Solutions, LLC | AC Electric |  | Accepted | 2025-03-25 | 2025-04-16 | 2026-04-16 | Solar Panels | JINKO | JKM425N-54HL4-B |  | 0.425 | 3 | 215 | 35 |  | Fixed | Roof
NJADRE1559357651 | Administratively Determined Incentive Program | Turnersville | 8012 | 8.93 | Residential | Behind the Meter | Yes | Integrity Solar & Home Solutions, LLC | AC Electric |  | Accepted | 2025-03-25 | 2025-04-16 | 2026-04-16 | Solar Panels | JINKO | JKM425N-54HL4-B |  | 0.425 | 6 | 215 | 35 |  | Fixed | Roof
NJADRE1559357668 | Administratively Determined Incentive Program | Jersey City | 7305 | 4.92 | Residential | Behind the Meter | Yes | Sunrun Installation Services, Inc. | PSE&G |  | Accepted | 2025-03-25 | 2025-04-16 | 2026-04-16 | Inverters | SOLAREDGE TECHNOLOGIES | SE3800H-USMN | 3800 |  | 1 |  |  | 0.99 |  | Outside
NJADRE1559357668 | Administratively Determined Incentive Program | Jersey City | 7305 | 4.92 | Residential | Behind the Meter | Yes | Sunrun Installation Services, Inc. | PSE&G |  | Accepted | 2025-03-25 | 2025-04-16 | 2026-04-16 | Solar Panels | HANWHA Q-CELLS | Q.PEAK DUO BLK ML-G10+ 410 |  | 0.41 | 12 | 149 | 27 |  | Fixed | Roof
NJADRE1559357680 | Administratively Determined Incentive Program | Glendora | 8029 | 11.48 | Residential | Behind the Meter | Yes | Pro Custom Solar dba Momentum Solar | PSE&G |  | Accepted | 2025-03-25 | 2025-04-16 | 2026-04-16 | Solar Panels | HANWHA | Q.PEAK DUO BLK ML-G10+ 410 |  | 0.41 | 13 | 360 | 19 |  | Fixed | Roof
NJADRE1559357680 | Administratively Determined Incentive Program | Glendora | 8029 | 11.48 | Residential | Behind the Meter | Yes | Pro Custom Solar dba Momentum Solar | PSE&G |  | Accepted | 2025-03-25 | 2025-04-16 | 2026-04-16 | Solar Panels | HANWHA | Q.PEAK DUO BLK ML-G10+ 410 |  | 0.41 | 15 | 180 | 18 |  | Fixed | Roof
NJADRE1559357680 | Administratively Determined Incentive Program | Glendora | 8029 | 11.48 | Residential | Behind the Meter | Yes | Pro Custom Solar dba Momentum Solar | PSE&G |  | Accepted | 2025-03-25 | 2025-04-16 | 2026-04-16 | Inverters | ENPHASE | IQ8HC-72-M-DOM-US | 380 |  | 28 |  |  | 0.97 |  | Outdoor
NJADRE1559357690 | Administratively Determined Incentive Program | Hillsborough | 8844 | 41.28 | Residential | Behind the Meter | Yes | Team Sunshine Construction, LLC | PSE&G |  | Accepted | 2025-03-25 | 2025-04-16 | 2026-04-16 | Solar Panels | JINKO SOLAR | JKM430N-54HL4-B |  | 0.43 | 54 | 264 | 20 |  | Fixed | Roof
NJADRE1559357690 | Administratively Determined Incentive Program | Hillsborough | 8844 | 41.28 | Residential | Behind the Meter | Yes | Team Sunshine Construction, LLC | PSE&G |  | Accepted | 2025-03-25 | 2025-04-16 | 2026-04-16 | Inverters | ENPHASE | IQ8M-72-2-US | 325 |  | 96 |  |  | 0.98 |  | Outdoor
NJADRE1559357690 | Administratively Determined Incentive Program | Hillsborough | 8844 | 41.28 | Residential | Behind the Meter | Yes | Team Sunshine Construction, LLC | PSE&G |  | Accepted | 2025-03-25 | 2025-04-16 | 2026-04-16 | Meters | ENPHASE | Enphase Integrated Consumption Meter |  |  | 31 |  |  |  | Yes | Outdoor
NJADRE1559357690 | Administratively Determined Incentive Program | Hillsborough | 8844 | 41.28 | Residential | Behind the Meter | Yes | Team Sunshine Construction, LLC | PSE&G |  | Accepted | 2025-03-25 | 2025-04-16 | 2026-04-16 | Solar Panels | JINKO SOLAR | JKM430N-54HL4-B |  | 0.43 | 42 | 88 | 20 |  | Fixed | Roof
NJADRE1559357694 | Administratively Determined Incentive Program | Jersey City | 7305 | 5.74 | Residential | Behind the Meter | Yes | Sunrun Installation Services, Inc. | PSE&G |  | Accepted | 2025-03-25 | 2025-04-16 | 2026-04-16 | Solar Panels | HANWHA Q-CELLS | Q.PEAK DUO BLK ML-G10+ 410 |  | 0.41 | 8 | 149 | 27 |  | Fixed | Roof
NJADRE1559357694 | Administratively Determined Incentive Program | Jersey City | 7305 | 5.74 | Residential | Behind the Meter | Yes | Sunrun Installation Services, Inc. | PSE&G |  | Accepted | 2025-03-25 | 2025-04-16 | 2026-04-16 | Inverters | SOLAREDGE TECHNOLOGIES | SE7600H-USSN | 7600 |  | 1 |  |  | 0.99 |  | Outside
NJADRE1559357694 | Administratively Determined Incentive Program | Jersey City | 7305 | 5.74 | Residential | Behind the Meter | Yes | Sunrun Installation Services, Inc. | PSE&G |  | Accepted | 2025-03-25 | 2025-04-16 | 2026-04-16 | Solar Panels | HANWHA Q-CELLS | Q.PEAK DUO BLK ML-G10+/t 400 |  | 0.41 | 6 | 329 | 29 |  | Fixed | Roof
NJADRE1559357699 | Administratively Determined Incentive Program | Monmouth Junction | 8852 | 10.92 | Residential | Behind the Meter | No | Public Service Solar, LLC | PSE&G |  | Accepted | 2025-03-25 | 2025-04-16 | 2026-04-16 | Solar Panels | Panasonic | EVPV420HK2 |  | 0.42 | 26 | 237 | 33 |  | Fixed | Roof
NJADRE1559357699 | Administratively Determined Incentive Program | Monmouth Junction | 8852 | 10.92 | Residential | Behind the Meter | No | Public Service Solar, LLC | PSE&G |  | Accepted | 2025-03-25 | 2025-04-16 | 2026-04-16 | Inverters | Enphase | iQ8HC-72-M-US | 380 |  | 26 |  |  | 0.96 |  | Outdoor | Under Panels
NJADRE1559358297 | Administratively Determined Incentive Program | VAUXHALL | 7088 | 8.3 | Residential | Behind the Meter | Yes | Venture Home Solar, LLC | PSE&G |  | Accepted | 2025-03-25 | 2025-05-09 | 2026-05-09 | Solar Panels | Hanwha | Q.PEAK DUO BLK ML-G10+ 415W |  | 0.415 | 12 | 235 | 37 |  | Fixed | Roof
NJADRE1559358297 | Administratively Determined Incentive Program | VAUXHALL | 7088 | 8.3 | Residential | Behind the Meter | Yes | Venture Home Solar, LLC | PSE&G |  | Accepted | 2025-03-25 | 2025-05-09 | 2026-05-09 | Solar Panels | Hanwha | Q.PEAK DUO BLK ML-G10+ 415W |  | 0.415 | 5 | 55 | 37 |  | Fixed | Roof
NJADRE1559358297 | Administratively Determined Incentive Program | VAUXHALL | 7088 | 8.3 | Residential | Behind the Meter | Yes | Venture Home Solar, LLC | PSE&G |  | Accepted | 2025-03-25 | 2025-05-09 | 2026-05-09 | Inverters | Tesla Solar | 1538000-xx-y | 330 |  | 1 |  |  | 0.9697 |  | Outside
NJADRE1559358297 | Administratively Determined Incentive Program | VAUXHALL | 7088 | 8.3 | Residential | Behind the Meter | Yes | Venture Home Solar, LLC | PSE&G |  | Accepted | 2025-03-25 | 2025-05-09 | 2026-05-09 | Solar Panels | Hanwha | Q.PEAK DUO BLK ML-G10+ 415W |  | 0.415 | 3 | 145 | 13 |  | Fixed | Roof
NJADRE1559358354 | Administratively Determined Incentive Program | Monroe Twp | 8831 | 24.05 | Residential | Behind the Meter | No | Greentech Solar USA, LLC | JCP&L |  | Accepted | 2025-03-25 | 2025-04-16 | 2026-04-16 | Solar Panels | Znshine Solar | ZXM6-NH120-370 |  | 0.37 | 10 | 13 | 36 |  | Fixed | Roof
NJADRE1559358354 | Administratively Determined Incentive Program | Monroe Twp | 8831 | 24.05 | Residential | Behind the Meter | No | Greentech Solar USA, LLC | JCP&L |  | Accepted | 2025-03-25 | 2025-04-16 | 2026-04-16 | Inverters | Growatt | MIN10000TL-XH-US | 10000 |  | 2 |  |  | 0.97 |  | Outdoor | OUTSIDE WALL
NJADRE1559358354 | Administratively Determined Incentive Program | Monroe Twp | 8831 | 24.05 | Residential | Behind the Meter | No | Greentech Solar USA, LLC | JCP&L |  | Accepted | 2025-03-25 | 2025-04-16 | 2026-04-16 | Solar Panels | Znshine Solar | ZXM6-NH120-370 |  | 0.37 | 8 | 103 | 42 |  | Fixed | Roof
NJADRE1559358354 | Administratively Determined Incentive Program | Monroe Twp | 8831 | 24.05 | Residential | Behind the Meter | No | Greentech Solar USA, LLC | JCP&L |  | Accepted | 2025-03-25 | 2025-04-16 | 2026-04-16 | Solar Panels | Znshine Solar | ZXM6-NH120-370 |  | 0.37 | 9 | 103 | 42 |  | Fixed | Roof
NJADRE1559358354 | Administratively Determined Incentive Program | Monroe Twp | 8831 | 24.05 | Residential | Behind the Meter | No | Greentech Solar USA, LLC | JCP&L |  | Accepted | 2025-03-25 | 2025-04-16 | 2026-04-16 | Solar Panels | Znshine Solar | ZXM6-NH120-370 |  | 0.37 | 12 | 13 | 36 |  | Fixed | Roof
NJADRE1559358354 | Administratively Determined Incentive Program | Monroe Twp | 8831 | 24.05 | Residential | Behind the Meter | No | Greentech Solar USA, LLC | JCP&L |  | Accepted | 2025-03-25 | 2025-04-16 | 2026-04-16 | Solar Panels | Znshine Solar | ZXM6-NH120-370 |  | 0.37 | 11 | 193 | 37 |  | Fixed | Roof
NJADRE1559358354 | Administratively Determined Incentive Program | Monroe Twp | 8831 | 24.05 | Residential | Behind the Meter | No | Greentech Solar USA, LLC | JCP&L |  | Accepted | 2025-03-25 | 2025-04-16 | 2026-04-16 | Solar Panels | Znshine Solar | ZXM6-NH120-370 |  | 0.37 | 6 | 193 | 37 |  | Fixed | Roof
NJADRE1559358354 | Administratively Determined Incentive Program | Monroe Twp | 8831 | 24.05 | Residential | Behind the Meter | No | Greentech Solar USA, LLC | JCP&L |  | Accepted | 2025-03-25 | 2025-04-16 | 2026-04-16 | Solar Panels | Znshine Solar | ZXM6-NH120-370 |  | 0.37 | 9 | 193 | 37 |  | Fixed | Roof
NJADRE1559359303 | Administratively Determined Incentive Program | Ewing | 8618 | 11.9 | Residential | Behind the Meter | Yes | Power Energy Solutions, LLC | PSE&G |  | Accepted | 2025-03-26 | 2025-04-16 | 2026-04-16 | Inverters | SolarEdge | SE7600H-US | 8 |  | 1 |  |  | 0.97 |  | Outdoor
NJADRE1559359303 | Administratively Determined Incentive Program | Ewing | 8618 | 11.9 | Residential | Behind the Meter | Yes | Power Energy Solutions, LLC | PSE&G |  | Accepted | 2025-03-26 | 2025-04-16 | 2026-04-16 | Solar Panels | Trina Solar | TSM-425NE09RC.05 |  | 0.425 | 24 | 235 | 25 |  | Fixed | Roof
NJADRE1559359303 | Administratively Determined Incentive Program | Ewing | 8618 | 11.9 | Residential | Behind the Meter | Yes | Power Energy Solutions, LLC | PSE&G |  | Accepted | 2025-03-26 | 2025-04-16 | 2026-04-16 | Solar Panels | Trina Solar | TSM-425NE09RC.05 |  | 0.425 | 4 | 55 | 25 |  | Fixed | Roof
NJADRE1559359329 | Administratively Determined Incentive Program | SOMERS POINT | 8244 | 10 | Residential | Behind the Meter | Yes | Sunrun Installation Services, Inc. | AC Electric |  | Accepted | 2025-03-26 | 2025-04-22 | 2026-04-22 | Inverters | SOLAREDGE TECHNOLOGIES | SE7600H-USSN | 7600 |  | 1 |  |  | 0.99 |  | Outside
NJADRE1559359329 | Administratively Determined Incentive Program | SOMERS POINT | 8244 | 10 | Residential | Behind the Meter | Yes | Sunrun Installation Services, Inc. | AC Electric |  | Accepted | 2025-03-26 | 2025-04-22 | 2026-04-22 | Solar Panels | HANWHA Q-CELLS | Q.PEAK DUO BLK ML-G10+/T 400 |  | 0.4 | 17 | 207 | 29 |  | Fixed | Roof
NJADRE1559359329 | Administratively Determined Incentive Program | SOMERS POINT | 8244 | 10 | Residential | Behind the Meter | Yes | Sunrun Installation Services, Inc. | AC Electric |  | Accepted | 2025-03-26 | 2025-04-22 | 2026-04-22 | Electric Storage Battery | TESLA | POWERWALL 3 1707000-XX-Y |  |  | 1 |  |  |  | Lithium Ion |  | OUTSIDE?
NJADRE1559359329 | Administratively Determined Incentive Program | SOMERS POINT | 8244 | 10 | Residential | Behind the Meter | Yes | Sunrun Installation Services, Inc. | AC Electric |  | Accepted | 2025-03-26 | 2025-04-22 | 2026-04-22 | Solar Panels | HANWHA Q-CELLS | Q.PEAK DUO BLK ML-G10+/T 400 |  | 0.4 | 4 | 117 | 27 |  | Fixed | Roof
NJADRE1559359329 | Administratively Determined Incentive Program | SOMERS POINT | 8244 | 10 | Residential | Behind the Meter | Yes | Sunrun Installation Services, Inc. | AC Electric |  | Accepted | 2025-03-26 | 2025-04-22 | 2026-04-22 | Solar Panels | HANWHA Q-CELLS | Q.PEAK DUO BLK ML-G10+/T 400 |  | 0.4 | 4 | 297 | 27 |  | Fixed | Roof
NJADRE1559359351 | Administratively Determined Incentive Program | Egg Harbor Township | 8234 | 9.2 | Residential | Behind the Meter | No | Advanced Renewable Solutions, LLC | AC Electric |  | Accepted | 2025-03-26 | 2025-04-17 | 2026-04-17 | Solar Panels | Certainteed | CTM10400HC11 |  | 0.4 | 23 | 171 | 20 |  | Fixed | Roof
NJADRE1559359351 | Administratively Determined Incentive Program | Egg Harbor Township | 8234 | 9.2 | Residential | Behind the Meter | No | Advanced Renewable Solutions, LLC | AC Electric |  | Accepted | 2025-03-26 | 2025-04-17 | 2026-04-17 | Inverters | Enphase | IQ8+ | 289 |  | 23 |  |  | 0.976 |  | Outside
NJADRE1559359375 | Administratively Determined Incentive Program | Princeton | 8540 | 24.75 | Residential | Behind the Meter | No | Paradise Solar and Electrical, LLC | PSE&G |  | Accepted | 2025-03-26 | 2025-04-17 | 2026-04-17 | Solar Panels | CanadianSolar | CS6.154TM-450H |  | 0.45 | 4 | 172 | 40 |  | Fixed | Roof
NJADRE1559359375 | Administratively Determined Incentive Program | Princeton | 8540 | 24.75 | Residential | Behind the Meter | No | Paradise Solar and Electrical, LLC | PSE&G |  | Accepted | 2025-03-26 | 2025-04-17 | 2026-04-17 | Inverters | Enphase | IQ8+ | 290 |  | 55 |  |  | 0.976 |  | Outside | under modules
NJADRE1559359375 | Administratively Determined Incentive Program | Princeton | 8540 | 24.75 | Residential | Behind the Meter | No | Paradise Solar and Electrical, LLC | PSE&G |  | Accepted | 2025-03-26 | 2025-04-17 | 2026-04-17 | Solar Panels | CanadianSolar | CS6.154TM-450H |  | 0.45 | 8 | 172 | 40 |  | Fixed | Roof
NJADRE1559359375 | Administratively Determined Incentive Program | Princeton | 8540 | 24.75 | Residential | Behind the Meter | No | Paradise Solar and Electrical, LLC | PSE&G |  | Accepted | 2025-03-26 | 2025-04-17 | 2026-04-17 | Solar Panels | CanadianSolar | CS6.154TM-450H |  | 0.45 | 12 | 172 | 14 |  | Fixed | Roof
NJADRE1559359375 | Administratively Determined Incentive Program | Princeton | 8540 | 24.75 | Residential | Behind the Meter | No | Paradise Solar and Electrical, LLC | PSE&G |  | Accepted | 2025-03-26 | 2025-04-17 | 2026-04-17 | Solar Panels | CanadianSolar | CS6.154TM-450H |  | 0.45 | 4 | 172 | 40 |  | Fixed | Roof
NJADRE1559359375 | Administratively Determined Incentive Program | Princeton | 8540 | 24.75 | Residential | Behind the Meter | No | Paradise Solar and Electrical, LLC | PSE&G |  | Accepted | 2025-03-26 | 2025-04-17 | 2026-04-17 | Solar Panels | CanadianSolar | CS6.154TM-450H |  | 0.45 | 2 | 172 | 40 |  | Fixed | Roof
NJADRE1559359375 | Administratively Determined Incentive Program | Princeton | 8540 | 24.75 | Residential | Behind the Meter | No | Paradise Solar and Electrical, LLC | PSE&G |  | Accepted | 2025-03-26 | 2025-04-17 | 2026-04-17 | Solar Panels | CanadianSolar | CS6.154TM-450H |  | 0.45 | 5 | 172 | 40 |  | Fixed | Roof
NJADRE1559359375 | Administratively Determined Incentive Program | Princeton | 8540 | 24.75 | Residential | Behind the Meter | No | Paradise Solar and Electrical, LLC | PSE&G |  | Accepted | 2025-03-26 | 2025-04-17 | 2026-04-17 | Solar Panels | CanadianSolar | CS6.154TM-450H |  | 0.45 | 10 | 262 | 27 |  | Fixed | Roof
NJADRE1559359375 | Administratively Determined Incentive Program | Princeton | 8540 | 24.75 | Residential | Behind the Meter | No | Paradise Solar and Electrical, LLC | PSE&G |  | Accepted | 2025-03-26 | 2025-04-17 | 2026-04-17 | Solar Panels | CanadianSolar | CS6.154TM-450H |  | 0.45 | 10 | 82 | 27 |  | Fixed | Roof
NJADRE1559359387 | Administratively Determined Incentive Program | Galloway | 8205 | 4.1 | Residential | Behind the Meter | Yes | Sunrun Installation Services, Inc. | AC Electric |  | Accepted | 2025-03-26 | 2025-04-16 | 2026-04-16 | Solar Panels | HANWHA Q-CELLS | Q.PEAK DUO BLK ML-G10+ 410 |  | 0.41 | 10 | 200 | 28 |  | Fixed | Roof
NJADRE1559359387 | Administratively Determined Incentive Program | Galloway | 8205 | 4.1 | Residential | Behind the Meter | Yes | Sunrun Installation Services, Inc. | AC Electric |  | Accepted | 2025-03-26 | 2025-04-16 | 2026-04-16 | Inverters | SOLAREDGE TECHNOLOGIES | SE3800H-USMN | 3800 |  | 1 |  |  | 0.99 |  | Outside
NJADRE1559359444 | Administratively Determined Incentive Program | Sewell | 8080 | 4.25 | Residential | Behind the Meter | Yes | Power Energy Solutions, LLC | AC Electric |  | Accepted | 2025-03-26 | 2025-04-17 | 2026-04-17 | Solar Panels | Trina Solar | TSM-425NE09RC.05 |  | 0.425 | 10 | 231 | 26 |  | Fixed | Roof
NJADRE1559359444 | Administratively Determined Incentive Program | Sewell | 8080 | 4.25 | Residential | Behind the Meter | Yes | Power Energy Solutions, LLC | AC Electric |  | Accepted | 2025-03-26 | 2025-04-17 | 2026-04-17 | Inverters | SolarEdge | SE3800H-US | 4 |  | 1 |  |  | 0.97 |  | Outdoor
NJADRE1559359475 | Administratively Determined Incentive Program | MONROE TOWNSHIP | 8831 | 17.22 | Residential | Behind the Meter | Yes | Sunrun Installation Services, Inc. | JCP&L |  | Accepted | 2025-03-26 | 2025-04-16 | 2026-04-16 | Inverters | SOLAREDGE TECHNOLOGIES | SE5700H-USMN | 57600 |  | 2 |  |  | 0.99 |  | Outside
NJADRE1559359475 | Administratively Determined Incentive Program | MONROE TOWNSHIP | 8831 | 17.22 | Residential | Behind the Meter | Yes | Sunrun Installation Services, Inc. | JCP&L |  | Accepted | 2025-03-26 | 2025-04-16 | 2026-04-16 | Solar Panels | HANWHA Q-CELLS | Q.PEAK DUO BLK ML-G10+ 410 |  | 0.41 | 2 | 188 | 34 |  | Fixed | Roof
NJADRE1559359475 | Administratively Determined Incentive Program | MONROE TOWNSHIP | 8831 | 17.22 | Residential | Behind the Meter | Yes | Sunrun Installation Services, Inc. | JCP&L |  | Accepted | 2025-03-26 | 2025-04-16 | 2026-04-16 | Solar Panels | HANWHA Q-CELLS | Q.PEAK DUO BLK ML-G10+ 410 |  | 0.41 | 10 | 8 | 34 |  | Fixed | Roof
NJADRE1559359475 | Administratively Determined Incentive Program | MONROE TOWNSHIP | 8831 | 17.22 | Residential | Behind the Meter | Yes | Sunrun Installation Services, Inc. | JCP&L |  | Accepted | 2025-03-26 | 2025-04-16 | 2026-04-16 | Solar Panels | HANWHA Q-CELLS | Q.PEAK DUO BLK ML-G10+ 410 |  | 0.41 | 13 | 188 | 34 |  | Fixed | Roof
NJADRE1559359475 | Administratively Determined Incentive Program | MONROE TOWNSHIP | 8831 | 17.22 | Residential | Behind the Meter | Yes | Sunrun Installation Services, Inc. | JCP&L |  | Accepted | 2025-03-26 | 2025-04-16 | 2026-04-16 | Solar Panels | HANWHA Q-CELLS | Q.PEAK DUO BLK ML-G10+ 410 |  | 0.41 | 10 | 8 | 34 |  | Fixed | Roof
NJADRE1559359475 | Administratively Determined Incentive Program | MONROE TOWNSHIP | 8831 | 17.22 | Residential | Behind the Meter | Yes | Sunrun Installation Services, Inc. | JCP&L |  | Accepted | 2025-03-26 | 2025-04-16 | 2026-04-16 | Solar Panels | HANWHA Q-CELLS | Q.PEAK DUO BLK ML-G10+ 410 |  | 0.41 | 7 | 278 | 38 |  | Fixed | Roof
NJADRE1559359737 | Administratively Determined Incentive Program | CAMDEN | 8104 | 5.53 | Residential | Behind the Meter | Yes | Power Energy Solutions, LLC | PSE&G |  | Accepted | 2025-03-26 | 2025-04-16 | 2026-04-16 | Inverters | SolarEdge | SE3800H-US | 4 |  | 1 |  |  | 0.97 |  | Outdoor
NJADRE1559359737 | Administratively Determined Incentive Program | CAMDEN | 8104 | 5.53 | Residential | Behind the Meter | Yes | Power Energy Solutions, LLC | PSE&G |  | Accepted | 2025-03-26 | 2025-04-16 | 2026-04-16 | Solar Panels | Trina Solar | TSM-425NE09RC.05 |  | 0.425 | 13 | 84 | 2 |  | Fixed | Roof
NJADRE1559359789 | Administratively Determined Incentive Program | WOODSTOWN | 8098 | 15.36 | Residential | Behind the Meter | Yes | SunPurity, LLC | AC Electric |  | Accepted | 2025-03-28 | 2025-04-21 | 2026-04-21 | Solar Panels | Hanwha Q Cells | Q.PEAK DOU BLK-ML-G10+(415W) |  | 0.415 | 4 | 213 | 42 |  | Fixed | Roof
NJADRE1559359789 | Administratively Determined Incentive Program | WOODSTOWN | 8098 | 15.36 | Residential | Behind the Meter | Yes | SunPurity, LLC | AC Electric |  | Accepted | 2025-03-28 | 2025-04-21 | 2026-04-21 | Solar Panels | Hanwha Q Cells | Q.PEAK DOU BLK-ML-G10+(415W) |  | 0.415 | 3 | 303 | 42 |  | Fixed | Roof
NJADRE1559359789 | Administratively Determined Incentive Program | WOODSTOWN | 8098 | 15.36 | Residential | Behind the Meter | Yes | SunPurity, LLC | AC Electric |  | Accepted | 2025-03-28 | 2025-04-21 | 2026-04-21 | Inverters | SolarEdge | SE7600H-US | 7600 |  | 1 |  |  | 0.99 |  | Outdoor
NJADRE1559359789 | Administratively Determined Incentive Program | WOODSTOWN | 8098 | 15.36 | Residential | Behind the Meter | Yes | SunPurity, LLC | AC Electric |  | Accepted | 2025-03-28 | 2025-04-21 | 2026-04-21 | Solar Panels | Hanwha Q Cells | Q.PEAK DOU BLK-ML-G10+(415W) |  | 0.415 | 4 | 303 | 33 |  | Fixed | Roof
NJADRE1559359789 | Administratively Determined Incentive Program | WOODSTOWN | 8098 | 15.36 | Residential | Behind the Meter | Yes | SunPurity, LLC | AC Electric |  | Accepted | 2025-03-28 | 2025-04-21 | 2026-04-21 | Solar Panels | Hanwha Q Cells | Q.PEAK DOU BLK-ML-G10+(415W) |  | 0.415 | 5 | 303 | 33 |  | Fixed | Roof
NJADRE1559359789 | Administratively Determined Incentive Program | WOODSTOWN | 8098 | 15.36 | Residential | Behind the Meter | Yes | SunPurity, LLC | AC Electric |  | Accepted | 2025-03-28 | 2025-04-21 | 2026-04-21 | Solar Panels | Hanwha Q Cells | Q.PEAK DOU BLK-ML-G10+(415W) |  | 0.415 | 21 | 123 | 34 |  | Fixed | Roof
NJADRE1559359789 | Administratively Determined Incentive Program | WOODSTOWN | 8098 | 15.36 | Residential | Behind the Meter | Yes | SunPurity, LLC | AC Electric |  | Accepted | 2025-03-28 | 2025-04-21 | 2026-04-21 | Inverters | SolarEdge | SE7600H-US | 7600 |  | 1 |  |  | 0.99 |  | Outdoor
NJADRE1559360118 | Administratively Determined Incentive Program | Middletown | 7748 | 10.13 | Residential | Behind the Meter | No | Power Home Remodeling Group | JCP&L |  | Accepted | 2025-03-26 | 2025-04-16 | 2026-04-16 | Meters | SolarEdge | Revenue Grade Data Ansi C12.20 |  |  | 1 |  |  |  | Yes | Outdoor
NJADRE1559360118 | Administratively Determined Incentive Program | Middletown | 7748 | 10.13 | Residential | Behind the Meter | No | Power Home Remodeling Group | JCP&L |  | Accepted | 2025-03-26 | 2025-04-16 | 2026-04-16 | Solar Panels | JA Solar | JAM54S31 405/MR |  | 0.405 | 11 | 315 | 20 |  | Fixed | Roof
NJADRE1559360118 | Administratively Determined Incentive Program | Middletown | 7748 | 10.13 | Residential | Behind the Meter | No | Power Home Remodeling Group | JCP&L |  | Accepted | 2025-03-26 | 2025-04-16 | 2026-04-16 | Inverters | SolarEdge | SE10000H-US | 10000 |  | 1 |  |  | 0.99 |  | Outdoor
NJADRE1559360118 | Administratively Determined Incentive Program | Middletown | 7748 | 10.13 | Residential | Behind the Meter | No | Power Home Remodeling Group | JCP&L |  | Accepted | 2025-03-26 | 2025-04-16 | 2026-04-16 | Solar Panels | JA Solar | JAM54S31 405/MR |  | 0.405 | 14 | 135 | 20 |  | Fixed | Roof
NJADRE1559360119 | Administratively Determined Incentive Program | BUDD LAKE | 7828 | 11.48 | Residential | Behind the Meter | Yes | Trinity Solar, LLC | JCP&L |  | Accepted | 2025-03-26 | 2025-07-11 | 2026-07-11 | Electric Storage Battery | TESLA | 1707000-xx-y |  |  | 2 |  |  |  | Lithium Ion |  | Outdoors
NJADRE1559360119 | Administratively Determined Incentive Program | BUDD LAKE | 7828 | 11.48 | Residential | Behind the Meter | Yes | Trinity Solar, LLC | JCP&L |  | Accepted | 2025-03-26 | 2025-07-11 | 2026-07-11 | Solar Panels | HANWHA | Q.PEAK DUO BLK ML-G10+ 410 |  | 0.41 | 16 | 142 | 26 |  | Fixed | Roof
NJADRE1559360119 | Administratively Determined Incentive Program | BUDD LAKE | 7828 | 11.48 | Residential | Behind the Meter | Yes | Trinity Solar, LLC | JCP&L |  | Accepted | 2025-03-26 | 2025-07-11 | 2026-07-11 | Inverters | TESLA | 1707000-xx-y | 11500 |  | 2 |  |  | 0.97 |  | Outside
NJADRE1559360119 | Administratively Determined Incentive Program | BUDD LAKE | 7828 | 11.48 | Residential | Behind the Meter | Yes | Trinity Solar, LLC | JCP&L |  | Accepted | 2025-03-26 | 2025-07-11 | 2026-07-11 | Solar Panels | HANWHA | Q.PEAK DUO BLK ML-G10+ 410 |  | 0.41 | 12 | 234 | 21 |  | Fixed | Roof
NJADRE1559360577 | Administratively Determined Incentive Program | MONROE | 8831 | 6.48 | Residential | Behind the Meter | No | Power Home Remodeling Group | JCP&L |  | Accepted | 2025-03-26 | 2025-04-16 | 2026-04-16 | Meters | SolarEdge | Revenue Grade Data Ansi C12.20 |  |  | 1 |  |  |  | Yes | Outdoor
NJADRE1559360577 | Administratively Determined Incentive Program | MONROE | 8831 | 6.48 | Residential | Behind the Meter | No | Power Home Remodeling Group | JCP&L |  | Accepted | 2025-03-26 | 2025-04-16 | 2026-04-16 | Solar Panels | JA Solar | JAM54S31 405/MR |  | 0.405 | 9 | 88 | 22 |  | Fixed | Roof
NJADRE1559360577 | Administratively Determined Incentive Program | MONROE | 8831 | 6.48 | Residential | Behind the Meter | No | Power Home Remodeling Group | JCP&L |  | Accepted | 2025-03-26 | 2025-04-16 | 2026-04-16 | Inverters | SolarEdge | SE5700H-US | 5760 |  | 1 |  |  | 0.99 |  | Outdoor
NJADRE1559360577 | Administratively Determined Incentive Program | MONROE | 8831 | 6.48 | Residential | Behind the Meter | No | Power Home Remodeling Group | JCP&L |  | Accepted | 2025-03-26 | 2025-04-16 | 2026-04-16 | Solar Panels | JA Solar | JAM54S31 405/MR |  | 0.405 | 7 | 178 | 22 |  | Fixed | Roof
NJADRE1559360604 | Administratively Determined Incentive Program | ALLENWOOD | 8720 | 4.92 | Residential | Behind the Meter | Yes | Trinity Solar, LLC | JCP&L |  | Accepted | 2025-03-26 | 2025-04-24 | 2026-04-24 | Solar Panels | HANWHA | (Q.PEAK DUO BLK ML-G10+ 410) |  | 0.41 | 12 | 145 | 25 |  | Fixed | Roof
NJADRE1559360604 | Administratively Determined Incentive Program | ALLENWOOD | 8720 | 4.92 | Residential | Behind the Meter | Yes | Trinity Solar, LLC | JCP&L |  | Accepted | 2025-03-26 | 2025-04-24 | 2026-04-24 | Inverters | Solar Edge | USE3800H-USMNBL75 | 3800 |  | 1 |  |  | 0.97 |  | Outdoor
NJADRE1559360611 | Administratively Determined Incentive Program | Hammonton | 8037 | 14.35 | Residential | Behind the Meter | Yes | Sun Up Zero Down, LLC | AC Electric |  | Accepted | 2025-03-26 | 2025-04-18 | 2026-04-18 | Meters | Enphase | TBD |  |  | 1 |  |  |  | Yes | Outdoor
NJADRE1559360611 | Administratively Determined Incentive Program | Hammonton | 8037 | 14.35 | Residential | Behind the Meter | Yes | Sun Up Zero Down, LLC | AC Electric |  | Accepted | 2025-03-26 | 2025-04-18 | 2026-04-18 | Inverters | Enphase | IQ8PLUS-72-2-US | 290 |  | 35 |  |  | 0.976 |  | Outdoor
NJADRE1559360611 | Administratively Determined Incentive Program | Hammonton | 8037 | 14.35 | Residential | Behind the Meter | Yes | Sun Up Zero Down, LLC | AC Electric |  | Accepted | 2025-03-26 | 2025-04-18 | 2026-04-18 | Solar Panels | TRINA | TSM-410-NE09RC.05 Vertex S+ |  | 0.41 | 35 | 195 | 25 |  | Fixed | Ground
NJADRE1559360612 | Administratively Determined Incentive Program | West Creek | 8092 | 10.2 | Residential | Behind the Meter | Yes | Whitman Construction, LLC | AC Electric |  | Accepted | 2025-03-26 | 2025-04-17 | 2026-04-17 | Inverters | ENPHASE | IQ8PLUS-72-2-US | 290 |  | 24 |  |  | 0.975 |  | Outdoor
NJADRE1559360612 | Administratively Determined Incentive Program | West Creek | 8092 | 10.2 | Residential | Behind the Meter | Yes | Whitman Construction, LLC | AC Electric |  | Accepted | 2025-03-26 | 2025-04-17 | 2026-04-17 | Solar Panels | Jinko Solar | JKM425N-54HL4-B |  | 0.425 | 12 | 9 | 25 |  | Fixed | Roof
NJADRE1559360612 | Administratively Determined Incentive Program | West Creek | 8092 | 10.2 | Residential | Behind the Meter | Yes | Whitman Construction, LLC | AC Electric |  | Accepted | 2025-03-26 | 2025-04-17 | 2026-04-17 | Solar Panels | Jinko Solar | JKM425N-54HL4-B |  | 0.425 | 12 | 189 | 25 |  | Fixed | Roof
NJADRE1559360612 | Administratively Determined Incentive Program | West Creek | 8092 | 10.2 | Residential | Behind the Meter | Yes | Whitman Construction, LLC | AC Electric |  | Accepted | 2025-03-26 | 2025-04-17 | 2026-04-17 | Meters | ENPHASE | X-IQ-AM1-240-5-HDK |  |  | 1 |  |  |  | Yes | Outdoor
NJADRE1559360625 | Administratively Determined Incentive Program | Millville | 8332 | 13.77 | Residential | Behind the Meter | Yes | Freedom Forever New Jersey, LLC | AC Electric |  | Accepted | 2025-03-26 | 2025-04-17 | 2026-04-17 | Solar Panels | Trina | TSM-405NE09RC.05 |  | 0.405 | 14 | 42 | 31 |  | Fixed | Roof
NJADRE1559360625 | Administratively Determined Incentive Program | Millville | 8332 | 13.77 | Residential | Behind the Meter | Yes | Freedom Forever New Jersey, LLC | AC Electric |  | Accepted | 2025-03-26 | 2025-04-17 | 2026-04-17 | Solar Panels | Trina | TSM-405NE09RC.05 |  | 0.405 | 2 | 132 | 21 |  | Fixed | Roof
NJADRE1559360625 | Administratively Determined Incentive Program | Millville | 8332 | 13.77 | Residential | Behind the Meter | Yes | Freedom Forever New Jersey, LLC | AC Electric |  | Accepted | 2025-03-26 | 2025-04-17 | 2026-04-17 | Solar Panels | Trina | TSM-405NE09RC.05 |  | 0.405 | 2 | 312 | 21 |  | Fixed | Roof
NJADRE1559360625 | Administratively Determined Incentive Program | Millville | 8332 | 13.77 | Residential | Behind the Meter | Yes | Freedom Forever New Jersey, LLC | AC Electric |  | Accepted | 2025-03-26 | 2025-04-17 | 2026-04-17 | Solar Panels | Trina | TSM-405NE09RC.05 |  | 0.405 | 6 | 222 | 31 |  | Fixed | Roof
NJADRE1559360625 | Administratively Determined Incentive Program | Millville | 8332 | 13.77 | Residential | Behind the Meter | Yes | Freedom Forever New Jersey, LLC | AC Electric |  | Accepted | 2025-03-26 | 2025-04-17 | 2026-04-17 | Solar Panels | Trina | TSM-405NE09RC.05 |  | 0.405 | 4 | 42 | 31 |  | Fixed | Roof
NJADRE1559360625 | Administratively Determined Incentive Program | Millville | 8332 | 13.77 | Residential | Behind the Meter | Yes | Freedom Forever New Jersey, LLC | AC Electric |  | Accepted | 2025-03-26 | 2025-04-17 | 2026-04-17 | Inverters | Solar Edge | SE10000H-US | 10000 |  | 1 |  |  | 0.99 |  | Outside
NJADRE1559360625 | Administratively Determined Incentive Program | Millville | 8332 | 13.77 | Residential | Behind the Meter | Yes | Freedom Forever New Jersey, LLC | AC Electric |  | Accepted | 2025-03-26 | 2025-04-17 | 2026-04-17 | Solar Panels | Trina | TSM-405NE09RC.05 |  | 0.405 | 6 | 222 | 31 |  | Fixed | Roof
NJADRE1559360916 | Administratively Determined Incentive Program | Hllsborough | 8844 | 7.36 | Residential | Behind the Meter | No | Green House Solar | PSE&G |  | Accepted | 2025-04-07 | 2025-05-09 | 2026-05-09 | Solar Panels | REC | REC 460AA Pure RX |  | 0.46 | 15 | 196 | 20 |  | Fixed | Roof
NJADRE1559360916 | Administratively Determined Incentive Program | Hllsborough | 8844 | 7.36 | Residential | Behind the Meter | No | Green House Solar | PSE&G |  | Accepted | 2025-04-07 | 2025-05-09 | 2026-05-09 | Inverters | Enphase | IQ8X-80M-US | 380 |  | 16 |  |  | 0.965 |  | Outside
NJADRE1559360916 | Administratively Determined Incentive Program | Hllsborough | 8844 | 7.36 | Residential | Behind the Meter | No | Green House Solar | PSE&G |  | Accepted | 2025-04-07 | 2025-05-09 | 2026-05-09 | Electric Storage Battery | ENPHASE | IQ5P |  |  | 4 |  |  |  | Lithium Ion |  | OUTSIDE
NJADRE1559360916 | Administratively Determined Incentive Program | Hllsborough | 8844 | 7.36 | Residential | Behind the Meter | No | Green House Solar | PSE&G |  | Accepted | 2025-04-07 | 2025-05-09 | 2026-05-09 | Solar Panels | REC | REC 460AA Pure RX |  | 0.46 | 1 | 196 | 16 |  | Fixed | Roof | OUTSIDE
NJADRE1559360953 | Administratively Determined Incentive Program | Franklin | 8823 | 6.89 | Residential | Behind the Meter | No | Power Home Remodeling Group | PSE&G |  | Accepted | 2025-03-26 | 2025-04-17 | 2026-04-17 | Solar Panels | JA Solar | JAM54S31 405/MR |  | 0.405 | 17 | 126 | 33 |  | Fixed | Roof
NJADRE1559360953 | Administratively Determined Incentive Program | Franklin | 8823 | 6.89 | Residential | Behind the Meter | No | Power Home Remodeling Group | PSE&G |  | Accepted | 2025-03-26 | 2025-04-17 | 2026-04-17 | Inverters | SolarEdge | SE5700H-US | 5760 |  | 1 |  |  | 0.99 |  | Outdoor
NJADRE1559360953 | Administratively Determined Incentive Program | Franklin | 8823 | 6.89 | Residential | Behind the Meter | No | Power Home Remodeling Group | PSE&G |  | Accepted | 2025-03-26 | 2025-04-17 | 2026-04-17 | Meters | SolarEdge | Revenue Grade Data Ansi C12.20 |  |  | 1 |  |  |  | Yes | Outdoor
NJADRE1559360980 | Administratively Determined Incentive Program | Sandyston | 7826 | 9.43 | Residential | Behind the Meter | Yes | Trinity Solar, LLC | JCP&L |  | Accepted | 2025-03-26 | 2025-07-11 | 2026-07-11 | Electric Storage Battery | TESLA | 1707000-xx-y |  |  | 2 |  |  |  | Lithium Ion |  | Outdoors
NJADRE1559360980 | Administratively Determined Incentive Program | Sandyston | 7826 | 9.43 | Residential | Behind the Meter | Yes | Trinity Solar, LLC | JCP&L |  | Accepted | 2025-03-26 | 2025-07-11 | 2026-07-11 | Solar Panels | HANWHA | Q.PEAK DUO BLK ML-G10+ 410 |  | 0.41 | 11 | 50 | 47 |  | Fixed | Roof
NJADRE1559360980 | Administratively Determined Incentive Program | Sandyston | 7826 | 9.43 | Residential | Behind the Meter | Yes | Trinity Solar, LLC | JCP&L |  | Accepted | 2025-03-26 | 2025-07-11 | 2026-07-11 | Solar Panels | HANWHA | Q.PEAK DUO BLK ML-G10+ 410 |  | 0.41 | 2 | 230 | 47 |  | Fixed | Roof
NJADRE1559360980 | Administratively Determined Incentive Program | Sandyston | 7826 | 9.43 | Residential | Behind the Meter | Yes | Trinity Solar, LLC | JCP&L |  | Accepted | 2025-03-26 | 2025-07-11 | 2026-07-11 | Solar Panels | HANWHA | Q.PEAK DUO BLK ML-G10+ 410 |  | 0.41 | 10 | 230 | 47 |  | Fixed | Roof
NJADRE1559360980 | Administratively Determined Incentive Program | Sandyston | 7826 | 9.43 | Residential | Behind the Meter | Yes | Trinity Solar, LLC | JCP&L |  | Accepted | 2025-03-26 | 2025-07-11 | 2026-07-11 | Inverters | TESLA | 1707000-xx-y | 11500 |  | 1 |  |  | 0.97 |  | Outside
NJADRE1559361016 | Administratively Determined Incentive Program | Cape May | 8204 | 17 | Residential | Behind the Meter | No | Solar Energy World | AC Electric |  | Accepted | 2025-03-26 | 2025-04-17 | 2026-04-17 | Solar Panels | Hanwha | Q.TRON BLK M-G2+ 425W |  | 0.425 | 12 | 205 | 12 |  | Fixed | Roof
NJADRE1559361016 | Administratively Determined Incentive Program | Cape May | 8204 | 17 | Residential | Behind the Meter | No | Solar Energy World | AC Electric |  | Accepted | 2025-03-26 | 2025-04-17 | 2026-04-17 | Solar Panels | Hanwha | Q.TRON BLK M-G2+ 425W |  | 0.425 | 5 | 296 | 25 |  | Fixed | Roof
NJADRE1559361016 | Administratively Determined Incentive Program | Cape May | 8204 | 17 | Residential | Behind the Meter | No | Solar Energy World | AC Electric |  | Accepted | 2025-03-26 | 2025-04-17 | 2026-04-17 | Solar Panels | Hanwha | Q.TRON BLK M-G2+ 425W |  | 0.425 | 9 | 25 | 14 |  | Fixed | Roof
NJADRE1559361016 | Administratively Determined Incentive Program | Cape May | 8204 | 17 | Residential | Behind the Meter | No | Solar Energy World | AC Electric |  | Accepted | 2025-03-26 | 2025-04-17 | 2026-04-17 | Solar Panels | Hanwha | Q.TRON BLK M-G2+ 425W |  | 0.425 | 3 | 205 | 22 |  | Fixed | Roof
NJADRE1559361016 | Administratively Determined Incentive Program | Cape May | 8204 | 17 | Residential | Behind the Meter | No | Solar Energy World | AC Electric |  | Accepted | 2025-03-26 | 2025-04-17 | 2026-04-17 | Inverters | Enphase | IQ8HC-72-M-DOM-US | 384 |  | 40 |  |  | 0.97 |  | Outside
NJADRE1559361016 | Administratively Determined Incentive Program | Cape May | 8204 | 17 | Residential | Behind the Meter | No | Solar Energy World | AC Electric |  | Accepted | 2025-03-26 | 2025-04-17 | 2026-04-17 | Solar Panels | Hanwha | Q.TRON BLK M-G2+ 425W |  | 0.425 | 7 | 206 | 22 |  | Fixed | Roof
NJADRE1559361016 | Administratively Determined Incentive Program | Cape May | 8204 | 17 | Residential | Behind the Meter | No | Solar Energy World | AC Electric |  | Accepted | 2025-03-26 | 2025-04-17 | 2026-04-17 | Solar Panels | Hanwha | Q.TRON BLK M-G2+ 425W |  | 0.425 | 4 | 116 | 25 |  | Fixed | Roof
NJADRE1559361019 | Administratively Determined Incentive Program | Sicklerville | 8081 | 12.87 | Residential | Behind the Meter | Yes | Venture Home Solar, LLC | AC Electric |  | Accepted | 2025-03-26 | 2025-04-29 | 2026-04-29 | Inverters | Tesla Solar | 1538000-xx-y | 330 |  | 2 |  |  | 0.9697 |  | Outside
NJADRE1559361019 | Administratively Determined Incentive Program | Sicklerville | 8081 | 12.87 | Residential | Behind the Meter | Yes | Venture Home Solar, LLC | AC Electric |  | Accepted | 2025-03-26 | 2025-04-29 | 2026-04-29 | Solar Panels | Hanwha | Q.PEAK DUO BLK ML-G10+ 415W |  | 0.415 | 31 | 187 | 24 |  | Fixed | Roof
NJADRE1559361060 | Administratively Determined Incentive Program | Union | 7083 | 6.64 | Residential | Behind the Meter | Yes | SunPurity, LLC | PSE&G |  | Accepted | 2025-04-10 | 2025-05-06 | 2026-05-06 | Inverters | SolarEdge | SE5700H-US | 5700 |  | 1 |  |  | 0.99 |  | Outdoor
NJADRE1559361060 | Administratively Determined Incentive Program | Union | 7083 | 6.64 | Residential | Behind the Meter | Yes | SunPurity, LLC | PSE&G |  | Accepted | 2025-04-10 | 2025-05-06 | 2026-05-06 | Solar Panels | Hanwha Q Cells | Q.PEAK DOU BLK-ML-G10+(415W) |  | 0.415 | 9 | 129 | 24 |  | Fixed | Roof
NJADRE1559361060 | Administratively Determined Incentive Program | Union | 7083 | 6.64 | Residential | Behind the Meter | Yes | SunPurity, LLC | PSE&G |  | Accepted | 2025-04-10 | 2025-05-06 | 2026-05-06 | Solar Panels | Hanwha Q Cells | Q.PEAK DOU BLK-ML-G10+(415W) |  | 0.415 | 7 | 39 | 27 |  | Fixed | Roof
NJADRE1559361066 | Administratively Determined Incentive Program | EAST BRUNSWICK | 8816 | 10.88 | Residential | Behind the Meter | Yes | Venture Home Solar, LLC | PSE&G |  | Accepted | 2025-03-26 | 2025-04-18 | 2026-04-18 | Inverters | Tesla Solar | 1538000-xx-y | 330 |  | 2 |  |  | 0.9697 |  | Outside
NJADRE1559361066 | Administratively Determined Incentive Program | EAST BRUNSWICK | 8816 | 10.88 | Residential | Behind the Meter | Yes | Venture Home Solar, LLC | PSE&G |  | Accepted | 2025-03-26 | 2025-04-18 | 2026-04-18 | Solar Panels | Hanwha | Q.TRON BLK M-G2+ 435 |  | 0.435 | 22 | 234 | 30 |  | Fixed | Roof
NJADRE1559361066 | Administratively Determined Incentive Program | EAST BRUNSWICK | 8816 | 10.88 | Residential | Behind the Meter | Yes | Venture Home Solar, LLC | PSE&G |  | Accepted | 2025-03-26 | 2025-04-18 | 2026-04-18 | Solar Panels | Hanwha | Q.TRON BLK M-G2+ 435 |  | 0.435 | 3 | 54 | 30 |  | Fixed | Roof
NJADRE1559361091 | Administratively Determined Incentive Program | CARTERET | 7008 | 6.8 | Residential | Behind the Meter | Yes | Sunrun Installation Services, Inc. | PSE&G |  | Accepted | 2025-03-26 | 2025-04-22 | 2026-04-22 | Solar Panels | HANWHA Q-CELLS | Q.PEAK DUO BLK ML-G10+/t 400 |  | 0.4 | 13 | 216 | 44 |  | Fixed | Roof
NJADRE1559361091 | Administratively Determined Incentive Program | CARTERET | 7008 | 6.8 | Residential | Behind the Meter | Yes | Sunrun Installation Services, Inc. | PSE&G |  | Accepted | 2025-03-26 | 2025-04-22 | 2026-04-22 | Inverters | Tesla | POWERWALL 3 1707000-XX-Y | 11500 |  | 1 |  |  | 0.98 |  | Outside
NJADRE1559361091 | Administratively Determined Incentive Program | CARTERET | 7008 | 6.8 | Residential | Behind the Meter | Yes | Sunrun Installation Services, Inc. | PSE&G |  | Accepted | 2025-03-26 | 2025-04-22 | 2026-04-22 | Solar Panels | HANWHA Q-CELLS | Q.PEAK DUO BLK ML-G10+/t 400 |  | 0.4 | 4 | 35 | 44 |  | Fixed | Roof
NJADRE1559361091 | Administratively Determined Incentive Program | CARTERET | 7008 | 6.8 | Residential | Behind the Meter | Yes | Sunrun Installation Services, Inc. | PSE&G |  | Accepted | 2025-03-26 | 2025-04-22 | 2026-04-22 | Electric Storage Battery | Tesla | POWERWALL 3 1707000-XX-Y |  |  | 1 |  |  |  | Lithium Ion |  | Outside
NJADRE1559361101 | Administratively Determined Incentive Program | Newark | 7112 | 3.44 | Residential | Behind the Meter | Yes | SeaPoint Solar Energy, LLC | PSE&G |  | Accepted | 2025-03-26 | 2025-04-17 | 2026-04-17 | Solar Panels | SILFAB | SOLAR SIL-430 QD |  | 0.43 | 8 | 216 | 42 |  | Fixed | Roof
NJADRE1559361101 | Administratively Determined Incentive Program | Newark | 7112 | 3.44 | Residential | Behind the Meter | Yes | SeaPoint Solar Energy, LLC | PSE&G |  | Accepted | 2025-03-26 | 2025-04-17 | 2026-04-17 | Inverters | Enphase | IQ8PLUS-72-M-US | 290 |  | 8 |  |  | 0.97 |  | Outdoor
NJADRE1559361130 | Administratively Determined Incentive Program | RAHWAY | 7065 | 5.59 | Residential | Behind the Meter | Yes | Freedom Forever New Jersey, LLC | PSE&G |  | Accepted | 2025-03-26 | 2025-04-17 | 2026-04-17 | Solar Panels | Silfab | SIL-430QD |  | 0.43 | 3 | 129 | 33 |  | Fixed | Roof
NJADRE1559361130 | Administratively Determined Incentive Program | RAHWAY | 7065 | 5.59 | Residential | Behind the Meter | Yes | Freedom Forever New Jersey, LLC | PSE&G |  | Accepted | 2025-03-26 | 2025-04-17 | 2026-04-17 | Inverters | Solar Edge | SE3800H-USMNBL75) | 3800 |  | 1 |  |  | 0.99 |  | Outside
NJADRE1559361130 | Administratively Determined Incentive Program | RAHWAY | 7065 | 5.59 | Residential | Behind the Meter | Yes | Freedom Forever New Jersey, LLC | PSE&G |  | Accepted | 2025-03-26 | 2025-04-17 | 2026-04-17 | Solar Panels | Silfab | SIL-430QD |  | 0.43 | 5 | 219 | 33 |  | Fixed | Roof
NJADRE1559361130 | Administratively Determined Incentive Program | RAHWAY | 7065 | 5.59 | Residential | Behind the Meter | Yes | Freedom Forever New Jersey, LLC | PSE&G |  | Accepted | 2025-03-26 | 2025-04-17 | 2026-04-17 | Solar Panels | Silfab | SIL-430QD |  | 0.43 | 5 | 39 | 33 |  | Fixed | Roof
NJADRE1559362582 | Administratively Determined Incentive Program | WARREN | 7059 | 20.09 | Residential | Behind the Meter | No | Pro Custom Solar dba Momentum Solar | JCP&L |  | Accepted | 2025-03-27 | 2025-04-17 | 2026-04-17 | Inverters | Enphase | IQ8HC-72-M-DOM-US | 380 |  | 49 |  |  | 0.97 |  | Outdoor
NJADRE1559362582 | Administratively Determined Incentive Program | WARREN | 7059 | 20.09 | Residential | Behind the Meter | No | Pro Custom Solar dba Momentum Solar | JCP&L |  | Accepted | 2025-03-27 | 2025-04-17 | 2026-04-17 | Solar Panels | HANWHA | Q.PEAK DUO BLK ML-G10+ 410 |  | 0.41 | 18 | 315 | 26 |  | Fixed | Roof
NJADRE1559362582 | Administratively Determined Incentive Program | WARREN | 7059 | 20.09 | Residential | Behind the Meter | No | Pro Custom Solar dba Momentum Solar | JCP&L |  | Accepted | 2025-03-27 | 2025-04-17 | 2026-04-17 | Solar Panels | HANWHA | Q.PEAK DUO BLK ML-G10+ 410 |  | 0.41 | 31 | 135 | 26 |  | Fixed | Roof
NJADRE1559362589 | Administratively Determined Incentive Program | Turnersville | 8080 | 7.65 | Residential | Behind the Meter | Yes | Sun Up Zero Down, LLC | AC Electric |  | Accepted | 2025-03-30 | 2025-04-22 | 2026-04-22 | Solar Panels | TRINA | TSM-425-NE09RC.05 |  | 0.425 | 18 | 197 | 27 |  | Fixed | Roof
NJADRE1559362589 | Administratively Determined Incentive Program | Turnersville | 8080 | 7.65 | Residential | Behind the Meter | Yes | Sun Up Zero Down, LLC | AC Electric |  | Accepted | 2025-03-30 | 2025-04-22 | 2026-04-22 | Meters | Enphase | TBD |  |  | 1 |  |  |  | Yes | Outdoor
NJADRE1559362589 | Administratively Determined Incentive Program | Turnersville | 8080 | 7.65 | Residential | Behind the Meter | Yes | Sun Up Zero Down, LLC | AC Electric |  | Accepted | 2025-03-30 | 2025-04-22 | 2026-04-22 | Inverters | Enphase | IQ8PLUS-72-2-US | 290 |  | 18 |  |  | 0.976 |  | Outdoor
NJADRE1559362610 | Administratively Determined Incentive Program | Hammonton | 8037 | 12.71 | Residential | Behind the Meter | Yes | Whitman Construction, LLC | AC Electric |  | Accepted | 2025-03-27 | 2025-04-17 | 2026-04-17 | Solar Panels | Trina Solar | TSM-410NE09RC.05 |  | 0.41 | 31 | 217 | 19 |  | Fixed | Roof
NJADRE1559362610 | Administratively Determined Incentive Program | Hammonton | 8037 | 12.71 | Residential | Behind the Meter | Yes | Whitman Construction, LLC | AC Electric |  | Accepted | 2025-03-27 | 2025-04-17 | 2026-04-17 | Inverters | ENPHASE | IQ8PLUS-72-2-US | 290 |  | 31 |  |  | 0.975 |  | Outdoor
NJADRE1559362657 | Administratively Determined Incentive Program | NEW BRUNSWICK | 8901 | 4.51 | Residential | Behind the Meter | Yes | Sunrun Installation Services, Inc. | PSE&G |  | Accepted | 2025-03-27 | 2025-04-17 | 2026-04-17 | Inverters | SOLAREDGE TECHNOLOGIES | SE3800H-USMN | 3800 |  | 1 |  |  | 0.99 |  | Outside
NJADRE1559362657 | Administratively Determined Incentive Program | NEW BRUNSWICK | 8901 | 4.51 | Residential | Behind the Meter | Yes | Sunrun Installation Services, Inc. | PSE&G |  | Accepted | 2025-03-27 | 2025-04-17 | 2026-04-17 | Solar Panels | Hanwha Q-Cells | Q.PEAK DUO BLK ML-G10+ 410 |  | 0.41 | 11 | 129 | 38 |  | Fixed | Roof
NJADRE1559362658 | Administratively Determined Incentive Program | Irvington | 7111 | 2.05 | Residential | Behind the Meter | No | Trinity Solar, LLC | JCP&L |  | Accepted | 2025-03-27 | 2025-04-17 | 2026-04-17 | Inverters | Enphase | ENPHASE IQ8PLUS MICROINVERTERS (IQ8PLUS-72-2-US ) | 14500 |  | 5 |  |  | 0.97 |  | Outdoor
NJADRE1559362658 | Administratively Determined Incentive Program | Irvington | 7111 | 2.05 | Residential | Behind the Meter | No | Trinity Solar, LLC | JCP&L |  | Accepted | 2025-03-27 | 2025-04-17 | 2026-04-17 | Solar Panels | Hanwha | HANWHA 410 (Q.PEAK DUO BLK ML-G10+ 410) |  | 0.41 | 5 | 216 | 33 |  | Fixed | Roof
NJADRE1559362704 | Administratively Determined Incentive Program | HAMMONTON | 8037 | 10.32 | Residential | Behind the Meter | Yes | EMT Renewables, LLC | AC Electric |  | Accepted | 2025-03-27 | 2025-04-17 | 2026-04-17 | Inverters | ENPHASE | IQ8+ | 290 |  | 24 |  |  | 0.98 |  | Other | UNDER EACH PANEL
NJADRE1559362704 | Administratively Determined Incentive Program | HAMMONTON | 8037 | 10.32 | Residential | Behind the Meter | Yes | EMT Renewables, LLC | AC Electric |  | Accepted | 2025-03-27 | 2025-04-17 | 2026-04-17 | Solar Panels | SEG SOLAR | SEG 430 |  | 0.43 | 10 | 42 | 21 |  | Fixed | Roof
NJADRE1559362704 | Administratively Determined Incentive Program | HAMMONTON | 8037 | 10.32 | Residential | Behind the Meter | Yes | EMT Renewables, LLC | AC Electric |  | Accepted | 2025-03-27 | 2025-04-17 | 2026-04-17 | Solar Panels | SEG SOLAR | SEG 430 |  | 0.43 | 14 | 222 | 21 |  | Fixed | Roof
NJADRE1559362737 | Administratively Determined Incentive Program | MILLVILLE | 8332 | 6.02 | Residential | Behind the Meter | Yes | EMT Renewables, LLC | AC Electric |  | Accepted | 2025-03-27 | 2025-04-17 | 2026-04-17 | Solar Panels | SEG SOLAR | SEG 430 |  | 0.43 | 14 | 238 | 26 |  | Fixed | Roof
NJADRE1559362737 | Administratively Determined Incentive Program | MILLVILLE | 8332 | 6.02 | Residential | Behind the Meter | Yes | EMT Renewables, LLC | AC Electric |  | Accepted | 2025-03-27 | 2025-04-17 | 2026-04-17 | Inverters | ENPHASE | IQ8+ | 290 |  | 14 |  |  | 0.98 |  | Other | UNDER EACH PANEL
NJADRE1559362755 | Administratively Determined Incentive Program | CLARKSBORO | 8020 | 9.43 | Residential | Behind the Meter | Yes | EMT Renewables, LLC | AC Electric |  | Accepted | 2025-03-27 | 2025-04-18 | 2026-04-18 | Inverters | ENPHASE | IQ8+ | 290 |  | 23 |  |  | 0.98 |  | Other | UNDER EACH PANEL
NJADRE1559362755 | Administratively Determined Incentive Program | CLARKSBORO | 8020 | 9.43 | Residential | Behind the Meter | Yes | EMT Renewables, LLC | AC Electric |  | Accepted | 2025-03-27 | 2025-04-18 | 2026-04-18 | Solar Panels | TRINA | TSM-NE09RC.05 |  | 0.41 | 6 | 35 | 38 |  | Fixed | Roof
NJADRE1559362755 | Administratively Determined Incentive Program | CLARKSBORO | 8020 | 9.43 | Residential | Behind the Meter | Yes | EMT Renewables, LLC | AC Electric |  | Accepted | 2025-03-27 | 2025-04-18 | 2026-04-18 | Solar Panels | TRINA | TSM-NE09RC.05 |  | 0.41 | 15 | 215 | 38 |  | Fixed | Roof
NJADRE1559362755 | Administratively Determined Incentive Program | CLARKSBORO | 8020 | 9.43 | Residential | Behind the Meter | Yes | EMT Renewables, LLC | AC Electric |  | Accepted | 2025-03-27 | 2025-04-18 | 2026-04-18 | Solar Panels | TRINA | TSM-NE09RC.05 |  | 0.41 | 2 | 35 | 38 |  | Fixed | Roof
NJADRE1559362775 | Administratively Determined Incentive Program | Jersey City | 7307 | 6.02 | Residential | Behind the Meter | Yes | PosiGen Developer, LLC | PSE&G |  | Accepted | 2025-03-27 | 2025-04-15 | 2026-04-15 | Inverters | SolarEdge | SE5700H-US | 5700 |  | 1 |  |  | 0.99 |  | Outside | within ten feet of meter
NJADRE1559362775 | Administratively Determined Incentive Program | Jersey City | 7307 | 6.02 | Residential | Behind the Meter | Yes | PosiGen Developer, LLC | PSE&G |  | Accepted | 2025-03-27 | 2025-04-15 | 2026-04-15 | Solar Panels | Seg Solar | SEG-430-BTD-BG |  | 0.43 | 14 | 208 | 2 |  | Fixed | Roof
NJADRE1559362778 | Administratively Determined Incentive Program | Old Bridge | 8857 | 29.58 | Residential | Behind the Meter | Yes | Venture Home Solar, LLC | JCP&L |  | Accepted | 2025-03-27 | 2025-04-29 | 2026-04-29 | Solar Panels | Hanwha | Q.TRON BLK M-G2+ 435 |  | 0.435 | 18 | 84 | 25 |  | Fixed | Roof
NJADRE1559362778 | Administratively Determined Incentive Program | Old Bridge | 8857 | 29.58 | Residential | Behind the Meter | Yes | Venture Home Solar, LLC | JCP&L |  | Accepted | 2025-03-27 | 2025-04-29 | 2026-04-29 | Solar Panels | Hanwha | Q.TRON BLK M-G2+ 435 |  | 0.435 | 30 | 84 | 10 |  | Fixed | Roof
NJADRE1559362778 | Administratively Determined Incentive Program | Old Bridge | 8857 | 29.58 | Residential | Behind the Meter | Yes | Venture Home Solar, LLC | JCP&L |  | Accepted | 2025-03-27 | 2025-04-29 | 2026-04-29 | Inverters | EnPhase | IQ8MC-72-M-US (240V) | 330 |  | 68 |  |  | 0.9697 |  | Outside
NJADRE1559362778 | Administratively Determined Incentive Program | Old Bridge | 8857 | 29.58 | Residential | Behind the Meter | Yes | Venture Home Solar, LLC | JCP&L |  | Accepted | 2025-03-27 | 2025-04-29 | 2026-04-29 | Solar Panels | Hanwha | Q.TRON BLK M-G2+ 435 |  | 0.435 | 20 | 264 | 25 |  | Fixed | Roof
NJADRE1559362789 | Administratively Determined Incentive Program | Edison | 8820 | 24.36 | Residential | Behind the Meter | No | Public Service Solar, LLC | PSE&G |  | Accepted | 2025-03-27 | 2025-04-18 | 2026-04-18 | Inverters | Enphase | iQ8HC-72-M-US | 380 |  | 58 |  |  | 0.96 |  | Outdoor | Under Panels
NJADRE1559362789 | Administratively Determined Incentive Program | Edison | 8820 | 24.36 | Residential | Behind the Meter | No | Public Service Solar, LLC | PSE&G |  | Accepted | 2025-03-27 | 2025-04-18 | 2026-04-18 | Solar Panels | Panasonic | EVPV420HK2 |  | 0.42 | 58 | 89 | 30 |  | Fixed | Roof
NJADRE1559362790 | Administratively Determined Incentive Program | BLACKWOOD | 8012 | 5.74 | Residential | Behind the Meter | No | EMT Renewables, LLC | AC Electric |  | Accepted | 2025-03-27 | 2025-04-18 | 2026-04-18 | Inverters | ENPHASE | IQ8+ | 290 |  | 14 |  |  | 0.98 |  | Other | UNDER EACH PANEL
NJADRE1559362790 | Administratively Determined Incentive Program | BLACKWOOD | 8012 | 5.74 | Residential | Behind the Meter | No | EMT Renewables, LLC | AC Electric |  | Accepted | 2025-03-27 | 2025-04-18 | 2026-04-18 | Solar Panels | MSE PERC | MSE-410 |  | 0.41 | 8 | 228 | 20 |  | Fixed | Roof
NJADRE1559362790 | Administratively Determined Incentive Program | BLACKWOOD | 8012 | 5.74 | Residential | Behind the Meter | No | EMT Renewables, LLC | AC Electric |  | Accepted | 2025-03-27 | 2025-04-18 | 2026-04-18 | Solar Panels | MSE PERC | MSE-410 |  | 0.41 | 6 | 228 | 20 |  | Fixed | Roof
NJADRE1559362829 | Administratively Determined Incentive Program | West Orange | 7052 | 6.02 | Residential | Behind the Meter | Yes | PosiGen Developer, LLC | PSE&G |  | Accepted | 2025-03-27 | 2025-04-18 | 2026-04-18 | Inverters | SolarEdge | SE5700H-US | 5700 |  | 1 |  |  | 0.99 |  | Outside | within ten feet of meter
NJADRE1559362829 | Administratively Determined Incentive Program | West Orange | 7052 | 6.02 | Residential | Behind the Meter | Yes | PosiGen Developer, LLC | PSE&G |  | Accepted | 2025-03-27 | 2025-04-18 | 2026-04-18 | Solar Panels | Seg Solar | SEG-430-BTD-BG |  | 0.43 | 10 | 212 | 23 |  | Fixed | Roof
NJADRE1559362829 | Administratively Determined Incentive Program | West Orange | 7052 | 6.02 | Residential | Behind the Meter | Yes | PosiGen Developer, LLC | PSE&G |  | Accepted | 2025-03-27 | 2025-04-18 | 2026-04-18 | Solar Panels | Seg Solar | SEG-430-BTD-BG |  | 0.43 | 4 | 122 | 23 |  | Fixed | Roof
NJADRE1559362843 | Administratively Determined Incentive Program | Sicklerville | 8081 | 8.08 | Residential | Behind the Meter | Yes | Whitman Construction, LLC | AC Electric |  | Accepted | 2025-03-27 | 2025-04-18 | 2026-04-18 | Solar Panels | Jinko Solar | JKM425N-54HL4-B |  | 0.425 | 7 | 167 | 22 |  | Fixed | Roof
NJADRE1559362843 | Administratively Determined Incentive Program | Sicklerville | 8081 | 8.08 | Residential | Behind the Meter | Yes | Whitman Construction, LLC | AC Electric |  | Accepted | 2025-03-27 | 2025-04-18 | 2026-04-18 | Inverters | ENPHASE | IQ8PLUS-72-2-US | 290 |  | 19 |  |  | 0.975 |  | Outdoor
NJADRE1559362843 | Administratively Determined Incentive Program | Sicklerville | 8081 | 8.08 | Residential | Behind the Meter | Yes | Whitman Construction, LLC | AC Electric |  | Accepted | 2025-03-27 | 2025-04-18 | 2026-04-18 | Solar Panels | Jinko Solar | JKM425N-54HL4-B |  | 0.425 | 8 | 347 | 22 |  | Fixed | Roof
NJADRE1559362843 | Administratively Determined Incentive Program | Sicklerville | 8081 | 8.08 | Residential | Behind the Meter | Yes | Whitman Construction, LLC | AC Electric |  | Accepted | 2025-03-27 | 2025-04-18 | 2026-04-18 | Solar Panels | Jinko Solar | JKM425N-54HL4-B |  | 0.425 | 4 | 167 | 13 |  | Fixed | Roof
NJADRE1559362853 | Administratively Determined Incentive Program | Plainfield | 7062 | 6.56 | Residential | Behind the Meter | Yes | Sunrun Installation Services, Inc. | PSE&G |  | Accepted | 2025-03-27 | 2025-04-18 | 2026-04-18 | Inverters | SOLAREDGE TECHNOLOGIES | SE5700H-USMN | 5760 |  | 1 |  |  | 0.99 |  | Outdoor
NJADRE1559362853 | Administratively Determined Incentive Program | Plainfield | 7062 | 6.56 | Residential | Behind the Meter | Yes | Sunrun Installation Services, Inc. | PSE&G |  | Accepted | 2025-03-27 | 2025-04-18 | 2026-04-18 | Solar Panels | HANWHA Q-CELLS | Q.PEAK DUO BLK ML-G10+ 410 |  | 0.41 | 11 | 37 | 34 |  | Fixed | Roof
NJADRE1559362853 | Administratively Determined Incentive Program | Plainfield | 7062 | 6.56 | Residential | Behind the Meter | Yes | Sunrun Installation Services, Inc. | PSE&G |  | Accepted | 2025-03-27 | 2025-04-18 | 2026-04-18 | Solar Panels | HANWHA Q-CELLS | Q.PEAK DUO BLK ML-G10+ 410 |  | 0.41 | 5 | 217 | 34 |  | Fixed | Roof
NJADRE1559364882 | Administratively Determined Incentive Program | SOUTH RIVER | 8882 | 6.97 | Residential | Behind the Meter | No | Venture Home Solar, LLC | South River |  | Accepted | 2025-03-27 | 2025-04-29 | 2026-04-29 | Solar Panels | HANWHA | Q.PEAK DUO BLK ML-G10+ 410 |  | 0.41 | 12 | 130 | 34 |  | Fixed | Roof | Roof
NJADRE1559364882 | Administratively Determined Incentive Program | SOUTH RIVER | 8882 | 6.97 | Residential | Behind the Meter | No | Venture Home Solar, LLC | South River |  | Accepted | 2025-03-27 | 2025-04-29 | 2026-04-29 | Inverters | Tesla | 1538000-XX-Y | 7600 |  | 1 |  |  | 0.9697 |  | Outside | Roof
NJADRE1559364882 | Administratively Determined Incentive Program | SOUTH RIVER | 8882 | 6.97 | Residential | Behind the Meter | No | Venture Home Solar, LLC | South River |  | Accepted | 2025-03-27 | 2025-04-29 | 2026-04-29 | Solar Panels | HANWHA | Q.PEAK DUO BLK ML-G10+ 410 |  | 0.41 | 5 | 130 | 34 |  | Fixed | Roof | Roof
NJADRE1559365409 | Administratively Determined Incentive Program | Mount Holly | 8060 | 8.4 | Residential | Behind the Meter | No | Public Service Solar, LLC | PSE&G |  | Accepted | 2025-03-27 | 2025-04-18 | 2026-04-18 | Solar Panels | Panasonic | EVPV420HK2 |  | 0.42 | 15 | 158 | 30 |  | Fixed | Roof
NJADRE1559365409 | Administratively Determined Incentive Program | Mount Holly | 8060 | 8.4 | Residential | Behind the Meter | No | Public Service Solar, LLC | PSE&G |  | Accepted | 2025-03-27 | 2025-04-18 | 2026-04-18 | Solar Panels | Panasonic | EVPV420HK2 |  | 0.42 | 5 | 338 | 30 |  | Fixed | Roof
NJADRE1559365409 | Administratively Determined Incentive Program | Mount Holly | 8060 | 8.4 | Residential | Behind the Meter | No | Public Service Solar, LLC | PSE&G |  | Accepted | 2025-03-27 | 2025-04-18 | 2026-04-18 | Inverters | Enphase | iQ8HC-72-M-US | 380 |  | 20 |  |  | 0.96 |  | Outdoor | Under Panels
NJADRE1559365470 | Administratively Determined Incentive Program | Jersey City | 7305 | 205.41 | Municipality | Behind the Meter | No | Schneider Electric | PSE&G |  | Accepted | 2025-03-27 | 2025-04-22 | 2026-04-22 | Solar Panels | JINKO SOLAR | JKM410M-72HL-V |  | 0.41 | 501 | 134 | 5 |  | Fixed | Roof
NJADRE1559365470 | Administratively Determined Incentive Program | Jersey City | 7305 | 205.41 | Municipality | Behind the Meter | No | Schneider Electric | PSE&G |  | Accepted | 2025-03-27 | 2025-04-22 | 2026-04-22 | Inverters | (3) SOLECTRIA PVI-50TL-480 INVERTERS | (3) PVI-50TL-480, (1) PVI-36TL-480 | 186 |  | 4 |  |  | 0.985 |  | Outside
NJADRE1559365470 | Administratively Determined Incentive Program | Jersey City | 7305 | 205.41 | Municipality | Behind the Meter | No | Schneider Electric | PSE&G |  | Accepted | 2025-03-27 | 2025-04-22 | 2026-04-22 | Meters | Accu Energy 1300 Series | PowerLCS 400 | NA |  | 1 |  |  |  | Yes | Outdoor
NJADRE1559365485 | Administratively Determined Incentive Program | South Brunswick Township | 8824 | 6.97 | Residential | Behind the Meter | No | Tesla Energy Operations, Inc. | PSE&G |  | Accepted | 2025-03-27 | 2025-04-18 | 2026-04-18 | Solar Panels | Hanwha | Q.PEAK DUO BLK ML-G10.a+/TS 410 |  | 0.41 | 3 | 163 | 40 |  | Fixed | Roof
NJADRE1559365485 | Administratively Determined Incentive Program | South Brunswick Township | 8824 | 6.97 | Residential | Behind the Meter | No | Tesla Energy Operations, Inc. | PSE&G |  | Accepted | 2025-03-27 | 2025-04-18 | 2026-04-18 | Solar Panels | Hanwha | Q.PEAK DUO BLK ML-G10.a+/TS 410 |  | 0.41 | 4 | 163 | 40 |  | Fixed | Roof
NJADRE1559365485 | Administratively Determined Incentive Program | South Brunswick Township | 8824 | 6.97 | Residential | Behind the Meter | No | Tesla Energy Operations, Inc. | PSE&G |  | Accepted | 2025-03-27 | 2025-04-18 | 2026-04-18 | Inverters | Tesla | 1538000-XX-Y | 7600 |  | 1 |  |  | 0.98 |  | Indoor
NJADRE1559365485 | Administratively Determined Incentive Program | South Brunswick Township | 8824 | 6.97 | Residential | Behind the Meter | No | Tesla Energy Operations, Inc. | PSE&G |  | Accepted | 2025-03-27 | 2025-04-18 | 2026-04-18 | Solar Panels | Hanwha | Q.PEAK DUO BLK ML-G10.a+/TS 410 |  | 0.41 | 10 | 253 | 27 |  | Fixed | Roof
NJADRE1559365519 | Administratively Determined Incentive Program | ALLOWAY | 8001 | 15.3 | Residential | Behind the Meter | Yes | RCL Enterprises, Inc. | AC Electric |  | Accepted | 2025-03-27 | 2025-04-18 | 2026-04-18 | Solar Panels | Jinko | JKM425N |  | 0.425 | 8 | 177 | 45 |  | Fixed | Roof
NJADRE1559365519 | Administratively Determined Incentive Program | ALLOWAY | 8001 | 15.3 | Residential | Behind the Meter | Yes | RCL Enterprises, Inc. | AC Electric |  | Accepted | 2025-03-27 | 2025-04-18 | 2026-04-18 | Solar Panels | Jinko | JKM425N |  | 0.425 | 8 | 267 | 18 |  | Fixed | Roof
NJADRE1559365519 | Administratively Determined Incentive Program | ALLOWAY | 8001 | 15.3 | Residential | Behind the Meter | Yes | RCL Enterprises, Inc. | AC Electric |  | Accepted | 2025-03-27 | 2025-04-18 | 2026-04-18 | Solar Panels | Jinko | JKM425N |  | 0.425 | 6 | 87 | 45 |  | Fixed | Roof
NJADRE1559365519 | Administratively Determined Incentive Program | ALLOWAY | 8001 | 15.3 | Residential | Behind the Meter | Yes | RCL Enterprises, Inc. | AC Electric |  | Accepted | 2025-03-27 | 2025-04-18 | 2026-04-18 | Solar Panels | Jinko | JKM425N |  | 0.425 | 8 | 87 | 18 |  | Fixed | Roof
NJADRE1559365519 | Administratively Determined Incentive Program | ALLOWAY | 8001 | 15.3 | Residential | Behind the Meter | Yes | RCL Enterprises, Inc. | AC Electric |  | Accepted | 2025-03-27 | 2025-04-18 | 2026-04-18 | Inverters | Itron | IQ8+ | 290 |  | 36 |  |  | 0.97 |  | Outside
NJADRE1559365519 | Administratively Determined Incentive Program | ALLOWAY | 8001 | 15.3 | Residential | Behind the Meter | Yes | RCL Enterprises, Inc. | AC Electric |  | Accepted | 2025-03-27 | 2025-04-18 | 2026-04-18 | Solar Panels | Jinko | JKM425N |  | 0.425 | 6 | 267 | 45 |  | Fixed | Roof
NJADRE1559365530 | Administratively Determined Incentive Program | NEWARK | 7107 | 6.56 | Residential | Behind the Meter | Yes | Pro Custom Solar dba Momentum Solar | PSE&G |  | Accepted | 2025-03-27 | 2025-04-18 | 2026-04-18 | Solar Panels | HANWHA | Q.PEAK DUO BLK ML-G10+ 410 |  | 0.41 | 3 | 286 | 21 |  | Fixed | Roof
NJADRE1559365530 | Administratively Determined Incentive Program | NEWARK | 7107 | 6.56 | Residential | Behind the Meter | Yes | Pro Custom Solar dba Momentum Solar | PSE&G |  | Accepted | 2025-03-27 | 2025-04-18 | 2026-04-18 | Solar Panels | HANWHA | Q.PEAK DUO BLK ML-G10+ 410 |  | 0.41 | 8 | 106 | 21 |  | Fixed | Roof
NJADRE1559365530 | Administratively Determined Incentive Program | NEWARK | 7107 | 6.56 | Residential | Behind the Meter | Yes | Pro Custom Solar dba Momentum Solar | PSE&G |  | Accepted | 2025-03-27 | 2025-04-18 | 2026-04-18 | Inverters | Enphase | IQ8HC-72-M-DOM-US | 380 |  | 16 |  |  | 0.97 |  | Outdoor
NJADRE1559365530 | Administratively Determined Incentive Program | NEWARK | 7107 | 6.56 | Residential | Behind the Meter | Yes | Pro Custom Solar dba Momentum Solar | PSE&G |  | Accepted | 2025-03-27 | 2025-04-18 | 2026-04-18 | Solar Panels | HANWHA | Q.PEAK DUO BLK ML-G10+ 410 |  | 0.41 | 5 | 196 | 21 |  | Fixed | Roof
NJADRE1559365550 | Administratively Determined Incentive Program | Bayonne | 7002 | 9.32 | Residential | Behind the Meter | No | Freedom Forever New Jersey, LLC | PSE&G |  | Accepted | 2025-03-27 | 2025-04-18 | 2026-04-18 | Inverters | Solar Edge | SE7600H-USRGM [SI1 | 7600 |  | 1 |  |  | 0.99 |  | Outside
NJADRE1559365550 | Administratively Determined Incentive Program | Bayonne | 7002 | 9.32 | Residential | Behind the Meter | No | Freedom Forever New Jersey, LLC | PSE&G |  | Accepted | 2025-03-27 | 2025-04-18 | 2026-04-18 | Solar Panels | Trina | TSM-405NE09RC.05 |  | 0.405 | 13 | 214 | 47 |  | Fixed | Roof
NJADRE1559365550 | Administratively Determined Incentive Program | Bayonne | 7002 | 9.32 | Residential | Behind the Meter | No | Freedom Forever New Jersey, LLC | PSE&G |  | Accepted | 2025-03-27 | 2025-04-18 | 2026-04-18 | Solar Panels | Trina | TSM-405NE09RC.05 |  | 0.405 | 10 | 34 | 47 |  | Fixed | Roof
NJADRE1559365630 | Administratively Determined Incentive Program | Chesterfield Twp | 8515 | 3.24 | Residential | Behind the Meter | No | Freedom Forever New Jersey, LLC | PSE&G |  | Accepted | 2025-03-27 | 2025-04-18 | 2026-04-18 | Solar Panels | Trina | TSM-405NE09RC.05 |  | 0.405 | 3 | 202 | 25 |  | Fixed | Roof
NJADRE1559365630 | Administratively Determined Incentive Program | Chesterfield Twp | 8515 | 3.24 | Residential | Behind the Meter | No | Freedom Forever New Jersey, LLC | PSE&G |  | Accepted | 2025-03-27 | 2025-04-18 | 2026-04-18 | Inverters | Solar Edge | SE3800H-USRGM) | 3800 |  | 1 |  |  | 0.99 |  | Outdoor
NJADRE1559365630 | Administratively Determined Incentive Program | Chesterfield Twp | 8515 | 3.24 | Residential | Behind the Meter | No | Freedom Forever New Jersey, LLC | PSE&G |  | Accepted | 2025-03-27 | 2025-04-18 | 2026-04-18 | Solar Panels | Trina | TSM-405NE09RC.05 |  | 0.405 | 5 | 202 | 40 |  | Fixed | Roof
NJADRE1559365653 | Administratively Determined Incentive Program | Galloway | 8205 | 10.63 | Residential | Behind the Meter | Yes | Integrity Solar & Home Solutions, LLC | AC Electric |  | Accepted | 2025-03-27 | 2025-04-18 | 2026-04-18 | Solar Panels | JINKO | JKM425N-54HL4-B |  | 0.425 | 3 | 42 | 23 |  | Fixed | Roof
NJADRE1559365653 | Administratively Determined Incentive Program | Galloway | 8205 | 10.63 | Residential | Behind the Meter | Yes | Integrity Solar & Home Solutions, LLC | AC Electric |  | Accepted | 2025-03-27 | 2025-04-18 | 2026-04-18 | Inverters | ENPHASE | IQ8+ | 290 |  | 25 |  |  | 0.98 |  | Other | UNDER EACH PANEL
NJADRE1559365653 | Administratively Determined Incentive Program | Galloway | 8205 | 10.63 | Residential | Behind the Meter | Yes | Integrity Solar & Home Solutions, LLC | AC Electric |  | Accepted | 2025-03-27 | 2025-04-18 | 2026-04-18 | Solar Panels | JINKO | JKM425N-54HL4-B |  | 0.425 | 4 | 222 | 22 |  | Fixed | Roof
NJADRE1559365653 | Administratively Determined Incentive Program | Galloway | 8205 | 10.63 | Residential | Behind the Meter | Yes | Integrity Solar & Home Solutions, LLC | AC Electric |  | Accepted | 2025-03-27 | 2025-04-18 | 2026-04-18 | Solar Panels | JINKO | JKM425N-54HL4-B |  | 0.425 | 8 | 222 | 21 |  | Fixed | Roof
NJADRE1559365653 | Administratively Determined Incentive Program | Galloway | 8205 | 10.63 | Residential | Behind the Meter | Yes | Integrity Solar & Home Solutions, LLC | AC Electric |  | Accepted | 2025-03-27 | 2025-04-18 | 2026-04-18 | Solar Panels | JINKO | JKM425N-54HL4-B |  | 0.425 | 8 | 42 | 21 |  | Fixed | Roof
NJADRE1559365653 | Administratively Determined Incentive Program | Galloway | 8205 | 10.63 | Residential | Behind the Meter | Yes | Integrity Solar & Home Solutions, LLC | AC Electric |  | Accepted | 2025-03-27 | 2025-04-18 | 2026-04-18 | Solar Panels | JINKO | JKM425N-54HL4-B |  | 0.425 | 2 | 222 | 23 |  | Fixed | Roof
NJADRE1559365675 | Administratively Determined Incentive Program | West Milford | 7480 | 17.48 | Residential | Behind the Meter | No | Infinity Solar Systems, LLC | Orange Rockland Electric |  | Accepted | 2025-03-27 | 2025-04-18 | 2026-04-18 | Inverters | Enphase | IQ8X-80-M-US | 380 |  | 38 |  |  | 0.97 |  | Outdoor
NJADRE1559365675 | Administratively Determined Incentive Program | West Milford | 7480 | 17.48 | Residential | Behind the Meter | No | Infinity Solar Systems, LLC | Orange Rockland Electric |  | Accepted | 2025-03-27 | 2025-04-18 | 2026-04-18 | Solar Panels | REC Solar | REC 460AA PURE-RX |  | 0.46 | 11 | 125 | 46 |  | Fixed | Roof
NJADRE1559365675 | Administratively Determined Incentive Program | West Milford | 7480 | 17.48 | Residential | Behind the Meter | No | Infinity Solar Systems, LLC | Orange Rockland Electric |  | Accepted | 2025-03-27 | 2025-04-18 | 2026-04-18 | Solar Panels | REC Solar | REC 460AA PURE-RX |  | 0.46 | 7 | 125 | 46 |  | Fixed | Roof
NJADRE1559365675 | Administratively Determined Incentive Program | West Milford | 7480 | 17.48 | Residential | Behind the Meter | No | Infinity Solar Systems, LLC | Orange Rockland Electric |  | Accepted | 2025-03-27 | 2025-04-18 | 2026-04-18 | Solar Panels | REC Solar | REC 460AA PURE-RX |  | 0.46 | 15 | 215 | 46 |  | Fixed | Roof
NJADRE1559365675 | Administratively Determined Incentive Program | West Milford | 7480 | 17.48 | Residential | Behind the Meter | No | Infinity Solar Systems, LLC | Orange Rockland Electric |  | Accepted | 2025-03-27 | 2025-04-18 | 2026-04-18 | Solar Panels | REC Solar | REC 460AA PURE-RX |  | 0.46 | 5 | 215 | 46 |  | Fixed | Roof
NJADRE1559365679 | Administratively Determined Incentive Program | TOMS RIVER | 8755 | 17.22 | Residential | Behind the Meter | Yes | Sunrun Installation Services, Inc. | JCP&L |  | Accepted | 2025-03-27 | 2025-04-18 | 2026-04-18 | Solar Panels | HANWHA Q-CELLS | Q.PEAK DUO BLK ML-G10+ 410 |  | 0.41 | 20 | 97 | 21 |  | Fixed | Roof
NJADRE1559365679 | Administratively Determined Incentive Program | TOMS RIVER | 8755 | 17.22 | Residential | Behind the Meter | Yes | Sunrun Installation Services, Inc. | JCP&L |  | Accepted | 2025-03-27 | 2025-04-18 | 2026-04-18 | Solar Panels | HANWHA Q-CELLS | Q.PEAK DUO BLK ML-G10+ 410 |  | 0.41 | 6 | 187 | 22 |  | Fixed | Roof
NJADRE1559365679 | Administratively Determined Incentive Program | TOMS RIVER | 8755 | 17.22 | Residential | Behind the Meter | Yes | Sunrun Installation Services, Inc. | JCP&L |  | Accepted | 2025-03-27 | 2025-04-18 | 2026-04-18 | Solar Panels | HANWHA Q-CELLS | Q.PEAK DUO BLK ML-G10+ 410 |  | 0.41 | 16 | 227 | 22 |  | Fixed | Roof
NJADRE1559365679 | Administratively Determined Incentive Program | TOMS RIVER | 8755 | 17.22 | Residential | Behind the Meter | Yes | Sunrun Installation Services, Inc. | JCP&L |  | Accepted | 2025-03-27 | 2025-04-18 | 2026-04-18 | Inverters | SOLAREDGE TECHNOLOGIES | SE5700H-USMN | 5760 |  | 2 |  |  | 0.99 |  | Outdoor
NJADRE1559365713 | Administratively Determined Incentive Program | Margate City | 8402 | 3.83 | Residential | Behind the Meter | Yes | Power Energy Solutions, LLC | AC Electric |  | Accepted | 2025-03-27 | 2025-04-18 | 2026-04-18 | Solar Panels | Trina Solar | TSM-425NE09RC.05 |  | 0.425 | 2 | 148 | 29 |  | Fixed | Roof
NJADRE1559365713 | Administratively Determined Incentive Program | Margate City | 8402 | 3.83 | Residential | Behind the Meter | Yes | Power Energy Solutions, LLC | AC Electric |  | Accepted | 2025-03-27 | 2025-04-18 | 2026-04-18 | Solar Panels | Trina Solar | TSM-425NE09RC.05 |  | 0.425 | 2 | 148 | 20 |  | Fixed | Roof
NJADRE1559365713 | Administratively Determined Incentive Program | Margate City | 8402 | 3.83 | Residential | Behind the Meter | Yes | Power Energy Solutions, LLC | AC Electric |  | Accepted | 2025-03-27 | 2025-04-18 | 2026-04-18 | Inverters | SolarEdge | SE3800H-US | 4 |  | 1 |  |  | 0.97 |  | Outdoor
NJADRE1559365713 | Administratively Determined Incentive Program | Margate City | 8402 | 3.83 | Residential | Behind the Meter | Yes | Power Energy Solutions, LLC | AC Electric |  | Accepted | 2025-03-27 | 2025-04-18 | 2026-04-18 | Solar Panels | Trina Solar | TSM-425NE09RC.05 |  | 0.425 | 3 | 148 | 37 |  | Fixed | Roof
NJADRE1559365713 | Administratively Determined Incentive Program | Margate City | 8402 | 3.83 | Residential | Behind the Meter | Yes | Power Energy Solutions, LLC | AC Electric |  | Accepted | 2025-03-27 | 2025-04-18 | 2026-04-18 | Solar Panels | Trina Solar | TSM-425NE09RC.05 |  | 0.425 | 2 | 328 | 20 |  | Fixed | Roof
NJADRE1559366050 | Administratively Determined Incentive Program | Bayonne | 7002 | 8.51 | Residential | Behind the Meter | No | Freedom Forever New Jersey, LLC | PSE&G |  | Accepted | 2025-03-27 | 2025-04-18 | 2026-04-18 | Solar Panels | Trina | TSM-405NE09RC.05 |  | 0.405 | 4 | 213 | 18 |  | Fixed | Roof
NJADRE1559366050 | Administratively Determined Incentive Program | Bayonne | 7002 | 8.51 | Residential | Behind the Meter | No | Freedom Forever New Jersey, LLC | PSE&G |  | Accepted | 2025-03-27 | 2025-04-18 | 2026-04-18 | Solar Panels | Trina | TSM-405NE09RC.05 |  | 0.405 | 3 | 213 | 47 |  | Fixed | Roof
NJADRE1559366050 | Administratively Determined Incentive Program | Bayonne | 7002 | 8.51 | Residential | Behind the Meter | No | Freedom Forever New Jersey, LLC | PSE&G |  | Accepted | 2025-03-27 | 2025-04-18 | 2026-04-18 | Solar Panels | Trina | TSM-405NE09RC.05 |  | 0.405 | 4 | 33 | 18 |  | Fixed | Roof
NJADRE1559366050 | Administratively Determined Incentive Program | Bayonne | 7002 | 8.51 | Residential | Behind the Meter | No | Freedom Forever New Jersey, LLC | PSE&G |  | Accepted | 2025-03-27 | 2025-04-18 | 2026-04-18 | Solar Panels | Trina | TSM-405NE09RC.05 |  | 0.405 | 10 | 33 | 47 |  | Fixed | Roof
NJADRE1559366050 | Administratively Determined Incentive Program | Bayonne | 7002 | 8.51 | Residential | Behind the Meter | No | Freedom Forever New Jersey, LLC | PSE&G |  | Accepted | 2025-03-27 | 2025-04-18 | 2026-04-18 | Inverters | Solar Edge | SE6000H-USRGM [SI1 | 6000 |  | 1 |  |  | 0.99 |  | Outside
NJADRE1559366097 | Administratively Determined Incentive Program | Hamilton | 8619 | 4.86 | Residential | Behind the Meter | No | Freedom Forever New Jersey, LLC | PSE&G |  | Accepted | 2025-03-27 | 2025-04-18 | 2026-04-18 | Inverters | Solar Edge | SE3800H-USRGM | 3800 |  | 1 |  |  | 0.99 |  | Outside
NJADRE1559366097 | Administratively Determined Incentive Program | Hamilton | 8619 | 4.86 | Residential | Behind the Meter | No | Freedom Forever New Jersey, LLC | PSE&G |  | Accepted | 2025-03-27 | 2025-04-18 | 2026-04-18 | Solar Panels | Trina | TSM-405NE09RC.05 |  | 0.405 | 12 | 131 | 32 |  | Fixed | Roof
NJADRE1559366151 | Administratively Determined Incentive Program | Montgomery Twp | 8558 | 11.48 | Residential | Behind the Meter | No | Tesla Energy Operations, Inc. | PSE&G |  | Accepted | 2025-03-27 | 2025-04-18 | 2026-04-18 | Inverters | Tesla | 1538000-XX-Y | 5000 |  | 2 |  |  | 0.98 |  | Outdoor
NJADRE1559366151 | Administratively Determined Incentive Program | Montgomery Twp | 8558 | 11.48 | Residential | Behind the Meter | No | Tesla Energy Operations, Inc. | PSE&G |  | Accepted | 2025-03-27 | 2025-04-18 | 2026-04-18 | Solar Panels | Hanwha | Q Cells Q.PEAK DUO BLK ML-G10.a+/TS 410 |  | 0.41 | 3 | 286 | 28 |  | Fixed | Roof
NJADRE1559366151 | Administratively Determined Incentive Program | Montgomery Twp | 8558 | 11.48 | Residential | Behind the Meter | No | Tesla Energy Operations, Inc. | PSE&G |  | Accepted | 2025-03-27 | 2025-04-18 | 2026-04-18 | Solar Panels | Hanwha | Q Cells Q.PEAK DUO BLK ML-G10.a+/TS 410 |  | 0.41 | 5 | 106 | 28 |  | Fixed | Roof
NJADRE1559366151 | Administratively Determined Incentive Program | Montgomery Twp | 8558 | 11.48 | Residential | Behind the Meter | No | Tesla Energy Operations, Inc. | PSE&G |  | Accepted | 2025-03-27 | 2025-04-18 | 2026-04-18 | Solar Panels | Hanwha | Q Cells Q.PEAK DUO BLK ML-G10.a+/TS 410 |  | 0.41 | 5 | 106 | 28 |  | Fixed | Roof
NJADRE1559366151 | Administratively Determined Incentive Program | Montgomery Twp | 8558 | 11.48 | Residential | Behind the Meter | No | Tesla Energy Operations, Inc. | PSE&G |  | Accepted | 2025-03-27 | 2025-04-18 | 2026-04-18 | Solar Panels | Hanwha | Q Cells Q.PEAK DUO BLK ML-G10.a+/TS 410 |  | 0.41 | 5 | 286 | 28 |  | Fixed | Roof
NJADRE1559366151 | Administratively Determined Incentive Program | Montgomery Twp | 8558 | 11.48 | Residential | Behind the Meter | No | Tesla Energy Operations, Inc. | PSE&G |  | Accepted | 2025-03-27 | 2025-04-18 | 2026-04-18 | Solar Panels | Hanwha | Q Cells Q.PEAK DUO BLK ML-G10.a+/TS 410 |  | 0.41 | 10 | 196 | 28 |  | Fixed | Roof
NJADRE1559366196 | Administratively Determined Incentive Program | Union | 7083 | 4 | Residential | Behind the Meter | No | Sunrun Installation Services, Inc. | PSE&G |  | Accepted | 2025-03-27 | 2025-04-21 | 2026-04-21 | Inverters | SOLAREDGE TECHNOLOGIES | SE3800H-USMN | 3800 |  | 1 |  |  | 0.99 |  | Outdoor
NJADRE1559366196 | Administratively Determined Incentive Program | Union | 7083 | 4 | Residential | Behind the Meter | No | Sunrun Installation Services, Inc. | PSE&G |  | Accepted | 2025-03-27 | 2025-04-21 | 2026-04-21 | Solar Panels | HANWHA Q-CELLS | Q.PEAK DUO BLK ML-G10+/T 400 |  | 0.4 | 10 | 86 | 21 |  | Fixed | Roof
NJADRE1559366212 | Administratively Determined Incentive Program | LIVINGSTON | 7039 | 14.03 | Residential | Behind the Meter | No | Powur, PBC | JCP&L |  | Accepted | 2025-03-27 | 2025-04-18 | 2026-04-18 | Solar Panels | Jinko Solar | JKM425N-54HL4-B |  | 0.425 | 5 | 25 | 28 |  | Fixed | Roof
NJADRE1559366212 | Administratively Determined Incentive Program | LIVINGSTON | 7039 | 14.03 | Residential | Behind the Meter | No | Powur, PBC | JCP&L |  | Accepted | 2025-03-27 | 2025-04-18 | 2026-04-18 | Inverters | Enphase | IQ8MC-72-M-US | 320 |  | 33 |  |  | 0.97 |  | Outside
NJADRE1559366212 | Administratively Determined Incentive Program | LIVINGSTON | 7039 | 14.03 | Residential | Behind the Meter | No | Powur, PBC | JCP&L |  | Accepted | 2025-03-27 | 2025-04-18 | 2026-04-18 | Solar Panels | Jinko Solar | JKM425N-54HL4-B |  | 0.425 | 17 | 205 | 28 |  | Fixed | Roof
NJADRE1559366212 | Administratively Determined Incentive Program | LIVINGSTON | 7039 | 14.03 | Residential | Behind the Meter | No | Powur, PBC | JCP&L |  | Accepted | 2025-03-27 | 2025-04-18 | 2026-04-18 | Solar Panels | Jinko Solar | JKM425N-54HL4-B |  | 0.425 | 11 | 25 | 28 |  | Fixed | Roof
NJADRE1559366217 | Administratively Determined Incentive Program | Millstone Twp | 8510 | 13.94 | Residential | Behind the Meter | Yes | Pro Custom Solar dba Momentum Solar | JCP&L |  | Accepted | 2025-03-27 | 2025-04-18 | 2026-04-18 | Inverters | Enphase | IQ8HC-72-M-DOM-US | 380 |  | 34 |  |  | 0.97 |  | Outdoor
NJADRE1559366217 | Administratively Determined Incentive Program | Millstone Twp | 8510 | 13.94 | Residential | Behind the Meter | Yes | Pro Custom Solar dba Momentum Solar | JCP&L |  | Accepted | 2025-03-27 | 2025-04-18 | 2026-04-18 | Solar Panels | HANWHA | Q.PEAK DUO BLK ML-G10+ 410 |  | 0.41 | 12 | 179 | 36 |  | Fixed | Roof
NJADRE1559366217 | Administratively Determined Incentive Program | Millstone Twp | 8510 | 13.94 | Residential | Behind the Meter | Yes | Pro Custom Solar dba Momentum Solar | JCP&L |  | Accepted | 2025-03-27 | 2025-04-18 | 2026-04-18 | Solar Panels | HANWHA | Q.PEAK DUO BLK ML-G10+ 410 |  | 0.41 | 22 | 269 | 35 |  | Fixed | Roof
NJADRE1559366221 | Administratively Determined Incentive Program | Paterson | 7514 | 3.6 | Residential | Behind the Meter | Yes | Bright Ops, Inc. | PSE&G |  | Accepted | 2025-03-27 | 2025-04-28 | 2026-04-28 | Inverters | SolarEdge | SE3000H-USRGM | 3000 |  | 1 |  |  | 0.98 |  | Outdoor | OUTSIDE
NJADRE1559366221 | Administratively Determined Incentive Program | Paterson | 7514 | 3.6 | Residential | Behind the Meter | Yes | Bright Ops, Inc. | PSE&G |  | Accepted | 2025-03-27 | 2025-04-28 | 2026-04-28 | Solar Panels | Longi | LR-60HPB-360M |  | 0.36 | 2 | 189 | 45 |  | Fixed | Roof
NJADRE1559366221 | Administratively Determined Incentive Program | Paterson | 7514 | 3.6 | Residential | Behind the Meter | Yes | Bright Ops, Inc. | PSE&G |  | Accepted | 2025-03-27 | 2025-04-28 | 2026-04-28 | Solar Panels | Longi | LR-60HPB-360M |  | 0.36 | 8 | 100 | 45 |  | Fixed | Roof
NJADRE1559366240 | Administratively Determined Incentive Program | RIO GRANDE | 8242 | 10.25 | Residential | Behind the Meter | Yes | Pro Custom Solar dba Momentum Solar | AC Electric |  | Accepted | 2025-03-27 | 2025-04-21 | 2026-04-21 | Solar Panels | HANWHA | Q.PEAK DUO BLK ML-G10+ 410 |  | 0.41 | 7 | 325 | 22 |  | Fixed | Roof
NJADRE1559366240 | Administratively Determined Incentive Program | RIO GRANDE | 8242 | 10.25 | Residential | Behind the Meter | Yes | Pro Custom Solar dba Momentum Solar | AC Electric |  | Accepted | 2025-03-27 | 2025-04-21 | 2026-04-21 | Solar Panels | HANWHA | Q.PEAK DUO BLK ML-G10+ 410 |  | 0.41 | 6 | 325 | 20 |  | Fixed | Roof
NJADRE1559366240 | Administratively Determined Incentive Program | RIO GRANDE | 8242 | 10.25 | Residential | Behind the Meter | Yes | Pro Custom Solar dba Momentum Solar | AC Electric |  | Accepted | 2025-03-27 | 2025-04-21 | 2026-04-21 | Solar Panels | HANWHA | Q.PEAK DUO BLK ML-G10+ 410 |  | 0.41 | 5 | 145 | 20 |  | Fixed | Roof
NJADRE1559366240 | Administratively Determined Incentive Program | RIO GRANDE | 8242 | 10.25 | Residential | Behind the Meter | Yes | Pro Custom Solar dba Momentum Solar | AC Electric |  | Accepted | 2025-03-27 | 2025-04-21 | 2026-04-21 | Solar Panels | HANWHA | Q.PEAK DUO BLK ML-G10+ 410 |  | 0.41 | 2 | 325 | 20 |  | Fixed | Roof
NJADRE1559366240 | Administratively Determined Incentive Program | RIO GRANDE | 8242 | 10.25 | Residential | Behind the Meter | Yes | Pro Custom Solar dba Momentum Solar | AC Electric |  | Accepted | 2025-03-27 | 2025-04-21 | 2026-04-21 | Inverters | Enphase | IQ8HC-72-M-DOM-US | 380 |  | 25 |  |  | 0.97 |  | Outdoor
NJADRE1559366240 | Administratively Determined Incentive Program | RIO GRANDE | 8242 | 10.25 | Residential | Behind the Meter | Yes | Pro Custom Solar dba Momentum Solar | AC Electric |  | Accepted | 2025-03-27 | 2025-04-21 | 2026-04-21 | Solar Panels | HANWHA | Q.PEAK DUO BLK ML-G10+ 410 |  | 0.41 | 5 | 145 | 5 |  | Fixed | Roof
NJADRE1559366259 | Administratively Determined Incentive Program | Union City | 7087 | 12.3 | Residential | Behind the Meter | Yes | Pro Custom Solar dba Momentum Solar | PSE&G |  | Accepted | 2025-03-27 | 2025-04-21 | 2026-04-21 | Solar Panels | HANWHA | Q.PEAK DUO BLK ML-G10+ 410 |  | 0.41 | 11 | 27 | 21 |  | Fixed | Roof
NJADRE1559366259 | Administratively Determined Incentive Program | Union City | 7087 | 12.3 | Residential | Behind the Meter | Yes | Pro Custom Solar dba Momentum Solar | PSE&G |  | Accepted | 2025-03-27 | 2025-04-21 | 2026-04-21 | Solar Panels | HANWHA | Q.PEAK DUO BLK ML-G10+ 410 |  | 0.41 | 13 | 207 | 21 |  | Fixed | Roof
NJADRE1559366259 | Administratively Determined Incentive Program | Union City | 7087 | 12.3 | Residential | Behind the Meter | Yes | Pro Custom Solar dba Momentum Solar | PSE&G |  | Accepted | 2025-03-27 | 2025-04-21 | 2026-04-21 | Solar Panels | HANWHA | Q.PEAK DUO BLK ML-G10+ 410 |  | 0.41 | 3 | 117 | 21 |  | Fixed | Roof
NJADRE1559366259 | Administratively Determined Incentive Program | Union City | 7087 | 12.3 | Residential | Behind the Meter | Yes | Pro Custom Solar dba Momentum Solar | PSE&G |  | Accepted | 2025-03-27 | 2025-04-21 | 2026-04-21 | Solar Panels | HANWHA | Q.PEAK DUO BLK ML-G10+ 410 |  | 0.41 | 3 | 297 | 21 |  | Fixed | Roof
NJADRE1559366259 | Administratively Determined Incentive Program | Union City | 7087 | 12.3 | Residential | Behind the Meter | Yes | Pro Custom Solar dba Momentum Solar | PSE&G |  | Accepted | 2025-03-27 | 2025-04-21 | 2026-04-21 | Inverters | Enphase | IQ8HC-72-M-DOM-US | 380 |  | 30 |  |  | 0.97 |  | Outdoor
NJADRE1559367729 | Administratively Determined Incentive Program | Little Egg Harbor Township | 8087 | 10.2 | Residential | Behind the Meter | Yes | Whitman Construction, LLC | AC Electric |  | Accepted | 2025-03-28 | 2025-04-22 | 2026-04-22 | Solar Panels | Jinko Solar | JKM425N-54HL4-B |  | 0.425 | 12 | 354 | 25 |  | Fixed | Roof
NJADRE1559367729 | Administratively Determined Incentive Program | Little Egg Harbor Township | 8087 | 10.2 | Residential | Behind the Meter | Yes | Whitman Construction, LLC | AC Electric |  | Accepted | 2025-03-28 | 2025-04-22 | 2026-04-22 | Inverters | ENPHASE | IQ8PLUS-72-2-US | 290 |  | 24 |  |  | 0.975 |  | Outdoor
NJADRE1559367729 | Administratively Determined Incentive Program | Little Egg Harbor Township | 8087 | 10.2 | Residential | Behind the Meter | Yes | Whitman Construction, LLC | AC Electric |  | Accepted | 2025-03-28 | 2025-04-22 | 2026-04-22 | Solar Panels | Jinko Solar | JKM425N-54HL4-B |  | 0.425 | 12 | 174 | 25 |  | Fixed | Roof
NJADRE1559367736 | Administratively Determined Incentive Program | Hammonton | 8037 | 7.89 | Residential | Behind the Meter | Yes | SunnyMac, LLC | AC Electric |  | Accepted | 2025-03-28 | 2025-04-21 | 2026-04-21 | Solar Panels | HANWHA | Q.PEAK DUO BLK ML-G10+ 415W |  | 0.415 | 6 | 32 | 26 |  | Fixed | Roof
NJADRE1559367736 | Administratively Determined Incentive Program | Hammonton | 8037 | 7.89 | Residential | Behind the Meter | Yes | SunnyMac, LLC | AC Electric |  | Accepted | 2025-03-28 | 2025-04-21 | 2026-04-21 | Solar Panels | HANWHA | Q.PEAK DUO BLK ML-G10+ 415W |  | 0.415 | 7 | 148 | 26 |  | Fixed | Roof
NJADRE1559367736 | Administratively Determined Incentive Program | Hammonton | 8037 | 7.89 | Residential | Behind the Meter | Yes | SunnyMac, LLC | AC Electric |  | Accepted | 2025-03-28 | 2025-04-21 | 2026-04-21 | Inverters | SOLAREDGE HOME HUB | SE5700H-US | 5700 |  | 1 |  |  | 0.99 |  | Outdoor | next to meter
NJADRE1559367736 | Administratively Determined Incentive Program | Hammonton | 8037 | 7.89 | Residential | Behind the Meter | Yes | SunnyMac, LLC | AC Electric |  | Accepted | 2025-03-28 | 2025-04-21 | 2026-04-21 | Solar Panels | HANWHA | Q.PEAK DUO BLK ML-G10+ 415W |  | 0.415 | 6 | 238 | 26 |  | Fixed | Roof
NJADRE1559367742 | Administratively Determined Incentive Program | SouthHampton | 8088 | 21.68 | Residential | Behind the Meter | Yes | Whitman Construction, LLC | PSE&G |  | Accepted | 2025-03-28 | 2025-04-22 | 2026-04-22 | Solar Panels | Jinko Solar | JKM425N-54HL4-B |  | 0.425 | 8 | 142 | 37 |  | Fixed | Roof
NJADRE1559367742 | Administratively Determined Incentive Program | SouthHampton | 8088 | 21.68 | Residential | Behind the Meter | Yes | Whitman Construction, LLC | PSE&G |  | Accepted | 2025-03-28 | 2025-04-22 | 2026-04-22 | Solar Panels | Jinko Solar | JKM425N-54HL4-B |  | 0.425 | 16 | 232 | 18 |  | Fixed | Roof
NJADRE1559367742 | Administratively Determined Incentive Program | SouthHampton | 8088 | 21.68 | Residential | Behind the Meter | Yes | Whitman Construction, LLC | PSE&G |  | Accepted | 2025-03-28 | 2025-04-22 | 2026-04-22 | Solar Panels | Jinko Solar | JKM425N-54HL4-B |  | 0.425 | 14 | 52 | 18 |  | Fixed | Roof
NJADRE1559367742 | Administratively Determined Incentive Program | SouthHampton | 8088 | 21.68 | Residential | Behind the Meter | Yes | Whitman Construction, LLC | PSE&G |  | Accepted | 2025-03-28 | 2025-04-22 | 2026-04-22 | Solar Panels | Jinko Solar | JKM425N-54HL4-B |  | 0.425 | 4 | 52 | 16 |  | Fixed | Roof
NJADRE1559367742 | Administratively Determined Incentive Program | SouthHampton | 8088 | 21.68 | Residential | Behind the Meter | Yes | Whitman Construction, LLC | PSE&G |  | Accepted | 2025-03-28 | 2025-04-22 | 2026-04-22 | Solar Panels | Jinko Solar | JKM425N-54HL4-B |  | 0.425 | 3 | 232 | 37 |  | Fixed | Roof
NJADRE1559367742 | Administratively Determined Incentive Program | SouthHampton | 8088 | 21.68 | Residential | Behind the Meter | Yes | Whitman Construction, LLC | PSE&G |  | Accepted | 2025-03-28 | 2025-04-22 | 2026-04-22 | Solar Panels | Jinko Solar | JKM425N-54HL4-B |  | 0.425 | 6 | 232 | 12 |  | Fixed | Roof
NJADRE1559367742 | Administratively Determined Incentive Program | SouthHampton | 8088 | 21.68 | Residential | Behind the Meter | Yes | Whitman Construction, LLC | PSE&G |  | Accepted | 2025-03-28 | 2025-04-22 | 2026-04-22 | Inverters | ENPHASE | IQ8PLUS-72-2-US | 290 |  | 51 |  |  | 0.975 |  | Outdoor
NJADRE1559367744 | Administratively Determined Incentive Program | NORTH CAPE MAY | 8204 | 4.73 | Residential | Behind the Meter | Yes | EMT Renewables, LLC | AC Electric |  | Accepted | 2025-03-28 | 2025-04-22 | 2026-04-22 | Inverters | ENPHASE | IQ8+ | 290 |  | 11 |  |  | 0.98 |  | Other | UNDER EACH PANEL
NJADRE1559367744 | Administratively Determined Incentive Program | NORTH CAPE MAY | 8204 | 4.73 | Residential | Behind the Meter | Yes | EMT Renewables, LLC | AC Electric |  | Accepted | 2025-03-28 | 2025-04-22 | 2026-04-22 | Solar Panels | SEG SOLAR | SEG 430 |  | 0.43 | 2 | 145 | 22 |  | Fixed | Roof
NJADRE1559367744 | Administratively Determined Incentive Program | NORTH CAPE MAY | 8204 | 4.73 | Residential | Behind the Meter | Yes | EMT Renewables, LLC | AC Electric |  | Accepted | 2025-03-28 | 2025-04-22 | 2026-04-22 | Solar Panels | SEG SOLAR | SEG 430 |  | 0.43 | 2 | 235 | 23 |  | Fixed | Roof
NJADRE1559367744 | Administratively Determined Incentive Program | NORTH CAPE MAY | 8204 | 4.73 | Residential | Behind the Meter | Yes | EMT Renewables, LLC | AC Electric |  | Accepted | 2025-03-28 | 2025-04-22 | 2026-04-22 | Solar Panels | SEG SOLAR | SEG 430 |  | 0.43 | 7 | 235 | 22 |  | Fixed | Roof
NJADRE1559367749 | Administratively Determined Incentive Program | Washington Township | 8012 | 10.32 | Residential | Behind the Meter | Yes | EMT Renewables, LLC | AC Electric |  | Accepted | 2025-03-28 | 2025-04-22 | 2026-04-22 | Solar Panels | SEG SOLAR | SEG 430 |  | 0.43 | 18 | 219 | 22 |  | Fixed | Roof
NJADRE1559367749 | Administratively Determined Incentive Program | Washington Township | 8012 | 10.32 | Residential | Behind the Meter | Yes | EMT Renewables, LLC | AC Electric |  | Accepted | 2025-03-28 | 2025-04-22 | 2026-04-22 | Inverters | ENPHASE | IQ8+ | 290 |  | 24 |  |  | 0.98 |  | Other | UNDER EACH PANEL
NJADRE1559367749 | Administratively Determined Incentive Program | Washington Township | 8012 | 10.32 | Residential | Behind the Meter | Yes | EMT Renewables, LLC | AC Electric |  | Accepted | 2025-03-28 | 2025-04-22 | 2026-04-22 | Solar Panels | SEG SOLAR | SEG 430 |  | 0.43 | 6 | 39 | 22 |  | Fixed | Roof
NJADRE1559367760 | Administratively Determined Incentive Program | Carneys Point | 8069 | 3.87 | Residential | Behind the Meter | Yes | EMT Renewables, LLC | AC Electric |  | Accepted | 2025-03-28 | 2025-04-22 | 2026-04-22 | Solar Panels | SEG SOLAR | SEG 430 |  | 0.43 | 7 | 307 | 16 |  | Fixed | Roof
NJADRE1559367760 | Administratively Determined Incentive Program | Carneys Point | 8069 | 3.87 | Residential | Behind the Meter | Yes | EMT Renewables, LLC | AC Electric |  | Accepted | 2025-03-28 | 2025-04-22 | 2026-04-22 | Inverters | ENPHASE | IQ8+ | 290 |  | 9 |  |  | 0.98 |  | Other | UNDER EACH PANEL
NJADRE1559367760 | Administratively Determined Incentive Program | Carneys Point | 8069 | 3.87 | Residential | Behind the Meter | Yes | EMT Renewables, LLC | AC Electric |  | Accepted | 2025-03-28 | 2025-04-22 | 2026-04-22 | Solar Panels | SEG SOLAR | SEG 430 |  | 0.43 | 2 | 37 | 17 |  | Fixed | Roof
NJADRE1559367762 | Administratively Determined Incentive Program | Egg Harbor Township | 8234 | 5.59 | Residential | Behind the Meter | Yes | Velocity Energy & Home Solutions Inc. | AC Electric |  | Accepted | 2025-03-28 | 2025-04-22 | 2026-04-22 | Solar Panels | seg | 430w |  | 0.43 | 10 | 170 | 20 |  | Fixed | Roof
NJADRE1559367762 | Administratively Determined Incentive Program | Egg Harbor Township | 8234 | 5.59 | Residential | Behind the Meter | Yes | Velocity Energy & Home Solutions Inc. | AC Electric |  | Accepted | 2025-03-28 | 2025-04-22 | 2026-04-22 | Inverters | enphase | iq8plus | 290 |  | 13 |  |  | 0.99 |  | Outside | behind panels
NJADRE1559367762 | Administratively Determined Incentive Program | Egg Harbor Township | 8234 | 5.59 | Residential | Behind the Meter | Yes | Velocity Energy & Home Solutions Inc. | AC Electric |  | Accepted | 2025-03-28 | 2025-04-22 | 2026-04-22 | Solar Panels | seg | 430w |  | 0.43 | 3 | 350 | 20 |  | Fixed | Roof
NJADRE1559367766 | Administratively Determined Incentive Program | Essex Fells | 7021 | 7.47 | Residential | Behind the Meter | Yes | SunnyMac, LLC | PSE&G |  | Accepted | 2025-03-28 | 2025-04-22 | 2026-04-22 | Inverters | SOLAREDGE HOME HUB | SE7600H-US | 7600 |  | 1 |  |  | 0.99 |  | Outdoor | next to meter
NJADRE1559367766 | Administratively Determined Incentive Program | Essex Fells | 7021 | 7.47 | Residential | Behind the Meter | Yes | SunnyMac, LLC | PSE&G |  | Accepted | 2025-03-28 | 2025-04-22 | 2026-04-22 | Solar Panels | HANWHA | Q.PEAK DUO BLK ML-G10+ 415W |  | 0.415 | 18 | 225 | 25 |  | Fixed | Roof
NJADRE1559367916 | Administratively Determined Incentive Program | Carneys Point Township | 8069 | 8.6 | Residential | Behind the Meter | Yes | Velocity Energy & Home Solutions Inc. | AC Electric |  | Accepted | 2025-03-28 | 2025-04-23 | 2026-04-23 | Solar Panels | seg | 430w |  | 0.43 | 2 | 29 | 20 |  | Fixed | Roof
NJADRE1559367916 | Administratively Determined Incentive Program | Carneys Point Township | 8069 | 8.6 | Residential | Behind the Meter | Yes | Velocity Energy & Home Solutions Inc. | AC Electric |  | Accepted | 2025-03-28 | 2025-04-23 | 2026-04-23 | Inverters | enphase | iq8plus | 290 |  | 20 |  |  | 0.99 |  | Outside | behind panels
NJADRE1559367916 | Administratively Determined Incentive Program | Carneys Point Township | 8069 | 8.6 | Residential | Behind the Meter | Yes | Velocity Energy & Home Solutions Inc. | AC Electric |  | Accepted | 2025-03-28 | 2025-04-23 | 2026-04-23 | Solar Panels | seg | 430w |  | 0.43 | 3 | 209 | 15 |  | Fixed | Roof
NJADRE1559367916 | Administratively Determined Incentive Program | Carneys Point Township | 8069 | 8.6 | Residential | Behind the Meter | Yes | Velocity Energy & Home Solutions Inc. | AC Electric |  | Accepted | 2025-03-28 | 2025-04-23 | 2026-04-23 | Solar Panels | seg | 430w |  | 0.43 | 15 | 209 | 20 |  | Fixed | Roof
NJADRE1559368141 | Administratively Determined Incentive Program | Cape May | 8204 | 7.31 | Residential | Behind the Meter | Yes | EMT Renewables, LLC | AC Electric |  | Accepted | 2025-03-28 | 2025-04-22 | 2026-04-22 | Solar Panels | SEG SOLAR | SEG 430 |  | 0.43 | 8 | 197 | 22 |  | Fixed | Roof
NJADRE1559368141 | Administratively Determined Incentive Program | Cape May | 8204 | 7.31 | Residential | Behind the Meter | Yes | EMT Renewables, LLC | AC Electric |  | Accepted | 2025-03-28 | 2025-04-22 | 2026-04-22 | Solar Panels | SEG SOLAR | SEG 430 |  | 0.43 | 9 | 196 | 18 |  | Fixed | Roof
NJADRE1559368141 | Administratively Determined Incentive Program | Cape May | 8204 | 7.31 | Residential | Behind the Meter | Yes | EMT Renewables, LLC | AC Electric |  | Accepted | 2025-03-28 | 2025-04-22 | 2026-04-22 | Inverters | ENPHASE | IQ8+ | 290 |  | 17 |  |  | 0.98 |  | Other | UNDER EACH PANEL
NJADRE1559368399 | Administratively Determined Incentive Program | OAKHURST | 7756 | 9.78 | Residential | Behind the Meter | Yes | SunPurity, LLC | JCP&L |  | Accepted | 2025-03-28 | 2025-04-21 | 2026-04-21 | Inverters | SolarEdge | SE7600H-US | 7600 |  | 1 |  |  | 0.99 |  | Outdoor
NJADRE1559368399 | Administratively Determined Incentive Program | OAKHURST | 7756 | 9.78 | Residential | Behind the Meter | Yes | SunPurity, LLC | JCP&L |  | Accepted | 2025-03-28 | 2025-04-21 | 2026-04-21 | Solar Panels | Jinko | JKM425N-54HL4-B (425W) |  | 0.425 | 13 | 261 | 26 |  | Fixed | Roof
NJADRE1559368399 | Administratively Determined Incentive Program | OAKHURST | 7756 | 9.78 | Residential | Behind the Meter | Yes | SunPurity, LLC | JCP&L |  | Accepted | 2025-03-28 | 2025-04-21 | 2026-04-21 | Solar Panels | Jinko | JKM425N-54HL4-B (425W) |  | 0.425 | 10 | 81 | 26 |  | Fixed | Roof
NJADRE1559368407 | Administratively Determined Incentive Program | Stanhope | 7874 | 17.2 | Residential | Behind the Meter | Yes | PosiGen Developer, LLC | JCP&L |  | Accepted | 2025-03-28 | 2025-04-21 | 2026-04-21 | Inverters | SolarEdge | SE7600H-US | 7600 |  | 2 |  |  | 0.99 |  | Outside | within ten feet of meter
NJADRE1559368407 | Administratively Determined Incentive Program | Stanhope | 7874 | 17.2 | Residential | Behind the Meter | Yes | PosiGen Developer, LLC | JCP&L |  | Accepted | 2025-03-28 | 2025-04-21 | 2026-04-21 | Solar Panels | Seg Solar | SEG-430-BTD-BG |  | 0.43 | 17 | 39 | 18 |  | Fixed | Roof
NJADRE1559368407 | Administratively Determined Incentive Program | Stanhope | 7874 | 17.2 | Residential | Behind the Meter | Yes | PosiGen Developer, LLC | JCP&L |  | Accepted | 2025-03-28 | 2025-04-21 | 2026-04-21 | Solar Panels | Seg Solar | SEG-430-BTD-BG |  | 0.43 | 2 | 39 | 18 |  | Fixed | Roof
NJADRE1559368407 | Administratively Determined Incentive Program | Stanhope | 7874 | 17.2 | Residential | Behind the Meter | Yes | PosiGen Developer, LLC | JCP&L |  | Accepted | 2025-03-28 | 2025-04-21 | 2026-04-21 | Solar Panels | Seg Solar | SEG-430-BTD-BG |  | 0.43 | 21 | 219 | 17 |  | Fixed | Roof
NJADRE1559368410 | Administratively Determined Incentive Program | Port Norris | 8349 | 7.31 | Residential | Behind the Meter | Yes | EMT Renewables, LLC | AC Electric |  | Accepted | 2025-03-28 | 2025-04-21 | 2026-04-21 | Solar Panels | SEG SOLAR | SEG 430 |  | 0.43 | 3 | 94 | 9 |  | Fixed | Roof
NJADRE1559368410 | Administratively Determined Incentive Program | Port Norris | 8349 | 7.31 | Residential | Behind the Meter | Yes | EMT Renewables, LLC | AC Electric |  | Accepted | 2025-03-28 | 2025-04-21 | 2026-04-21 | Inverters | ENPHASE | IQ8+ | 290 |  | 17 |  |  | 0.98 |  | Other | UNDER EACH PANEL
NJADRE1559368410 | Administratively Determined Incentive Program | Port Norris | 8349 | 7.31 | Residential | Behind the Meter | Yes | EMT Renewables, LLC | AC Electric |  | Accepted | 2025-03-28 | 2025-04-21 | 2026-04-21 | Solar Panels | SEG SOLAR | SEG 430 |  | 0.43 | 4 | 183 | 48 |  | Fixed | Roof
NJADRE1559368410 | Administratively Determined Incentive Program | Port Norris | 8349 | 7.31 | Residential | Behind the Meter | Yes | EMT Renewables, LLC | AC Electric |  | Accepted | 2025-03-28 | 2025-04-21 | 2026-04-21 | Solar Panels | SEG SOLAR | SEG 430 |  | 0.43 | 3 | 93 | 46 |  | Fixed | Roof
NJADRE1559368410 | Administratively Determined Incentive Program | Port Norris | 8349 | 7.31 | Residential | Behind the Meter | Yes | EMT Renewables, LLC | AC Electric |  | Accepted | 2025-03-28 | 2025-04-21 | 2026-04-21 | Solar Panels | SEG SOLAR | SEG 430 |  | 0.43 | 2 | 4 | 9 |  | Fixed | Roof
NJADRE1559368410 | Administratively Determined Incentive Program | Port Norris | 8349 | 7.31 | Residential | Behind the Meter | Yes | EMT Renewables, LLC | AC Electric |  | Accepted | 2025-03-28 | 2025-04-21 | 2026-04-21 | Solar Panels | SEG SOLAR | SEG 430 |  | 0.43 | 5 | 183 | 43 |  | Fixed | Roof
NJADRE1559368419 | Administratively Determined Incentive Program | MANAHAWKIN | 8050 | 7.74 | Residential | Behind the Meter | Yes | EMT Renewables, LLC | AC Electric |  | Accepted | 2025-03-28 | 2025-04-22 | 2026-04-22 | Solar Panels | SEG SOLAR | SEG 430 |  | 0.43 | 18 | 101 | 25 |  | Fixed | Roof
NJADRE1559368419 | Administratively Determined Incentive Program | MANAHAWKIN | 8050 | 7.74 | Residential | Behind the Meter | Yes | EMT Renewables, LLC | AC Electric |  | Accepted | 2025-03-28 | 2025-04-22 | 2026-04-22 | Inverters | ENPHASE | IQ8+ | 290 |  | 18 |  |  | 0.98 |  | Other | UNDER EACH PANEL
NJADRE1559368439 | Administratively Determined Incentive Program | CAPE MAY | 8204 | 12.9 | Residential | Behind the Meter | Yes | EMT Renewables, LLC | AC Electric |  | Accepted | 2025-03-28 | 2025-04-21 | 2026-04-21 | Solar Panels | SEG SOLAR | SEG 430 |  | 0.43 | 2 | 97 | 28 |  | Fixed | Roof
NJADRE1559368439 | Administratively Determined Incentive Program | CAPE MAY | 8204 | 12.9 | Residential | Behind the Meter | Yes | EMT Renewables, LLC | AC Electric |  | Accepted | 2025-03-28 | 2025-04-21 | 2026-04-21 | Solar Panels | SEG SOLAR | SEG 430 |  | 0.43 | 11 | 187 | 16 |  | Fixed | Roof
NJADRE1559368439 | Administratively Determined Incentive Program | CAPE MAY | 8204 | 12.9 | Residential | Behind the Meter | Yes | EMT Renewables, LLC | AC Electric |  | Accepted | 2025-03-28 | 2025-04-21 | 2026-04-21 | Solar Panels | SEG SOLAR | SEG 430 |  | 0.43 | 9 | 7 | 16 |  | Fixed | Roof
NJADRE1559368439 | Administratively Determined Incentive Program | CAPE MAY | 8204 | 12.9 | Residential | Behind the Meter | Yes | EMT Renewables, LLC | AC Electric |  | Accepted | 2025-03-28 | 2025-04-21 | 2026-04-21 | Solar Panels | SEG SOLAR | SEG 430 |  | 0.43 | 8 | 97 | 28 |  | Fixed | Roof
NJADRE1559368439 | Administratively Determined Incentive Program | CAPE MAY | 8204 | 12.9 | Residential | Behind the Meter | Yes | EMT Renewables, LLC | AC Electric |  | Accepted | 2025-03-28 | 2025-04-21 | 2026-04-21 | Inverters | ENPHASE | IQ8+ | 290 |  | 30 |  |  | 0.98 |  | Other | UNDER EACH PANEL
NJADRE1559368469 | Administratively Determined Incentive Program | Villas | 8251 | 6.45 | Residential | Behind the Meter | Yes | EMT Renewables, LLC | AC Electric |  | Accepted | 2025-03-28 | 2025-04-21 | 2026-04-21 | Solar Panels | SEG SOLAR | SEG 430 |  | 0.43 | 15 | 212 | 32 |  | Fixed | Roof
NJADRE1559368469 | Administratively Determined Incentive Program | Villas | 8251 | 6.45 | Residential | Behind the Meter | Yes | EMT Renewables, LLC | AC Electric |  | Accepted | 2025-03-28 | 2025-04-21 | 2026-04-21 | Inverters | ENPHASE | IQ8+ | 290 |  | 15 |  |  | 0.98 |  | Other | UNDER EACH PANEL
NJADRE1559368503 | Administratively Determined Incentive Program | SOMERS POINT | 8244 | 2.46 | Residential | Behind the Meter | Yes | Trinity Solar, LLC | AC Electric |  | Accepted | 2025-03-28 | 2025-06-11 | 2026-06-11 | Inverters | Solar Edge | SE3800H-US | 3800 |  | 1 |  |  | 0.986 |  | Outside
NJADRE1559368503 | Administratively Determined Incentive Program | SOMERS POINT | 8244 | 2.46 | Residential | Behind the Meter | Yes | Trinity Solar, LLC | AC Electric |  | Accepted | 2025-03-28 | 2025-06-11 | 2026-06-11 | Solar Panels | Hanwha | Q.PEAK DUO BLK ML-G10+ 410 |  | 0.41 | 6 | 234 | 26 |  | Fixed | Roof
NJADRE1559368516 | Administratively Determined Incentive Program | Absecon | 8201 | 4.3 | Residential | Behind the Meter | Yes | Sustainable Energy Systems, LLC | AC Electric |  | Accepted | 2025-03-28 | 2025-04-23 | 2026-04-23 | Solar Panels | SEG Solar | SEG-430-BTD-BG |  | 0.43 | 10 | 115 | 15 |  | Fixed | Roof
NJADRE1559368516 | Administratively Determined Incentive Program | Absecon | 8201 | 4.3 | Residential | Behind the Meter | Yes | Sustainable Energy Systems, LLC | AC Electric |  | Accepted | 2025-03-28 | 2025-04-23 | 2026-04-23 | Inverters | SolarEdge Technologies | SE3800H-US | 4 |  | 1 |  |  | 0.99 |  | Outside
NJADRE1559368517 | Administratively Determined Incentive Program | VILLAS | 8251 | 6.15 | Residential | Behind the Meter | Yes | EMT Renewables, LLC | AC Electric |  | Accepted | 2025-03-28 | 2025-04-21 | 2026-04-21 | Inverters | ENPHASE | IQ8+ | 290 |  | 15 |  |  | 0.98 |  | Other | UNDER EACH PANEL
NJADRE1559368517 | Administratively Determined Incentive Program | VILLAS | 8251 | 6.15 | Residential | Behind the Meter | Yes | EMT Renewables, LLC | AC Electric |  | Accepted | 2025-03-28 | 2025-04-21 | 2026-04-21 | Solar Panels | MSE PERC | MSE-410 |  | 0.41 | 5 | 209 | 28 |  | Fixed | Roof
NJADRE1559368517 | Administratively Determined Incentive Program | VILLAS | 8251 | 6.15 | Residential | Behind the Meter | Yes | EMT Renewables, LLC | AC Electric |  | Accepted | 2025-03-28 | 2025-04-21 | 2026-04-21 | Solar Panels | MSE PERC | MSE-410 |  | 0.41 | 10 | 119 | 40 |  | Fixed | Roof
NJADRE1559368870 | Administratively Determined Incentive Program | TRENTON | 8618 | 5.74 | Residential | Behind the Meter | Yes | EMT Renewables, LLC | PSE&G |  | Accepted | 2025-03-28 | 2025-04-21 | 2026-04-21 | Inverters | ENPHASE | IQ8+ | 290 |  | 14 |  |  | 0.98 |  | Other | UNDER EACH PANEL
NJADRE1559368870 | Administratively Determined Incentive Program | TRENTON | 8618 | 5.74 | Residential | Behind the Meter | Yes | EMT Renewables, LLC | PSE&G |  | Accepted | 2025-03-28 | 2025-04-21 | 2026-04-21 | Solar Panels | MSE PERC | MSE-410 |  | 0.41 | 4 | 300 | 32 |  | Fixed | Roof
NJADRE1559368870 | Administratively Determined Incentive Program | TRENTON | 8618 | 5.74 | Residential | Behind the Meter | Yes | EMT Renewables, LLC | PSE&G |  | Accepted | 2025-03-28 | 2025-04-21 | 2026-04-21 | Solar Panels | MSE PERC | MSE-410 |  | 0.41 | 10 | 120 | 32 |  | Fixed | Roof
NJADRE1559368928 | Administratively Determined Incentive Program | Iselin | 8830 | 10.66 | Residential | Behind the Meter | No | Powur, PBC | PSE&G |  | Accepted | 2025-03-28 | 2025-04-21 | 2026-04-21 | Solar Panels | Hanwha Q-Cells | Q.PEAK DUO BLK ML-G10+ |  | 0.41 | 12 | 284 | 30 |  | Fixed | Roof
NJADRE1559368928 | Administratively Determined Incentive Program | Iselin | 8830 | 10.66 | Residential | Behind the Meter | No | Powur, PBC | PSE&G |  | Accepted | 2025-03-28 | 2025-04-21 | 2026-04-21 | Inverters | Enphase | IQ8MC-72-M-US | 320 |  | 26 |  |  | 0.97 |  | Outside
NJADRE1559368928 | Administratively Determined Incentive Program | Iselin | 8830 | 10.66 | Residential | Behind the Meter | No | Powur, PBC | PSE&G |  | Accepted | 2025-03-28 | 2025-04-21 | 2026-04-21 | Solar Panels | Hanwha Q-Cells | Q.PEAK DUO BLK ML-G10+ |  | 0.41 | 14 | 104 | 30 |  | Fixed | Roof
NJADRE1559368928 | Administratively Determined Incentive Program | Iselin | 8830 | 10.66 | Residential | Behind the Meter | No | Powur, PBC | PSE&G |  | Accepted | 2025-03-28 | 2025-04-21 | 2026-04-21 | Meters | Enphase | X-IQ-AM1-240-5-HDK |  |  | 1 |  |  |  | Yes | Outdoor
NJADRE1559369033 | Administratively Determined Incentive Program | Chesterfield | 8515 | 14.35 | Residential | Behind the Meter | No | Tesla Energy Operations, Inc. | PSE&G |  | Accepted | 2025-03-28 | 2025-04-21 | 2026-04-21 | Inverters | Tesla | 1538000-XX-Y | 7600 |  | 2 |  |  | 0.98 |  | Outdoor
NJADRE1559369033 | Administratively Determined Incentive Program | Chesterfield | 8515 | 14.35 | Residential | Behind the Meter | No | Tesla Energy Operations, Inc. | PSE&G |  | Accepted | 2025-03-28 | 2025-04-21 | 2026-04-21 | Solar Panels | Hanwha | Q.PEAK DUO BLK ML-G10.a+/TS 410 |  | 0.41 | 21 | 76 | 27 |  | Fixed | Roof
NJADRE1559369033 | Administratively Determined Incentive Program | Chesterfield | 8515 | 14.35 | Residential | Behind the Meter | No | Tesla Energy Operations, Inc. | PSE&G |  | Accepted | 2025-03-28 | 2025-04-21 | 2026-04-21 | Solar Panels | Hanwha | Q.PEAK DUO BLK ML-G10.a+/TS 410 |  | 0.41 | 11 | 253 | 27 |  | Fixed | Roof
NJADRE1559369033 | Administratively Determined Incentive Program | Chesterfield | 8515 | 14.35 | Residential | Behind the Meter | No | Tesla Energy Operations, Inc. | PSE&G |  | Accepted | 2025-03-28 | 2025-04-21 | 2026-04-21 | Solar Panels | Hanwha | Q.PEAK DUO BLK ML-G10.a+/TS 410 |  | 0.41 | 3 | 166 | 40 |  | Fixed | Roof
NJADRE1559369223 | Administratively Determined Incentive Program | South River | 8882 | 7.65 | Residential | Behind the Meter | No | Brilliant Installations, Inc. | South River |  | Accepted | 2025-05-16 | 2025-06-13 | 2026-06-13 | Inverters | SolarEdge Technologies Inc. | USE5700H-USMNUBL75 | 5700 |  | 1 |  |  | 0.97 |  | Outdoor
NJADRE1559369223 | Administratively Determined Incentive Program | South River | 8882 | 7.65 | Residential | Behind the Meter | No | Brilliant Installations, Inc. | South River |  | Accepted | 2025-05-16 | 2025-06-13 | 2026-06-13 | Solar Panels | JINKO SOLAR | JKM425N-54HL-4-B |  | 0.425 | 10 | 234 | 30 |  | Fixed | Roof
NJADRE1559369223 | Administratively Determined Incentive Program | South River | 8882 | 7.65 | Residential | Behind the Meter | No | Brilliant Installations, Inc. | South River |  | Accepted | 2025-05-16 | 2025-06-13 | 2026-06-13 | Solar Panels | JINKO SOLAR | JKM425N-54HL-4-B |  | 0.425 | 8 | 144 | 5 |  | Fixed | Roof
NJADRE1559369240 | Administratively Determined Incentive Program | Egg Harbor Twp | 8234 | 5.53 | Residential | Behind the Meter | Yes | Power Energy Solutions, LLC | AC Electric |  | Accepted | 2025-03-28 | 2025-04-21 | 2026-04-21 | Solar Panels | Trina Solar | TSM-425NE09RC.05 |  | 0.425 | 2 | 351 | 22 |  | Fixed | Roof
NJADRE1559369240 | Administratively Determined Incentive Program | Egg Harbor Twp | 8234 | 5.53 | Residential | Behind the Meter | Yes | Power Energy Solutions, LLC | AC Electric |  | Accepted | 2025-03-28 | 2025-04-21 | 2026-04-21 | Solar Panels | Trina Solar | TSM-425NE09RC.05 |  | 0.425 | 11 | 171 | 22 |  | Fixed | Roof
NJADRE1559369240 | Administratively Determined Incentive Program | Egg Harbor Twp | 8234 | 5.53 | Residential | Behind the Meter | Yes | Power Energy Solutions, LLC | AC Electric |  | Accepted | 2025-03-28 | 2025-04-21 | 2026-04-21 | Inverters | SolarEdge | SE3800H-US | 4 |  | 1 |  |  | 0.97 |  | Outdoor
NJADRE1559369244 | Administratively Determined Incentive Program | Wall Twp | 7719 | 7.38 | Residential | Behind the Meter | No | Trinity Solar, Inc. | JCP&L |  | Accepted | 2025-03-28 | 2025-04-23 | 2026-04-23 | Inverters | Solar Edge | SE6000H-US | 6000 |  | 1 |  |  | 0.97 |  | Outdoor
NJADRE1559369244 | Administratively Determined Incentive Program | Wall Twp | 7719 | 7.38 | Residential | Behind the Meter | No | Trinity Solar, Inc. | JCP&L |  | Accepted | 2025-03-28 | 2025-04-23 | 2026-04-23 | Solar Panels | HANWHA | (Q.PEAK DUO BLK ML-G10+ 410) |  | 0.41 | 9 | 260 | 28 |  | Fixed | Roof
NJADRE1559369244 | Administratively Determined Incentive Program | Wall Twp | 7719 | 7.38 | Residential | Behind the Meter | No | Trinity Solar, Inc. | JCP&L |  | Accepted | 2025-03-28 | 2025-04-23 | 2026-04-23 | Solar Panels | HANWHA | (Q.PEAK DUO BLK ML-G10+ 410) |  | 0.41 | 9 | 80 | 28 |  | Fixed | Roof
NJADRE1559369283 | Administratively Determined Incentive Program | East Brunswick | 8816 | 14.88 | Residential | Behind the Meter | Yes | Integrity Solar & Home Solutions, LLC | PSE&G |  | Accepted | 2025-03-28 | 2025-04-21 | 2026-04-21 | Inverters | ENPHASE | IQ8+ | 290 |  | 35 |  |  | 0.98 |  | Other | UNDER EACH PANEL
NJADRE1559369283 | Administratively Determined Incentive Program | East Brunswick | 8816 | 14.88 | Residential | Behind the Meter | Yes | Integrity Solar & Home Solutions, LLC | PSE&G |  | Accepted | 2025-03-28 | 2025-04-21 | 2026-04-21 | Solar Panels | JINKO | JKM425N-54HL4-B |  | 0.425 | 3 | 179 | 19 |  | Fixed | Roof
NJADRE1559369283 | Administratively Determined Incentive Program | East Brunswick | 8816 | 14.88 | Residential | Behind the Meter | Yes | Integrity Solar & Home Solutions, LLC | PSE&G |  | Accepted | 2025-03-28 | 2025-04-21 | 2026-04-21 | Solar Panels | JINKO | JKM425N-54HL4-B |  | 0.425 | 7 | 179 | 18 |  | Fixed | Roof
NJADRE1559369283 | Administratively Determined Incentive Program | East Brunswick | 8816 | 14.88 | Residential | Behind the Meter | Yes | Integrity Solar & Home Solutions, LLC | PSE&G |  | Accepted | 2025-03-28 | 2025-04-21 | 2026-04-21 | Solar Panels | JINKO | JKM425N-54HL4-B |  | 0.425 | 12 | 359 | 18 |  | Fixed | Roof
NJADRE1559369283 | Administratively Determined Incentive Program | East Brunswick | 8816 | 14.88 | Residential | Behind the Meter | Yes | Integrity Solar & Home Solutions, LLC | PSE&G |  | Accepted | 2025-03-28 | 2025-04-21 | 2026-04-21 | Solar Panels | JINKO | JKM425N-54HL4-B |  | 0.425 | 8 | 359 | 18 |  | Fixed | Roof
NJADRE1559369283 | Administratively Determined Incentive Program | East Brunswick | 8816 | 14.88 | Residential | Behind the Meter | Yes | Integrity Solar & Home Solutions, LLC | PSE&G |  | Accepted | 2025-03-28 | 2025-04-21 | 2026-04-21 | Solar Panels | JINKO | JKM425N-54HL4-B |  | 0.425 | 5 | 179 | 18 |  | Fixed | Roof
NJADRE1559369292 | Administratively Determined Incentive Program | BERLIN | 8009 | 20.5 | Residential | Behind the Meter | No | Tesla Energy Operations, Inc. | AC Electric |  | Accepted | 2025-03-28 | 2025-04-21 | 2026-04-21 | Solar Panels | Hanwha | Q.PEAK DUO BLK ML-G10.a+/TS 410 |  | 0.41 | 26 | 263 | 18 |  | Fixed | Roof
NJADRE1559369292 | Administratively Determined Incentive Program | BERLIN | 8009 | 20.5 | Residential | Behind the Meter | No | Tesla Energy Operations, Inc. | AC Electric |  | Accepted | 2025-03-28 | 2025-04-21 | 2026-04-21 | Electric Storage Battery | Tesla | Powerwall 3 |  |  | 3 |  |  |  | Lithium Ion |  | Outside
NJADRE1559369292 | Administratively Determined Incentive Program | BERLIN | 8009 | 20.5 | Residential | Behind the Meter | No | Tesla Energy Operations, Inc. | AC Electric |  | Accepted | 2025-03-28 | 2025-04-21 | 2026-04-21 | Inverters | Tesla | 1707000-XX-Y | 11500 |  | 2 |  |  | 0.98 |  | Outdoor
NJADRE1559369292 | Administratively Determined Incentive Program | BERLIN | 8009 | 20.5 | Residential | Behind the Meter | No | Tesla Energy Operations, Inc. | AC Electric |  | Accepted | 2025-03-28 | 2025-04-21 | 2026-04-21 | Solar Panels | Hanwha | Q.PEAK DUO BLK ML-G10.a+/TS 410 |  | 0.41 | 20 | 83 | 18 |  | Fixed | Roof
NJADRE1559369292 | Administratively Determined Incentive Program | BERLIN | 8009 | 20.5 | Residential | Behind the Meter | No | Tesla Energy Operations, Inc. | AC Electric |  | Accepted | 2025-03-28 | 2025-04-21 | 2026-04-21 | Solar Panels | Hanwha | Q.PEAK DUO BLK ML-G10.a+/TS 410 |  | 0.41 | 4 | 83 | 18 |  | Fixed | Roof
NJADRE1559369299 | Administratively Determined Incentive Program | UNION | 7083 | 8.61 | Residential | Behind the Meter | Yes | Sunrun Installation Services, Inc. | PSE&G |  | Accepted | 2025-03-28 | 2025-04-22 | 2026-04-22 | Solar Panels | HANWHA Q-CELLS | Q.PEAK DUO BLK ML-G10+ 410 |  | 0.41 | 8 | 123 | 20 |  | Fixed | Roof
NJADRE1559369299 | Administratively Determined Incentive Program | UNION | 7083 | 8.61 | Residential | Behind the Meter | Yes | Sunrun Installation Services, Inc. | PSE&G |  | Accepted | 2025-03-28 | 2025-04-22 | 2026-04-22 | Solar Panels | HANWHA Q-CELLS | Q.PEAK DUO BLK ML-G10+ 410 |  | 0.41 | 8 | 303 | 20 |  | Fixed | Roof
NJADRE1559369299 | Administratively Determined Incentive Program | UNION | 7083 | 8.61 | Residential | Behind the Meter | Yes | Sunrun Installation Services, Inc. | PSE&G |  | Accepted | 2025-03-28 | 2025-04-22 | 2026-04-22 | Solar Panels | HANWHA Q-CELLS | Q.PEAK DUO BLK ML-G10+ 410 |  | 0.41 | 5 | 123 | 19 |  | Fixed | Roof
NJADRE1559369299 | Administratively Determined Incentive Program | UNION | 7083 | 8.61 | Residential | Behind the Meter | Yes | Sunrun Installation Services, Inc. | PSE&G |  | Accepted | 2025-03-28 | 2025-04-22 | 2026-04-22 | Inverters | SOLAREDGE TECHNOLOGIES | SE5700H-USMN | 5760 |  | 1 |  |  | 0.99 |  | Outdoor
NJADRE1559369300 | Administratively Determined Incentive Program | SICKLERVILLE | 8081 | 11.18 | Residential | Behind the Meter | Yes | EMT Renewables, LLC | AC Electric |  | Accepted | 2025-03-28 | 2025-04-21 | 2026-04-21 | Solar Panels | SEG SOLAR | SEG 430 |  | 0.43 | 6 | 245 | 34 |  | Fixed | Roof
NJADRE1559369300 | Administratively Determined Incentive Program | SICKLERVILLE | 8081 | 11.18 | Residential | Behind the Meter | Yes | EMT Renewables, LLC | AC Electric |  | Accepted | 2025-03-28 | 2025-04-21 | 2026-04-21 | Inverters | ENPHASE | IQ8+ | 290 |  | 26 |  |  | 0.98 |  | Other | UNDER EACH PANEL
NJADRE1559369300 | Administratively Determined Incentive Program | SICKLERVILLE | 8081 | 11.18 | Residential | Behind the Meter | Yes | EMT Renewables, LLC | AC Electric |  | Accepted | 2025-03-28 | 2025-04-21 | 2026-04-21 | Solar Panels | SEG SOLAR | SEG 430 |  | 0.43 | 4 | 335 | 26 |  | Fixed | Roof
NJADRE1559369300 | Administratively Determined Incentive Program | SICKLERVILLE | 8081 | 11.18 | Residential | Behind the Meter | Yes | EMT Renewables, LLC | AC Electric |  | Accepted | 2025-03-28 | 2025-04-21 | 2026-04-21 | Solar Panels | SEG SOLAR | SEG 430 |  | 0.43 | 16 | 155 | 26 |  | Fixed | Roof
NJADRE1559369323 | Administratively Determined Incentive Program | SICKLERVILLE | 8081 | 15.17 | Residential | Behind the Meter | Yes | EMT Renewables, LLC | AC Electric |  | Accepted | 2025-03-28 | 2025-04-21 | 2026-04-21 | Solar Panels | MSE PERC | MSE-410 |  | 0.41 | 17 | 250 | 30 |  | Fixed | Roof
NJADRE1559369323 | Administratively Determined Incentive Program | SICKLERVILLE | 8081 | 15.17 | Residential | Behind the Meter | Yes | EMT Renewables, LLC | AC Electric |  | Accepted | 2025-03-28 | 2025-04-21 | 2026-04-21 | Inverters | ENPHASE | IQ8+ | 290 |  | 37 |  |  | 0.98 |  | Other | UNDER EACH PANEL
NJADRE1559369323 | Administratively Determined Incentive Program | SICKLERVILLE | 8081 | 15.17 | Residential | Behind the Meter | Yes | EMT Renewables, LLC | AC Electric |  | Accepted | 2025-03-28 | 2025-04-21 | 2026-04-21 | Solar Panels | MSE PERC | MSE-410 |  | 0.41 | 20 | 70 | 30 |  | Fixed | Roof
NJADRE1559369341 | Administratively Determined Incentive Program | ELIZABETH | 7202 | 4.92 | Residential | Behind the Meter | Yes | EMT Renewables, LLC | PSE&G |  | Accepted | 2025-03-28 | 2025-04-22 | 2026-04-22 | Solar Panels | MSE PERC | MSE-410 |  | 0.41 | 12 | 197 | 3 |  | Fixed | Roof
NJADRE1559369341 | Administratively Determined Incentive Program | ELIZABETH | 7202 | 4.92 | Residential | Behind the Meter | Yes | EMT Renewables, LLC | PSE&G |  | Accepted | 2025-03-28 | 2025-04-22 | 2026-04-22 | Inverters | ENPHASE | IQ8+ | 290 |  | 12 |  |  | 0.98 |  | Other | Roof
NJADRE1559369364 | Administratively Determined Incentive Program | Millville | 8332 | 3.44 | Residential | Behind the Meter | Yes | EMT Renewables, LLC | AC Electric |  | Accepted | 2025-03-28 | 2025-04-23 | 2026-04-23 | Inverters | ENPHASE | IQ8+ | 290 |  | 8 |  |  | 0.98 |  | Other | UNDER EACH PANEL
NJADRE1559369364 | Administratively Determined Incentive Program | Millville | 8332 | 3.44 | Residential | Behind the Meter | Yes | EMT Renewables, LLC | AC Electric |  | Accepted | 2025-03-28 | 2025-04-23 | 2026-04-23 | Solar Panels | SEG SOLAR | SEG 430 |  | 0.43 | 2 | 291 | 40 |  | Fixed | Roof
NJADRE1559369364 | Administratively Determined Incentive Program | Millville | 8332 | 3.44 | Residential | Behind the Meter | Yes | EMT Renewables, LLC | AC Electric |  | Accepted | 2025-03-28 | 2025-04-23 | 2026-04-23 | Solar Panels | SEG SOLAR | SEG 430 |  | 0.43 | 1 | 201 | 40 |  | Fixed | Roof
NJADRE1559369364 | Administratively Determined Incentive Program | Millville | 8332 | 3.44 | Residential | Behind the Meter | Yes | EMT Renewables, LLC | AC Electric |  | Accepted | 2025-03-28 | 2025-04-23 | 2026-04-23 | Solar Panels | SEG SOLAR | SEG 430 |  | 0.43 | 3 | 291 | 26 |  | Fixed | Roof
NJADRE1559369364 | Administratively Determined Incentive Program | Millville | 8332 | 3.44 | Residential | Behind the Meter | Yes | EMT Renewables, LLC | AC Electric |  | Accepted | 2025-03-28 | 2025-04-23 | 2026-04-23 | Solar Panels | SEG SOLAR | SEG 430 |  | 0.43 | 2 | 111 | 40 |  | Fixed | Roof
NJADRE1559369626 | Administratively Determined Incentive Program | Hamilton Twp | 8619 | 4.86 | Residential | Behind the Meter | No | Freedom Forever New Jersey, LLC | PSE&G |  | Accepted | 2025-03-28 | 2025-04-21 | 2026-04-21 | Inverters | Solar Edge | SE3800H-USRGM | 3800 |  | 1 |  |  | 0.99 |  | Outdoor
NJADRE1559369626 | Administratively Determined Incentive Program | Hamilton Twp | 8619 | 4.86 | Residential | Behind the Meter | No | Freedom Forever New Jersey, LLC | PSE&G |  | Accepted | 2025-03-28 | 2025-04-21 | 2026-04-21 | Solar Panels | Trina | TSM-405NE09RC.05 |  | 0.405 | 8 | 139 | 32 |  | Fixed | Roof
NJADRE1559369626 | Administratively Determined Incentive Program | Hamilton Twp | 8619 | 4.86 | Residential | Behind the Meter | No | Freedom Forever New Jersey, LLC | PSE&G |  | Accepted | 2025-03-28 | 2025-04-21 | 2026-04-21 | Solar Panels | Trina | TSM-405NE09RC.05 |  | 0.405 | 4 | 319 | 32 |  | Fixed | Roof
NJADRE1559369678 | Administratively Determined Incentive Program | Vernon | 7462 | 760.96 | Commercial | Behind the Meter | Yes | Novitium Energy, LLC | JCP&L |  | Accepted | 2025-03-28 | 2025-04-24 | 2026-04-24 | Solar Panels | Silfab | SILFAB SOLAR SIL-580 XM+ (580W) |  | 0.58 | 350 | 195 | 10 |  | Fixed | Roof
NJADRE1559369678 | Administratively Determined Incentive Program | Vernon | 7462 | 760.96 | Commercial | Behind the Meter | Yes | Novitium Energy, LLC | JCP&L |  | Accepted | 2025-03-28 | 2025-04-24 | 2026-04-24 | Solar Panels | Silfab | SILFAB SOLAR SIL-580 XM+ (580W) |  | 0.58 | 962 | 204 | 10 |  | Fixed | Roof
NJADRE1559369678 | Administratively Determined Incentive Program | Vernon | 7462 | 760.96 | Commercial | Behind the Meter | Yes | Novitium Energy, LLC | JCP&L |  | Accepted | 2025-03-28 | 2025-04-24 | 2026-04-24 | Inverters | Chint CPS | SCA60KTL-DO/US480 | 60000 |  | 10 |  |  | 0.985 |  | Outdoor | roof
NJADRE1559369683 | Administratively Determined Incentive Program | SOMERVILLE | 8876 | 13.12 | Residential | Behind the Meter | Yes | Pro Custom Solar dba Momentum Solar | PSE&G |  | Accepted | 2025-03-28 | 2025-04-22 | 2026-04-22 | Inverters | ENPHASE | IQ8HC-72-M-DOM-US | 380 |  | 32 |  |  | 0.97 |  | Outdoor
NJADRE1559369683 | Administratively Determined Incentive Program | SOMERVILLE | 8876 | 13.12 | Residential | Behind the Meter | Yes | Pro Custom Solar dba Momentum Solar | PSE&G |  | Accepted | 2025-03-28 | 2025-04-22 | 2026-04-22 | Solar Panels | HANWHA | Q.PEAK DUO BLK ML-G10+ 410 |  | 0.41 | 12 | 283 | 14 |  | Fixed | Roof
NJADRE1559369683 | Administratively Determined Incentive Program | SOMERVILLE | 8876 | 13.12 | Residential | Behind the Meter | Yes | Pro Custom Solar dba Momentum Solar | PSE&G |  | Accepted | 2025-03-28 | 2025-04-22 | 2026-04-22 | Solar Panels | HANWHA | Q.PEAK DUO BLK ML-G10+ 410 |  | 0.41 | 13 | 103 | 15 |  | Fixed | Roof
NJADRE1559369683 | Administratively Determined Incentive Program | SOMERVILLE | 8876 | 13.12 | Residential | Behind the Meter | Yes | Pro Custom Solar dba Momentum Solar | PSE&G |  | Accepted | 2025-03-28 | 2025-04-22 | 2026-04-22 | Solar Panels | HANWHA | Q.PEAK DUO BLK ML-G10+ 410 |  | 0.41 | 4 | 103 | 13 |  | Fixed | Roof
NJADRE1559369683 | Administratively Determined Incentive Program | SOMERVILLE | 8876 | 13.12 | Residential | Behind the Meter | Yes | Pro Custom Solar dba Momentum Solar | PSE&G |  | Accepted | 2025-03-28 | 2025-04-22 | 2026-04-22 | Solar Panels | HANWHA | Q.PEAK DUO BLK ML-G10+ 410 |  | 0.41 | 3 | 283 | 13 |  | Fixed | Roof
NJADRE1559369688 | Administratively Determined Incentive Program | Freehold | 7728 | 22.68 | Residential | Behind the Meter | No | Public Service Solar, LLC | JCP&L |  | Accepted | 2025-03-28 | 2025-04-22 | 2026-04-22 | Solar Panels | Panasonic | EVPV420HK2 |  | 0.42 | 6 | 199 | 44 |  | Fixed | Roof
NJADRE1559369688 | Administratively Determined Incentive Program | Freehold | 7728 | 22.68 | Residential | Behind the Meter | No | Public Service Solar, LLC | JCP&L |  | Accepted | 2025-03-28 | 2025-04-22 | 2026-04-22 | Solar Panels | Panasonic | EVPV420HK2 |  | 0.42 | 27 | 289 | 27 |  | Fixed | Roof
NJADRE1559369688 | Administratively Determined Incentive Program | Freehold | 7728 | 22.68 | Residential | Behind the Meter | No | Public Service Solar, LLC | JCP&L |  | Accepted | 2025-03-28 | 2025-04-22 | 2026-04-22 | Inverters | Enphase | iQ8HC-72-M-US | 380 |  | 54 |  |  | 0.96 |  | Outdoor | Under Panels
NJADRE1559369688 | Administratively Determined Incentive Program | Freehold | 7728 | 22.68 | Residential | Behind the Meter | No | Public Service Solar, LLC | JCP&L |  | Accepted | 2025-03-28 | 2025-04-22 | 2026-04-22 | Solar Panels | Panasonic | EVPV420HK2 |  | 0.42 | 10 | 109 | 27 |  | Fixed | Roof
NJADRE1559369688 | Administratively Determined Incentive Program | Freehold | 7728 | 22.68 | Residential | Behind the Meter | No | Public Service Solar, LLC | JCP&L |  | Accepted | 2025-03-28 | 2025-04-22 | 2026-04-22 | Solar Panels | Panasonic | EVPV420HK2 |  | 0.42 | 11 | 109 | 27 |  | Fixed | Roof
NJADRE1559369737 | Administratively Determined Incentive Program | Newark | 7112 | 6.02 | Residential | Behind the Meter | Yes | Fusion Solar Energy, LLC | PSE&G |  | Accepted | 2025-03-28 | 2025-04-21 | 2026-04-21 | Solar Panels | SEG SOLAR | SEG-430-BTD-BG |  | 0.43 | 4 | 24.17 | 22 |  | Fixed | Roof
NJADRE1559369737 | Administratively Determined Incentive Program | Newark | 7112 | 6.02 | Residential | Behind the Meter | Yes | Fusion Solar Energy, LLC | PSE&G |  | Accepted | 2025-03-28 | 2025-04-21 | 2026-04-21 | Solar Panels | SEG SOLAR | SEG-430-BTD-BG |  | 0.43 | 1 | 204.17 | 21 |  | Fixed | Roof
NJADRE1559369737 | Administratively Determined Incentive Program | Newark | 7112 | 6.02 | Residential | Behind the Meter | Yes | Fusion Solar Energy, LLC | PSE&G |  | Accepted | 2025-03-28 | 2025-04-21 | 2026-04-21 | Solar Panels | SEG SOLAR | SEG-430-BTD-BG |  | 0.43 | 1 | 109.13 | 7 |  | Fixed | Roof
NJADRE1559369737 | Administratively Determined Incentive Program | Newark | 7112 | 6.02 | Residential | Behind the Meter | Yes | Fusion Solar Energy, LLC | PSE&G |  | Accepted | 2025-03-28 | 2025-04-21 | 2026-04-21 | Solar Panels | SEG SOLAR | SEG-430-BTD-BG |  | 0.43 | 1 | 114.15 | 34 |  | Fixed | Roof
NJADRE1559369737 | Administratively Determined Incentive Program | Newark | 7112 | 6.02 | Residential | Behind the Meter | Yes | Fusion Solar Energy, LLC | PSE&G |  | Accepted | 2025-03-28 | 2025-04-21 | 2026-04-21 | Solar Panels | SEG SOLAR | SEG-430-BTD-BG |  | 0.43 | 3 | 291.41 | 33 |  | Fixed | Roof
NJADRE1559369737 | Administratively Determined Incentive Program | Newark | 7112 | 6.02 | Residential | Behind the Meter | Yes | Fusion Solar Energy, LLC | PSE&G |  | Accepted | 2025-03-28 | 2025-04-21 | 2026-04-21 | Solar Panels | SEG SOLAR | SEG-430-BTD-BG |  | 0.43 | 2 | 204.17 | 26 |  | Fixed | Roof
NJADRE1559369737 | Administratively Determined Incentive Program | Newark | 7112 | 6.02 | Residential | Behind the Meter | Yes | Fusion Solar Energy, LLC | PSE&G |  | Accepted | 2025-03-28 | 2025-04-21 | 2026-04-21 | Solar Panels | SEG SOLAR | SEG-430-BTD-BG |  | 0.43 | 2 | 24.17 | 27 |  | Fixed | Roof
NJADRE1559369737 | Administratively Determined Incentive Program | Newark | 7112 | 6.02 | Residential | Behind the Meter | Yes | Fusion Solar Energy, LLC | PSE&G |  | Accepted | 2025-03-28 | 2025-04-21 | 2026-04-21 | Inverters | ENPHASE | IQ8PLUS-72-M-US | 290 |  | 14 |  |  | 0.97 |  | Outside | Roof
NJADRE1559370487 | Administratively Determined Incentive Program | Blairstown | 7825 | 11.07 | Residential | Behind the Meter | Yes | Pro Custom Solar dba Momentum Solar | JCP&L |  | Accepted | 2025-03-28 | 2025-04-22 | 2026-04-22 | Inverters | ENPHASE | IQ8HC-72-M-DOM-US | 380 |  | 27 |  |  | 0.97 |  | Outdoor
NJADRE1559370487 | Administratively Determined Incentive Program | Blairstown | 7825 | 11.07 | Residential | Behind the Meter | Yes | Pro Custom Solar dba Momentum Solar | JCP&L |  | Accepted | 2025-03-28 | 2025-04-22 | 2026-04-22 | Solar Panels | HANWHA | Q.PEAK DUO BLK ML-G10+ 410 |  | 0.41 | 18 | 125 | 28 |  | Fixed | Roof
NJADRE1559370487 | Administratively Determined Incentive Program | Blairstown | 7825 | 11.07 | Residential | Behind the Meter | Yes | Pro Custom Solar dba Momentum Solar | JCP&L |  | Accepted | 2025-03-28 | 2025-04-22 | 2026-04-22 | Solar Panels | HANWHA | Q.PEAK DUO BLK ML-G10+ 410 |  | 0.41 | 5 | 305 | 27 |  | Fixed | Roof
NJADRE1559370487 | Administratively Determined Incentive Program | Blairstown | 7825 | 11.07 | Residential | Behind the Meter | Yes | Pro Custom Solar dba Momentum Solar | JCP&L |  | Accepted | 2025-03-28 | 2025-04-22 | 2026-04-22 | Solar Panels | HANWHA | Q.PEAK DUO BLK ML-G10+ 410 |  | 0.41 | 4 | 215 | 25 |  | Fixed | Roof
NJADRE1559370492 | Administratively Determined Incentive Program | Paterson | 7504 | 6.15 | Residential | Behind the Meter | Yes | Pro Custom Solar dba Momentum Solar | PSE&G |  | Accepted | 2025-03-28 | 2025-04-22 | 2026-04-22 | Solar Panels | HANWHA | Q.PEAK DUO BLK ML-G10+ 410 |  | 0.41 | 8 | 279 | 41 |  | Fixed | Roof
NJADRE1559370492 | Administratively Determined Incentive Program | Paterson | 7504 | 6.15 | Residential | Behind the Meter | Yes | Pro Custom Solar dba Momentum Solar | PSE&G |  | Accepted | 2025-03-28 | 2025-04-22 | 2026-04-22 | Solar Panels | HANWHA | Q.PEAK DUO BLK ML-G10+ 410 |  | 0.41 | 7 | 99 | 41 |  | Fixed | Roof
NJADRE1559370492 | Administratively Determined Incentive Program | Paterson | 7504 | 6.15 | Residential | Behind the Meter | Yes | Pro Custom Solar dba Momentum Solar | PSE&G |  | Accepted | 2025-03-28 | 2025-04-22 | 2026-04-22 | Inverters | ENPHASE | IQ8HC-72-M-DOM-US | 380 |  | 15 |  |  | 0.97 |  | Outdoor
NJADRE1559370498 | Administratively Determined Incentive Program | Paterson | 7502 | 10.4 | Residential | Behind the Meter | Yes | Bright Ops, Inc. | PSE&G |  | Accepted | 2025-03-28 | 2025-04-28 | 2026-04-28 | Solar Panels | Hanwha Q-Cells | Q.PEAK DUO BLK ML-G10+ 400 |  | 0.4 | 26 | 139 | 30 |  | Fixed | Roof
NJADRE1559370498 | Administratively Determined Incentive Program | Paterson | 7502 | 10.4 | Residential | Behind the Meter | Yes | Bright Ops, Inc. | PSE&G |  | Accepted | 2025-03-28 | 2025-04-28 | 2026-04-28 | Inverters | SolarEdge Technologies | SE7600H - USSN | 7600 |  | 1 |  |  | 0.98 |  | Outdoor | Outside
NJADRE1559370513 | Administratively Determined Incentive Program | Mahwah | 7430 | 132.84 | Commercial | Behind the Meter | No | Eznergy NJ, LLC | Orange Rockland Electric |  | Accepted | 2025-03-28 | 2025-05-23 | 2026-05-23 | Inverters | Canadian Solar | CSI-50KTL-GL-FL (480V) | 31 |  | 2 |  |  | 0.98 |  | Outside
NJADRE1559370513 | Administratively Determined Incentive Program | Mahwah | 7430 | 132.84 | Commercial | Behind the Meter | No | Eznergy NJ, LLC | Orange Rockland Electric |  | Accepted | 2025-03-28 | 2025-05-23 | 2026-05-23 | Meters | AlsoEnergy | Elcor WattsOn | 10 |  | 1 |  |  |  | Yes | Outdoor
NJADRE1559370513 | Administratively Determined Incentive Program | Mahwah | 7430 | 132.84 | Commercial | Behind the Meter | No | Eznergy NJ, LLC | Orange Rockland Electric |  | Accepted | 2025-03-28 | 2025-05-23 | 2026-05-23 | Solar Panels | ZNShine | ZXM7-SH108 Series |  | 0.41 | 324 | 88268 | 15 |  | Fixed | Roof
NJADRE1559370571 | Administratively Determined Incentive Program | UNION | 7083 | 8.72 | Residential | Behind the Meter | Yes | Venture Home Solar, LLC | PSE&G |  | Accepted | 2025-03-28 | 2025-05-06 | 2026-05-06 | Solar Panels | Hanwha | Q.PEAK DUO BLK ML-G10+ 415W |  | 0.415 | 3 | 259 | 50 |  | Fixed | Roof
NJADRE1559370571 | Administratively Determined Incentive Program | UNION | 7083 | 8.72 | Residential | Behind the Meter | Yes | Venture Home Solar, LLC | PSE&G |  | Accepted | 2025-03-28 | 2025-05-06 | 2026-05-06 | Inverters | Tesla Solar | 1538000-xx-y | 330 |  | 1 |  |  | 0.9697 |  | Outside
NJADRE1559370571 | Administratively Determined Incentive Program | UNION | 7083 | 8.72 | Residential | Behind the Meter | Yes | Venture Home Solar, LLC | PSE&G |  | Accepted | 2025-03-28 | 2025-05-06 | 2026-05-06 | Solar Panels | Hanwha | Q.PEAK DUO BLK ML-G10+ 415W |  | 0.415 | 16 | 169 | 40 |  | Fixed | Roof
NJADRE1559370571 | Administratively Determined Incentive Program | UNION | 7083 | 8.72 | Residential | Behind the Meter | Yes | Venture Home Solar, LLC | PSE&G |  | Accepted | 2025-03-28 | 2025-05-06 | 2026-05-06 | Solar Panels | Hanwha | Q.PEAK DUO BLK ML-G10+ 415W |  | 0.415 | 2 | 79 | 50 |  | Fixed | Roof
NJADRE1559370572 | Administratively Determined Incentive Program | Winslow Twp | 8081 | 8.72 | Residential | Behind the Meter | Yes | Venture Home Solar, LLC | AC Electric |  | Accepted | 2025-03-28 | 2025-05-09 | 2026-05-09 | Inverters | Tesla Solar | 1538000-xx-y | 330 |  | 1 |  |  | 0.9697 |  | Outside
NJADRE1559370572 | Administratively Determined Incentive Program | Winslow Twp | 8081 | 8.72 | Residential | Behind the Meter | Yes | Venture Home Solar, LLC | AC Electric |  | Accepted | 2025-03-28 | 2025-05-09 | 2026-05-09 | Solar Panels | Hanwha | Q.PEAK DUO BLK ML-G10+ 415W |  | 0.415 | 21 | 236 | 34 |  | Fixed | Roof
NJADRE1559372202 | Administratively Determined Incentive Program | NEWARK | 7104 | 8.2 | Residential | Behind the Meter | Yes | Bright Ops, Inc. | PSE&G |  | Accepted | 2025-03-29 | 2025-04-22 | 2026-04-22 | Inverters | SolarEdge Technologies | SE5700H - USMN | 5700 |  | 1 |  |  | 0.98 |  | Outdoor | Outside
NJADRE1559372202 | Administratively Determined Incentive Program | NEWARK | 7104 | 8.2 | Residential | Behind the Meter | Yes | Bright Ops, Inc. | PSE&G |  | Accepted | 2025-03-29 | 2025-04-22 | 2026-04-22 | Solar Panels | Hanwha Q-Cells | Q.PEAK DUO BLK ML-G10+ 410 |  | 0.41 | 20 | 196 | 27 |  | Fixed | Roof
NJADRE1559374043 | Administratively Determined Incentive Program | WEST WINDSOR TOWNSHIP | 8550 | 19.04 | Residential | Behind the Meter | No | Freedom Forever New Jersey, LLC | PSE&G |  | Accepted | 2025-03-31 | 2025-04-22 | 2026-04-22 | Inverters | Enphase | IQ8PLUS-72-M-US | 290 |  | 47 |  |  | 0.99 |  | Outside
NJADRE1559374043 | Administratively Determined Incentive Program | WEST WINDSOR TOWNSHIP | 8550 | 19.04 | Residential | Behind the Meter | No | Freedom Forever New Jersey, LLC | PSE&G |  | Accepted | 2025-03-31 | 2025-04-22 | 2026-04-22 | Solar Panels | Trina | TSM-405NE09RC.05 |  | 0.405 | 16 | 274 | 25 |  | Fixed | Roof
NJADRE1559374043 | Administratively Determined Incentive Program | WEST WINDSOR TOWNSHIP | 8550 | 19.04 | Residential | Behind the Meter | No | Freedom Forever New Jersey, LLC | PSE&G |  | Accepted | 2025-03-31 | 2025-04-22 | 2026-04-22 | Solar Panels | Trina | TSM-405NE09RC.0 |  | 0.405 | 11 | 94 | 25 |  | Fixed | Roof
NJADRE1559374043 | Administratively Determined Incentive Program | WEST WINDSOR TOWNSHIP | 8550 | 19.04 | Residential | Behind the Meter | No | Freedom Forever New Jersey, LLC | PSE&G |  | Accepted | 2025-03-31 | 2025-04-22 | 2026-04-22 | Solar Panels | Trina | TSM-405NE09RC.0 |  | 0.405 | 20 | 94 | 25 |  | Fixed | Roof
NJADRE1559374050 | Administratively Determined Incentive Program | Egg Harbor Township | 8234 | 8.5 | Residential | Behind the Meter | Yes | Sun Up Zero Down, LLC | AC Electric |  | Accepted | 2025-04-02 | 2025-04-24 | 2026-04-24 | Solar Panels | TRINA | TSM-425-NE09RC.05 |  | 0.425 | 20 | 171 | 18 |  | Fixed | Roof
NJADRE1559374050 | Administratively Determined Incentive Program | Egg Harbor Township | 8234 | 8.5 | Residential | Behind the Meter | Yes | Sun Up Zero Down, LLC | AC Electric |  | Accepted | 2025-04-02 | 2025-04-24 | 2026-04-24 | Inverters | Enphase | IQ8PLUS-72-2-US | 290 |  | 20 |  |  | 0.976 |  | Outdoor
NJADRE1559374050 | Administratively Determined Incentive Program | Egg Harbor Township | 8234 | 8.5 | Residential | Behind the Meter | Yes | Sun Up Zero Down, LLC | AC Electric |  | Accepted | 2025-04-02 | 2025-04-24 | 2026-04-24 | Meters | Enphase | TBD |  |  | 1 |  |  |  | Yes | Outdoor
NJADRE1559374059 | Administratively Determined Incentive Program | Frenchtown | 8825 | 30.1 | Residential | Behind the Meter | No | Infinity Solar Systems, LLC | JCP&L |  | Accepted | 2025-03-31 | 2025-04-22 | 2026-04-22 | Inverters | Enphase | IQ8MC-72-2-US | 320 |  | 70 |  |  | 0.97 |  | Outdoor
NJADRE1559374059 | Administratively Determined Incentive Program | Frenchtown | 8825 | 30.1 | Residential | Behind the Meter | No | Infinity Solar Systems, LLC | JCP&L |  | Accepted | 2025-03-31 | 2025-04-22 | 2026-04-22 | Solar Panels | SEG SOLAR | SEG-430-BTD-BG |  | 0.43 | 35 | 180 | 30 |  | Fixed | Ground
NJADRE1559374059 | Administratively Determined Incentive Program | Frenchtown | 8825 | 30.1 | Residential | Behind the Meter | No | Infinity Solar Systems, LLC | JCP&L |  | Accepted | 2025-03-31 | 2025-04-22 | 2026-04-22 | Solar Panels | SEG SOLAR | SEG-430-BTD-BG |  | 0.43 | 35 | 180 | 30 |  | Fixed | Ground
NJADRE1559374062 | Administratively Determined Incentive Program | Hillside | 7205 | 2.55 | Residential | Behind the Meter | Yes | Power Energy Solutions, LLC | PSE&G |  | Accepted | 2025-03-31 | 2025-04-22 | 2026-04-22 | Solar Panels | Trina Solar | TSM-425NE09RC.05 |  | 0.425 | 3 | 308 | 40 |  | Fixed | Roof
NJADRE1559374062 | Administratively Determined Incentive Program | Hillside | 7205 | 2.55 | Residential | Behind the Meter | Yes | Power Energy Solutions, LLC | PSE&G |  | Accepted | 2025-03-31 | 2025-04-22 | 2026-04-22 | Solar Panels | Trina Solar | TSM-425NE09RC.05 |  | 0.425 | 3 | 128 | 40 |  | Fixed | Roof
NJADRE1559374062 | Administratively Determined Incentive Program | Hillside | 7205 | 2.55 | Residential | Behind the Meter | Yes | Power Energy Solutions, LLC | PSE&G |  | Accepted | 2025-03-31 | 2025-04-22 | 2026-04-22 | Inverters | Enphase | IQ8+-72-2-US | 290 |  | 6 |  |  | 0.97 |  | Outdoor
NJADRE1559374076 | Administratively Determined Incentive Program | Hillside | 7205 | 3.4 | Residential | Behind the Meter | Yes | Power Energy Solutions, LLC | PSE&G |  | Accepted | 2025-03-31 | 2025-04-22 | 2026-04-22 | Solar Panels | Trina Solar | TSM-425NE09RC.05 |  | 0.425 | 5 | 308 | 40 |  | Fixed | Roof
NJADRE1559374076 | Administratively Determined Incentive Program | Hillside | 7205 | 3.4 | Residential | Behind the Meter | Yes | Power Energy Solutions, LLC | PSE&G |  | Accepted | 2025-03-31 | 2025-04-22 | 2026-04-22 | Solar Panels | Trina Solar | TSM-425NE09RC.05 |  | 0.425 | 3 | 128 | 40 |  | Fixed | Roof
NJADRE1559374076 | Administratively Determined Incentive Program | Hillside | 7205 | 3.4 | Residential | Behind the Meter | Yes | Power Energy Solutions, LLC | PSE&G |  | Accepted | 2025-03-31 | 2025-04-22 | 2026-04-22 | Inverters | Enphase | IQ8+-72-2-US | 290 |  | 8 |  |  | 0.97 |  | Outdoor
NJADRE1559374080 | Administratively Determined Incentive Program | Cape May | 8204 | 10.375 | Residential | Behind the Meter | Yes | SunnyMac, LLC | AC Electric |  | Accepted | 2025-03-31 | 2025-04-22 | 2026-04-22 | Inverters | SOLAREDGE | SE7600H-US | 7600 |  | 1 |  |  | 0.99 |  | Outdoor | next to meter
NJADRE1559374080 | Administratively Determined Incentive Program | Cape May | 8204 | 10.375 | Residential | Behind the Meter | Yes | SunnyMac, LLC | AC Electric |  | Accepted | 2025-03-31 | 2025-04-22 | 2026-04-22 | Solar Panels | HANWHA | Q.PEAK DUO BLK ML-G10+ 415W |  | 0.415 | 25 | 281 | 36 |  | Fixed | Roof
NJADRE1559374080 | Administratively Determined Incentive Program | Cape May | 8204 | 10.375 | Residential | Behind the Meter | Yes | SunnyMac, LLC | AC Electric |  | Accepted | 2025-03-31 | 2025-04-22 | 2026-04-22 | Meters | SOLAREDGE | SE-RGMTR-1D-240C-C |  |  | 1 |  |  |  | Yes | Outdoor
NJADRE1559374094 | Administratively Determined Incentive Program | Cape May | 8204 | 7.31 | Residential | Behind the Meter | No | EMT Renewables, LLC | AC Electric |  | Accepted | 2025-03-31 | 2025-04-23 | 2026-04-23 | Inverters | Q.CELLS | Q.MI.349B-G1 | 349 |  | 17 |  |  | 0.98 |  | Other | UNDER EACH PANEL
NJADRE1559374094 | Administratively Determined Incentive Program | Cape May | 8204 | 7.31 | Residential | Behind the Meter | No | EMT Renewables, LLC | AC Electric |  | Accepted | 2025-03-31 | 2025-04-23 | 2026-04-23 | Solar Panels | Q CELLS | Q TRON |  | 0.43 | 17 | 230 | 23 |  | Fixed | Roof
NJADRE1559374095 | Administratively Determined Incentive Program | Toms River | 8753 | 3.69 | Residential | Behind the Meter | Yes | Sunrun Installation Services, Inc. | JCP&L |  | Accepted | 2025-03-31 | 2025-04-22 | 2026-04-22 | Inverters | SOLAREDGE TECHNOLOGIES | SE3800H-USMN | 3800 |  | 1 |  |  | 0.99 |  | Outside
NJADRE1559374095 | Administratively Determined Incentive Program | Toms River | 8753 | 3.69 | Residential | Behind the Meter | Yes | Sunrun Installation Services, Inc. | JCP&L |  | Accepted | 2025-03-31 | 2025-04-22 | 2026-04-22 | Solar Panels | Hanwha Q-Cells | Q.PEAK DUO BLK ML-G10+ 410 |  | 0.41 | 5 | 299 | 18 |  | Fixed | Roof
NJADRE1559374095 | Administratively Determined Incentive Program | Toms River | 8753 | 3.69 | Residential | Behind the Meter | Yes | Sunrun Installation Services, Inc. | JCP&L |  | Accepted | 2025-03-31 | 2025-04-22 | 2026-04-22 | Solar Panels | Hanwha Q-Cells | Q.PEAK DUO BLK ML-G10+ 410 |  | 0.41 | 4 | 29 | 18 |  | Fixed | Roof
NJADRE1559374097 | Administratively Determined Incentive Program | Columbus | 8022 | 23.22 | Residential | Behind the Meter | No | EMT Renewables, LLC | PSE&G |  | Accepted | 2025-03-31 | 2025-04-22 | 2026-04-22 | Solar Panels | Q CELLS | Q TRON |  | 0.43 | 31 | 274 | 33 |  | Fixed | Roof
NJADRE1559374097 | Administratively Determined Incentive Program | Columbus | 8022 | 23.22 | Residential | Behind the Meter | No | EMT Renewables, LLC | PSE&G |  | Accepted | 2025-03-31 | 2025-04-22 | 2026-04-22 | Solar Panels | Q CELLS | Q TRON |  | 0.43 | 23 | 275 | 13 |  | Fixed | Roof
NJADRE1559374097 | Administratively Determined Incentive Program | Columbus | 8022 | 23.22 | Residential | Behind the Meter | No | EMT Renewables, LLC | PSE&G |  | Accepted | 2025-03-31 | 2025-04-22 | 2026-04-22 | Inverters | ENPHASE | IQ8+ | 290 |  | 54 |  |  | 0.98 |  | Other | UNDER EACH PANEL
NJADRE1559374098 | Administratively Determined Incentive Program | Stratford | 8084 | 8.93 | Residential | Behind the Meter | Yes | Power Energy Solutions, LLC | AC Electric |  | Accepted | 2025-03-31 | 2025-04-22 | 2026-04-22 | Inverters | SolarEdge | SE5700H-US | 6 |  | 1 |  |  | 0.97 |  | Outdoor
NJADRE1559374098 | Administratively Determined Incentive Program | Stratford | 8084 | 8.93 | Residential | Behind the Meter | Yes | Power Energy Solutions, LLC | AC Electric |  | Accepted | 2025-03-31 | 2025-04-22 | 2026-04-22 | Solar Panels | Trina Solar | TSM-425NE09RC.05 |  | 0.425 | 21 | 152 | 1 |  | Fixed | Roof
NJADRE1559374106 | Administratively Determined Incentive Program | Toms River | 8757 | 8.6 | Residential | Behind the Meter | No | EMT Renewables, LLC | JCP&L |  | Accepted | 2025-03-31 | 2025-04-22 | 2026-04-22 | Solar Panels | Q CELLS | Q TRON |  | 0.43 | 20 | 108 | 19 |  | Fixed | Roof
NJADRE1559374106 | Administratively Determined Incentive Program | Toms River | 8757 | 8.6 | Residential | Behind the Meter | No | EMT Renewables, LLC | JCP&L |  | Accepted | 2025-03-31 | 2025-04-22 | 2026-04-22 | Inverters | ENPHASE | IQ8+ | 290 |  | 20 |  |  | 0.98 |  | Other | UNDER EACH PANEL
NJADRE1559374121 | Administratively Determined Incentive Program | Ogdensburg | 7439 | 7.79 | Residential | Behind the Meter | Yes | Trinity Solar, LLC | JCP&L |  | Accepted | 2025-03-31 | 2025-07-15 | 2026-07-15 | Solar Panels | Hanwha | HANWHA 410 (Q.PEAK DUO BLK ML-G10+ 410) |  | 0.41 | 10 | 116 | 37 |  | Fixed | Roof
NJADRE1559374121 | Administratively Determined Incentive Program | Ogdensburg | 7439 | 7.79 | Residential | Behind the Meter | Yes | Trinity Solar, LLC | JCP&L |  | Accepted | 2025-03-31 | 2025-07-15 | 2026-07-15 | Solar Panels | Hanwha | HANWHA 410 (Q.PEAK DUO BLK ML-G10+ 410) |  | 0.41 | 9 | 206 | 37 |  | Fixed | Roof
NJADRE1559374121 | Administratively Determined Incentive Program | Ogdensburg | 7439 | 7.79 | Residential | Behind the Meter | Yes | Trinity Solar, LLC | JCP&L |  | Accepted | 2025-03-31 | 2025-07-15 | 2026-07-15 | Electric Storage Battery | Tesla | Tesla Powerwall 3 |  |  | 2 |  |  |  | Lithium Ion |  | outside
NJADRE1559374121 | Administratively Determined Incentive Program | Ogdensburg | 7439 | 7.79 | Residential | Behind the Meter | Yes | Trinity Solar, LLC | JCP&L |  | Accepted | 2025-03-31 | 2025-07-15 | 2026-07-15 | Inverters | Tesla | Tesla Powerwall 3 | 11500 |  | 2 |  |  | 0.97 |  | Outdoor
NJADRE1559374123 | Administratively Determined Incentive Program | Ewing | 8628 | 10.2 | Residential | Behind the Meter | Yes | Power Energy Solutions, LLC | PSE&G |  | Accepted | 2025-03-31 | 2025-04-22 | 2026-04-22 | Solar Panels | Trina Solar | TSM-425NE09RC.05 |  | 0.425 | 12 | 132 | 24 |  | Fixed | Roof
NJADRE1559374123 | Administratively Determined Incentive Program | Ewing | 8628 | 10.2 | Residential | Behind the Meter | Yes | Power Energy Solutions, LLC | PSE&G |  | Accepted | 2025-03-31 | 2025-04-22 | 2026-04-22 | Inverters | SolarEdge | SE5700H-US | 6 |  | 1 |  |  | 0.97 |  | Outdoor
NJADRE1559374123 | Administratively Determined Incentive Program | Ewing | 8628 | 10.2 | Residential | Behind the Meter | Yes | Power Energy Solutions, LLC | PSE&G |  | Accepted | 2025-03-31 | 2025-04-22 | 2026-04-22 | Solar Panels | Trina Solar | TSM-425NE09RC.05 |  | 0.425 | 10 | 312 | 24 |  | Fixed | Roof
NJADRE1559374123 | Administratively Determined Incentive Program | Ewing | 8628 | 10.2 | Residential | Behind the Meter | Yes | Power Energy Solutions, LLC | PSE&G |  | Accepted | 2025-03-31 | 2025-04-22 | 2026-04-22 | Solar Panels | Trina Solar | TSM-425NE09RC.05 |  | 0.425 | 2 | 223 | 20 |  | Fixed | Roof
NJADRE1559374139 | Administratively Determined Incentive Program | HOLMDEL | 7733 | 18.9 | Residential | Behind the Meter | No | Public Service Solar, LLC | JCP&L |  | Accepted | 2025-03-31 | 2025-04-23 | 2026-04-23 | Solar Panels | Panasonic | EVPV420HK2 |  | 0.42 | 4 | 153 | 13 |  | Fixed | Roof
NJADRE1559374139 | Administratively Determined Incentive Program | HOLMDEL | 7733 | 18.9 | Residential | Behind the Meter | No | Public Service Solar, LLC | JCP&L |  | Accepted | 2025-03-31 | 2025-04-23 | 2026-04-23 | Solar Panels | Panasonic | EVPV420HK2 |  | 0.42 | 13 | 153 | 23 |  | Fixed | Roof
NJADRE1559374139 | Administratively Determined Incentive Program | HOLMDEL | 7733 | 18.9 | Residential | Behind the Meter | No | Public Service Solar, LLC | JCP&L |  | Accepted | 2025-03-31 | 2025-04-23 | 2026-04-23 | Solar Panels | Panasonic | EVPV420HK2 |  | 0.42 | 28 | 153 | 23 |  | Fixed | Roof
NJADRE1559374139 | Administratively Determined Incentive Program | HOLMDEL | 7733 | 18.9 | Residential | Behind the Meter | No | Public Service Solar, LLC | JCP&L |  | Accepted | 2025-03-31 | 2025-04-23 | 2026-04-23 | Inverters | Enphase | iQ8HC-72-M-US | 380 |  | 45 |  |  | 0.96 |  | Outdoor | Under Panels
NJADRE1559374141 | Administratively Determined Incentive Program | Millville | 8332 | 8.3 | Residential | Behind the Meter | Yes | Venture Home Solar, LLC | AC Electric |  | Accepted | 2025-03-31 | 2025-04-29 | 2026-04-29 | Inverters | EnPhase | IQ8MC-72-M-US (240V) | 330 |  | 20 |  |  | 0.9697 |  | Outside
NJADRE1559374141 | Administratively Determined Incentive Program | Millville | 8332 | 8.3 | Residential | Behind the Meter | Yes | Venture Home Solar, LLC | AC Electric |  | Accepted | 2025-03-31 | 2025-04-29 | 2026-04-29 | Solar Panels | Hanwha | Q.PEAK DUO BLK ML-G10+ 415W |  | 0.415 | 1 | 269 | 28 |  | Fixed | Roof
NJADRE1559374141 | Administratively Determined Incentive Program | Millville | 8332 | 8.3 | Residential | Behind the Meter | Yes | Venture Home Solar, LLC | AC Electric |  | Accepted | 2025-03-31 | 2025-04-29 | 2026-04-29 | Solar Panels | Hanwha | Q.PEAK DUO BLK ML-G10+ 415W |  | 0.415 | 15 | 89 | 37 |  | Fixed | Roof
NJADRE1559374141 | Administratively Determined Incentive Program | Millville | 8332 | 8.3 | Residential | Behind the Meter | Yes | Venture Home Solar, LLC | AC Electric |  | Accepted | 2025-03-31 | 2025-04-29 | 2026-04-29 | Solar Panels | Hanwha | Q.PEAK DUO BLK ML-G10+ 415W |  | 0.415 | 4 | 269 | 37 |  | Fixed | Roof
NJADRE1559374156 | Administratively Determined Incentive Program | BURLINGTON CITY | 8016 | 6.8 | Residential | Behind the Meter | Yes | Whitman Construction, LLC | PSE&G |  | Accepted | 2025-03-31 | 2025-04-22 | 2026-04-22 | Solar Panels | Jinko Solar | JKM425N-54HL4-B |  | 0.425 | 10 | 266 | 21 |  | Fixed | Roof
NJADRE1559374156 | Administratively Determined Incentive Program | BURLINGTON CITY | 8016 | 6.8 | Residential | Behind the Meter | Yes | Whitman Construction, LLC | PSE&G |  | Accepted | 2025-03-31 | 2025-04-22 | 2026-04-22 | Solar Panels | Jinko Solar | JKM425N-54HL4-B |  | 0.425 | 6 | 265 | 10 |  | Fixed | Roof
NJADRE1559374156 | Administratively Determined Incentive Program | BURLINGTON CITY | 8016 | 6.8 | Residential | Behind the Meter | Yes | Whitman Construction, LLC | PSE&G |  | Accepted | 2025-03-31 | 2025-04-22 | 2026-04-22 | Inverters | ENPHASE | IQ8PLUS-72-2-US | 290 |  | 16 |  |  | 0.975 |  | Outdoor
NJADRE1559374180 | Administratively Determined Incentive Program | EDISON | 8817 | 4.3 | Residential | Behind the Meter | Yes | PosiGen Developer, LLC | PSE&G |  | Accepted | 2025-03-31 | 2025-04-22 | 2026-04-22 | Solar Panels | SEG SOLAR | SEG-430-BTD-BG |  | 0.43 | 3 | 5 | 16 |  | Fixed | Roof
NJADRE1559374180 | Administratively Determined Incentive Program | EDISON | 8817 | 4.3 | Residential | Behind the Meter | Yes | PosiGen Developer, LLC | PSE&G |  | Accepted | 2025-03-31 | 2025-04-22 | 2026-04-22 | Solar Panels | SEG SOLAR | SEG-430-BTD-BG |  | 0.43 | 7 | 185 | 32 |  | Fixed | Roof
NJADRE1559374180 | Administratively Determined Incentive Program | EDISON | 8817 | 4.3 | Residential | Behind the Meter | Yes | PosiGen Developer, LLC | PSE&G |  | Accepted | 2025-03-31 | 2025-04-22 | 2026-04-22 | Inverters | SOLAREDGE | SE3800H-US | 3800 |  | 1 |  |  | 0.99 |  | Outside | Within ten feet of meter
NJADRE1559374196 | Administratively Determined Incentive Program | Bridgewater | 8807 | 10.25 | Residential | Behind the Meter | No | Tesla Energy Operations, Inc. | PSE&G |  | Accepted | 2025-03-31 | 2025-04-22 | 2026-04-22 | Solar Panels | Hanwha | Q.PEAK DUO BLK ML-G10.a+/TS 410 |  | 0.41 | 22 | 265 | 37 |  | Fixed | Roof
NJADRE1559374196 | Administratively Determined Incentive Program | Bridgewater | 8807 | 10.25 | Residential | Behind the Meter | No | Tesla Energy Operations, Inc. | PSE&G |  | Accepted | 2025-03-31 | 2025-04-22 | 2026-04-22 | Inverters | Tesla | 1538000-XX-Y | 5700 |  | 1 |  |  | 0.98 |  | Outdoor
NJADRE1559374196 | Administratively Determined Incentive Program | Bridgewater | 8807 | 10.25 | Residential | Behind the Meter | No | Tesla Energy Operations, Inc. | PSE&G |  | Accepted | 2025-03-31 | 2025-04-22 | 2026-04-22 | Inverters | Tesla | 1538000-XX-Y | 3800 |  | 1 |  |  | 0.98 |  | Outdoor
NJADRE1559374196 | Administratively Determined Incentive Program | Bridgewater | 8807 | 10.25 | Residential | Behind the Meter | No | Tesla Energy Operations, Inc. | PSE&G |  | Accepted | 2025-03-31 | 2025-04-22 | 2026-04-22 | Solar Panels | Hanwha | Q.PEAK DUO BLK ML-G10.a+/TS 410 |  | 0.41 | 3 | 85 | 37 |  | Fixed | Roof
NJADRE1559374208 | Administratively Determined Incentive Program | Bordentown | 8505 | 6.02 | Residential | Behind the Meter | Yes | PosiGen Developer, LLC | PSE&G |  | Accepted | 2025-03-31 | 2025-04-22 | 2026-04-22 | Inverters | SOLAREDGE | SE5700H-US | 5700 |  | 1 |  |  | 0.99 |  | Outside | Within ten feet of meter
NJADRE1559374208 | Administratively Determined Incentive Program | Bordentown | 8505 | 6.02 | Residential | Behind the Meter | Yes | PosiGen Developer, LLC | PSE&G |  | Accepted | 2025-03-31 | 2025-04-22 | 2026-04-22 | Solar Panels | SEG SOLAR | SEG-430-BTD-BG |  | 0.43 | 7 | 172 | 27 |  | Fixed | Roof
NJADRE1559374208 | Administratively Determined Incentive Program | Bordentown | 8505 | 6.02 | Residential | Behind the Meter | Yes | PosiGen Developer, LLC | PSE&G |  | Accepted | 2025-03-31 | 2025-04-22 | 2026-04-22 | Solar Panels | SEG SOLAR | SEG-430-BTD-BG |  | 0.43 | 7 | 82 | 27 |  | Fixed | Roof
NJADRE1559374210 | Administratively Determined Incentive Program | WENONAH | 8090 | 10.2 | Residential | Behind the Meter | Yes | Whitman Construction, LLC | AC Electric |  | Accepted | 2025-03-31 | 2025-04-22 | 2026-04-22 | Inverters | ENPHASE | IQ8PLUS-72-2-US | 290 |  | 24 |  |  | 0.975 |  | Outdoor
NJADRE1559374210 | Administratively Determined Incentive Program | WENONAH | 8090 | 10.2 | Residential | Behind the Meter | Yes | Whitman Construction, LLC | AC Electric |  | Accepted | 2025-03-31 | 2025-04-22 | 2026-04-22 | Solar Panels | Jinko Solar | JKM425N-54HL4-B |  | 0.425 | 10 | 180 | 23 |  | Fixed | Roof
NJADRE1559374210 | Administratively Determined Incentive Program | WENONAH | 8090 | 10.2 | Residential | Behind the Meter | Yes | Whitman Construction, LLC | AC Electric |  | Accepted | 2025-03-31 | 2025-04-22 | 2026-04-22 | Solar Panels | Jinko Solar | JKM425N-54HL4-B |  | 0.425 | 7 | 180 | 21 |  | Fixed | Roof
NJADRE1559374210 | Administratively Determined Incentive Program | WENONAH | 8090 | 10.2 | Residential | Behind the Meter | Yes | Whitman Construction, LLC | AC Electric |  | Accepted | 2025-03-31 | 2025-04-22 | 2026-04-22 | Solar Panels | Jinko Solar | JKM425N-54HL4-B |  | 0.425 | 7 | 180 | 20 |  | Fixed | Roof
NJADRE1559374213 | Administratively Determined Incentive Program | Marlboro | 7746 | 9.96 | Residential | Behind the Meter | Yes | Venture Home Solar, LLC | JCP&L |  | Accepted | 2025-03-31 | 2025-04-29 | 2026-04-29 | Solar Panels | Hanwha | Q.PEAK DUO BLK ML-G10+ 415W |  | 0.415 | 24 | 194 | 34 |  | Fixed | Roof
NJADRE1559374213 | Administratively Determined Incentive Program | Marlboro | 7746 | 9.96 | Residential | Behind the Meter | Yes | Venture Home Solar, LLC | JCP&L |  | Accepted | 2025-03-31 | 2025-04-29 | 2026-04-29 | Inverters | Tesla Solar | 1538000-xx-y | 330 |  | 1 |  |  | 0.9697 |  | Outside
NJADRE1559374236 | Administratively Determined Incentive Program | Vineland | 8360 | 6.02 | Residential | Behind the Meter | Yes | PosiGen Developer, LLC | Vineland Muni Electric |  | Accepted | 2025-03-31 | 2025-04-22 | 2026-04-22 | Solar Panels | SEG Solar | SEG-430-BTD-BG |  | 0.43 | 14 | 94 | 27 |  | Fixed | Roof
NJADRE1559374236 | Administratively Determined Incentive Program | Vineland | 8360 | 6.02 | Residential | Behind the Meter | Yes | PosiGen Developer, LLC | Vineland Muni Electric |  | Accepted | 2025-03-31 | 2025-04-22 | 2026-04-22 | Inverters | SolarEdge | SE5700H-US | 5700 |  | 1 |  |  | 0.99 |  | Outside | Within ten feet of meter
NJADRE1559374246 | Administratively Determined Incentive Program | Middletown | 7748 | 13.12 | Residential | Behind the Meter | No | Arma Renovations LLC DBA Arma Group | JCP&L |  | Accepted | 2025-04-03 | 2025-04-28 | 2026-04-28 | Solar Panels | Hanwha | qcells 410 |  | 0.41 | 4 | 150 | 22 |  | Fixed | Roof
NJADRE1559374246 | Administratively Determined Incentive Program | Middletown | 7748 | 13.12 | Residential | Behind the Meter | No | Arma Renovations LLC DBA Arma Group | JCP&L |  | Accepted | 2025-04-03 | 2025-04-28 | 2026-04-28 | Inverters | ENPHASE | IQ8PLUS | 290 |  | 32 |  |  | 0.98 |  | Outside
NJADRE1559374246 | Administratively Determined Incentive Program | Middletown | 7748 | 13.12 | Residential | Behind the Meter | No | Arma Renovations LLC DBA Arma Group | JCP&L |  | Accepted | 2025-04-03 | 2025-04-28 | 2026-04-28 | Solar Panels | Hanwha | qcells 410 |  | 0.41 | 19 | 150 | 5 |  | Fixed | Roof
NJADRE1559374246 | Administratively Determined Incentive Program | Middletown | 7748 | 13.12 | Residential | Behind the Meter | No | Arma Renovations LLC DBA Arma Group | JCP&L |  | Accepted | 2025-04-03 | 2025-04-28 | 2026-04-28 | Solar Panels | Hanwha | qcells 410 |  | 0.41 | 5 | 150 | 22 |  | Fixed | Roof
NJADRE1559374246 | Administratively Determined Incentive Program | Middletown | 7748 | 13.12 | Residential | Behind the Meter | No | Arma Renovations LLC DBA Arma Group | JCP&L |  | Accepted | 2025-04-03 | 2025-04-28 | 2026-04-28 | Solar Panels | Hanwha | qcells 410 |  | 0.41 | 4 | 150 | 20 |  | Fixed | Roof
NJADRE1559374281 | Administratively Determined Incentive Program | Scullville | 8234 | 11.61 | Residential | Behind the Meter | Yes | Velocity Energy & Home Solutions, Inc. | AC Electric |  | Accepted | 2025-03-31 | 2025-04-23 | 2026-04-23 | Solar Panels | seg | 430 |  | 0.43 | 21 | 129 | 19 |  | Fixed | Roof
NJADRE1559374281 | Administratively Determined Incentive Program | Scullville | 8234 | 11.61 | Residential | Behind the Meter | Yes | Velocity Energy & Home Solutions, Inc. | AC Electric |  | Accepted | 2025-03-31 | 2025-04-23 | 2026-04-23 | Solar Panels | seg | 430w |  | 0.43 | 6 | 129 | 10 |  | Fixed | Roof
NJADRE1559374281 | Administratively Determined Incentive Program | Scullville | 8234 | 11.61 | Residential | Behind the Meter | Yes | Velocity Energy & Home Solutions, Inc. | AC Electric |  | Accepted | 2025-03-31 | 2025-04-23 | 2026-04-23 | Inverters | enphase | iq8plus | 290 |  | 27 |  |  | 0.99 |  | Outdoor | behind panels
NJADRE1559374340 | Administratively Determined Incentive Program | East Windsor | 8520 | 7.23 | Residential | Behind the Meter | Yes | Whitman Construction, LLC | JCP&L |  | Accepted | 2025-03-31 | 2025-04-22 | 2026-04-22 | Solar Panels | JINKO SOLAR | JKM425N-54HL4-B |  | 0.425 | 13 | 187 | 31 |  | Fixed | Roof
NJADRE1559374340 | Administratively Determined Incentive Program | East Windsor | 8520 | 7.23 | Residential | Behind the Meter | Yes | Whitman Construction, LLC | JCP&L |  | Accepted | 2025-03-31 | 2025-04-22 | 2026-04-22 | Inverters | ENPHASE | IQ8PLUS-72-2-US | 290 |  | 17 |  |  | 0.975 |  | Outdoor
NJADRE1559374340 | Administratively Determined Incentive Program | East Windsor | 8520 | 7.23 | Residential | Behind the Meter | Yes | Whitman Construction, LLC | JCP&L |  | Accepted | 2025-03-31 | 2025-04-22 | 2026-04-22 | Solar Panels | Jinko Solar | JKM425N-54HL4-B |  | 0.425 | 4 | 7 | 31 |  | Fixed | Roof
NJADRE1559374358 | Administratively Determined Incentive Program | JACKSON | 8527 | 15.3 | Residential | Behind the Meter | Yes | SunPurity, LLC | JCP&L |  | Accepted | 2025-03-31 | 2025-05-14 | 2026-05-14 | Solar Panels | Jinko | JKM425N-54HL4-B (425W) |  | 0.425 | 16 | 355 | 20 |  | Fixed | Roof
NJADRE1559374358 | Administratively Determined Incentive Program | JACKSON | 8527 | 15.3 | Residential | Behind the Meter | Yes | SunPurity, LLC | JCP&L |  | Accepted | 2025-03-31 | 2025-05-14 | 2026-05-14 | Solar Panels | Jinko | JKM425N-54HL4-B (425W) |  | 0.425 | 5 | 175 | 21 |  | Fixed | Roof
NJADRE1559374358 | Administratively Determined Incentive Program | JACKSON | 8527 | 15.3 | Residential | Behind the Meter | Yes | SunPurity, LLC | JCP&L |  | Accepted | 2025-03-31 | 2025-05-14 | 2026-05-14 | Solar Panels | Jinko | JKM425N-54HL4-B (425W) |  | 0.425 | 13 | 175 | 20 |  | Fixed | Roof
NJADRE1559374358 | Administratively Determined Incentive Program | JACKSON | 8527 | 15.3 | Residential | Behind the Meter | Yes | SunPurity, LLC | JCP&L |  | Accepted | 2025-03-31 | 2025-05-14 | 2026-05-14 | Inverters | SolarEdge | SE11400H-US | 11400 |  | 1 |  |  | 0.99 |  | Outdoor
NJADRE1559374358 | Administratively Determined Incentive Program | JACKSON | 8527 | 15.3 | Residential | Behind the Meter | Yes | SunPurity, LLC | JCP&L |  | Accepted | 2025-03-31 | 2025-05-14 | 2026-05-14 | Solar Panels | Jinko | JKM425N-54HL4-B (425W) |  | 0.425 | 2 | 175 | 21 |  | Fixed | Roof
NJADRE1559374484 | Administratively Determined Incentive Program | Westfield | 7090 | 8.6 | Residential | Behind the Meter | Yes | Velocity Energy & Home Solutions, Inc. | AC Electric |  | Accepted | 2025-03-31 | 2025-04-23 | 2026-04-23 | Solar Panels | seg | 430w |  | 0.43 | 20 | 217 | 38 |  | Fixed | Roof
NJADRE1559374484 | Administratively Determined Incentive Program | Westfield | 7090 | 8.6 | Residential | Behind the Meter | Yes | Velocity Energy & Home Solutions, Inc. | AC Electric |  | Accepted | 2025-03-31 | 2025-04-23 | 2026-04-23 | Inverters | enphase | iq8plus | 290 |  | 20 |  |  | 0.99 |  | Outdoor | behind panels
NJADRE1559374524 | Administratively Determined Incentive Program | Elmer | 8318 | 9.02 | Residential | Behind the Meter | Yes | Pro Custom Solar dba Momentum Solar | AC Electric |  | Accepted | 2025-03-31 | 2025-04-22 | 2026-04-22 | Solar Panels | HANWHA | Q.PEAK DUO BLK ML-G10+ 410 |  | 0.41 | 15 | 102 | 11 |  | Fixed | Roof
NJADRE1559374524 | Administratively Determined Incentive Program | Elmer | 8318 | 9.02 | Residential | Behind the Meter | Yes | Pro Custom Solar dba Momentum Solar | AC Electric |  | Accepted | 2025-03-31 | 2025-04-22 | 2026-04-22 | Solar Panels | HANWHA | Q.PEAK DUO BLK ML-G10+ 410 |  | 0.41 | 7 | 282 | 10 |  | Fixed | Roof
NJADRE1559374524 | Administratively Determined Incentive Program | Elmer | 8318 | 9.02 | Residential | Behind the Meter | Yes | Pro Custom Solar dba Momentum Solar | AC Electric |  | Accepted | 2025-03-31 | 2025-04-22 | 2026-04-22 | Inverters | ENPHASE | IQ8HC-72-M-DOM-US | 380 |  | 22 |  |  | 0.97 |  | Outdoor
NJADRE1559374822 | Administratively Determined Incentive Program | Woodbury | 8096 | 11.07 | Residential | Behind the Meter | Yes | Whitman Construction, LLC | PSE&G |  | Accepted | 2025-03-31 | 2025-04-22 | 2026-04-22 | Solar Panels | TRINA SOLAR | TSM-410NE09RC.05 |  | 0.41 | 5 | 105 | 23 |  | Fixed | Roof
NJADRE1559374822 | Administratively Determined Incentive Program | Woodbury | 8096 | 11.07 | Residential | Behind the Meter | Yes | Whitman Construction, LLC | PSE&G |  | Accepted | 2025-03-31 | 2025-04-22 | 2026-04-22 | Solar Panels | TRINA SOLAR | TSM-410NE09RC.05 |  | 0.41 | 15 | 285 | 34 |  | Fixed | Roof
NJADRE1559374822 | Administratively Determined Incentive Program | Woodbury | 8096 | 11.07 | Residential | Behind the Meter | Yes | Whitman Construction, LLC | PSE&G |  | Accepted | 2025-03-31 | 2025-04-22 | 2026-04-22 | Inverters | ENPHASE | IQ8PLUS-72-2-US | 290 |  | 27 |  |  | 0.975 |  | Outdoor
NJADRE1559374822 | Administratively Determined Incentive Program | Woodbury | 8096 | 11.07 | Residential | Behind the Meter | Yes | Whitman Construction, LLC | PSE&G |  | Accepted | 2025-03-31 | 2025-04-22 | 2026-04-22 | Solar Panels | Trina Solar | TSM-410NE09RC.05 |  | 0.41 | 7 | 105 | 34 |  | Fixed | Roof
NJADRE1559374843 | Administratively Determined Incentive Program | New Brunswick | 8901 | 2.87 | Residential | Behind the Meter | Yes | Sunrun Installation Services, Inc. | PSE&G |  | Accepted | 2025-03-31 | 2025-04-22 | 2026-04-22 | Solar Panels | Hanwha Q Cells | Q.PEAK DUO BLK ML-G10+ 410 DCA (MD06G100A-017) |  | 0.41 | 7 | 130 | 39 |  | Fixed | Roof
NJADRE1559374843 | Administratively Determined Incentive Program | New Brunswick | 8901 | 2.87 | Residential | Behind the Meter | Yes | Sunrun Installation Services, Inc. | PSE&G |  | Accepted | 2025-03-31 | 2025-04-22 | 2026-04-22 | Inverters | Growatt New Energy Technology Co Ltd | MIN 3800TL-XH-US | 3800 |  | 1 |  |  | 0.98 |  | Outdoor
NJADRE1559374852 | Administratively Determined Incentive Program | Secaucus | 7094 | 10.25 | Residential | Behind the Meter | Yes | Pro Custom Solar dba Momentum Solar | PSE&G |  | Accepted | 2025-03-31 | 2025-04-22 | 2026-04-22 | Inverters | ENPHASE | IQ8HC-72-M-DOM-US | 380 |  | 25 |  |  | 0.97 |  | Outdoor
NJADRE1559374852 | Administratively Determined Incentive Program | Secaucus | 7094 | 10.25 | Residential | Behind the Meter | Yes | Pro Custom Solar dba Momentum Solar | PSE&G |  | Accepted | 2025-03-31 | 2025-04-22 | 2026-04-22 | Solar Panels | HANWHA | Q.PEAK DUO BLK ML-G10+ 410 |  | 0.41 | 9 | 306 | 21 |  | Fixed | Roof
NJADRE1559374852 | Administratively Determined Incentive Program | Secaucus | 7094 | 10.25 | Residential | Behind the Meter | Yes | Pro Custom Solar dba Momentum Solar | PSE&G |  | Accepted | 2025-03-31 | 2025-04-22 | 2026-04-22 | Solar Panels | HANWHA | Q.PEAK DUO BLK ML-G10+ 410 |  | 0.41 | 2 | 126 | 9 |  | Fixed | Roof
NJADRE1559374852 | Administratively Determined Incentive Program | Secaucus | 7094 | 10.25 | Residential | Behind the Meter | Yes | Pro Custom Solar dba Momentum Solar | PSE&G |  | Accepted | 2025-03-31 | 2025-04-22 | 2026-04-22 | Solar Panels | HANWHA | Q.PEAK DUO BLK ML-G10+ 410 |  | 0.41 | 14 | 126 | 22 |  | Fixed | Roof
NJADRE1559374858 | Administratively Determined Incentive Program | Sicklerville | 8081 | 7.23 | Residential | Behind the Meter | Yes | Whitman Construction, LLC | AC Electric |  | Accepted | 2025-03-31 | 2025-04-22 | 2026-04-22 | Solar Panels | Jinko Solar | JKM425N-54HL4-B |  | 0.425 | 17 | 227 | 20 |  | Fixed | Roof
NJADRE1559374858 | Administratively Determined Incentive Program | Sicklerville | 8081 | 7.23 | Residential | Behind the Meter | Yes | Whitman Construction, LLC | AC Electric |  | Accepted | 2025-03-31 | 2025-04-22 | 2026-04-22 | Inverters | ENPHASE | IQ8PLUS-72-2-US | 290 |  | 17 |  |  | 0.975 |  | Outdoor
NJADRE1559374896 | Administratively Determined Incentive Program | Delran | 8075 | 6.48 | Residential | Behind the Meter | No | Freedom Forever New Jersey, LLC | PSE&G |  | Accepted | 2025-03-31 | 2025-04-22 | 2026-04-22 | Inverters | Solar Edge | SE5000H-USRGM | 5000 |  | 1 |  |  | 0.99 |  | Outside
NJADRE1559374896 | Administratively Determined Incentive Program | Delran | 8075 | 6.48 | Residential | Behind the Meter | No | Freedom Forever New Jersey, LLC | PSE&G |  | Accepted | 2025-03-31 | 2025-04-22 | 2026-04-22 | Solar Panels | JA Solar | JAM54S31-405/MR |  | 0.405 | 16 | 183 | 33 |  | Fixed | Roof
NJADRE1559374961 | Administratively Determined Incentive Program | Gloucester Twp | 8081 | 7.055 | Residential | Behind the Meter | Yes | SunnyMac, LLC | AC Electric |  | Accepted | 2025-03-31 | 2025-04-23 | 2026-04-23 | Inverters | SOLAREDGE | SE5700H-US | 5760 |  | 1 |  |  | 0.99 |  | Outdoor | next to meter
NJADRE1559374961 | Administratively Determined Incentive Program | Gloucester Twp | 8081 | 7.055 | Residential | Behind the Meter | Yes | SunnyMac, LLC | AC Electric |  | Accepted | 2025-03-31 | 2025-04-23 | 2026-04-23 | Solar Panels | HANWHA | Q.PEAK DUO BLK ML-G10+ 415W |  | 0.415 | 3 | 158 | 22 |  | Fixed | Roof
NJADRE1559374961 | Administratively Determined Incentive Program | Gloucester Twp | 8081 | 7.055 | Residential | Behind the Meter | Yes | SunnyMac, LLC | AC Electric |  | Accepted | 2025-03-31 | 2025-04-23 | 2026-04-23 | Solar Panels | HANWHA | Q.PEAK DUO BLK ML-G10+ 415W |  | 0.415 | 14 | 158 | 22 |  | Fixed | Roof
NJADRE1559374961 | Administratively Determined Incentive Program | Gloucester Twp | 8081 | 7.055 | Residential | Behind the Meter | Yes | SunnyMac, LLC | AC Electric |  | Accepted | 2025-03-31 | 2025-04-23 | 2026-04-23 | Meters | SOLAREDGE HOME HUB | SE-RGMTR-1D-240C-B |  |  | 1 |  |  |  | Yes | Outdoor
NJADRE1559374996 | Administratively Determined Incentive Program | Clayton | 8312 | 11.75 | Residential | Behind the Meter | Yes | Freedom Forever New Jersey, LLC | AC Electric |  | Accepted | 2025-03-31 | 2025-04-22 | 2026-04-22 | Inverters | Solar Edge | USE7600H-USMNBL75 | 7600 |  | 1 |  |  | 0.99 |  | Outside
NJADRE1559374996 | Administratively Determined Incentive Program | Clayton | 8312 | 11.75 | Residential | Behind the Meter | Yes | Freedom Forever New Jersey, LLC | AC Electric |  | Accepted | 2025-03-31 | 2025-04-22 | 2026-04-22 | Solar Panels | JA Solar | JAM54S31-405/MR |  | 0.405 | 7 | 277 | 26 |  | Fixed | Roof
NJADRE1559374996 | Administratively Determined Incentive Program | Clayton | 8312 | 11.75 | Residential | Behind the Meter | Yes | Freedom Forever New Jersey, LLC | AC Electric |  | Accepted | 2025-03-31 | 2025-04-22 | 2026-04-22 | Solar Panels | JA Solar | JAM54S31-405/MR |  | 0.405 | 14 | 97 | 26 |  | Fixed | Roof
NJADRE1559374996 | Administratively Determined Incentive Program | Clayton | 8312 | 11.75 | Residential | Behind the Meter | Yes | Freedom Forever New Jersey, LLC | AC Electric |  | Accepted | 2025-03-31 | 2025-04-22 | 2026-04-22 | Solar Panels | JA Solar | JAM54S31-405/MR |  | 0.405 | 4 | 97 | 26 |  | Fixed | Roof
NJADRE1559374996 | Administratively Determined Incentive Program | Clayton | 8312 | 11.75 | Residential | Behind the Meter | Yes | Freedom Forever New Jersey, LLC | AC Electric |  | Accepted | 2025-03-31 | 2025-04-22 | 2026-04-22 | Solar Panels | JA Solar | JAM54S31-405/MR |  | 0.405 | 2 | 97 | 26 |  | Fixed | Roof
NJADRE1559374996 | Administratively Determined Incentive Program | Clayton | 8312 | 11.75 | Residential | Behind the Meter | Yes | Freedom Forever New Jersey, LLC | AC Electric |  | Accepted | 2025-03-31 | 2025-04-22 | 2026-04-22 | Solar Panels | JA Solar | JAM54S31-405/MR |  | 0.405 | 2 | 277 | 26 |  | Fixed | Roof
NJADRE1559375004 | Administratively Determined Incentive Program | Secaucus | 7094 | 3.69 | Residential | Behind the Meter | Yes | Trinity Solar, LLC | PSE&G |  | Accepted | 2025-03-31 | 2025-04-22 | 2026-04-22 | Solar Panels | HANWHA | Q.PEAK DUO BLK ML-G10+ 410 |  | 0.41 | 9 | 122 | 23 |  | Fixed | Roof
NJADRE1559375004 | Administratively Determined Incentive Program | Secaucus | 7094 | 3.69 | Residential | Behind the Meter | Yes | Trinity Solar, LLC | PSE&G |  | Accepted | 2025-03-31 | 2025-04-22 | 2026-04-22 | Inverters | Solar Edge | USE3800H-US | 3800 |  | 1 |  |  | 0.97 |  | Outside
NJADRE1559375022 | Administratively Determined Incentive Program | Waretown | 8758 | 15.73 | Residential | Behind the Meter | Yes | Whitman Construction, LLC | JCP&L |  | Accepted | 2025-03-31 | 2025-04-22 | 2026-04-22 | Solar Panels | Jinko Solar | JKM425N-54HL4-B |  | 0.425 | 14 | 298 | 19 |  | Fixed | Roof
NJADRE1559375022 | Administratively Determined Incentive Program | Waretown | 8758 | 15.73 | Residential | Behind the Meter | Yes | Whitman Construction, LLC | JCP&L |  | Accepted | 2025-03-31 | 2025-04-22 | 2026-04-22 | Solar Panels | JINKO SOLAR | JKM425N-54HL4-B |  | 0.425 | 16 | 118 | 19 |  | Fixed | Roof
NJADRE1559375022 | Administratively Determined Incentive Program | Waretown | 8758 | 15.73 | Residential | Behind the Meter | Yes | Whitman Construction, LLC | JCP&L |  | Accepted | 2025-03-31 | 2025-04-22 | 2026-04-22 | Inverters | ENPHASE | IQ8PLUS-72-2-US | 290 |  | 37 |  |  | 0.975 |  | Outdoor
NJADRE1559375022 | Administratively Determined Incentive Program | Waretown | 8758 | 15.73 | Residential | Behind the Meter | Yes | Whitman Construction, LLC | JCP&L |  | Accepted | 2025-03-31 | 2025-04-22 | 2026-04-22 | Solar Panels | Jinko Solar | JKM425N-54HL4-B |  | 0.425 | 2 | 298 | 18 |  | Fixed | Roof
NJADRE1559375022 | Administratively Determined Incentive Program | Waretown | 8758 | 15.73 | Residential | Behind the Meter | Yes | Whitman Construction, LLC | JCP&L |  | Accepted | 2025-03-31 | 2025-04-22 | 2026-04-22 | Solar Panels | Jinko Solar | JKM425N-54HL4-B |  | 0.425 | 5 | 118 | 18 |  | Fixed | Roof
NJADRE1559375045 | Administratively Determined Incentive Program | RAHWAY CITY | 7065 | 4.1 | Residential | Behind the Meter | Yes | Bright Ops, Inc. | PSE&G |  | Accepted | 2025-03-31 | 2025-04-23 | 2026-04-23 | Solar Panels | Hanwha Q-Cells | Q.PEAK DUO BLK ML-G10+ 410 |  | 0.41 | 10 | 175 | 18 |  | Fixed | Roof
NJADRE1559375045 | Administratively Determined Incentive Program | RAHWAY CITY | 7065 | 4.1 | Residential | Behind the Meter | Yes | Bright Ops, Inc. | PSE&G |  | Accepted | 2025-03-31 | 2025-04-23 | 2026-04-23 | Inverters | SolarEdge Technologies | SE3800H - USMN | 3800 |  | 1 |  |  | 0.98 |  | Outdoor | Outside
NJADRE1559375124 | Administratively Determined Incentive Program | Middletown Township | 7748 | 5.33 | Residential | Behind the Meter | Yes | Sunrun Installation Services, Inc. | JCP&L |  | Accepted | 2025-03-31 | 2025-04-22 | 2026-04-22 | Inverters | SolarEdge Technologies | SE3800H-USMN | 3800 |  | 1 |  |  | 0.99 |  | Outdoor | Next to the meter
NJADRE1559375124 | Administratively Determined Incentive Program | Middletown Township | 7748 | 5.33 | Residential | Behind the Meter | Yes | Sunrun Installation Services, Inc. | JCP&L |  | Accepted | 2025-03-31 | 2025-04-22 | 2026-04-22 | Solar Panels | Hanwha Q-Cells | Q.PEAK DUO BLK ML-G10+ 410 |  | 0.41 | 2 | 90 | 23 |  | Fixed | Roof
NJADRE1559375124 | Administratively Determined Incentive Program | Middletown Township | 7748 | 5.33 | Residential | Behind the Meter | Yes | Sunrun Installation Services, Inc. | JCP&L |  | Accepted | 2025-03-31 | 2025-04-22 | 2026-04-22 | Solar Panels | Hanwha Q-Cells | Q.PEAK DUO BLK ML-G10+ 410 |  | 0.41 | 11 | 270 | 23 |  | Fixed | Roof
NJADRE1559375391 | Administratively Determined Incentive Program | Colonia | 7067 | 7.79 | Residential | Behind the Meter | Yes | Pro Custom Solar dba Momentum Solar | PSE&G |  | Accepted | 2025-03-31 | 2025-04-22 | 2026-04-22 | Inverters | ENPHASE | IQ8HC-72-M-DOM-US | 380 |  | 19 |  |  | 0.97 |  | Outdoor
NJADRE1559375391 | Administratively Determined Incentive Program | Colonia | 7067 | 7.79 | Residential | Behind the Meter | Yes | Pro Custom Solar dba Momentum Solar | PSE&G |  | Accepted | 2025-03-31 | 2025-04-22 | 2026-04-22 | Solar Panels | HANWHA | Q.PEAK DUO BLK ML-G10+ 410 |  | 0.41 | 6 | 184 | 19 |  | Fixed | Roof
NJADRE1559375391 | Administratively Determined Incentive Program | Colonia | 7067 | 7.79 | Residential | Behind the Meter | Yes | Pro Custom Solar dba Momentum Solar | PSE&G |  | Accepted | 2025-03-31 | 2025-04-22 | 2026-04-22 | Solar Panels | HANWHA | Q.PEAK DUO BLK ML-G10+ 410 |  | 0.41 | 10 | 274 | 16 |  | Fixed | Roof
NJADRE1559375391 | Administratively Determined Incentive Program | Colonia | 7067 | 7.79 | Residential | Behind the Meter | Yes | Pro Custom Solar dba Momentum Solar | PSE&G |  | Accepted | 2025-03-31 | 2025-04-22 | 2026-04-22 | Solar Panels | HANWHA | Q.PEAK DUO BLK ML-G10+ 410 |  | 0.41 | 3 | 94 | 18 |  | Fixed | Roof
NJADRE1559375410 | Administratively Determined Incentive Program | Monroe Township | 8831 | 10.32 | Residential | Behind the Meter | No | Green Power Energy, LLC | JCP&L |  | Accepted | 2025-03-31 | 2025-04-22 | 2026-04-22 | Inverters | Enphase Energy | IQ8MC-72-M-US [240V] | 320 |  | 24 |  |  | 0.98 |  | Outside | Roof
NJADRE1559375410 | Administratively Determined Incentive Program | Monroe Township | 8831 | 10.32 | Residential | Behind the Meter | No | Green Power Energy, LLC | JCP&L |  | Accepted | 2025-03-31 | 2025-04-22 | 2026-04-22 | Solar Panels | SEG Solar | SEG-430-BTD-BG |  | 0.43 | 24 | 238 | 23 |  | Fixed | Roof
NJADRE1559375425 | Administratively Determined Incentive Program | East Windsor | 8520 | 5.67 | Residential | Behind the Meter | Yes | Freedom Forever New Jersey, LLC | JCP&L |  | Accepted | 2025-03-31 | 2025-04-22 | 2026-04-22 | Solar Panels | JA Solar | JAM54S31-405/MR |  | 0.405 | 14 | 96 | 24 |  | Fixed | Roof
NJADRE1559375425 | Administratively Determined Incentive Program | East Windsor | 8520 | 5.67 | Residential | Behind the Meter | Yes | Freedom Forever New Jersey, LLC | JCP&L |  | Accepted | 2025-03-31 | 2025-04-22 | 2026-04-22 | Inverters | Solar Edge | USE3800H-USMNBL7 | 3800 |  | 1 |  |  | 0.99 |  | Outside
NJADRE1559375439 | Administratively Determined Incentive Program | EAST ORANGE | 7018 | 4.92 | Residential | Behind the Meter | Yes | Pro Custom Solar dba Momentum Solar | PSE&G |  | Accepted | 2025-03-31 | 2025-04-22 | 2026-04-22 | Solar Panels | HANWHA | Q.PEAK DUO BLK ML-G10+ 410 |  | 0.41 | 4 | 293 | 13 |  | Fixed | Roof
NJADRE1559375439 | Administratively Determined Incentive Program | EAST ORANGE | 7018 | 4.92 | Residential | Behind the Meter | Yes | Pro Custom Solar dba Momentum Solar | PSE&G |  | Accepted | 2025-03-31 | 2025-04-22 | 2026-04-22 | Solar Panels | HANWHA | Q.PEAK DUO BLK ML-G10+ 410 |  | 0.41 | 4 | 113 | 13 |  | Fixed | Roof
NJADRE1559375439 | Administratively Determined Incentive Program | EAST ORANGE | 7018 | 4.92 | Residential | Behind the Meter | Yes | Pro Custom Solar dba Momentum Solar | PSE&G |  | Accepted | 2025-03-31 | 2025-04-22 | 2026-04-22 | Inverters | ENPHASE | IQ8HC-72-M-DOM-US | 380 |  | 12 |  |  | 0.97 |  | Outdoor
NJADRE1559375439 | Administratively Determined Incentive Program | EAST ORANGE | 7018 | 4.92 | Residential | Behind the Meter | Yes | Pro Custom Solar dba Momentum Solar | PSE&G |  | Accepted | 2025-03-31 | 2025-04-22 | 2026-04-22 | Solar Panels | HANWHA | Q.PEAK DUO BLK ML-G10+ 410 |  | 0.41 | 4 | 24 | 45 |  | Fixed | Roof
NJADRE1559375465 | Administratively Determined Incentive Program | BLUE ANCHOR | 8037 | 11.07 | Residential | Behind the Meter | Yes | Sunrun Installation Services, Inc. | AC Electric |  | Accepted | 2025-03-31 | 2025-04-22 | 2026-04-22 | Solar Panels | Hanwha Q Cells | Q.PEAK DUO BLK ML-G10+ 410 |  | 0.41 | 14 | 129 | 23 |  | Fixed | Roof
NJADRE1559375465 | Administratively Determined Incentive Program | BLUE ANCHOR | 8037 | 11.07 | Residential | Behind the Meter | Yes | Sunrun Installation Services, Inc. | AC Electric |  | Accepted | 2025-03-31 | 2025-04-22 | 2026-04-22 | Inverters | SolarEdge Technologies | SE7600H-USMN | 7600 |  | 1 |  |  | 0.99 |  | Outdoor
NJADRE1559375465 | Administratively Determined Incentive Program | BLUE ANCHOR | 8037 | 11.07 | Residential | Behind the Meter | Yes | Sunrun Installation Services, Inc. | AC Electric |  | Accepted | 2025-03-31 | 2025-04-22 | 2026-04-22 | Solar Panels | Hanwha Q Cells | Q.PEAK DUO BLK ML-G10+ 410 |  | 0.41 | 13 | 309 | 23 |  | Fixed | Roof
NJADRE1559375479 | Administratively Determined Incentive Program | Hamilton Twp | 8629 | 5.74 | Residential | Behind the Meter | Yes | Sunrun Installation Services, Inc. | PSE&G |  | Accepted | 2025-03-31 | 2025-04-22 | 2026-04-22 | Solar Panels | Hanwha Q-Cells | Q.PEAK DUO BLK ML-G10+ 410 DCA (MD06G100A-017) |  | 0.41 | 8 | 144 | 30 |  | Fixed | Roof
NJADRE1559375479 | Administratively Determined Incentive Program | Hamilton Twp | 8629 | 5.74 | Residential | Behind the Meter | Yes | Sunrun Installation Services, Inc. | PSE&G |  | Accepted | 2025-03-31 | 2025-04-22 | 2026-04-22 | Solar Panels | Hanwha Q-Cells | Q.PEAK DUO BLK ML-G10+ 410 DCA (MD06G100A-017) |  | 0.41 | 6 | 324 | 30 |  | Fixed | Roof
NJADRE1559375479 | Administratively Determined Incentive Program | Hamilton Twp | 8629 | 5.74 | Residential | Behind the Meter | Yes | Sunrun Installation Services, Inc. | PSE&G |  | Accepted | 2025-03-31 | 2025-04-22 | 2026-04-22 | Inverters | Growatt New Energy Technology Co Ltd | MIN 6000TL-XH-US | 6000 |  | 1 |  |  | 0.98 |  | Outdoor | Next to meter
NJADRE1559375481 | Administratively Determined Incentive Program | Atlantic Highlands | 7716 | 13.37 | Residential | Behind the Meter | Yes | Freedom Forever New Jersey, LLC | JCP&L |  | Accepted | 2025-03-31 | 2025-04-22 | 2026-04-22 | Inverters | Solar Edge | USE11400H-USMNBL75) | 11400 |  | 1 |  |  | 0.99 |  | Outside
NJADRE1559375481 | Administratively Determined Incentive Program | Atlantic Highlands | 7716 | 13.37 | Residential | Behind the Meter | Yes | Freedom Forever New Jersey, LLC | JCP&L |  | Accepted | 2025-03-31 | 2025-04-22 | 2026-04-22 | Solar Panels | JA Solar | JAM54S31-405/MR |  | 0.405 | 13 | 115 | 53 |  | Fixed | Roof
NJADRE1559375481 | Administratively Determined Incentive Program | Atlantic Highlands | 7716 | 13.37 | Residential | Behind the Meter | Yes | Freedom Forever New Jersey, LLC | JCP&L |  | Accepted | 2025-03-31 | 2025-04-22 | 2026-04-22 | Solar Panels | JA Solar | JAM54S31-405/MR |  | 0.405 | 6 | 205 | 39 |  | Fixed | Roof
NJADRE1559375481 | Administratively Determined Incentive Program | Atlantic Highlands | 7716 | 13.37 | Residential | Behind the Meter | Yes | Freedom Forever New Jersey, LLC | JCP&L |  | Accepted | 2025-03-31 | 2025-04-22 | 2026-04-22 | Solar Panels | JA Solar | JAM54S31-405/MR |  | 0.405 | 5 | 115 | 17 |  | Fixed | Roof
NJADRE1559375481 | Administratively Determined Incentive Program | Atlantic Highlands | 7716 | 13.37 | Residential | Behind the Meter | Yes | Freedom Forever New Jersey, LLC | JCP&L |  | Accepted | 2025-03-31 | 2025-04-22 | 2026-04-22 | Solar Panels | JA Solar | JAM54S31-405/MR |  | 0.405 | 1 | 295 | 52 |  | Fixed | Roof
NJADRE1559375481 | Administratively Determined Incentive Program | Atlantic Highlands | 7716 | 13.37 | Residential | Behind the Meter | Yes | Freedom Forever New Jersey, LLC | JCP&L |  | Accepted | 2025-03-31 | 2025-04-22 | 2026-04-22 | Solar Panels | JA Solar | JAM54S31-405/MR |  | 0.405 | 7 | 115 | 11 |  | Fixed | Roof
NJADRE1559375481 | Administratively Determined Incentive Program | Atlantic Highlands | 7716 | 13.37 | Residential | Behind the Meter | Yes | Freedom Forever New Jersey, LLC | JCP&L |  | Accepted | 2025-03-31 | 2025-04-22 | 2026-04-22 | Solar Panels | JA Solar | JAM54S31-405/MR |  | 0.405 | 1 | 295 | 53 |  | Fixed | Roof
NJADRE1559375503 | Administratively Determined Incentive Program | Trenton | 8638 | 126.9 | Commercial | Behind the Meter | No | 1st Light Energy, Inc. | PSE&G |  | Accepted | 2025-04-01 | 2025-04-28 | 2026-04-28 | Inverters | CHINT | CPS SCA60KTL-DO/US-480 | 60000 |  | 2 |  |  | 0.97 |  | Indoor | WITHIN 10 FEET OF METER
NJADRE1559375503 | Administratively Determined Incentive Program | Trenton | 8638 | 126.9 | Commercial | Behind the Meter | No | 1st Light Energy, Inc. | PSE&G |  | Accepted | 2025-04-01 | 2025-04-28 | 2026-04-28 | Solar Panels | HYPERION | 540W BTW |  | 0.54 | 235 | 150 | 3 |  | Fixed | Roof
NJADRE1559375512 | Administratively Determined Incentive Program | Middletown | 7748 | 5.67 | Residential | Behind the Meter | No | Power Home Remodeling Group | JCP&L |  | Accepted | 2025-03-31 | 2025-04-22 | 2026-04-22 | Meters | SolarEdge | Revenue Grade Data Ansi C12.20 |  |  | 1 |  |  |  | Yes | Outdoor
NJADRE1559375512 | Administratively Determined Incentive Program | Middletown | 7748 | 5.67 | Residential | Behind the Meter | No | Power Home Remodeling Group | JCP&L |  | Accepted | 2025-03-31 | 2025-04-22 | 2026-04-22 | Solar Panels | JA Solar | JAM54S31 405/MR |  | 0.405 | 2 | 197 | 22 |  | Fixed | Roof
NJADRE1559375512 | Administratively Determined Incentive Program | Middletown | 7748 | 5.67 | Residential | Behind the Meter | No | Power Home Remodeling Group | JCP&L |  | Accepted | 2025-03-31 | 2025-04-22 | 2026-04-22 | Solar Panels | JA Solar | JAM54S31 405/MR |  | 0.405 | 10 | 197 | 22 |  | Fixed | Roof
NJADRE1559375512 | Administratively Determined Incentive Program | Middletown | 7748 | 5.67 | Residential | Behind the Meter | No | Power Home Remodeling Group | JCP&L |  | Accepted | 2025-03-31 | 2025-04-22 | 2026-04-22 | Inverters | SolarEdge | SE5700H-US | 5760 |  | 1 |  |  | 0.99 |  | Outdoor
NJADRE1559375512 | Administratively Determined Incentive Program | Middletown | 7748 | 5.67 | Residential | Behind the Meter | No | Power Home Remodeling Group | JCP&L |  | Accepted | 2025-03-31 | 2025-04-22 | 2026-04-22 | Solar Panels | JA Solar | JAM54S31 405/MR |  | 0.405 | 2 | 17 | 22 |  | Fixed | Roof
NJADRE1559375549 | Administratively Determined Incentive Program | Jersey City | 7307 | 5.33 | Residential | Behind the Meter | Yes | Pro Custom Solar dba Momentum Solar | PSE&G |  | Accepted | 2025-04-01 | 2025-04-23 | 2026-04-23 | Solar Panels | HANWHA | Q.PEAK DUO BLK ML-G10+ 410 |  | 0.41 | 9 | 298 | 38 |  | Fixed | Roof
NJADRE1559375549 | Administratively Determined Incentive Program | Jersey City | 7307 | 5.33 | Residential | Behind the Meter | Yes | Pro Custom Solar dba Momentum Solar | PSE&G |  | Accepted | 2025-04-01 | 2025-04-23 | 2026-04-23 | Solar Panels | HANWHA | Q.PEAK DUO BLK ML-G10+ 410 |  | 0.41 | 4 | 118 | 38 |  | Fixed | Roof
NJADRE1559375549 | Administratively Determined Incentive Program | Jersey City | 7307 | 5.33 | Residential | Behind the Meter | Yes | Pro Custom Solar dba Momentum Solar | PSE&G |  | Accepted | 2025-04-01 | 2025-04-23 | 2026-04-23 | Inverters | ENPHASE | IQ8HC-72-M-DOM-US | 380 |  | 13 |  |  | 0.97 |  | Outdoor
NJADRE1559375579 | Administratively Determined Incentive Program | Elizabeth City | 7202 | 10.66 | Residential | Behind the Meter | Yes | Sunrun Installation Services, Inc. | PSE&G |  | Accepted | 2025-03-31 | 2025-04-23 | 2026-04-23 | Solar Panels | Hanwha Q-Cells | Q.PEAK DUO BLK ML-G10+ 410 |  | 0.41 | 3 | 42 | 34 |  | Fixed | Roof
NJADRE1559375579 | Administratively Determined Incentive Program | Elizabeth City | 7202 | 10.66 | Residential | Behind the Meter | Yes | Sunrun Installation Services, Inc. | PSE&G |  | Accepted | 2025-03-31 | 2025-04-23 | 2026-04-23 | Inverters | SolarEdge Technologies | SE7600H-USMN | 7600 |  | 1 |  |  | 0.99 |  | Outdoor | Next to the meter
NJADRE1559375579 | Administratively Determined Incentive Program | Elizabeth City | 7202 | 10.66 | Residential | Behind the Meter | Yes | Sunrun Installation Services, Inc. | PSE&G |  | Accepted | 2025-03-31 | 2025-04-23 | 2026-04-23 | Solar Panels | Hanwha Q-Cells | Q.PEAK DUO BLK ML-G10+ 410 |  | 0.41 | 6 | 313 | 24 |  | Fixed | Roof
NJADRE1559375579 | Administratively Determined Incentive Program | Elizabeth City | 7202 | 10.66 | Residential | Behind the Meter | Yes | Sunrun Installation Services, Inc. | PSE&G |  | Accepted | 2025-03-31 | 2025-04-23 | 2026-04-23 | Solar Panels | Hanwha Q-Cells | Q.PEAK DUO BLK ML-G10+ 410 |  | 0.41 | 6 | 133 | 29 |  | Fixed | Roof
NJADRE1559375579 | Administratively Determined Incentive Program | Elizabeth City | 7202 | 10.66 | Residential | Behind the Meter | Yes | Sunrun Installation Services, Inc. | PSE&G |  | Accepted | 2025-03-31 | 2025-04-23 | 2026-04-23 | Solar Panels | Hanwha Q-Cells | Q.PEAK DUO BLK ML-G10+ 410 |  | 0.41 | 11 | 223 | 34 |  | Fixed | Roof
NJADRE1559375754 | Administratively Determined Incentive Program | COLUMBIA | 7832 | 9.43 | Residential | Behind the Meter | Yes | Sunrun Installation Services, Inc. | JCP&L |  | Accepted | 2025-03-31 | 2025-04-30 | 2026-04-30 | Solar Panels | Hanwha Q Cells | Q.PEAK DUO BLK ML-G10+ 410 |  | 0.41 | 4 | 159 | 22 |  | Fixed | Roof
NJADRE1559375754 | Administratively Determined Incentive Program | COLUMBIA | 7832 | 9.43 | Residential | Behind the Meter | Yes | Sunrun Installation Services, Inc. | JCP&L |  | Accepted | 2025-03-31 | 2025-04-30 | 2026-04-30 | Electric Storage Battery | Tesla | Powerwall 3 1707000-xx-y |  |  | 1 |  |  |  | Lithium Ion |  | OUTSIDE
NJADRE1559375754 | Administratively Determined Incentive Program | COLUMBIA | 7832 | 9.43 | Residential | Behind the Meter | Yes | Sunrun Installation Services, Inc. | JCP&L |  | Accepted | 2025-03-31 | 2025-04-30 | 2026-04-30 | Inverters | Tesla | Powerwall 3 1707000-xx-y | 11500 |  | 1 |  |  | 0.97 |  | Outdoor
NJADRE1559375754 | Administratively Determined Incentive Program | COLUMBIA | 7832 | 9.43 | Residential | Behind the Meter | Yes | Sunrun Installation Services, Inc. | JCP&L |  | Accepted | 2025-03-31 | 2025-04-30 | 2026-04-30 | Solar Panels | Hanwha Q Cells | Q.PEAK DUO BLK ML-G10+ 410 |  | 0.41 | 19 | 159 | 23 |  | Fixed | Roof
NJADRE1559375754 | Administratively Determined Incentive Program | COLUMBIA | 7832 | 9.43 | Residential | Behind the Meter | Yes | Sunrun Installation Services, Inc. | JCP&L |  | Accepted | 2025-03-31 | 2025-04-30 | 2026-04-30 | Meters | Tesla | Powerwall 3 1707000-xx-y |  |  | 1 |  |  |  | Yes | Outdoor
NJADRE1559375855 | Administratively Determined Incentive Program | Howell | 7731 | 6.8 | Residential | Behind the Meter | No | Powur, PBC | JCP&L |  | Accepted | 2025-03-31 | 2025-04-29 | 2026-04-29 | Inverters | Enphase | IQ8MC-72-2-US | 320 |  | 16 |  |  | 0.97 |  | Outside
NJADRE1559375855 | Administratively Determined Incentive Program | Howell | 7731 | 6.8 | Residential | Behind the Meter | No | Powur, PBC | JCP&L |  | Accepted | 2025-03-31 | 2025-04-29 | 2026-04-29 | Solar Panels | Jinko Solar | JKM425N-54HL4-B |  | 0.425 | 4 | 65 | 23 |  | Fixed | Roof
NJADRE1559375855 | Administratively Determined Incentive Program | Howell | 7731 | 6.8 | Residential | Behind the Meter | No | Powur, PBC | JCP&L |  | Accepted | 2025-03-31 | 2025-04-29 | 2026-04-29 | Solar Panels | Jinko Solar | JKM425N-54HL4-B |  | 0.425 | 12 | 245 | 23 |  | Fixed | Roof
NJADRE1559376290 | Administratively Determined Incentive Program | Lawnside Boro | 8045 | 11.89 | Residential | Behind the Meter | Yes | Sunrun Installation Services, Inc. | PSE&G |  | Accepted | 2025-03-31 | 2025-04-23 | 2026-04-23 | Electric Storage Battery | Tesla | Powerwall 3 1707000-xx-y |  |  | 1 |  |  |  | Lithium Ion |  | OUTSIDE
NJADRE1559376290 | Administratively Determined Incentive Program | Lawnside Boro | 8045 | 11.89 | Residential | Behind the Meter | Yes | Sunrun Installation Services, Inc. | PSE&G |  | Accepted | 2025-03-31 | 2025-04-23 | 2026-04-23 | Inverters | Tesla | Powerwall 3 1707000-xx-y | 11500 |  | 1 |  |  | 0.97 |  | Outdoor
NJADRE1559376290 | Administratively Determined Incentive Program | Lawnside Boro | 8045 | 11.89 | Residential | Behind the Meter | Yes | Sunrun Installation Services, Inc. | PSE&G |  | Accepted | 2025-03-31 | 2025-04-23 | 2026-04-23 | Solar Panels | Hanwha Q Cells | Q.PEAK DUO BLK ML-G10+ 410 |  | 0.41 | 11 | 16 | 20 |  | Fixed | Roof
NJADRE1559376290 | Administratively Determined Incentive Program | Lawnside Boro | 8045 | 11.89 | Residential | Behind the Meter | Yes | Sunrun Installation Services, Inc. | PSE&G |  | Accepted | 2025-03-31 | 2025-04-23 | 2026-04-23 | Solar Panels | Hanwha Q Cells | Q.PEAK DUO BLK ML-G10+ 410 |  | 0.41 | 18 | 196 | 19 |  | Fixed | Roof
NJADRE1559376303 | Administratively Determined Incentive Program | Passaic | 7055 | 4.92 | Residential | Behind the Meter | Yes | Pro Custom Solar dba Momentum Solar | PSE&G |  | Accepted | 2025-03-31 | 2025-04-23 | 2026-04-23 | Inverters | ENPHASE | IQ8HC-72-M-DOM-US | 380 |  | 12 |  |  | 0.97 |  | Outdoor
NJADRE1559376303 | Administratively Determined Incentive Program | Passaic | 7055 | 4.92 | Residential | Behind the Meter | Yes | Pro Custom Solar dba Momentum Solar | PSE&G |  | Accepted | 2025-03-31 | 2025-04-23 | 2026-04-23 | Solar Panels | HANWHA | Q.PEAK DUO BLK ML-G10+ 410 |  | 0.41 | 12 | 331 | 4 |  | Fixed | Roof
NJADRE1559376311 | Administratively Determined Incentive Program | Passaic | 7055 | 4.92 | Residential | Behind the Meter | Yes | Pro Custom Solar dba Momentum Solar | PSE&G |  | Accepted | 2025-03-31 | 2025-04-23 | 2026-04-23 | Inverters | ENPHASE | IQ8HC-72-M-DOM-US | 380 |  | 12 |  |  | 0.97 |  | Outdoor
NJADRE1559376311 | Administratively Determined Incentive Program | Passaic | 7055 | 4.92 | Residential | Behind the Meter | Yes | Pro Custom Solar dba Momentum Solar | PSE&G |  | Accepted | 2025-03-31 | 2025-04-23 | 2026-04-23 | Solar Panels | HANWHA | Q.PEAK DUO BLK ML-G10+ 410 |  | 0.41 | 12 | 331 | 4 |  | Fixed | Roof
NJADRE1559376968 | Administratively Determined Incentive Program | Willow Grove | 8344 | 14.76 | Residential | Behind the Meter | Yes | Sunrun Installation Services, Inc. | AC Electric |  | Accepted | 2025-04-01 | 2025-04-23 | 2026-04-23 | Solar Panels | Hanwha Q-Cells | Q.PEAK DUO BLK ML-G10+ 410 |  | 0.41 | 19 | 358 | 22 |  | Fixed | Roof
NJADRE1559376968 | Administratively Determined Incentive Program | Willow Grove | 8344 | 14.76 | Residential | Behind the Meter | Yes | Sunrun Installation Services, Inc. | AC Electric |  | Accepted | 2025-04-01 | 2025-04-23 | 2026-04-23 | Inverters | SolarEdge Technologies | SE10000H-USMN | 10000 |  | 1 |  |  | 0.99 |  | Outdoor | Next to meter
NJADRE1559376968 | Administratively Determined Incentive Program | Willow Grove | 8344 | 14.76 | Residential | Behind the Meter | Yes | Sunrun Installation Services, Inc. | AC Electric |  | Accepted | 2025-04-01 | 2025-04-23 | 2026-04-23 | Solar Panels | Hanwha Q-Cells | Q.PEAK DUO BLK ML-G10+ 410 |  | 0.41 | 17 | 178 | 22 |  | Fixed | Roof
NJADRE1559376989 | Administratively Determined Incentive Program | Egg Harbor Township | 8234 | 9.78 | Residential | Behind the Meter | Yes | Whitman Construction, LLC | AC Electric |  | Accepted | 2025-04-01 | 2025-04-23 | 2026-04-23 | Inverters | ENPHASE | IQ8PLUS-72-2-US | 290 |  | 23 |  |  | 0.975 |  | Outdoor
NJADRE1559376989 | Administratively Determined Incentive Program | Egg Harbor Township | 8234 | 9.78 | Residential | Behind the Meter | Yes | Whitman Construction, LLC | AC Electric |  | Accepted | 2025-04-01 | 2025-04-23 | 2026-04-23 | Solar Panels | Jinko Solar | JKM425N-54HL4-B |  | 0.425 | 23 | 111 | 27 |  | Fixed | Roof
NJADRE1559376998 | Administratively Determined Incentive Program | Woodbridge Township | 7095 | 7.89 | Residential | Behind the Meter | Yes | SunnyMac, LLC | PSE&G |  | Accepted | 2025-04-01 | 2025-04-23 | 2026-04-23 | Solar Panels | HANWHA | Q.PEAK DUO BLK ML-G10+ 415W |  | 0.415 | 2 | 258 | 21 |  | Fixed | Roof
NJADRE1559376998 | Administratively Determined Incentive Program | Woodbridge Township | 7095 | 7.89 | Residential | Behind the Meter | Yes | SunnyMac, LLC | PSE&G |  | Accepted | 2025-04-01 | 2025-04-23 | 2026-04-23 | Solar Panels | HANWHA | Q.PEAK DUO BLK ML-G10+ 415W |  | 0.415 | 7 | 78 | 40 |  | Fixed | Roof
NJADRE1559376998 | Administratively Determined Incentive Program | Woodbridge Township | 7095 | 7.89 | Residential | Behind the Meter | Yes | SunnyMac, LLC | PSE&G |  | Accepted | 2025-04-01 | 2025-04-23 | 2026-04-23 | Solar Panels | HANWHA | Q.PEAK DUO BLK ML-G10+ 415W |  | 0.415 | 10 | 258 | 40 |  | Fixed | Roof
NJADRE1559376998 | Administratively Determined Incentive Program | Woodbridge Township | 7095 | 7.89 | Residential | Behind the Meter | Yes | SunnyMac, LLC | PSE&G |  | Accepted | 2025-04-01 | 2025-04-23 | 2026-04-23 | Inverters | SOLAREDGE HOME HUB | SE5700H-US | 5760 |  | 1 |  |  | 0.99 |  | Outdoor | next to meter
NJADRE1559377005 | Administratively Determined Incentive Program | Belle Mead | 8502 | 7.79 | Residential | Behind the Meter | Yes | Sunrun Installation Services, Inc. | PSE&G |  | Accepted | 2025-04-01 | 2025-04-23 | 2026-04-23 | Solar Panels | Hanwha Q-Cells | Q.PEAK DUO BLK ML-G10+ 410 |  | 0.41 | 15 | 126 | 34 |  | Fixed | Roof
NJADRE1559377005 | Administratively Determined Incentive Program | Belle Mead | 8502 | 7.79 | Residential | Behind the Meter | Yes | Sunrun Installation Services, Inc. | PSE&G |  | Accepted | 2025-04-01 | 2025-04-23 | 2026-04-23 | Solar Panels | Hanwha Q-Cells | Q.PEAK DUO BLK ML-G10+ 410 |  | 0.41 | 4 | 126 | 33 |  | Fixed | Roof
NJADRE1559377005 | Administratively Determined Incentive Program | Belle Mead | 8502 | 7.79 | Residential | Behind the Meter | Yes | Sunrun Installation Services, Inc. | PSE&G |  | Accepted | 2025-04-01 | 2025-04-23 | 2026-04-23 | Inverters | SolarEdge Technologies | SE5700H-USMN | 5760 |  | 1 |  |  | 0.99 |  | Outdoor | Next to meter
NJADRE1559377012 | Administratively Determined Incentive Program | Englishtown | 7726 | 13.12 | Residential | Behind the Meter | Yes | Sunrun Installation Services, Inc. | JCP&L |  | Accepted | 2025-04-01 | 2025-04-23 | 2026-04-23 | Electric Storage Battery | Tesla | Powerwall 3 1707000-xx-y |  |  | 2 |  |  |  | Lithium Ion |  | OUTSIDE
NJADRE1559377012 | Administratively Determined Incentive Program | Englishtown | 7726 | 13.12 | Residential | Behind the Meter | Yes | Sunrun Installation Services, Inc. | JCP&L |  | Accepted | 2025-04-01 | 2025-04-23 | 2026-04-23 | Inverters | Tesla | Powerwall 3 1707000-xx-y | 11500 |  | 2 |  |  | 0.97 |  | Outdoor
NJADRE1559377012 | Administratively Determined Incentive Program | Englishtown | 7726 | 13.12 | Residential | Behind the Meter | Yes | Sunrun Installation Services, Inc. | JCP&L |  | Accepted | 2025-04-01 | 2025-04-23 | 2026-04-23 | Solar Panels | Hanwha Q Cells | Q.PEAK DUO BLK ML-G10+ 410 DCA (MD06G100A-017) |  | 0.41 | 4 | 126 | 42 |  | Fixed | Roof
NJADRE1559377012 | Administratively Determined Incentive Program | Englishtown | 7726 | 13.12 | Residential | Behind the Meter | Yes | Sunrun Installation Services, Inc. | JCP&L |  | Accepted | 2025-04-01 | 2025-04-23 | 2026-04-23 | Solar Panels | Hanwha Q Cells | Q.PEAK DUO BLK ML-G10+ 410 DCA (MD06G100A-017) |  | 0.41 | 7 | 214 | 30 |  | Fixed | Roof
NJADRE1559377012 | Administratively Determined Incentive Program | Englishtown | 7726 | 13.12 | Residential | Behind the Meter | Yes | Sunrun Installation Services, Inc. | JCP&L |  | Accepted | 2025-04-01 | 2025-04-23 | 2026-04-23 | Solar Panels | Hanwha Q Cells | Q.PEAK DUO BLK ML-G10+ 410 DCA (MD06G100A-017) |  | 0.41 | 18 | 214 | 30 |  | Fixed | Roof
NJADRE1559377012 | Administratively Determined Incentive Program | Englishtown | 7726 | 13.12 | Residential | Behind the Meter | Yes | Sunrun Installation Services, Inc. | JCP&L |  | Accepted | 2025-04-01 | 2025-04-23 | 2026-04-23 | Solar Panels | Hanwha Q Cells | Q.PEAK DUO BLK ML-G10+ 410 DCA (MD06G100A-017) |  | 0.41 | 3 | 214 | 30 |  | Fixed | Roof
NJADRE1559377025 | Administratively Determined Incentive Program | Mine Hill | 7803 | 11.07 | Residential | Behind the Meter | Yes | Sunrun Installation Services, Inc. | JCP&L |  | Accepted | 2025-04-01 | 2025-04-23 | 2026-04-23 | Solar Panels | Hanwha Q-Cells | Q.PEAK DUO BLK ML-G10+ 410 |  | 0.41 | 13 | 25 | 23 |  | Fixed | Roof
NJADRE1559377025 | Administratively Determined Incentive Program | Mine Hill | 7803 | 11.07 | Residential | Behind the Meter | Yes | Sunrun Installation Services, Inc. | JCP&L |  | Accepted | 2025-04-01 | 2025-04-23 | 2026-04-23 | Inverters | SOLAREDGE TECHNOLOGIES | SE7600H-USMN | 7600 |  | 1 |  |  | 0.99 |  | Outside
NJADRE1559377025 | Administratively Determined Incentive Program | Mine Hill | 7803 | 11.07 | Residential | Behind the Meter | Yes | Sunrun Installation Services, Inc. | JCP&L |  | Accepted | 2025-04-01 | 2025-04-23 | 2026-04-23 | Solar Panels | Hanwha Q-Cells | Q.PEAK DUO BLK ML-G10+ 410 |  | 0.41 | 14 | 205 | 23 |  | Fixed | Roof
NJADRE1559377026 | Administratively Determined Incentive Program | Southampton Township | 8088 | 14.11 | Residential | Behind the Meter | Yes | SunnyMac, LLC | PSE&G |  | Accepted | 2025-04-01 | 2025-04-23 | 2026-04-23 | Inverters | SOLAREDGE HOME HUB | SOLAREDGE HOME HUB | 10000 |  | 1 |  |  | 0.99 |  | Outdoor | next to meter
NJADRE1559377026 | Administratively Determined Incentive Program | Southampton Township | 8088 | 14.11 | Residential | Behind the Meter | Yes | SunnyMac, LLC | PSE&G |  | Accepted | 2025-04-01 | 2025-04-23 | 2026-04-23 | Solar Panels | HANWHA | Q.PEAK DUO BLK ML-G10+ 415W |  | 0.415 | 17 | 73 | 18 |  | Fixed | Roof
NJADRE1559377026 | Administratively Determined Incentive Program | Southampton Township | 8088 | 14.11 | Residential | Behind the Meter | Yes | SunnyMac, LLC | PSE&G |  | Accepted | 2025-04-01 | 2025-04-23 | 2026-04-23 | Solar Panels | HANWHA | Q.PEAK DUO BLK ML-G10+ 415W |  | 0.415 | 17 | 253 | 18 |  | Fixed | Roof
NJADRE1559377028 | Administratively Determined Incentive Program | Elizabeth | 7208 | 6.56 | Residential | Behind the Meter | Yes | Sunrun Installation Services, Inc. | PSE&G |  | Accepted | 2025-04-01 | 2025-04-23 | 2026-04-23 | Solar Panels | Hanwha Q-Cells | Q.PEAK DUO BLK ML-G10+ 410 |  | 0.41 | 11 | 121 | 39 |  | Fixed | Roof
NJADRE1559377028 | Administratively Determined Incentive Program | Elizabeth | 7208 | 6.56 | Residential | Behind the Meter | Yes | Sunrun Installation Services, Inc. | PSE&G |  | Accepted | 2025-04-01 | 2025-04-23 | 2026-04-23 | Inverters | SolarEdge Technologies | SE5700H-USMN | 5760 |  | 1 |  |  | 0.99 |  | Outdoor | Next to meter
NJADRE1559377028 | Administratively Determined Incentive Program | Elizabeth | 7208 | 6.56 | Residential | Behind the Meter | Yes | Sunrun Installation Services, Inc. | PSE&G |  | Accepted | 2025-04-01 | 2025-04-23 | 2026-04-23 | Solar Panels | Hanwha Q-Cells | Q.PEAK DUO BLK ML-G10+ 410 |  | 0.41 | 5 | 301 | 39 |  | Fixed | Roof
NJADRE1559377061 | Administratively Determined Incentive Program | Cinnaminson | 8077 | 19.68 | Residential | Behind the Meter | Yes | Trinity Solar, LLC | PSE&G |  | Accepted | 2025-04-01 | 2025-04-29 | 2026-04-29 | Solar Panels | HANWHA | (Q.PEAK DUO BLK ML-G10+ 410) |  | 0.41 | 10 | 250 | 23 |  | Fixed | Roof
NJADRE1559377061 | Administratively Determined Incentive Program | Cinnaminson | 8077 | 19.68 | Residential | Behind the Meter | Yes | Trinity Solar, LLC | PSE&G |  | Accepted | 2025-04-01 | 2025-04-29 | 2026-04-29 | Solar Panels | HANWHA | (Q.PEAK DUO BLK ML-G10+ 410) |  | 0.41 | 7 | 162 | 20 |  | Fixed | Roof
NJADRE1559377061 | Administratively Determined Incentive Program | Cinnaminson | 8077 | 19.68 | Residential | Behind the Meter | Yes | Trinity Solar, LLC | PSE&G |  | Accepted | 2025-04-01 | 2025-04-29 | 2026-04-29 | Solar Panels | HANWHA | (Q.PEAK DUO BLK ML-G10+ 410) |  | 0.41 | 15 | 162 | 23 |  | Fixed | Roof
NJADRE1559377061 | Administratively Determined Incentive Program | Cinnaminson | 8077 | 19.68 | Residential | Behind the Meter | Yes | Trinity Solar, LLC | PSE&G |  | Accepted | 2025-04-01 | 2025-04-29 | 2026-04-29 | Solar Panels | HANWHA | (Q.PEAK DUO BLK ML-G10+ 410) |  | 0.41 | 16 | 252 | 23 |  | Fixed | Roof
NJADRE1559377061 | Administratively Determined Incentive Program | Cinnaminson | 8077 | 19.68 | Residential | Behind the Meter | Yes | Trinity Solar, LLC | PSE&G |  | Accepted | 2025-04-01 | 2025-04-29 | 2026-04-29 | Inverters | Solar Edge | SE3800H-US | 3800 |  | 1 |  |  | 0.97 |  | Outdoor
NJADRE1559377061 | Administratively Determined Incentive Program | Cinnaminson | 8077 | 19.68 | Residential | Behind the Meter | Yes | Trinity Solar, LLC | PSE&G |  | Accepted | 2025-04-01 | 2025-04-29 | 2026-04-29 | Inverters | Solar Edge | SE11400H-USSNBBL14 | 11400 |  | 1 |  |  | 0.97 |  | Outdoor
NJADRE1559377065 | Administratively Determined Incentive Program | Atlantic City | 8401 | 5.33 | Residential | Behind the Meter | Yes | Sunrun Installation Services, Inc. | AC Electric |  | Accepted | 2025-04-01 | 2025-04-23 | 2026-04-23 | Solar Panels | Hanwha Q-Cells | Q.PEAK DUO BLK ML-G10+ 410 |  | 0.41 | 2 | 333 | 24 |  | Fixed | Roof
NJADRE1559377065 | Administratively Determined Incentive Program | Atlantic City | 8401 | 5.33 | Residential | Behind the Meter | Yes | Sunrun Installation Services, Inc. | AC Electric |  | Accepted | 2025-04-01 | 2025-04-23 | 2026-04-23 | Inverters | SOLAREDGE TECHNOLOGIES | SE3800H-USMN | 3800 |  | 1 |  |  | 0.99 |  | Outdoor
NJADRE1559377065 | Administratively Determined Incentive Program | Atlantic City | 8401 | 5.33 | Residential | Behind the Meter | Yes | Sunrun Installation Services, Inc. | AC Electric |  | Accepted | 2025-04-01 | 2025-04-23 | 2026-04-23 | Solar Panels | Hanwha Q-Cells | Q.PEAK DUO BLK ML-G10+ 410 |  | 0.41 | 5 | 153 | 21 |  | Fixed | Roof
NJADRE1559377065 | Administratively Determined Incentive Program | Atlantic City | 8401 | 5.33 | Residential | Behind the Meter | Yes | Sunrun Installation Services, Inc. | AC Electric |  | Accepted | 2025-04-01 | 2025-04-23 | 2026-04-23 | Solar Panels | Hanwha Q-Cells | Q.PEAK DUO BLK ML-G10+ 410 |  | 0.41 | 6 | 242 | 24 |  | Fixed | Roof
NJADRE1559377065 | Administratively Determined Incentive Program | Atlantic City | 8401 | 5.33 | Residential | Behind the Meter | Yes | Sunrun Installation Services, Inc. | AC Electric |  | Accepted | 2025-04-01 | 2025-04-23 | 2026-04-23 | Meters | SolarEdge Technologies | SE3800H-USMN | N/A |  | 1 |  |  |  | Yes | Outdoor
NJADRE1559377071 | Administratively Determined Incentive Program | Jackson | 8527 | 10.66 | Residential | Behind the Meter | Yes | Sunrun Installation Services, Inc. | JCP&L |  | Accepted | 2025-04-01 | 2025-04-23 | 2026-04-23 | Solar Panels | Hanwha Q Cells | Q.PEAK DUO BLK ML-G10+ 410 |  | 0.41 | 13 | 219 | 36 |  | Fixed | Roof
NJADRE1559377071 | Administratively Determined Incentive Program | Jackson | 8527 | 10.66 | Residential | Behind the Meter | Yes | Sunrun Installation Services, Inc. | JCP&L |  | Accepted | 2025-04-01 | 2025-04-23 | 2026-04-23 | Solar Panels | Hanwha Q Cells | Q.PEAK DUO BLK ML-G10+ 410 |  | 0.41 | 9 | 39 | 31 |  | Fixed | Roof
NJADRE1559377071 | Administratively Determined Incentive Program | Jackson | 8527 | 10.66 | Residential | Behind the Meter | Yes | Sunrun Installation Services, Inc. | JCP&L |  | Accepted | 2025-04-01 | 2025-04-23 | 2026-04-23 | Electric Storage Battery | Tesla | Powerwall 3 1707000-xx-y |  |  | 1 |  |  |  | Lithium Ion |  | OUTSIDE
NJADRE1559377071 | Administratively Determined Incentive Program | Jackson | 8527 | 10.66 | Residential | Behind the Meter | Yes | Sunrun Installation Services, Inc. | JCP&L |  | Accepted | 2025-04-01 | 2025-04-23 | 2026-04-23 | Inverters | Tesla | Powerwall 3 1707000-xx-y | 11500 |  | 1 |  |  | 0.97 |  | Outdoor
NJADRE1559377071 | Administratively Determined Incentive Program | Jackson | 8527 | 10.66 | Residential | Behind the Meter | Yes | Sunrun Installation Services, Inc. | JCP&L |  | Accepted | 2025-04-01 | 2025-04-23 | 2026-04-23 | Solar Panels | Hanwha Q Cells | Q.PEAK DUO BLK ML-G10+ 410 |  | 0.41 | 4 | 129 | 40 |  | Fixed | Roof
NJADRE1559377708 | Administratively Determined Incentive Program | Belleville Twp | 7109 | 11.07 | Residential | Behind the Meter | Yes | Sunrun Installation Services, Inc. | PSE&G |  | Accepted | 2025-04-01 | 2025-04-23 | 2026-04-23 | Solar Panels | Hanwha Q Cells | Q.PEAK DUO BLK ML-G10+ 410 |  | 0.41 | 13 | 38 | 29 |  | Fixed | Roof
NJADRE1559377708 | Administratively Determined Incentive Program | Belleville Twp | 7109 | 11.07 | Residential | Behind the Meter | Yes | Sunrun Installation Services, Inc. | PSE&G |  | Accepted | 2025-04-01 | 2025-04-23 | 2026-04-23 | Inverters | Tesla | Powerwall 3 1707000-xx-y | 11500 |  | 1 |  |  | 0.97 |  | Outdoor
NJADRE1559377708 | Administratively Determined Incentive Program | Belleville Twp | 7109 | 11.07 | Residential | Behind the Meter | Yes | Sunrun Installation Services, Inc. | PSE&G |  | Accepted | 2025-04-01 | 2025-04-23 | 2026-04-23 | Electric Storage Battery | Tesla | Powerwall 3 1707000-xx-y |  |  | 1 |  |  |  | Lithium Ion |  | OUTSIDE
NJADRE1559377708 | Administratively Determined Incentive Program | Belleville Twp | 7109 | 11.07 | Residential | Behind the Meter | Yes | Sunrun Installation Services, Inc. | PSE&G |  | Accepted | 2025-04-01 | 2025-04-23 | 2026-04-23 | Solar Panels | Hanwha Q Cells | Q.PEAK DUO BLK ML-G10+ 410 |  | 0.41 | 8 | 218 | 10 |  | Fixed | Roof
NJADRE1559377708 | Administratively Determined Incentive Program | Belleville Twp | 7109 | 11.07 | Residential | Behind the Meter | Yes | Sunrun Installation Services, Inc. | PSE&G |  | Accepted | 2025-04-01 | 2025-04-23 | 2026-04-23 | Solar Panels | Hanwha Q Cells | Q.PEAK DUO BLK ML-G10+ 410 |  | 0.41 | 6 | 129 | 6 |  | Fixed | Roof
NJADRE1559377811 | Administratively Determined Incentive Program | FLEMINGTON | 8822 | 18.04 | Residential | Behind the Meter | No | Tesla Energy Operations, Inc. | JCP&L |  | Accepted | 2025-04-01 | 2025-04-23 | 2026-04-23 | Inverters | Tesla | 1538000-XX-Y | 7600 |  | 2 |  |  | 0.98 |  | Outside
NJADRE1559377811 | Administratively Determined Incentive Program | FLEMINGTON | 8822 | 18.04 | Residential | Behind the Meter | No | Tesla Energy Operations, Inc. | JCP&L |  | Accepted | 2025-04-01 | 2025-04-23 | 2026-04-23 | Solar Panels | Hanwha | Q.PEAK DUO BLK ML-G10.a+/TS 410 |  | 0.41 | 2 | 2 | 40 |  | Fixed | Roof
NJADRE1559377811 | Administratively Determined Incentive Program | FLEMINGTON | 8822 | 18.04 | Residential | Behind the Meter | No | Tesla Energy Operations, Inc. | JCP&L |  | Accepted | 2025-04-01 | 2025-04-23 | 2026-04-23 | Solar Panels | Hanwha | Q.PEAK DUO BLK ML-G10.a+/TS 410 |  | 0.41 | 13 | 182 | 40 |  | Fixed | Roof
NJADRE1559377811 | Administratively Determined Incentive Program | FLEMINGTON | 8822 | 18.04 | Residential | Behind the Meter | No | Tesla Energy Operations, Inc. | JCP&L |  | Accepted | 2025-04-01 | 2025-04-23 | 2026-04-23 | Solar Panels | Hanwha | Q.PEAK DUO BLK ML-G10.a+/TS 410 |  | 0.41 | 11 | 2 | 40 |  | Fixed | Roof
NJADRE1559377811 | Administratively Determined Incentive Program | FLEMINGTON | 8822 | 18.04 | Residential | Behind the Meter | No | Tesla Energy Operations, Inc. | JCP&L |  | Accepted | 2025-04-01 | 2025-04-23 | 2026-04-23 | Solar Panels | Hanwha | Q.PEAK DUO BLK ML-G10.a+/TS 410 |  | 0.41 | 10 | 182 | 40 |  | Fixed | Roof
NJADRE1559377811 | Administratively Determined Incentive Program | FLEMINGTON | 8822 | 18.04 | Residential | Behind the Meter | No | Tesla Energy Operations, Inc. | JCP&L |  | Accepted | 2025-04-01 | 2025-04-23 | 2026-04-23 | Solar Panels | Hanwha | Q.PEAK DUO BLK ML-G10.a+/TS 410 |  | 0.41 | 8 | 182 | 40 |  | Fixed | Roof
NJADRE1559377830 | Administratively Determined Incentive Program | Union | 7083 | 7.74 | Residential | Behind the Meter | Yes | PosiGen Developer, LLC | PSE&G |  | Accepted | 2025-04-01 | 2025-04-23 | 2026-04-23 | Solar Panels | Silfab Solar | SIL-430QD |  | 0.43 | 10 | 216 | 39 |  | Fixed | Roof
NJADRE1559377830 | Administratively Determined Incentive Program | Union | 7083 | 7.74 | Residential | Behind the Meter | Yes | PosiGen Developer, LLC | PSE&G |  | Accepted | 2025-04-01 | 2025-04-23 | 2026-04-23 | Inverters | SolarEdge | SE7600H-US | 7600 |  | 1 |  |  | 0.99 |  | Outside | Within ten feet of meter
NJADRE1559377830 | Administratively Determined Incentive Program | Union | 7083 | 7.74 | Residential | Behind the Meter | Yes | PosiGen Developer, LLC | PSE&G |  | Accepted | 2025-04-01 | 2025-04-23 | 2026-04-23 | Solar Panels | Silfab Solar | SIL-430QD |  | 0.43 | 8 | 306 | 15 |  | Fixed | Roof
NJADRE1559377854 | Administratively Determined Incentive Program | Lambertville | 8530 | 22.95 | Residential | Behind the Meter | No | Panatec Corporation | JCP&L |  | Accepted | 2025-04-02 | 2025-04-24 | 2026-04-24 | Inverters | Enphase | IQ8H | 380 |  | 54 |  |  | 0.975 |  | Outdoor
NJADRE1559377854 | Administratively Determined Incentive Program | Lambertville | 8530 | 22.95 | Residential | Behind the Meter | No | Panatec Corporation | JCP&L |  | Accepted | 2025-04-02 | 2025-04-24 | 2026-04-24 | Solar Panels | Canadian Solar | CS3W-425MB |  | 0.425 | 54 | 125 | 25 |  | Fixed | Roof
NJADRE1559377854 | Administratively Determined Incentive Program | Lambertville | 8530 | 22.95 | Residential | Behind the Meter | No | Panatec Corporation | JCP&L |  | Accepted | 2025-04-02 | 2025-04-24 | 2026-04-24 | Meters | Enphase | X2-IQ-AM1-240-4 |  |  | 1 |  |  |  | Yes | Outdoor
NJADRE1559377864 | Administratively Determined Incentive Program | BEVERLY | 8010 | 5.74 | Residential | Behind the Meter | Yes | Trinity Solar, LLC | PSE&G |  | Accepted | 2025-04-01 | 2025-04-23 | 2026-04-23 | Inverters | Solar Edge | SE6000H-US | 6000 |  | 1 |  |  | 0.97 |  | Outdoor
NJADRE1559377864 | Administratively Determined Incentive Program | BEVERLY | 8010 | 5.74 | Residential | Behind the Meter | Yes | Trinity Solar, LLC | PSE&G |  | Accepted | 2025-04-01 | 2025-04-23 | 2026-04-23 | Solar Panels | HANWHA | (Q.PEAK DUO BLK ML-G10+ 410) |  | 0.41 | 6 | 250 | 21 |  | Fixed | Roof
NJADRE1559377864 | Administratively Determined Incentive Program | BEVERLY | 8010 | 5.74 | Residential | Behind the Meter | Yes | Trinity Solar, LLC | PSE&G |  | Accepted | 2025-04-01 | 2025-04-23 | 2026-04-23 | Solar Panels | HANWHA | (Q.PEAK DUO BLK ML-G10+ 410) |  | 0.41 | 8 | 160 | 21 |  | Fixed | Roof
NJADRE1559377870 | Administratively Determined Incentive Program | Neptune | 7753 | 12.04 | Residential | Behind the Meter | Yes | Velocity Energy & Home Solutions, LLC | JCP&L |  | Accepted | 2025-04-01 | 2025-04-28 | 2026-04-28 | Solar Panels | seg | 430w |  | 0.43 | 8 | 275 | 25 |  | Fixed | Roof
NJADRE1559377870 | Administratively Determined Incentive Program | Neptune | 7753 | 12.04 | Residential | Behind the Meter | Yes | Velocity Energy & Home Solutions, LLC | JCP&L |  | Accepted | 2025-04-01 | 2025-04-28 | 2026-04-28 | Inverters | enphase | iq8plus | 290 |  | 28 |  |  | 0.99 |  | Outside | behind panels
NJADRE1559377870 | Administratively Determined Incentive Program | Neptune | 7753 | 12.04 | Residential | Behind the Meter | Yes | Velocity Energy & Home Solutions, LLC | JCP&L |  | Accepted | 2025-04-01 | 2025-04-28 | 2026-04-28 | Solar Panels | seg | 430w |  | 0.43 | 20 | 185 | 25 |  | Fixed | Roof
NJADRE1559377962 | Administratively Determined Incentive Program | Sicklerville | 8081 | 8.5 | Residential | Behind the Meter | Yes | Whitman Construction, LLC | AC Electric |  | Accepted | 2025-04-01 | 2025-04-23 | 2026-04-23 | Solar Panels | Jinko Solar | JKM425N-54HL4-B |  | 0.425 | 10 | 61 | 20 |  | Fixed | Roof
NJADRE1559377962 | Administratively Determined Incentive Program | Sicklerville | 8081 | 8.5 | Residential | Behind the Meter | Yes | Whitman Construction, LLC | AC Electric |  | Accepted | 2025-04-01 | 2025-04-23 | 2026-04-23 | Solar Panels | Jinko Solar | JKM425N-54HL4-B |  | 0.425 | 10 | 241 | 20 |  | Fixed | Roof
NJADRE1559377962 | Administratively Determined Incentive Program | Sicklerville | 8081 | 8.5 | Residential | Behind the Meter | Yes | Whitman Construction, LLC | AC Electric |  | Accepted | 2025-04-01 | 2025-04-23 | 2026-04-23 | Inverters | ENPHASE | IQ8PLUS-72-2-US | 290 |  | 20 |  |  | 0.975 |  | Outdoor
NJADRE1559377999 | Administratively Determined Incentive Program | WEST ORANGE | 7052 | 7.38 | Residential | Behind the Meter | Yes | Sunrun Installation Services, Inc. | PSE&G |  | Accepted | 2025-04-01 | 2025-04-23 | 2026-04-23 | Solar Panels | Hanwha Q-Cells | Q.PEAK DUO BLK ML-G10+ 410 |  | 0.41 | 9 | 57 | 31 |  | Fixed | Roof
NJADRE1559377999 | Administratively Determined Incentive Program | WEST ORANGE | 7052 | 7.38 | Residential | Behind the Meter | Yes | Sunrun Installation Services, Inc. | PSE&G |  | Accepted | 2025-04-01 | 2025-04-23 | 2026-04-23 | Solar Panels | Hanwha Q-Cells | Q.PEAK DUO BLK ML-G10+ 410 |  | 0.41 | 9 | 236 | 28 |  | Fixed | Roof
NJADRE1559377999 | Administratively Determined Incentive Program | WEST ORANGE | 7052 | 7.38 | Residential | Behind the Meter | Yes | Sunrun Installation Services, Inc. | PSE&G |  | Accepted | 2025-04-01 | 2025-04-23 | 2026-04-23 | Inverters | TESLA | Powerwall 3 1707000-xx-y | 11500 |  | 1 |  |  | 0.97 |  | Outdoor | Next to meter
NJADRE1559377999 | Administratively Determined Incentive Program | WEST ORANGE | 7052 | 7.38 | Residential | Behind the Meter | Yes | Sunrun Installation Services, Inc. | PSE&G |  | Accepted | 2025-04-01 | 2025-04-23 | 2026-04-23 | Electric Storage Battery | TESLA | Powerwall 3 1707000-xx-y |  |  | 1 |  |  |  | Lithium Ion |  | OUTSIDE
NJADRE1559378002 | Administratively Determined Incentive Program | Moorestown | 8057 | 23 | Residential | Behind the Meter | No | Sea Bright Solar, LLC | PSE&G |  | Accepted | 2025-04-01 | 2025-04-24 | 2026-04-24 | Solar Panels | REC | REC460AA Pure-RX |  | 0.46 | 16 | 237 | 8 |  | Fixed | Roof
NJADRE1559378002 | Administratively Determined Incentive Program | Moorestown | 8057 | 23 | Residential | Behind the Meter | No | Sea Bright Solar, LLC | PSE&G |  | Accepted | 2025-04-01 | 2025-04-24 | 2026-04-24 | Solar Panels | REC | REC460AA Pure-RX |  | 0.46 | 5 | 147 | 36 |  | Fixed | Roof
NJADRE1559378002 | Administratively Determined Incentive Program | Moorestown | 8057 | 23 | Residential | Behind the Meter | No | Sea Bright Solar, LLC | PSE&G |  | Accepted | 2025-04-01 | 2025-04-24 | 2026-04-24 | Inverters | Enphase | IQ8X-80-M-US | 380 |  | 50 |  |  | 0.97 |  | Outdoor
NJADRE1559378002 | Administratively Determined Incentive Program | Moorestown | 8057 | 23 | Residential | Behind the Meter | No | Sea Bright Solar, LLC | PSE&G |  | Accepted | 2025-04-01 | 2025-04-24 | 2026-04-24 | Solar Panels | REC | REC460AA Pure-RX |  | 0.46 | 20 | 57 | 36 |  | Fixed | Roof
NJADRE1559378002 | Administratively Determined Incentive Program | Moorestown | 8057 | 23 | Residential | Behind the Meter | No | Sea Bright Solar, LLC | PSE&G |  | Accepted | 2025-04-01 | 2025-04-24 | 2026-04-24 | Solar Panels | REC | REC460AA Pure-RX |  | 0.46 | 9 | 147 | 36 |  | Fixed | Roof
NJADRE1559378797 | Administratively Determined Incentive Program | Bound Brook | 8805 | 12.4 | Residential | Behind the Meter | No | Solar Energy World | PSE&G |  | Accepted | 2025-04-01 | 2025-04-25 | 2026-04-25 | Solar Panels | LONGi | LR5-54HABB-400M |  | 0.4 | 4 | 127 | 35 |  | Fixed | Roof
NJADRE1559378797 | Administratively Determined Incentive Program | Bound Brook | 8805 | 12.4 | Residential | Behind the Meter | No | Solar Energy World | PSE&G |  | Accepted | 2025-04-01 | 2025-04-25 | 2026-04-25 | Solar Panels | LONGi | LR5-54HABB-400M |  | 0.4 | 3 | 127 | 36 |  | Fixed | Roof
NJADRE1559378797 | Administratively Determined Incentive Program | Bound Brook | 8805 | 12.4 | Residential | Behind the Meter | No | Solar Energy World | PSE&G |  | Accepted | 2025-04-01 | 2025-04-25 | 2026-04-25 | Solar Panels | LONGi | LR5-54HABB-400M |  | 0.4 | 3 | 307 | 32 |  | Fixed | Roof
NJADRE1559378797 | Administratively Determined Incentive Program | Bound Brook | 8805 | 12.4 | Residential | Behind the Meter | No | Solar Energy World | PSE&G |  | Accepted | 2025-04-01 | 2025-04-25 | 2026-04-25 | Inverters | Enphase | IQ8+-72-M-US | 290 |  | 31 |  |  | 0.97 |  | Outside
NJADRE1559378797 | Administratively Determined Incentive Program | Bound Brook | 8805 | 12.4 | Residential | Behind the Meter | No | Solar Energy World | PSE&G |  | Accepted | 2025-04-01 | 2025-04-25 | 2026-04-25 | Solar Panels | LONGi | LR5-54HABB-400M |  | 0.4 | 15 | 127 | 35 |  | Fixed | Roof
NJADRE1559378797 | Administratively Determined Incentive Program | Bound Brook | 8805 | 12.4 | Residential | Behind the Meter | No | Solar Energy World | PSE&G |  | Accepted | 2025-04-01 | 2025-04-25 | 2026-04-25 | Solar Panels | LONGi | LR5-54HABB-400M |  | 0.4 | 6 | 127 | 12 |  | Fixed | Roof
NJADRE1559379028 | Administratively Determined Incentive Program | Cherry Hill | 8002 | 4.1 | Residential | Behind the Meter | Yes | Trinity Solar, LLC | PSE&G |  | Accepted | 2025-04-01 | 2025-04-24 | 2026-04-24 | Solar Panels | HANWHA | Q.PEAK DUO BLK ML-G10+ 410 |  | 0.41 | 10 | 129 | 23 |  | Fixed | Roof
NJADRE1559379028 | Administratively Determined Incentive Program | Cherry Hill | 8002 | 4.1 | Residential | Behind the Meter | Yes | Trinity Solar, LLC | PSE&G |  | Accepted | 2025-04-01 | 2025-04-24 | 2026-04-24 | Inverters | Solar Edge | SE3800H-US | 3800 |  | 1 |  |  | 0.97 |  | Outside
NJADRE1559379099 | Administratively Determined Incentive Program | PLAINFIELD | 7062 | 9.6 | Residential | Behind the Meter | Yes | Sunrun Installation Services, Inc. | PSE&G |  | Accepted | 2025-04-01 | 2025-04-23 | 2026-04-23 | Inverters | SolarEdge Technologies | SE7600H-USMN | 7600 |  | 1 |  |  | 0.99 |  | Outdoor | Next to meter
NJADRE1559379099 | Administratively Determined Incentive Program | PLAINFIELD | 7062 | 9.6 | Residential | Behind the Meter | Yes | Sunrun Installation Services, Inc. | PSE&G |  | Accepted | 2025-04-01 | 2025-04-23 | 2026-04-23 | Solar Panels | Hanwha Q-Cells | Q.PEAK DUO BLK ML-G10+/t 400 |  | 0.4 | 6 | 307 | 33 |  | Fixed | Roof
NJADRE1559379099 | Administratively Determined Incentive Program | PLAINFIELD | 7062 | 9.6 | Residential | Behind the Meter | Yes | Sunrun Installation Services, Inc. | PSE&G |  | Accepted | 2025-04-01 | 2025-04-23 | 2026-04-23 | Solar Panels | Hanwha Q-Cells | Q.PEAK DUO BLK ML-G10+/t 400 |  | 0.4 | 15 | 127 | 30 |  | Fixed | Roof
NJADRE1559379099 | Administratively Determined Incentive Program | PLAINFIELD | 7062 | 9.6 | Residential | Behind the Meter | Yes | Sunrun Installation Services, Inc. | PSE&G |  | Accepted | 2025-04-01 | 2025-04-23 | 2026-04-23 | Solar Panels | Hanwha Q-Cells | Q.PEAK DUO BLK ML-G10+/t 400 |  | 0.4 | 3 | 130 | 32 |  | Fixed | Roof
NJADRE1559379133 | Administratively Determined Incentive Program | Trenton | 8629 | 9.43 | Residential | Behind the Meter | Yes | Big Wave Roofing and Solar, LLC | PSE&G |  | Accepted | 2025-04-01 | 2025-04-23 | 2026-04-23 | Inverters | Enphase | IQ8HC-72-M-DOM-US | 380 |  | 23 |  |  | 0.98 |  | Outside
NJADRE1559379133 | Administratively Determined Incentive Program | Trenton | 8629 | 9.43 | Residential | Behind the Meter | Yes | Big Wave Roofing and Solar, LLC | PSE&G |  | Accepted | 2025-04-01 | 2025-04-23 | 2026-04-23 | Solar Panels | Mission | MSE410HT0B |  | 0.41 | 23 | 55 | 32 |  | Fixed | Roof
NJADRE1559379137 | Administratively Determined Incentive Program | Scullville | 8330 | 7.65 | Residential | Behind the Meter | Yes | Whitman Construction, LLC | AC Electric |  | Accepted | 2025-04-01 | 2025-04-23 | 2026-04-23 | Solar Panels | Jinko Solar | JKM425N-54HL4-B |  | 0.425 | 7 | 310 | 27 |  | Fixed | Roof
NJADRE1559379137 | Administratively Determined Incentive Program | Scullville | 8330 | 7.65 | Residential | Behind the Meter | Yes | Whitman Construction, LLC | AC Electric |  | Accepted | 2025-04-01 | 2025-04-23 | 2026-04-23 | Inverters | ENPHASE | IQ8PLUS-72-2-US | 290 |  | 18 |  |  | 0.975 |  | Outdoor
NJADRE1559379137 | Administratively Determined Incentive Program | Scullville | 8330 | 7.65 | Residential | Behind the Meter | Yes | Whitman Construction, LLC | AC Electric |  | Accepted | 2025-04-01 | 2025-04-23 | 2026-04-23 | Solar Panels | Jinko Solar | JKM425N-54HL4-B |  | 0.425 | 11 | 220 | 27 |  | Fixed | Roof
NJADRE1559379217 | Administratively Determined Incentive Program | ROBBINSVILLE | 8691 | 19.32 | Residential | Behind the Meter | No | Public Service Solar, LLC | PSE&G |  | Accepted | 2025-04-02 | 2025-04-24 | 2026-04-24 | Inverters | Enphase | iQ8HC-72-M-US | 380 |  | 46 |  |  | 0.96 |  | Outdoor | Under Panels
NJADRE1559379217 | Administratively Determined Incentive Program | ROBBINSVILLE | 8691 | 19.32 | Residential | Behind the Meter | No | Public Service Solar, LLC | PSE&G |  | Accepted | 2025-04-02 | 2025-04-24 | 2026-04-24 | Solar Panels | Panasonic | EVPV420HK2 |  | 0.42 | 38 | 251 | 34 |  | Fixed | Roof
NJADRE1559379217 | Administratively Determined Incentive Program | ROBBINSVILLE | 8691 | 19.32 | Residential | Behind the Meter | No | Public Service Solar, LLC | PSE&G |  | Accepted | 2025-04-02 | 2025-04-24 | 2026-04-24 | Solar Panels | Panasonic | EVPV420HK2 |  | 0.42 | 8 | 161 | 45 |  | Fixed | Roof
NJADRE1559379673 | Administratively Determined Incentive Program | Voorhees Twp | 8043 | 10.2 | Residential | Behind the Meter | Yes | Integrity Solar & Home Solutions, LLC | PSE&G |  | Accepted | 2025-04-01 | 2025-04-23 | 2026-04-23 | Solar Panels | JINKO | JKM425N-54HL4-B |  | 0.425 | 3 | 359 | 21 |  | Fixed | Roof
NJADRE1559379673 | Administratively Determined Incentive Program | Voorhees Twp | 8043 | 10.2 | Residential | Behind the Meter | Yes | Integrity Solar & Home Solutions, LLC | PSE&G |  | Accepted | 2025-04-01 | 2025-04-23 | 2026-04-23 | Solar Panels | JINKO | JKM425N-54HL4-B |  | 0.425 | 4 | 269 | 21 |  | Fixed | Roof
NJADRE1559379673 | Administratively Determined Incentive Program | Voorhees Twp | 8043 | 10.2 | Residential | Behind the Meter | Yes | Integrity Solar & Home Solutions, LLC | PSE&G |  | Accepted | 2025-04-01 | 2025-04-23 | 2026-04-23 | Solar Panels | JINKO | JKM425N-54HL4-B |  | 0.425 | 17 | 0 | 0 |  | Fixed | Roof
NJADRE1559379673 | Administratively Determined Incentive Program | Voorhees Twp | 8043 | 10.2 | Residential | Behind the Meter | Yes | Integrity Solar & Home Solutions, LLC | PSE&G |  | Accepted | 2025-04-01 | 2025-04-23 | 2026-04-23 | Inverters | ENPHASE | IQ8+ | 290 |  | 24 |  |  | 0.98 |  | Other | UNDER EACH PANEL
NJADRE1559379685 | Administratively Determined Incentive Program | Manalapan | 7726 | 100.58 | Commercial | Behind the Meter | No | 1st Light Energy, Inc. | JCP&L |  | Accepted | 2025-04-11 | 2025-05-12 | 2026-05-12 | Solar Panels | TALESUN | TP7G72M-535W |  | 0.535 | 188 | 178 | 3 |  | Fixed | Roof
NJADRE1559379685 | Administratively Determined Incentive Program | Manalapan | 7726 | 100.58 | Commercial | Behind the Meter | No | 1st Light Energy, Inc. | JCP&L |  | Accepted | 2025-04-11 | 2025-05-12 | 2026-05-12 | Inverters | SOLIS | S5-GC25K-US | 25000 |  | 1 |  |  | 0.97 |  | Indoor
NJADRE1559379685 | Administratively Determined Incentive Program | Manalapan | 7726 | 100.58 | Commercial | Behind the Meter | No | 1st Light Energy, Inc. | JCP&L |  | Accepted | 2025-04-11 | 2025-05-12 | 2026-05-12 | Inverters | SOLIS | S5-GC50K-US | 50000 |  | 1 |  |  | 0.97 |  | Indoor
NJADRE1559379690 | Administratively Determined Incentive Program | Villas | 8251 | 7.31 | Residential | Behind the Meter | Yes | EMT Renewables, LLC | AC Electric |  | Accepted | 2025-04-01 | 2025-04-23 | 2026-04-23 | Solar Panels | SEG SOLAR | SEG 430 |  | 0.43 | 10 | 208 | 22 |  | Fixed | Roof
NJADRE1559379690 | Administratively Determined Incentive Program | Villas | 8251 | 7.31 | Residential | Behind the Meter | Yes | EMT Renewables, LLC | AC Electric |  | Accepted | 2025-04-01 | 2025-04-23 | 2026-04-23 | Inverters | ENPHASE | IQ8+ | 290 |  | 17 |  |  | 0.98 |  | Other | UNDER EACH PANEL
NJADRE1559379690 | Administratively Determined Incentive Program | Villas | 8251 | 7.31 | Residential | Behind the Meter | Yes | EMT Renewables, LLC | AC Electric |  | Accepted | 2025-04-01 | 2025-04-23 | 2026-04-23 | Solar Panels | SEG SOLAR | SEG 430 |  | 0.43 | 7 | 28 | 22 |  | Fixed | Roof
NJADRE1559379701 | Administratively Determined Incentive Program | West Orange | 7052 | 18.45 | Residential | Behind the Meter | Yes | EMT Renewables, LLC | PSE&G |  | Accepted | 2025-04-01 | 2025-04-25 | 2026-04-25 | Solar Panels | MSE PERC | MSE-410 |  | 0.41 | 35 | 107 | 38 |  | Fixed | Roof
NJADRE1559379701 | Administratively Determined Incentive Program | West Orange | 7052 | 18.45 | Residential | Behind the Meter | Yes | EMT Renewables, LLC | PSE&G |  | Accepted | 2025-04-01 | 2025-04-25 | 2026-04-25 | Solar Panels | MSE PERC | MSE-410 |  | 0.41 | 10 | 108 | 14 |  | Fixed | Roof
NJADRE1559379701 | Administratively Determined Incentive Program | West Orange | 7052 | 18.45 | Residential | Behind the Meter | Yes | EMT Renewables, LLC | PSE&G |  | Accepted | 2025-04-01 | 2025-04-25 | 2026-04-25 | Inverters | ENPHASE | IQ8+ | 290 |  | 45 |  |  | 0.98 |  | Other | UNDER EACH PANEL
NJADRE1559379704 | Administratively Determined Incentive Program | Irvington | 7111 | 3.69 | Residential | Behind the Meter | Yes | Sunrun Installation Services, Inc. | PSE&G |  | Accepted | 2025-04-01 | 2025-04-10 | 2026-04-10 | Inverters | SOLAREDGE TECHNOLOGIES | SE3800H-USMN | 3800 |  | 1 |  |  | 0.99 |  | Outdoor
NJADRE1559379704 | Administratively Determined Incentive Program | Irvington | 7111 | 3.69 | Residential | Behind the Meter | Yes | Sunrun Installation Services, Inc. | PSE&G |  | Accepted | 2025-04-01 | 2025-04-10 | 2026-04-10 | Solar Panels | HANWHA Q-CELLS | Q.PEAK DUO BLK ML-G10+ 410 |  | 0.41 | 9 | 126 | 3 |  | Fixed | Roof
NJADRE1559379725 | Administratively Determined Incentive Program | BELLEVILLE TWP | 7109 | 11.07 | Residential | Behind the Meter | Yes | Sunrun Installation Services, Inc. | PSE&G |  | Accepted | 2025-04-01 | 2025-04-23 | 2026-04-23 | Electric Storage Battery | Tesla | Powerwall 3 1707000-xx-y |  |  | 1 |  |  |  | Lithium Ion |  | OUTSIDE
NJADRE1559379725 | Administratively Determined Incentive Program | BELLEVILLE TWP | 7109 | 11.07 | Residential | Behind the Meter | Yes | Sunrun Installation Services, Inc. | PSE&G |  | Accepted | 2025-04-01 | 2025-04-23 | 2026-04-23 | Inverters | Tesla | Powerwall 3 1707000-xx-y | 11500 |  | 1 |  |  | 0.97 |  | Outdoor
NJADRE1559379725 | Administratively Determined Incentive Program | BELLEVILLE TWP | 7109 | 11.07 | Residential | Behind the Meter | Yes | Sunrun Installation Services, Inc. | PSE&G |  | Accepted | 2025-04-01 | 2025-04-23 | 2026-04-23 | Solar Panels | Hanwha Q Cells | Q.PEAK DUO BLK ML-G10+ 410 |  | 0.41 | 6 | 284 | 27 |  | Fixed | Roof
NJADRE1559379725 | Administratively Determined Incentive Program | BELLEVILLE TWP | 7109 | 11.07 | Residential | Behind the Meter | Yes | Sunrun Installation Services, Inc. | PSE&G |  | Accepted | 2025-04-01 | 2025-04-23 | 2026-04-23 | Solar Panels | Hanwha Q Cells | Q.PEAK DUO BLK ML-G10+ 410 |  | 0.41 | 6 | 104 | 27 |  | Fixed | Roof
NJADRE1559379725 | Administratively Determined Incentive Program | BELLEVILLE TWP | 7109 | 11.07 | Residential | Behind the Meter | Yes | Sunrun Installation Services, Inc. | PSE&G |  | Accepted | 2025-04-01 | 2025-04-23 | 2026-04-23 | Solar Panels | Hanwha Q Cells | Q.PEAK DUO BLK ML-G10+ 410 |  | 0.41 | 15 | 103 | 33 |  | Fixed | Roof
NJADRE1559379726 | Administratively Determined Incentive Program | EAST WINDSOR | 8520 | 7.7 | Residential | Behind the Meter | Yes | Freedom Forever New Jersey, LLC | JCP&L |  | Accepted | 2025-04-01 | 2025-04-23 | 2026-04-23 | Inverters | Solar Edge | USE5700H-USMNBL75 | 5700 |  | 1 |  |  | 0.99 |  | Outside
NJADRE1559379726 | Administratively Determined Incentive Program | EAST WINDSOR | 8520 | 7.7 | Residential | Behind the Meter | Yes | Freedom Forever New Jersey, LLC | JCP&L |  | Accepted | 2025-04-01 | 2025-04-23 | 2026-04-23 | Solar Panels | JA Solar | JAM54S31-405/MR |  | 0.405 | 12 | 95 | 25 |  | Fixed | Roof
NJADRE1559379726 | Administratively Determined Incentive Program | EAST WINDSOR | 8520 | 7.7 | Residential | Behind the Meter | Yes | Freedom Forever New Jersey, LLC | JCP&L |  | Accepted | 2025-04-01 | 2025-04-23 | 2026-04-23 | Solar Panels | JA Solar | JAM54S31-405/MR |  | 0.405 | 7 | 275 | 25 |  | Fixed | Roof
NJADRE1559379733 | Administratively Determined Incentive Program | Beach Haven | 8008 | 6.3 | Residential | Behind the Meter | No | Public Service Solar, LLC | AC Electric |  | Accepted | 2025-04-01 | 2025-04-25 | 2026-04-25 | Solar Panels | Panasonic | EVPV420HK2 |  | 0.42 | 3 | 118 | 26 |  | Fixed | Roof
NJADRE1559379733 | Administratively Determined Incentive Program | Beach Haven | 8008 | 6.3 | Residential | Behind the Meter | No | Public Service Solar, LLC | AC Electric |  | Accepted | 2025-04-01 | 2025-04-25 | 2026-04-25 | Solar Panels | Panasonic | EVPV420HK2 |  | 0.42 | 2 | 208 | 9 |  | Fixed | Roof
NJADRE1559379733 | Administratively Determined Incentive Program | Beach Haven | 8008 | 6.3 | Residential | Behind the Meter | No | Public Service Solar, LLC | AC Electric |  | Accepted | 2025-04-01 | 2025-04-25 | 2026-04-25 | Inverters | Enphase | iQ8HC-72-M-US | 380 |  | 15 |  |  | 0.96 |  | Outdoor | Under Panels
NJADRE1559379733 | Administratively Determined Incentive Program | Beach Haven | 8008 | 6.3 | Residential | Behind the Meter | No | Public Service Solar, LLC | AC Electric |  | Accepted | 2025-04-01 | 2025-04-25 | 2026-04-25 | Solar Panels | Panasonic | EVPV420HK2 |  | 0.42 | 10 | 298 | 26 |  | Fixed | Roof
NJADRE1559379741 | Administratively Determined Incentive Program | BELLMAWR | 8031 | 11.18 | Residential | Behind the Meter | Yes | EMT Renewables, LLC | PSE&G |  | Accepted | 2025-04-01 | 2025-04-23 | 2026-04-23 | Inverters | ENPHASE | IQ8+ | 290 |  | 26 |  |  | 0.98 |  | Other | UNDER EACH PANEL
NJADRE1559379741 | Administratively Determined Incentive Program | BELLMAWR | 8031 | 11.18 | Residential | Behind the Meter | Yes | EMT Renewables, LLC | PSE&G |  | Accepted | 2025-04-01 | 2025-04-23 | 2026-04-23 | Solar Panels | SEG SOLAR | SEG 430 |  | 0.43 | 14 | 72 | 39 |  | Fixed | Roof
NJADRE1559379741 | Administratively Determined Incentive Program | BELLMAWR | 8031 | 11.18 | Residential | Behind the Meter | Yes | EMT Renewables, LLC | PSE&G |  | Accepted | 2025-04-01 | 2025-04-23 | 2026-04-23 | Solar Panels | SEG SOLAR | SEG 430 |  | 0.43 | 12 | 252 | 39 |  | Fixed | Roof
NJADRE1559379762 | Administratively Determined Incentive Program | ELIZABETH CITY | 7202 | 3.69 | Residential | Behind the Meter | Yes | Sunrun Installation Services, Inc. | PSE&G |  | Accepted | 2025-04-01 | 2025-04-23 | 2026-04-23 | Solar Panels | HANWHA Q-CELLS | Q.PEAK DUO BLK ML-G10+ 410 |  | 0.41 | 6 | 58 | 40 |  | Fixed | Roof
NJADRE1559379762 | Administratively Determined Incentive Program | ELIZABETH CITY | 7202 | 3.69 | Residential | Behind the Meter | Yes | Sunrun Installation Services, Inc. | PSE&G |  | Accepted | 2025-04-01 | 2025-04-23 | 2026-04-23 | Solar Panels | HANWHA Q-CELLS | Q.PEAK DUO BLK ML-G10+ 410 |  | 0.41 | 3 | 238 | 38 |  | Fixed | Roof
NJADRE1559379762 | Administratively Determined Incentive Program | ELIZABETH CITY | 7202 | 3.69 | Residential | Behind the Meter | Yes | Sunrun Installation Services, Inc. | PSE&G |  | Accepted | 2025-04-01 | 2025-04-23 | 2026-04-23 | Inverters | SOLAREDGE TECHNOLOGIES | SE3800H-USMN | 3800 |  | 1 |  |  | 0.99 |  | Outdoor
NJADRE1559379774 | Administratively Determined Incentive Program | VILLAS | 8251 | 9.02 | Residential | Behind the Meter | Yes | EMT Renewables, LLC | AC Electric |  | Accepted | 2025-04-01 | 2025-04-25 | 2026-04-25 | Solar Panels | MSE PERC | MSE-410 |  | 0.41 | 7 | 111 | 40 |  | Fixed | Roof
NJADRE1559379774 | Administratively Determined Incentive Program | VILLAS | 8251 | 9.02 | Residential | Behind the Meter | Yes | EMT Renewables, LLC | AC Electric |  | Accepted | 2025-04-01 | 2025-04-25 | 2026-04-25 | Solar Panels | MSE PERC | MSE-410 |  | 0.41 | 6 | 112 | 20 |  | Fixed | Roof
NJADRE1559379774 | Administratively Determined Incentive Program | VILLAS | 8251 | 9.02 | Residential | Behind the Meter | Yes | EMT Renewables, LLC | AC Electric |  | Accepted | 2025-04-01 | 2025-04-25 | 2026-04-25 | Solar Panels | MSE PERC | MSE-410 |  | 0.41 | 7 | 112 | 20 |  | Fixed | Roof
NJADRE1559379774 | Administratively Determined Incentive Program | VILLAS | 8251 | 9.02 | Residential | Behind the Meter | Yes | EMT Renewables, LLC | AC Electric |  | Accepted | 2025-04-01 | 2025-04-25 | 2026-04-25 | Inverters | ENPHASE | IQ8+ | 290 |  | 22 |  |  | 0.98 |  | Other | UNDER EACH PANEL
NJADRE1559379774 | Administratively Determined Incentive Program | VILLAS | 8251 | 9.02 | Residential | Behind the Meter | Yes | EMT Renewables, LLC | AC Electric |  | Accepted | 2025-04-01 | 2025-04-25 | 2026-04-25 | Solar Panels | MSE PERC | MSE-410 |  | 0.41 | 2 | 291 | 14 |  | Fixed | Roof
NJADRE1559379782 | Administratively Determined Incentive Program | PINE HILL | 8021 | 5.67 | Residential | Behind the Meter | Yes | Define Solar, LLC | AC Electric |  | Accepted | 2025-04-01 | 2025-04-23 | 2026-04-23 | Solar Panels | Znshine | ZXM7-SH108 405 |  | 0.405 | 2 | 314 | 18 |  | Fixed | Roof
NJADRE1559379782 | Administratively Determined Incentive Program | PINE HILL | 8021 | 5.67 | Residential | Behind the Meter | Yes | Define Solar, LLC | AC Electric |  | Accepted | 2025-04-01 | 2025-04-23 | 2026-04-23 | Inverters | Enphase | IQ8PLUS-72-2-US | 290 |  | 12 |  |  | 0.976 |  | Outside | Under each pv panel
NJADRE1559379782 | Administratively Determined Incentive Program | PINE HILL | 8021 | 5.67 | Residential | Behind the Meter | Yes | Define Solar, LLC | AC Electric |  | Accepted | 2025-04-01 | 2025-04-23 | 2026-04-23 | Inverters | Enphase | IQ8PLUS-72-2-US | 290 |  | 2 |  |  | 0.976 |  | Outside | Under each pv panel
NJADRE1559379782 | Administratively Determined Incentive Program | PINE HILL | 8021 | 5.67 | Residential | Behind the Meter | Yes | Define Solar, LLC | AC Electric |  | Accepted | 2025-04-01 | 2025-04-23 | 2026-04-23 | Solar Panels | Znshine | ZXM7-SH108 405 |  | 0.405 | 12 | 134 | 27 |  | Fixed | Roof
NJADRE1559379796 | Administratively Determined Incentive Program | Lawrence Twp | 8648 | 2.87 | Residential | Behind the Meter | Yes | Sunrun Installation Services, Inc. | PSE&G |  | Accepted | 2025-04-01 | 2025-04-09 | 2026-04-09 | Solar Panels | Hanwha Q Cells | Q.PEAK DUO BLK ML-G10+ 410 |  | 0.41 | 7 | 105 | 34 |  | Fixed | Roof
NJADRE1559379796 | Administratively Determined Incentive Program | Lawrence Twp | 8648 | 2.87 | Residential | Behind the Meter | Yes | Sunrun Installation Services, Inc. | PSE&G |  | Accepted | 2025-04-01 | 2025-04-09 | 2026-04-09 | Inverters | Growatt New Energy Technology Co Ltd | MIN 3800TL-XH-US | 3800 |  | 1 |  |  | 0.98 |  | Outdoor
NJADRE1559379936 | Administratively Determined Incentive Program | Piscataway | 8854 | 9.89 | Residential | Behind the Meter | Yes | Velocity Energy & Home Solutions, Inc. | PSE&G |  | Accepted | 2025-04-01 | 2025-04-23 | 2026-04-23 | Solar Panels | seg | 430w |  | 0.43 | 5 | 253 | 35 |  | Fixed | Roof
NJADRE1559379936 | Administratively Determined Incentive Program | Piscataway | 8854 | 9.89 | Residential | Behind the Meter | Yes | Velocity Energy & Home Solutions, Inc. | PSE&G |  | Accepted | 2025-04-01 | 2025-04-23 | 2026-04-23 | Solar Panels | seg | 430w |  | 0.43 | 11 | 73 | 35 |  | Fixed | Roof
NJADRE1559379936 | Administratively Determined Incentive Program | Piscataway | 8854 | 9.89 | Residential | Behind the Meter | Yes | Velocity Energy & Home Solutions, Inc. | PSE&G |  | Accepted | 2025-04-01 | 2025-04-23 | 2026-04-23 | Solar Panels | seg | 430 |  | 0.43 | 7 | 253 | 15 |  | Fixed | Roof
NJADRE1559379936 | Administratively Determined Incentive Program | Piscataway | 8854 | 9.89 | Residential | Behind the Meter | Yes | Velocity Energy & Home Solutions, Inc. | PSE&G |  | Accepted | 2025-04-01 | 2025-04-23 | 2026-04-23 | Inverters | enphase | iq8plus | 290 |  | 23 |  |  | 0.99 |  | Outside | behind panels
NJADRE1559380206 | Administratively Determined Incentive Program | Burlington | 8016 | 12.04 | Residential | Behind the Meter | Yes | EMT Renewables, LLC | PSE&G |  | Accepted | 2025-04-01 | 2025-04-30 | 2026-04-30 | Solar Panels | SEG SOLAR | SEG 430 |  | 0.43 | 2 | 294 | 16 |  | Fixed | Roof
NJADRE1559380206 | Administratively Determined Incentive Program | Burlington | 8016 | 12.04 | Residential | Behind the Meter | Yes | EMT Renewables, LLC | PSE&G |  | Accepted | 2025-04-01 | 2025-04-30 | 2026-04-30 | Solar Panels | SEG SOLAR | SEG 430 |  | 0.43 | 5 | 294 | 38 |  | Fixed | Roof
NJADRE1559380206 | Administratively Determined Incentive Program | Burlington | 8016 | 12.04 | Residential | Behind the Meter | Yes | EMT Renewables, LLC | PSE&G |  | Accepted | 2025-04-01 | 2025-04-30 | 2026-04-30 | Inverters | ENPHASE | IQ8+ | 290 |  | 28 |  |  | 0.98 |  | Other | UNDER EACH PANEL
NJADRE1559380206 | Administratively Determined Incentive Program | Burlington | 8016 | 12.04 | Residential | Behind the Meter | Yes | EMT Renewables, LLC | PSE&G |  | Accepted | 2025-04-01 | 2025-04-30 | 2026-04-30 | Solar Panels | SEG SOLAR | SEG 430 |  | 0.43 | 15 | 114 | 38 |  | Fixed | Roof
NJADRE1559380206 | Administratively Determined Incentive Program | Burlington | 8016 | 12.04 | Residential | Behind the Meter | Yes | EMT Renewables, LLC | PSE&G |  | Accepted | 2025-04-01 | 2025-04-30 | 2026-04-30 | Solar Panels | SEG SOLAR | SEG 430 |  | 0.43 | 6 | 203 | 20 |  | Fixed | Roof
NJADRE1559380406 | Administratively Determined Incentive Program | CARNEYS POINT | 8069 | 7.2 | Residential | Behind the Meter | No | AllSeason Solar | AC Electric |  | Accepted | 2025-04-01 | 2025-04-23 | 2026-04-23 | Solar Panels | Certainteed | CT400HC11-06 |  | 0.4 | 18 | 238 | 3 |  | Fixed | Roof
NJADRE1559380406 | Administratively Determined Incentive Program | CARNEYS POINT | 8069 | 7.2 | Residential | Behind the Meter | No | AllSeason Solar | AC Electric |  | Accepted | 2025-04-01 | 2025-04-23 | 2026-04-23 | Inverters | Enphase | IQ8 Plus | 290 |  | 18 |  |  | 0.97 |  | Outside
NJADRE1559380979 | Administratively Determined Incentive Program | Sicklerville | 8081 | 12.47 | Residential | Behind the Meter | Yes | EMT Renewables, LLC | AC Electric |  | Accepted | 2025-04-01 | 2025-04-23 | 2026-04-23 | Inverters | ENPHASE | IQ8+ | 290 |  | 29 |  |  | 0.98 |  | Other | UNDER EACH PANEL
NJADRE1559380979 | Administratively Determined Incentive Program | Sicklerville | 8081 | 12.47 | Residential | Behind the Meter | Yes | EMT Renewables, LLC | AC Electric |  | Accepted | 2025-04-01 | 2025-04-23 | 2026-04-23 | Solar Panels | SEG SOLAR | SEG 430 |  | 0.43 | 14 | 329 | 32 |  | Fixed | Roof
NJADRE1559380979 | Administratively Determined Incentive Program | Sicklerville | 8081 | 12.47 | Residential | Behind the Meter | Yes | EMT Renewables, LLC | AC Electric |  | Accepted | 2025-04-01 | 2025-04-23 | 2026-04-23 | Solar Panels | SEG SOLAR | SEG 430 |  | 0.43 | 13 | 149 | 32 |  | Fixed | Roof
NJADRE1559380979 | Administratively Determined Incentive Program | Sicklerville | 8081 | 12.47 | Residential | Behind the Meter | Yes | EMT Renewables, LLC | AC Electric |  | Accepted | 2025-04-01 | 2025-04-23 | 2026-04-23 | Solar Panels | SEG SOLAR | SEG 430 |  | 0.43 | 2 | 149 | 31 |  | Fixed | Roof
NJADRE1559381827 | Administratively Determined Incentive Program | Maple Shade | 8052 | 19.24 | Residential | Behind the Meter | No | Freedom Forever New Jersey, LLC | PSE&G |  | Accepted | 2025-04-01 | 2025-04-24 | 2026-04-24 | Solar Panels | NE Solar | NESE370-60MH |  | 0.37 | 4 | 172 | 22 |  | Fixed | Roof
NJADRE1559381827 | Administratively Determined Incentive Program | Maple Shade | 8052 | 19.24 | Residential | Behind the Meter | No | Freedom Forever New Jersey, LLC | PSE&G |  | Accepted | 2025-04-01 | 2025-04-24 | 2026-04-24 | Inverters | Solar Edge | SE3800H-US[SI1] | 3800 |  | 1 |  |  | 0.99 |  | Outside
NJADRE1559381827 | Administratively Determined Incentive Program | Maple Shade | 8052 | 19.24 | Residential | Behind the Meter | No | Freedom Forever New Jersey, LLC | PSE&G |  | Accepted | 2025-04-01 | 2025-04-24 | 2026-04-24 | Solar Panels | NE Solar | NESE370-60MH |  | 0.37 | 15 | 170 | 11 |  | Fixed | Roof
NJADRE1559381827 | Administratively Determined Incentive Program | Maple Shade | 8052 | 19.24 | Residential | Behind the Meter | No | Freedom Forever New Jersey, LLC | PSE&G |  | Accepted | 2025-04-01 | 2025-04-24 | 2026-04-24 | Inverters | Solar Edge | SE10000H-US[SI1] | 10000 |  | 1 |  |  | 0.99 |  | Outdoor
NJADRE1559381827 | Administratively Determined Incentive Program | Maple Shade | 8052 | 19.24 | Residential | Behind the Meter | No | Freedom Forever New Jersey, LLC | PSE&G |  | Accepted | 2025-04-01 | 2025-04-24 | 2026-04-24 | Solar Panels | NE Solar | NESE370-60MH |  | 0.37 | 14 | 170 | 3 |  | Fixed | Roof
NJADRE1559381827 | Administratively Determined Incentive Program | Maple Shade | 8052 | 19.24 | Residential | Behind the Meter | No | Freedom Forever New Jersey, LLC | PSE&G |  | Accepted | 2025-04-01 | 2025-04-24 | 2026-04-24 | Solar Panels | NE Solar | NESE370-60MH |  | 0.37 | 4 | 350 | 22 |  | Fixed | Roof
NJADRE1559381827 | Administratively Determined Incentive Program | Maple Shade | 8052 | 19.24 | Residential | Behind the Meter | No | Freedom Forever New Jersey, LLC | PSE&G |  | Accepted | 2025-04-01 | 2025-04-24 | 2026-04-24 | Solar Panels | NE Solar | NESE370-60MH |  | 0.37 | 11 | 170 | 2 |  | Fixed | Roof
NJADRE1559381827 | Administratively Determined Incentive Program | Maple Shade | 8052 | 19.24 | Residential | Behind the Meter | No | Freedom Forever New Jersey, LLC | PSE&G |  | Accepted | 2025-04-01 | 2025-04-24 | 2026-04-24 | Solar Panels | NE Solar | NESE370-60MH |  | 0.37 | 2 | 350 | 35 |  | Fixed | Roof
NJADRE1559381827 | Administratively Determined Incentive Program | Maple Shade | 8052 | 19.24 | Residential | Behind the Meter | No | Freedom Forever New Jersey, LLC | PSE&G |  | Accepted | 2025-04-01 | 2025-04-24 | 2026-04-24 | Solar Panels | NE Solar | NESE370-60MH |  | 0.37 | 2 | 350 | 12 |  | Fixed | Roof
NJADRE1559381962 | Administratively Determined Incentive Program | Maple Shade | 8052 | 15.91 | Residential | Behind the Meter | Yes | PosiGen Developer, LLC | PSE&G |  | Accepted | 2025-04-01 | 2025-04-23 | 2026-04-23 | Solar Panels | SilFab Solar | SIL-370NX |  | 0.37 | 9 | 311 | 4 |  | Fixed | Roof
NJADRE1559381962 | Administratively Determined Incentive Program | Maple Shade | 8052 | 15.91 | Residential | Behind the Meter | Yes | PosiGen Developer, LLC | PSE&G |  | Accepted | 2025-04-01 | 2025-04-23 | 2026-04-23 | Solar Panels | SilFab Solar | SIL-370NX |  | 0.37 | 8 | 221 | 9 |  | Fixed | Roof
NJADRE1559381962 | Administratively Determined Incentive Program | Maple Shade | 8052 | 15.91 | Residential | Behind the Meter | Yes | PosiGen Developer, LLC | PSE&G |  | Accepted | 2025-04-01 | 2025-04-23 | 2026-04-23 | Solar Panels | SilFab Solar | SIL-370NX |  | 0.37 | 12 | 41 | 34 |  | Fixed | Roof
NJADRE1559381962 | Administratively Determined Incentive Program | Maple Shade | 8052 | 15.91 | Residential | Behind the Meter | Yes | PosiGen Developer, LLC | PSE&G |  | Accepted | 2025-04-01 | 2025-04-23 | 2026-04-23 | Inverters | SolarEdge | SE7600H-US | 7600 |  | 1 |  |  | 0 |  | Outside | within ten feet of meter
NJADRE1559381962 | Administratively Determined Incentive Program | Maple Shade | 8052 | 15.91 | Residential | Behind the Meter | Yes | PosiGen Developer, LLC | PSE&G |  | Accepted | 2025-04-01 | 2025-04-23 | 2026-04-23 | Inverters | SolarEdge | SE7600H-US | 7600 |  | 1 |  |  | 0.99 |  | Outside | within ten feet of meter
NJADRE1559381962 | Administratively Determined Incentive Program | Maple Shade | 8052 | 15.91 | Residential | Behind the Meter | Yes | PosiGen Developer, LLC | PSE&G |  | Accepted | 2025-04-01 | 2025-04-23 | 2026-04-23 | Solar Panels | SilFab Solar | SIL-370NX |  | 0.37 | 14 | 267 | 0 |  | Fixed | Roof
NJADRE1559381976 | Administratively Determined Incentive Program | Washington Township | 8080 | 21.07 | Residential | Behind the Meter | Yes | EMT Renewables, LLC | AC Electric |  | Accepted | 2025-04-01 | 2025-04-25 | 2026-04-25 | Solar Panels | SEG SOLAR | SEG 430 |  | 0.43 | 10 | 263 | 27 |  | Fixed | Roof
NJADRE1559381976 | Administratively Determined Incentive Program | Washington Township | 8080 | 21.07 | Residential | Behind the Meter | Yes | EMT Renewables, LLC | AC Electric |  | Accepted | 2025-04-01 | 2025-04-25 | 2026-04-25 | Inverters | ENPHASE | IQ8+ | 290 |  | 49 |  |  | 0.98 |  | Other | UNDER EACH PANEL
NJADRE1559381976 | Administratively Determined Incentive Program | Washington Township | 8080 | 21.07 | Residential | Behind the Meter | Yes | EMT Renewables, LLC | AC Electric |  | Accepted | 2025-04-01 | 2025-04-25 | 2026-04-25 | Solar Panels | SEG SOLAR | SEG 430 |  | 0.43 | 4 | 353 | 31 |  | Fixed | Roof
NJADRE1559381976 | Administratively Determined Incentive Program | Washington Township | 8080 | 21.07 | Residential | Behind the Meter | Yes | EMT Renewables, LLC | AC Electric |  | Accepted | 2025-04-01 | 2025-04-25 | 2026-04-25 | Solar Panels | SEG SOLAR | SEG 430 |  | 0.43 | 9 | 83 | 27 |  | Fixed | Roof
NJADRE1559381976 | Administratively Determined Incentive Program | Washington Township | 8080 | 21.07 | Residential | Behind the Meter | Yes | EMT Renewables, LLC | AC Electric |  | Accepted | 2025-04-01 | 2025-04-25 | 2026-04-25 | Solar Panels | SEG SOLAR | SEG 430 |  | 0.43 | 13 | 173 | 31 |  | Fixed | Roof
NJADRE1559381976 | Administratively Determined Incentive Program | Washington Township | 8080 | 21.07 | Residential | Behind the Meter | Yes | EMT Renewables, LLC | AC Electric |  | Accepted | 2025-04-01 | 2025-04-25 | 2026-04-25 | Solar Panels | SEG SOLAR | SEG 430 |  | 0.43 | 13 | 83 | 12 |  | Fixed | Roof
NJADRE1559383026 | Administratively Determined Incentive Program | Marmora | 8223 | 10.25 | Residential | Behind the Meter | Yes | AllSeason Solar | AC Electric |  | Accepted | 2025-04-01 | 2025-04-24 | 2026-04-24 | Inverters | Enphase | IQ8 Plus | 290 |  | 25 |  |  | 0.97 |  | Outside
NJADRE1559383026 | Administratively Determined Incentive Program | Marmora | 8223 | 10.25 | Residential | Behind the Meter | Yes | AllSeason Solar | AC Electric |  | Accepted | 2025-04-01 | 2025-04-24 | 2026-04-24 | Solar Panels | SEG Solar | SEG410BMD |  | 0.41 | 4 | 220 | 24 |  | Fixed | Roof
NJADRE1559383026 | Administratively Determined Incentive Program | Marmora | 8223 | 10.25 | Residential | Behind the Meter | Yes | AllSeason Solar | AC Electric |  | Accepted | 2025-04-01 | 2025-04-24 | 2026-04-24 | Solar Panels | 410 | SEG410BMD |  | 0.41 | 21 | 130 | 23 |  | Fixed | Pole
NJADRE1559383088 | Administratively Determined Incentive Program | Mantua | 8051 | 6.532 | Residential | Behind the Meter | No | GAF Energy | AC Electric |  | Accepted | 2025-04-01 | 2025-04-23 | 2026-04-23 | Inverters | Delta Electronics | M10-4-TL-US | 10000 |  | 1 |  |  | 0.975 |  | Outdoor
NJADRE1559383088 | Administratively Determined Incentive Program | Mantua | 8051 | 6.532 | Residential | Behind the Meter | No | GAF Energy | AC Electric |  | Accepted | 2025-04-01 | 2025-04-23 | 2026-04-23 | Solar Panels | GAF Energy | TLS-1 |  | 0.046 | 114 | 171 | 28 |  | Fixed | Roof
NJADRE1559383088 | Administratively Determined Incentive Program | Mantua | 8051 | 6.532 | Residential | Behind the Meter | No | GAF Energy | AC Electric |  | Accepted | 2025-04-01 | 2025-04-23 | 2026-04-23 | Solar Panels | GAF Energy | TLS-1 |  | 0.046 | 28 | 261 | 28 |  | Fixed | Roof
NJADRE1559383209 | Administratively Determined Incentive Program | Bridgewater | 8807 | 14.76 | Residential | Behind the Meter | Yes | Pro Custom Solar dba Momentum Solar | PSE&G |  | Accepted | 2025-04-01 | 2025-04-23 | 2026-04-23 | Inverters | Enphase | IQ8HC-72-M-DOM-US | 380 |  | 36 |  |  | 0.97 |  | Outdoor
NJADRE1559383209 | Administratively Determined Incentive Program | Bridgewater | 8807 | 14.76 | Residential | Behind the Meter | Yes | Pro Custom Solar dba Momentum Solar | PSE&G |  | Accepted | 2025-04-01 | 2025-04-23 | 2026-04-23 | Solar Panels | HANWHA | Q.PEAK DUO BLK ML-G10+ 410 |  | 0.41 | 2 | 285 | 37 |  | Fixed | Roof
NJADRE1559383209 | Administratively Determined Incentive Program | Bridgewater | 8807 | 14.76 | Residential | Behind the Meter | Yes | Pro Custom Solar dba Momentum Solar | PSE&G |  | Accepted | 2025-04-01 | 2025-04-23 | 2026-04-23 | Solar Panels | HANWHA | Q.PEAK DUO BLK ML-G10+ 410 |  | 0.41 | 8 | 284 | 34 |  | Fixed | Roof
NJADRE1559383209 | Administratively Determined Incentive Program | Bridgewater | 8807 | 14.76 | Residential | Behind the Meter | Yes | Pro Custom Solar dba Momentum Solar | PSE&G |  | Accepted | 2025-04-01 | 2025-04-23 | 2026-04-23 | Solar Panels | HANWHA | Q.PEAK DUO BLK ML-G10+ 410 |  | 0.41 | 16 | 104 | 34 |  | Fixed | Roof
NJADRE1559383209 | Administratively Determined Incentive Program | Bridgewater | 8807 | 14.76 | Residential | Behind the Meter | Yes | Pro Custom Solar dba Momentum Solar | PSE&G |  | Accepted | 2025-04-01 | 2025-04-23 | 2026-04-23 | Solar Panels | HANWHA | Q.PEAK DUO BLK ML-G10+ 410 |  | 0.41 | 10 | 105 | 37 |  | Fixed | Roof
NJADRE1559383317 | Administratively Determined Incentive Program | Egg Harbor Twp | 8234 | 5.67 | Residential | Behind the Meter | Yes | Freedom Forever New Jersey, LLC | AC Electric |  | Accepted | 2025-04-01 | 2025-04-23 | 2026-04-23 | Solar Panels | JA Solar | JAM54S31-405/M |  | 0.405 | 9 | 72 | 22 |  | Fixed | Roof
NJADRE1559383317 | Administratively Determined Incentive Program | Egg Harbor Twp | 8234 | 5.67 | Residential | Behind the Meter | Yes | Freedom Forever New Jersey, LLC | AC Electric |  | Accepted | 2025-04-01 | 2025-04-23 | 2026-04-23 | Inverters | Solar Edge | USE5700H-USMNBL75) | 5700 |  | 1 |  |  | 0.99 |  | Outside
NJADRE1559383317 | Administratively Determined Incentive Program | Egg Harbor Twp | 8234 | 5.67 | Residential | Behind the Meter | Yes | Freedom Forever New Jersey, LLC | AC Electric |  | Accepted | 2025-04-01 | 2025-04-23 | 2026-04-23 | Solar Panels | JA Solar | JAM54S31-405/M |  | 0.405 | 5 | 72 | 14 |  | Fixed | Roof
NJADRE1559383584 | Administratively Determined Incentive Program | Glassboro | 8028 | 12.18 | Residential | Behind the Meter | No | Public Service Solar, LLC | AC Electric |  | Accepted | 2025-04-01 | 2025-04-24 | 2026-04-24 | Inverters | Enphase | iQ8HC-72-M-US | 380 |  | 29 |  |  | 0.96 |  | Outdoor | Under Panels
NJADRE1559383584 | Administratively Determined Incentive Program | Glassboro | 8028 | 12.18 | Residential | Behind the Meter | No | Public Service Solar, LLC | AC Electric |  | Accepted | 2025-04-01 | 2025-04-24 | 2026-04-24 | Solar Panels | Panasonic | EVPV420HK2 |  | 0.42 | 7 | 63 | 26 |  | Fixed | Roof
NJADRE1559383584 | Administratively Determined Incentive Program | Glassboro | 8028 | 12.18 | Residential | Behind the Meter | No | Public Service Solar, LLC | AC Electric |  | Accepted | 2025-04-01 | 2025-04-24 | 2026-04-24 | Solar Panels | Panasonic | EVPV420HK2 |  | 0.42 | 11 | 243 | 26 |  | Fixed | Roof
NJADRE1559383584 | Administratively Determined Incentive Program | Glassboro | 8028 | 12.18 | Residential | Behind the Meter | No | Public Service Solar, LLC | AC Electric |  | Accepted | 2025-04-01 | 2025-04-24 | 2026-04-24 | Solar Panels | Panasonic | EVPV420HK2 |  | 0.42 | 5 | 63 | 26 |  | Fixed | Roof
NJADRE1559383584 | Administratively Determined Incentive Program | Glassboro | 8028 | 12.18 | Residential | Behind the Meter | No | Public Service Solar, LLC | AC Electric |  | Accepted | 2025-04-01 | 2025-04-24 | 2026-04-24 | Solar Panels | Panasonic | EVPV420HK2 |  | 0.42 | 6 | 243 | 26 |  | Fixed | Roof
NJADRE1559383659 | Administratively Determined Incentive Program | Cape May | 8204 | 12.9 | Residential | Behind the Meter | Yes | EMT Renewables, LLC | AC Electric |  | Accepted | 2025-04-01 | 2025-04-23 | 2026-04-23 | Solar Panels | SEG SOLAR | SEG 430 |  | 0.43 | 12 | 196 | 20 |  | Fixed | Roof
NJADRE1559383659 | Administratively Determined Incentive Program | Cape May | 8204 | 12.9 | Residential | Behind the Meter | Yes | EMT Renewables, LLC | AC Electric |  | Accepted | 2025-04-01 | 2025-04-23 | 2026-04-23 | Solar Panels | SEG SOLAR | SEG 430 |  | 0.43 | 18 | 16 | 20 |  | Fixed | Roof
NJADRE1559383659 | Administratively Determined Incentive Program | Cape May | 8204 | 12.9 | Residential | Behind the Meter | Yes | EMT Renewables, LLC | AC Electric |  | Accepted | 2025-04-01 | 2025-04-23 | 2026-04-23 | Inverters | ENPHASE | IQ8+ | 290 |  | 30 |  |  | 0.98 |  | Other | UNDER EACH PANEL
NJADRE1559384350 | Administratively Determined Incentive Program | Sparta | 7871 | 4.33 | Residential | Behind the Meter | No | GAF Energy | JCP&L |  | Accepted | 2025-04-01 | 2025-04-24 | 2026-04-24 | Solar Panels | GAF Energy | TLS-2 |  | 0.057 | 76 | 134 | 36 |  | Fixed | Roof
NJADRE1559384350 | Administratively Determined Incentive Program | Sparta | 7871 | 4.33 | Residential | Behind the Meter | No | GAF Energy | JCP&L |  | Accepted | 2025-04-01 | 2025-04-24 | 2026-04-24 | Inverters | Delta | M6-TL-US | 6 |  | 1 |  |  | 0.975 |  | Outdoor
NJADRE1559384368 | Administratively Determined Incentive Program | Atco | 8004 | 10.32 | Residential | Behind the Meter | Yes | EMT Renewables, LLC | AC Electric |  | Accepted | 2025-04-02 | 2025-04-24 | 2026-04-24 | Solar Panels | SEG SOLAR | SEG 430 |  | 0.43 | 4 | 13 | 29 |  | Fixed | Roof
NJADRE1559384368 | Administratively Determined Incentive Program | Atco | 8004 | 10.32 | Residential | Behind the Meter | Yes | EMT Renewables, LLC | AC Electric |  | Accepted | 2025-04-02 | 2025-04-24 | 2026-04-24 | Inverters | ENPHASE | IQ8+ | 290 |  | 24 |  |  | 0.98 |  | Other | UNDER EACH PANEL
NJADRE1559384368 | Administratively Determined Incentive Program | Atco | 8004 | 10.32 | Residential | Behind the Meter | Yes | EMT Renewables, LLC | AC Electric |  | Accepted | 2025-04-02 | 2025-04-24 | 2026-04-24 | Solar Panels | SEG SOLAR | SEG 430 |  | 0.43 | 10 | 193 | 29 |  | Fixed | Roof
NJADRE1559384368 | Administratively Determined Incentive Program | Atco | 8004 | 10.32 | Residential | Behind the Meter | Yes | EMT Renewables, LLC | AC Electric |  | Accepted | 2025-04-02 | 2025-04-24 | 2026-04-24 | Solar Panels | SEG SOLAR | SEG 430 |  | 0.43 | 1 | 281 | 29 |  | Fixed | Roof
NJADRE1559384368 | Administratively Determined Incentive Program | Atco | 8004 | 10.32 | Residential | Behind the Meter | Yes | EMT Renewables, LLC | AC Electric |  | Accepted | 2025-04-02 | 2025-04-24 | 2026-04-24 | Solar Panels | SEG SOLAR | SEG 430 |  | 0.43 | 1 | 103 | 29 |  | Fixed | Roof
NJADRE1559384368 | Administratively Determined Incentive Program | Atco | 8004 | 10.32 | Residential | Behind the Meter | Yes | EMT Renewables, LLC | AC Electric |  | Accepted | 2025-04-02 | 2025-04-24 | 2026-04-24 | Solar Panels | SEG SOLAR | SEG 430 |  | 0.43 | 8 | 13 | 29 |  | Fixed | Roof
NJADRE1559384379 | Administratively Determined Incentive Program | Clarksboro | 8020 | 15.58 | Residential | Behind the Meter | Yes | AllSeason Solar | AC Electric |  | Accepted | 2025-04-01 | 2025-04-25 | 2026-04-25 | Inverters | Enphase | IQ8 Plus | 290 |  | 38 |  |  | 0.97 |  | Outside
NJADRE1559384379 | Administratively Determined Incentive Program | Clarksboro | 8020 | 15.58 | Residential | Behind the Meter | Yes | AllSeason Solar | AC Electric |  | Accepted | 2025-04-01 | 2025-04-25 | 2026-04-25 | Solar Panels | SEG Solar | SEG410BMD |  | 0.41 | 19 | 165 | 22 |  | Fixed | Roof
NJADRE1559384379 | Administratively Determined Incentive Program | Clarksboro | 8020 | 15.58 | Residential | Behind the Meter | Yes | AllSeason Solar | AC Electric |  | Accepted | 2025-04-01 | 2025-04-25 | 2026-04-25 | Solar Panels | SEG Solar | SEG410BMD |  | 0.41 | 19 | 345 | 22 |  | Fixed | Roof
NJADRE1559384557 | Administratively Determined Incentive Program | Florence | 8518 | 12.96 | Residential | Behind the Meter | Yes | Define Solar, LLC | PSE&G |  | Accepted | 2025-04-01 | 2025-04-23 | 2026-04-23 | Solar Panels | Znshine | ZXM7-SH108 405 |  | 0.405 | 10 | 19 | 27 |  | Fixed | Roof
NJADRE1559384557 | Administratively Determined Incentive Program | Florence | 8518 | 12.96 | Residential | Behind the Meter | Yes | Define Solar, LLC | PSE&G |  | Accepted | 2025-04-01 | 2025-04-23 | 2026-04-23 | Inverters | Enphase | IQ8PLUS-72-2-US | 290 |  | 22 |  |  | 0.976 |  | Outside | Under each pv panel
NJADRE1559384557 | Administratively Determined Incentive Program | Florence | 8518 | 12.96 | Residential | Behind the Meter | Yes | Define Solar, LLC | PSE&G |  | Accepted | 2025-04-01 | 2025-04-23 | 2026-04-23 | Solar Panels | Znshine | ZXM7-SH108 405 |  | 0.405 | 22 | 199 | 27 |  | Fixed | Roof
NJADRE1559384557 | Administratively Determined Incentive Program | Florence | 8518 | 12.96 | Residential | Behind the Meter | Yes | Define Solar, LLC | PSE&G |  | Accepted | 2025-04-01 | 2025-04-23 | 2026-04-23 | Inverters | Enphase | IQ8PLUS-72-2-US | 290 |  | 10 |  |  | 0.976 |  | Outside | Under each pv panel
NJADRE1559384574 | Administratively Determined Incentive Program | Galloway | 8205 | 12.15 | Residential | Behind the Meter | Yes | Freedom Forever New Jersey, LLC | AC Electric |  | Accepted | 2025-04-01 | 2025-04-29 | 2026-04-29 | Inverters | Solar Edge | USE10000H-USMNBL75 | 10000 |  | 1 |  |  | 0.99 |  | Outside
NJADRE1559384574 | Administratively Determined Incentive Program | Galloway | 8205 | 12.15 | Residential | Behind the Meter | Yes | Freedom Forever New Jersey, LLC | AC Electric |  | Accepted | 2025-04-01 | 2025-04-29 | 2026-04-29 | Solar Panels | Trina | TSM-405NE09RC.05 |  | 0.405 | 4 | 226 | 23 |  | Fixed | Roof
NJADRE1559384574 | Administratively Determined Incentive Program | Galloway | 8205 | 12.15 | Residential | Behind the Meter | Yes | Freedom Forever New Jersey, LLC | AC Electric |  | Accepted | 2025-04-01 | 2025-04-29 | 2026-04-29 | Solar Panels | Trina | TSM-405NE09RC.05 |  | 0.405 | 13 | 316 | 22 |  | Fixed | Roof
NJADRE1559384574 | Administratively Determined Incentive Program | Galloway | 8205 | 12.15 | Residential | Behind the Meter | Yes | Freedom Forever New Jersey, LLC | AC Electric |  | Accepted | 2025-04-01 | 2025-04-29 | 2026-04-29 | Solar Panels | Trina | TSM-405NE09RC.05v |  | 0.405 | 13 | 136 | 22 |  | Fixed | Roof
NJADRE1559385397 | Administratively Determined Incentive Program | Sparta | 7871 | 5.33 | Residential | Behind the Meter | Yes | AllSeason Solar | JCP&L |  | Accepted | 2025-04-01 | 2025-04-24 | 2026-04-24 | Solar Panels | Seg Solar | SEG410BMD |  | 0.41 | 9 | 150 | 18 |  | Fixed | Roof
NJADRE1559385397 | Administratively Determined Incentive Program | Sparta | 7871 | 5.33 | Residential | Behind the Meter | Yes | AllSeason Solar | JCP&L |  | Accepted | 2025-04-01 | 2025-04-24 | 2026-04-24 | Inverters | Enphase | IQ8 Plus | 290 |  | 13 |  |  | 0.97 |  | Outside
NJADRE1559385397 | Administratively Determined Incentive Program | Sparta | 7871 | 5.33 | Residential | Behind the Meter | Yes | AllSeason Solar | JCP&L |  | Accepted | 2025-04-01 | 2025-04-24 | 2026-04-24 | Solar Panels | SEG Sola | SEG410BMD |  | 0.41 | 4 | 240 | 18 |  | Fixed | Roof
NJADRE1559385947 | Administratively Determined Incentive Program | Bridgeton | 8302 | 6.97 | Residential | Behind the Meter | Yes | Freedom Forever New Jersey, LLC | AC Electric |  | Accepted | 2025-04-01 | 2025-04-24 | 2026-04-24 | Inverters | Solar Edge | USE5700H-USMNBL75 | 5700 |  | 1 |  |  | 0.99 |  | Other
NJADRE1559385947 | Administratively Determined Incentive Program | Bridgeton | 8302 | 6.97 | Residential | Behind the Meter | Yes | Freedom Forever New Jersey, LLC | AC Electric |  | Accepted | 2025-04-01 | 2025-04-24 | 2026-04-24 | Solar Panels | Hanwha | Q.PEAK DUO BLK ML-G10+ 410 |  | 0.41 | 17 | 69 | 20 |  | Fixed | Roof
NJADRE1559386704 | Administratively Determined Incentive Program | Pine Hill | 8021 | 6.89 | Residential | Behind the Meter | Yes | Define Solar, LLC | AC Electric |  | Accepted | 2025-04-01 | 2025-04-24 | 2026-04-24 | Inverters | Enphase | IQ8PLUS-72-2-US | 290 |  | 9 |  |  | 0.976 |  | Outside | Under each pv panel
NJADRE1559386704 | Administratively Determined Incentive Program | Pine Hill | 8021 | 6.89 | Residential | Behind the Meter | Yes | Define Solar, LLC | AC Electric |  | Accepted | 2025-04-01 | 2025-04-24 | 2026-04-24 | Inverters | Enphase | IQ8PLUS-72-2-US | 290 |  | 8 |  |  | 0.976 |  | Outside | Under each pv panel
NJADRE1559386704 | Administratively Determined Incentive Program | Pine Hill | 8021 | 6.89 | Residential | Behind the Meter | Yes | Define Solar, LLC | AC Electric |  | Accepted | 2025-04-01 | 2025-04-24 | 2026-04-24 | Solar Panels | Znshine | ZXM7-SH108 405 |  | 0.405 | 9 | 12 | 24 |  | Fixed | Roof
NJADRE1559386704 | Administratively Determined Incentive Program | Pine Hill | 8021 | 6.89 | Residential | Behind the Meter | Yes | Define Solar, LLC | AC Electric |  | Accepted | 2025-04-01 | 2025-04-24 | 2026-04-24 | Solar Panels | Znshine | ZXM7-SH108 405 |  | 0.405 | 8 | 192 | 24 |  | Fixed | Roof
NJADRE1559387931 | Administratively Determined Incentive Program | Neptune | 7753 | 19.44 | Commercial | Behind the Meter | No | 1st Light Energy, Inc. | JCP&L |  | Accepted | 2025-04-01 | 2025-04-24 | 2026-04-24 | Solar Panels | RUNERGY | HY-DH144P8-540 |  | 0.54 | 36 | 170 | 3 |  | Fixed | Roof
NJADRE1559387931 | Administratively Determined Incentive Program | Neptune | 7753 | 19.44 | Commercial | Behind the Meter | No | 1st Light Energy, Inc. | JCP&L |  | Accepted | 2025-04-01 | 2025-04-24 | 2026-04-24 | Inverters | GOODWE | GW9600-A-MS-US30 | 9600 |  | 1 |  |  | 0.97 |  | Indoor
NJADRE1559387931 | Administratively Determined Incentive Program | Neptune | 7753 | 19.44 | Commercial | Behind the Meter | No | 1st Light Energy, Inc. | JCP&L |  | Accepted | 2025-04-01 | 2025-04-24 | 2026-04-24 | Inverters | GOODWE | GW5000-A-MS-US30 | 5000 |  | 1 |  |  | 0.97 |  | Indoor
NJADRE1559388751 | Administratively Determined Incentive Program | Randolph | 7869 | 4.14 | Residential | Behind the Meter | No | GAF Energy | JCP&L |  | Accepted | 2025-04-01 | 2025-04-24 | 2026-04-24 | Solar Panels | GAF Energy | TLS-1 |  | 0.046 | 90 | 138 | 37 |  | Fixed | Roof
NJADRE1559388751 | Administratively Determined Incentive Program | Randolph | 7869 | 4.14 | Residential | Behind the Meter | No | GAF Energy | JCP&L |  | Accepted | 2025-04-01 | 2025-04-24 | 2026-04-24 | Inverters | Delta | M4-TL-US | 4 |  | 1 |  |  | 0.975 |  | Outdoor
NJADRE1559389385 | Administratively Determined Incentive Program | Phillipsburg | 8865 | 10.32 | Residential | Behind the Meter | No | Sunwise Energy, LLC | JCP&L |  | Accepted | 2025-04-01 | 2025-04-24 | 2026-04-24 | Inverters | ENPHASE ENERGY | IQ8HC-72-M-US | 380 |  | 24 |  |  | 0.973 |  | Outside
NJADRE1559389385 | Administratively Determined Incentive Program | Phillipsburg | 8865 | 10.32 | Residential | Behind the Meter | No | Sunwise Energy, LLC | JCP&L |  | Accepted | 2025-04-01 | 2025-04-24 | 2026-04-24 | Solar Panels | SEG SOLAR YUKON | SEG-430-BTD-BG |  | 0.43 | 24 | 251 | 16 |  | Fixed | Roof
NJADRE1559398373 | Administratively Determined Incentive Program | Franklin Twp | 8540 | 7.79 | Residential | Behind the Meter | Yes | Sunrun Installation Services, Inc. | PSE&G |  | Accepted | 2025-04-02 | 2025-04-24 | 2026-04-24 | Solar Panels | Hanwha Q-Cells | Q.PEAK DUO BLK ML-G10+ 410 |  | 0.41 | 2 | 160 | 38 |  | Fixed | Roof
NJADRE1559398373 | Administratively Determined Incentive Program | Franklin Twp | 8540 | 7.79 | Residential | Behind the Meter | Yes | Sunrun Installation Services, Inc. | PSE&G |  | Accepted | 2025-04-02 | 2025-04-24 | 2026-04-24 | Solar Panels | Hanwha Q-Cells | Q.PEAK DUO BLK ML-G10+ 410 |  | 0.41 | 17 | 160 | 38 |  | Fixed | Roof
NJADRE1559398373 | Administratively Determined Incentive Program | Franklin Twp | 8540 | 7.79 | Residential | Behind the Meter | Yes | Sunrun Installation Services, Inc. | PSE&G |  | Accepted | 2025-04-02 | 2025-04-24 | 2026-04-24 | Inverters | SolarEdge Technologies | SE5700H-USMN | 5760 |  | 1 |  |  | 0.99 |  | Outdoor | Next to meter
NJADRE1559399801 | Administratively Determined Incentive Program | Phillipsburg | 8865 | 12.47 | Residential | Behind the Meter | Yes | EMT Renewables, LLC | JCP&L |  | Accepted | 2025-04-02 | 2025-04-24 | 2026-04-24 | Solar Panels | SEG SOLAR | SEG 430 |  | 0.43 | 19 | 251 | 34 |  | Fixed | Roof
NJADRE1559399801 | Administratively Determined Incentive Program | Phillipsburg | 8865 | 12.47 | Residential | Behind the Meter | Yes | EMT Renewables, LLC | JCP&L |  | Accepted | 2025-04-02 | 2025-04-24 | 2026-04-24 | Inverters | ENPHASE | IQ8+ | 290 |  | 29 |  |  | 0.98 |  | Other | UNDER EACH PANEL
NJADRE1559399801 | Administratively Determined Incentive Program | Phillipsburg | 8865 | 12.47 | Residential | Behind the Meter | Yes | EMT Renewables, LLC | JCP&L |  | Accepted | 2025-04-02 | 2025-04-24 | 2026-04-24 | Solar Panels | SEG SOLAR | SEG 430 |  | 0.43 | 10 | 71 | 34 |  | Fixed | Roof
NJADRE1559400803 | Administratively Determined Incentive Program | Lower Township | 8251 | 7.06 | Residential | Behind the Meter | Yes | SunnyMac, LLC | AC Electric |  | Accepted | 2025-04-02 | 2025-04-24 | 2026-04-24 | Solar Panels | HANWHA | Q.PEAK DUO BLK ML-G10+ 415W |  | 0.415 | 6 | 300 | 33 |  | Fixed | Roof
NJADRE1559400803 | Administratively Determined Incentive Program | Lower Township | 8251 | 7.06 | Residential | Behind the Meter | Yes | SunnyMac, LLC | AC Electric |  | Accepted | 2025-04-02 | 2025-04-24 | 2026-04-24 | Inverters | SOLAREDGE HOME HUB | SE5700H-US | 5760 |  | 1 |  |  | 0.99 |  | Outdoor | next to meter
NJADRE1559400803 | Administratively Determined Incentive Program | Lower Township | 8251 | 7.06 | Residential | Behind the Meter | Yes | SunnyMac, LLC | AC Electric |  | Accepted | 2025-04-02 | 2025-04-24 | 2026-04-24 | Solar Panels | HANWHA | Q.PEAK DUO BLK ML-G10+ 415W |  | 0.415 | 11 | 120 | 33 |  | Fixed | Roof
NJADRE1559400946 | Administratively Determined Incentive Program | Millville | 8332 | 6.02 | Residential | Behind the Meter | Yes | EMT Renewables, LLC | AC Electric |  | Accepted | 2025-04-02 | 2025-04-24 | 2026-04-24 | Solar Panels | SEG SOLAR | SEG 430 |  | 0.43 | 14 | 172 | 29 |  | Fixed | Roof
NJADRE1559400946 | Administratively Determined Incentive Program | Millville | 8332 | 6.02 | Residential | Behind the Meter | Yes | EMT Renewables, LLC | AC Electric |  | Accepted | 2025-04-02 | 2025-04-24 | 2026-04-24 | Inverters | ENPHASE | IQ8+ | 290 |  | 14 |  |  | 0.98 |  | Other | UNDER EACH PANEL
NJADRE1559401429 | Administratively Determined Incentive Program | WENONAH | 8090 | 16 | Residential | Behind the Meter | Yes | Solar Energy World | AC Electric |  | Accepted | 2025-04-02 | 2025-04-24 | 2026-04-24 | Solar Panels | LONGi | LR5-54HABB-400M |  | 0.4 | 20 | 257 | 18 |  | Fixed | Roof
NJADRE1559401429 | Administratively Determined Incentive Program | WENONAH | 8090 | 16 | Residential | Behind the Meter | Yes | Solar Energy World | AC Electric |  | Accepted | 2025-04-02 | 2025-04-24 | 2026-04-24 | Inverters | Enphase | IQ8HC-72-M-DOM-US | 384 |  | 40 |  |  | 0.97 |  | Outside
NJADRE1559401429 | Administratively Determined Incentive Program | WENONAH | 8090 | 16 | Residential | Behind the Meter | Yes | Solar Energy World | AC Electric |  | Accepted | 2025-04-02 | 2025-04-24 | 2026-04-24 | Solar Panels | LONGi | LR5-54HABB-400M |  | 0.4 | 20 | 78 | 19 |  | Fixed | Roof
NJADRE1559401597 | Administratively Determined Incentive Program | HAZLET | 7730 | 8.6 | Residential | Behind the Meter | Yes | EMT Renewables, LLC | JCP&L |  | Accepted | 2025-04-02 | 2025-04-24 | 2026-04-24 | Solar Panels | SEG SOLAR | SEG 430 |  | 0.43 | 14 | 154 | 24 |  | Fixed | Roof
NJADRE1559401597 | Administratively Determined Incentive Program | HAZLET | 7730 | 8.6 | Residential | Behind the Meter | Yes | EMT Renewables, LLC | JCP&L |  | Accepted | 2025-04-02 | 2025-04-24 | 2026-04-24 | Solar Panels | SEG SOLAR | SEG 430 |  | 0.43 | 6 | 64 | 17 |  | Fixed | Roof
NJADRE1559401597 | Administratively Determined Incentive Program | HAZLET | 7730 | 8.6 | Residential | Behind the Meter | Yes | EMT Renewables, LLC | JCP&L |  | Accepted | 2025-04-02 | 2025-04-24 | 2026-04-24 | Inverters | ENPHASE | IQ8+ | 290 |  | 20 |  |  | 0.98 |  | Other | UNDER EACH PANEL
NJADRE1559402003 | Administratively Determined Incentive Program | TUCKERTON | 8087 | 10.25 | Residential | Behind the Meter | Yes | Trinity Solar, LLC | AC Electric |  | Accepted | 2025-04-02 | 2025-04-24 | 2026-04-24 | Solar Panels | Hanwha | Q.PEAK DUO BLK ML-G10+ 410 |  | 0.41 | 21 | 209 | 26 |  | Fixed | Roof
NJADRE1559402003 | Administratively Determined Incentive Program | TUCKERTON | 8087 | 10.25 | Residential | Behind the Meter | Yes | Trinity Solar, LLC | AC Electric |  | Accepted | 2025-04-02 | 2025-04-24 | 2026-04-24 | Solar Panels | Hanwha | Q.PEAK DUO BLK ML-G10+ 410 |  | 0.41 | 2 | 119 | 22 |  | Fixed | Roof
NJADRE1559402003 | Administratively Determined Incentive Program | TUCKERTON | 8087 | 10.25 | Residential | Behind the Meter | Yes | Trinity Solar, LLC | AC Electric |  | Accepted | 2025-04-02 | 2025-04-24 | 2026-04-24 | Inverters | Solar Edge | USE7600H-US | 7600 |  | 1 |  |  | 0.986 |  | Outside
NJADRE1559402003 | Administratively Determined Incentive Program | TUCKERTON | 8087 | 10.25 | Residential | Behind the Meter | Yes | Trinity Solar, LLC | AC Electric |  | Accepted | 2025-04-02 | 2025-04-24 | 2026-04-24 | Solar Panels | Hanwha | Q.PEAK DUO BLK ML-G10+ 410 |  | 0.41 | 2 | 209 | 26 |  | Fixed | Roof
NJADRE1559402944 | Administratively Determined Incentive Program | LODI | 7644 | 9.35 | Residential | Behind the Meter | Yes | Solar Mite Solutions, LLC | PSE&G |  | Accepted | 2025-04-02 | 2025-04-24 | 2026-04-24 | Solar Panels | Jinko | JKM425N |  | 0.425 | 14 | 219 | 15 |  | Fixed | Roof
NJADRE1559402944 | Administratively Determined Incentive Program | LODI | 7644 | 9.35 | Residential | Behind the Meter | Yes | Solar Mite Solutions, LLC | PSE&G |  | Accepted | 2025-04-02 | 2025-04-24 | 2026-04-24 | Inverters | Enphase | IQ8HC-72-M-DOM-US | 380 |  | 22 |  |  | 0.97 |  | Outside
NJADRE1559402944 | Administratively Determined Incentive Program | LODI | 7644 | 9.35 | Residential | Behind the Meter | Yes | Solar Mite Solutions, LLC | PSE&G |  | Accepted | 2025-04-02 | 2025-04-24 | 2026-04-24 | Solar Panels | Jinko | JKM425N |  | 0.425 | 8 | 39 | 10 |  | Fixed | Roof
NJADRE1559402961 | Administratively Determined Incentive Program | RIO GRANDE | 8242 | 9.46 | Residential | Behind the Meter | Yes | EMT Renewables, LLC | AC Electric |  | Accepted | 2025-04-02 | 2025-04-30 | 2026-04-30 | Inverters | ENPHASE | IQ8+ | 290 |  | 22 |  |  | 0.98 |  | Other | UNDER EACH PANEL
NJADRE1559402961 | Administratively Determined Incentive Program | RIO GRANDE | 8242 | 9.46 | Residential | Behind the Meter | Yes | EMT Renewables, LLC | AC Electric |  | Accepted | 2025-04-02 | 2025-04-30 | 2026-04-30 | Solar Panels | SEG SOLAR | SEG 430 |  | 0.43 | 22 | 206 | 21 |  | Fixed | Roof
NJADRE1559403240 | Administratively Determined Incentive Program | Berkeley Heights | 7922 | 7.38 | Residential | Behind the Meter | No | Tesla Energy Operations, Inc. | JCP&L |  | Accepted | 2025-04-02 | 2025-04-24 | 2026-04-24 | Solar Panels | Hanwha | Q.PEAK DUO BLK ML-G10.a+/TS 410 |  | 0.41 | 4 | 51 | 18 |  | Fixed | Roof
NJADRE1559403240 | Administratively Determined Incentive Program | Berkeley Heights | 7922 | 7.38 | Residential | Behind the Meter | No | Tesla Energy Operations, Inc. | JCP&L |  | Accepted | 2025-04-02 | 2025-04-24 | 2026-04-24 | Solar Panels | Hanwha | Q.PEAK DUO BLK ML-G10.a+/TS 410 |  | 0.41 | 7 | 231 | 18 |  | Fixed | Roof
NJADRE1559403240 | Administratively Determined Incentive Program | Berkeley Heights | 7922 | 7.38 | Residential | Behind the Meter | No | Tesla Energy Operations, Inc. | JCP&L |  | Accepted | 2025-04-02 | 2025-04-24 | 2026-04-24 | Electric Storage Battery | Tesla | Powerwall 3 |  |  | 2 |  |  |  | Lithium Ion |  | OUTSIDE
NJADRE1559403240 | Administratively Determined Incentive Program | Berkeley Heights | 7922 | 7.38 | Residential | Behind the Meter | No | Tesla Energy Operations, Inc. | JCP&L |  | Accepted | 2025-04-02 | 2025-04-24 | 2026-04-24 | Solar Panels | Hanwha | Q.PEAK DUO BLK ML-G10.a+/TS 410 |  | 0.41 | 3 | 141 | 18 |  | Fixed | Roof
NJADRE1559403240 | Administratively Determined Incentive Program | Berkeley Heights | 7922 | 7.38 | Residential | Behind the Meter | No | Tesla Energy Operations, Inc. | JCP&L |  | Accepted | 2025-04-02 | 2025-04-24 | 2026-04-24 | Solar Panels | Hanwha | Q.PEAK DUO BLK ML-G10.a+/TS 410 |  | 0.41 | 4 | 231 | 18 |  | Fixed | Roof
NJADRE1559403240 | Administratively Determined Incentive Program | Berkeley Heights | 7922 | 7.38 | Residential | Behind the Meter | No | Tesla Energy Operations, Inc. | JCP&L |  | Accepted | 2025-04-02 | 2025-04-24 | 2026-04-24 | Inverters | Tesla | 1707000-XX-Y | 11500 |  | 1 |  |  | 0.98 |  | Outside
NJADRE1559403286 | Administratively Determined Incentive Program | Clayton | 8312 | 9.43 | Residential | Behind the Meter | Yes | Trinity Solar, LLC | AC Electric |  | Accepted | 2025-04-02 | 2025-04-29 | 2026-04-29 | Inverters | Solar Edge | SE7600H-US | 7600 |  | 1 |  |  | 0.986 |  | Outside
NJADRE1559403286 | Administratively Determined Incentive Program | Clayton | 8312 | 9.43 | Residential | Behind the Meter | Yes | Trinity Solar, LLC | AC Electric |  | Accepted | 2025-04-02 | 2025-04-29 | 2026-04-29 | Solar Panels | Hanwha | Q.PEAK DUO BLK ML-G10+ 410 |  | 0.41 | 10 | 262 | 27 |  | Fixed | Roof
NJADRE1559403286 | Administratively Determined Incentive Program | Clayton | 8312 | 9.43 | Residential | Behind the Meter | Yes | Trinity Solar, LLC | AC Electric |  | Accepted | 2025-04-02 | 2025-04-29 | 2026-04-29 | Solar Panels | Hanwha | Q.PEAK DUO BLK ML-G10+ 410 |  | 0.41 | 13 | 82 | 27 |  | Fixed | Roof
NJADRE1559403345 | Administratively Determined Incentive Program | Elwood | 8217 | 12.33 | Residential | Behind the Meter | Yes | Whitman Construction, LLC | AC Electric |  | Accepted | 2025-04-02 | 2025-04-24 | 2026-04-24 | Inverters | ENPHASE | IQ8PLUS-72-2-US | 290 |  | 29 |  |  | 0.975 |  | Outdoor
NJADRE1559403345 | Administratively Determined Incentive Program | Elwood | 8217 | 12.33 | Residential | Behind the Meter | Yes | Whitman Construction, LLC | AC Electric |  | Accepted | 2025-04-02 | 2025-04-24 | 2026-04-24 | Solar Panels | Jinko Solar | JKM425N-54HL4-B |  | 0.425 | 13 | 42 | 18 |  | Fixed | Roof
NJADRE1559403345 | Administratively Determined Incentive Program | Elwood | 8217 | 12.33 | Residential | Behind the Meter | Yes | Whitman Construction, LLC | AC Electric |  | Accepted | 2025-04-02 | 2025-04-24 | 2026-04-24 | Solar Panels | Jinko Solar | JKM425N-54HL4-B |  | 0.425 | 16 | 222 | 18 |  | Fixed | Roof
NJADRE1559403562 | Administratively Determined Incentive Program | Cape May | 8204 | 6.02 | Residential | Behind the Meter | Yes | EMT Renewables, LLC | AC Electric |  | Accepted | 2025-04-02 | 2025-04-24 | 2026-04-24 | Solar Panels | SEG SOLAR | SEG 430 |  | 0.43 | 5 | 107 | 22 |  | Fixed | Roof
NJADRE1559403562 | Administratively Determined Incentive Program | Cape May | 8204 | 6.02 | Residential | Behind the Meter | Yes | EMT Renewables, LLC | AC Electric |  | Accepted | 2025-04-02 | 2025-04-24 | 2026-04-24 | Inverters | ENPHASE | IQ8+ | 290 |  | 14 |  |  | 0.98 |  | Other | UNDER EACH PANEL
NJADRE1559403562 | Administratively Determined Incentive Program | Cape May | 8204 | 6.02 | Residential | Behind the Meter | Yes | EMT Renewables, LLC | AC Electric |  | Accepted | 2025-04-02 | 2025-04-24 | 2026-04-24 | Solar Panels | SEG SOLAR | SEG 430 |  | 0.43 | 9 | 287 | 22 |  | Fixed | Roof
NJADRE1559403607 | Administratively Determined Incentive Program | PARAMUS | 7652 | 12 | Residential | Behind the Meter | Yes | Sunrun Installation Services, Inc. | PSE&G |  | Accepted | 2025-04-02 | 2025-04-24 | 2026-04-24 | Electric Storage Battery | TESLA | Powerwall 3 1707000-xx-y |  |  | 1 |  |  |  | Lithium Ion |  | OUTSIDE
NJADRE1559403607 | Administratively Determined Incentive Program | PARAMUS | 7652 | 12 | Residential | Behind the Meter | Yes | Sunrun Installation Services, Inc. | PSE&G |  | Accepted | 2025-04-02 | 2025-04-24 | 2026-04-24 | Inverters | TESLA | Powerwall 3 1707000-xx-y | 11500 |  | 1 |  |  | 0.97 |  | Outdoor | Next to meter
NJADRE1559403607 | Administratively Determined Incentive Program | PARAMUS | 7652 | 12 | Residential | Behind the Meter | Yes | Sunrun Installation Services, Inc. | PSE&G |  | Accepted | 2025-04-02 | 2025-04-24 | 2026-04-24 | Solar Panels | Hanwha Q-Cells | Q.PEAK DUO BLK ML-G10+/t 400 |  | 0.4 | 15 | 88 | 15 |  | Fixed | Roof
NJADRE1559403607 | Administratively Determined Incentive Program | PARAMUS | 7652 | 12 | Residential | Behind the Meter | Yes | Sunrun Installation Services, Inc. | PSE&G |  | Accepted | 2025-04-02 | 2025-04-24 | 2026-04-24 | Solar Panels | Hanwha Q-Cells | Q.PEAK DUO BLK ML-G10+/t 400 |  | 0.4 | 7 | 88 | 7 |  | Fixed | Roof
NJADRE1559403607 | Administratively Determined Incentive Program | PARAMUS | 7652 | 12 | Residential | Behind the Meter | Yes | Sunrun Installation Services, Inc. | PSE&G |  | Accepted | 2025-04-02 | 2025-04-24 | 2026-04-24 | Solar Panels | Hanwha Q-Cells | Q.PEAK DUO BLK ML-G10+/t 400 |  | 0.4 | 8 | 268 | 7 |  | Fixed | Roof
NJADRE1559403901 | Administratively Determined Incentive Program | Atco | 8004 | 11.07 | Residential | Behind the Meter | Yes | Sunrun Installation Services, Inc. | AC Electric |  | Accepted | 2025-04-02 | 2025-04-24 | 2026-04-24 | Inverters | SolarEdge Technologies | SE7600H-USMN | 7600 |  | 1 |  |  | 0.99 |  | Outdoor
NJADRE1559403901 | Administratively Determined Incentive Program | Atco | 8004 | 11.07 | Residential | Behind the Meter | Yes | Sunrun Installation Services, Inc. | AC Electric |  | Accepted | 2025-04-02 | 2025-04-24 | 2026-04-24 | Solar Panels | Hanwha Q Cells | Q.PEAK DUO BLK ML-G10+ 410 |  | 0.41 | 5 | 331 | 22 |  | Fixed | Roof
NJADRE1559403901 | Administratively Determined Incentive Program | Atco | 8004 | 11.07 | Residential | Behind the Meter | Yes | Sunrun Installation Services, Inc. | AC Electric |  | Accepted | 2025-04-02 | 2025-04-24 | 2026-04-24 | Solar Panels | Hanwha Q Cells | Q.PEAK DUO BLK ML-G10+ 410 |  | 0.41 | 22 | 151 | 22 |  | Fixed | Roof
NJADRE1559404250 | Administratively Determined Incentive Program | North Plainfield | 7060 | 9.43 | Residential | Behind the Meter | Yes | Sunrun Installation Services, Inc. | PSE&G |  | Accepted | 2025-04-02 | 2025-04-24 | 2026-04-24 | Inverters | TESLA | POWERWALL 3 1707000-XX-Y | 11500 |  | 1 |  |  | 0.97 |  | Outside
NJADRE1559404250 | Administratively Determined Incentive Program | North Plainfield | 7060 | 9.43 | Residential | Behind the Meter | Yes | Sunrun Installation Services, Inc. | PSE&G |  | Accepted | 2025-04-02 | 2025-04-24 | 2026-04-24 | Solar Panels | Hanwha Q-Cells | Q.PEAK DUO BLK ML-G10+ 410 |  | 0.41 | 11 | 220 | 37 |  | Fixed | Roof
NJADRE1559404250 | Administratively Determined Incentive Program | North Plainfield | 7060 | 9.43 | Residential | Behind the Meter | Yes | Sunrun Installation Services, Inc. | PSE&G |  | Accepted | 2025-04-02 | 2025-04-24 | 2026-04-24 | Electric Storage Battery | TESLA | POWERWALL 3 1707000-XX-Y |  |  | 1 |  |  |  | Lithium Ion |  | Outside
NJADRE1559404250 | Administratively Determined Incentive Program | North Plainfield | 7060 | 9.43 | Residential | Behind the Meter | Yes | Sunrun Installation Services, Inc. | PSE&G |  | Accepted | 2025-04-02 | 2025-04-24 | 2026-04-24 | Solar Panels | Hanwha Q-Cells | Q.PEAK DUO BLK ML-G10+ 410 |  | 0.41 | 12 | 41 | 37 |  | Fixed | Roof
NJADRE1559405204 | Administratively Determined Incentive Program | Clayton | 8312 | 12.9 | Residential | Behind the Meter | Yes | EMT Renewables, LLC | AC Electric |  | Accepted | 2025-04-02 | 2025-04-24 | 2026-04-24 | Solar Panels | SEG SOLAR | SEG 430 |  | 0.43 | 12 | 167 | 31 |  | Fixed | Roof
NJADRE1559405204 | Administratively Determined Incentive Program | Clayton | 8312 | 12.9 | Residential | Behind the Meter | Yes | EMT Renewables, LLC | AC Electric |  | Accepted | 2025-04-02 | 2025-04-24 | 2026-04-24 | Solar Panels | SEG SOLAR | SEG 430 |  | 0.43 | 14 | 347 | 31 |  | Fixed | Roof
NJADRE1559405204 | Administratively Determined Incentive Program | Clayton | 8312 | 12.9 | Residential | Behind the Meter | Yes | EMT Renewables, LLC | AC Electric |  | Accepted | 2025-04-02 | 2025-04-24 | 2026-04-24 | Solar Panels | SEG SOLAR | SEG 430 |  | 0.43 | 4 | 168 | 18 |  | Fixed | Roof
NJADRE1559405204 | Administratively Determined Incentive Program | Clayton | 8312 | 12.9 | Residential | Behind the Meter | Yes | EMT Renewables, LLC | AC Electric |  | Accepted | 2025-04-02 | 2025-04-24 | 2026-04-24 | Inverters | ENPHASE | IQ8+ | 290 |  | 30 |  |  | 0.98 |  | Other | UNDER EACH PANEL
NJADRE1559405972 | Administratively Determined Incentive Program | Woodbury | 8096 | 9.68 | Residential | Behind the Meter | No | Advanced Renewable Solutions, LLC | PSE&G |  | Accepted | 2025-04-02 | 2025-04-24 | 2026-04-24 | Solar Panels | Certainteed | CTM10440HC-11 |  | 0.44 | 15 | 143 | 40 |  | Fixed | Roof
NJADRE1559405972 | Administratively Determined Incentive Program | Woodbury | 8096 | 9.68 | Residential | Behind the Meter | No | Advanced Renewable Solutions, LLC | PSE&G |  | Accepted | 2025-04-02 | 2025-04-24 | 2026-04-24 | Inverters | Enphase | IQ8+ | 290 |  | 22 |  |  | 0.976 |  | Outdoor
NJADRE1559405972 | Administratively Determined Incentive Program | Woodbury | 8096 | 9.68 | Residential | Behind the Meter | No | Advanced Renewable Solutions, LLC | PSE&G |  | Accepted | 2025-04-02 | 2025-04-24 | 2026-04-24 | Solar Panels | Certainteed | CTM10440HC11 |  | 0.44 | 7 | 144 | 40 |  | Fixed | Roof
NJADRE1559406312 | Administratively Determined Incentive Program | Cape May | 8204 | 10.75 | Residential | Behind the Meter | Yes | EMT Renewables, LLC | AC Electric |  | Accepted | 2025-04-02 | 2025-04-24 | 2026-04-24 | Solar Panels | SEG SOLAR | SEG 430 |  | 0.43 | 16 | 175 | 30 |  | Fixed | Roof
NJADRE1559406312 | Administratively Determined Incentive Program | Cape May | 8204 | 10.75 | Residential | Behind the Meter | Yes | EMT Renewables, LLC | AC Electric |  | Accepted | 2025-04-02 | 2025-04-24 | 2026-04-24 | Inverters | ENPHASE | IQ8+ | 290 |  | 25 |  |  | 0.98 |  | Other | UNDER EACH PANEL
NJADRE1559406312 | Administratively Determined Incentive Program | Cape May | 8204 | 10.75 | Residential | Behind the Meter | Yes | EMT Renewables, LLC | AC Electric |  | Accepted | 2025-04-02 | 2025-04-24 | 2026-04-24 | Solar Panels | SEG SOLAR | SEG 430 |  | 0.43 | 9 | 175 | 30 |  | Fixed | Roof
NJADRE1559406421 | Administratively Determined Incentive Program | Succasunna | 7876 | 13.28 | Residential | Behind the Meter | Yes | SunnyMac, LLC | JCP&L |  | Accepted | 2025-04-02 | 2025-04-24 | 2026-04-24 | Solar Panels | HANWHA | Q.PEAK DUO BLK ML-G10+ 415W |  | 0.415 | 8 | 329 | 30 |  | Fixed | Roof
NJADRE1559406421 | Administratively Determined Incentive Program | Succasunna | 7876 | 13.28 | Residential | Behind the Meter | Yes | SunnyMac, LLC | JCP&L |  | Accepted | 2025-04-02 | 2025-04-24 | 2026-04-24 | Solar Panels | HANWHA | Q.PEAK DUO BLK ML-G10+ 415W |  | 0.415 | 21 | 148 | 27 |  | Fixed | Roof
NJADRE1559406421 | Administratively Determined Incentive Program | Succasunna | 7876 | 13.28 | Residential | Behind the Meter | Yes | SunnyMac, LLC | JCP&L |  | Accepted | 2025-04-02 | 2025-04-24 | 2026-04-24 | Solar Panels | HANWHA | Q.PEAK DUO BLK ML-G10+ 415W |  | 0.415 | 3 | 328 | 25 |  | Fixed | Roof
NJADRE1559406421 | Administratively Determined Incentive Program | Succasunna | 7876 | 13.28 | Residential | Behind the Meter | Yes | SunnyMac, LLC | JCP&L |  | Accepted | 2025-04-02 | 2025-04-24 | 2026-04-24 | Inverters | SOLAREDGE HOME HUB | SE11400H-US | 11400 |  | 1 |  |  | 0.99 |  | Outdoor | next to meter
NJADRE1559407332 | Administratively Determined Incentive Program | Pleasantville | 8232 | 6.8 | Residential | Behind the Meter | Yes | Whitman Construction, LLC | AC Electric |  | Accepted | 2025-04-02 | 2025-04-24 | 2026-04-24 | Solar Panels | Jinko Solar | JKM425N-54HL4-B |  | 0.425 | 16 | 136 | 26 |  | Fixed | Roof
NJADRE1559407332 | Administratively Determined Incentive Program | Pleasantville | 8232 | 6.8 | Residential | Behind the Meter | Yes | Whitman Construction, LLC | AC Electric |  | Accepted | 2025-04-02 | 2025-04-24 | 2026-04-24 | Inverters | ENPHASE | IQ8PLUS-72-2-US | 290 |  | 16 |  |  | 0.975 |  | Outdoor
NJADRE1559407481 | Administratively Determined Incentive Program | West Wildwood | 8260 | 2.4 | Residential | Behind the Meter | No | Solar Energy World | AC Electric |  | Accepted | 2025-04-02 | 2025-04-25 | 2026-04-25 | Solar Panels | LONGi | LR5-54HABB-400M |  | 0.4 | 6 | 223 | 27 |  | Fixed | Roof
NJADRE1559407481 | Administratively Determined Incentive Program | West Wildwood | 8260 | 2.4 | Residential | Behind the Meter | No | Solar Energy World | AC Electric |  | Accepted | 2025-04-02 | 2025-04-25 | 2026-04-25 | Inverters | Enphase | IQ8+-72-M-US | 290 |  | 6 |  |  | 0.97 |  | Outside
NJADRE1559408031 | Administratively Determined Incentive Program | Brick | 8723 | 7.79 | Residential | Behind the Meter | Yes | Sunrun Installation Services, Inc. | JCP&L |  | Accepted | 2025-04-02 | 2025-04-24 | 2026-04-24 | Inverters | SolarEdge Technologies | SE5700H-USMN | 5760 |  | 1 |  |  | 0.99 |  | Outdoor
NJADRE1559408031 | Administratively Determined Incentive Program | Brick | 8723 | 7.79 | Residential | Behind the Meter | Yes | Sunrun Installation Services, Inc. | JCP&L |  | Accepted | 2025-04-02 | 2025-04-24 | 2026-04-24 | Solar Panels | Hanwha Q Cells | Q.PEAK DUO BLK ML-G10+ 410 |  | 0.41 | 4 | 40 | 20 |  | Fixed | Roof
NJADRE1559408031 | Administratively Determined Incentive Program | Brick | 8723 | 7.79 | Residential | Behind the Meter | Yes | Sunrun Installation Services, Inc. | JCP&L |  | Accepted | 2025-04-02 | 2025-04-24 | 2026-04-24 | Solar Panels | Hanwha Q Cells | Q.PEAK DUO BLK ML-G10+ 410 |  | 0.41 | 11 | 128 | 21 |  | Fixed | Roof
NJADRE1559408031 | Administratively Determined Incentive Program | Brick | 8723 | 7.79 | Residential | Behind the Meter | Yes | Sunrun Installation Services, Inc. | JCP&L |  | Accepted | 2025-04-02 | 2025-04-24 | 2026-04-24 | Solar Panels | Hanwha Q Cells | Q.PEAK DUO BLK ML-G10+ 410 |  | 0.41 | 4 | 220 | 18 |  | Fixed | Roof
NJADRE1559408574 | Administratively Determined Incentive Program | DELRAN | 8075 | 5.16 | Residential | Behind the Meter | Yes | PosiGen Developer, LLC | PSE&G |  | Accepted | 2025-04-02 | 2025-04-25 | 2026-04-25 | Inverters | SolarEdge | SE3800H-US | 3800 |  | 1 |  |  | 0.99 |  | Outside | within ten feet of meter
NJADRE1559408574 | Administratively Determined Incentive Program | DELRAN | 8075 | 5.16 | Residential | Behind the Meter | Yes | PosiGen Developer, LLC | PSE&G |  | Accepted | 2025-04-02 | 2025-04-25 | 2026-04-25 | Solar Panels | Seg Solar | SEG-430-BTD-BG |  | 0.43 | 12 | 231 | 27 |  | Fixed | Roof
NJADRE1559408704 | Administratively Determined Incentive Program | Whitesboro | 8252 | 5.59 | Residential | Behind the Meter | Yes | EMT Renewables, LLC | AC Electric |  | Accepted | 2025-04-02 | 2025-04-25 | 2026-04-25 | Solar Panels | SEG SOLAR | SEG 430 |  | 0.43 | 8 | 114 | 16 |  | Fixed | Roof
NJADRE1559408704 | Administratively Determined Incentive Program | Whitesboro | 8252 | 5.59 | Residential | Behind the Meter | Yes | EMT Renewables, LLC | AC Electric |  | Accepted | 2025-04-02 | 2025-04-25 | 2026-04-25 | Inverters | ENPHASE | IQ8+ | 290 |  | 13 |  |  | 0.98 |  | Other | UNDER EACH PANEL
NJADRE1559408704 | Administratively Determined Incentive Program | Whitesboro | 8252 | 5.59 | Residential | Behind the Meter | Yes | EMT Renewables, LLC | AC Electric |  | Accepted | 2025-04-02 | 2025-04-25 | 2026-04-25 | Solar Panels | SEG SOLAR | SEG 430 |  | 0.43 | 5 | 294 | 4 |  | Fixed | Roof
NJADRE1559408717 | Administratively Determined Incentive Program | Minotola | 8341 | 8.2 | Residential | Behind the Meter | Yes | Sunrun Installation Services, Inc. | AC Electric |  | Accepted | 2025-04-02 | 2025-04-29 | 2026-04-29 | Electric Storage Battery | Tesla | Powerwall 3 1707000-xx-y |  |  | 1 |  |  |  | Lithium Ion |  | OUTSIDE
NJADRE1559408717 | Administratively Determined Incentive Program | Minotola | 8341 | 8.2 | Residential | Behind the Meter | Yes | Sunrun Installation Services, Inc. | AC Electric |  | Accepted | 2025-04-02 | 2025-04-29 | 2026-04-29 | Solar Panels | Hanwha Q Cells | Q.PEAK DUO BLK ML-G10+ 410 |  | 0.41 | 12 | 94 | 27 |  | Fixed | Roof
NJADRE1559408717 | Administratively Determined Incentive Program | Minotola | 8341 | 8.2 | Residential | Behind the Meter | Yes | Sunrun Installation Services, Inc. | AC Electric |  | Accepted | 2025-04-02 | 2025-04-29 | 2026-04-29 | Solar Panels | Hanwha Q Cells | Q.PEAK DUO BLK ML-G10+ 410 |  | 0.41 | 8 | 274 | 27 |  | Fixed | Roof
NJADRE1559408717 | Administratively Determined Incentive Program | Minotola | 8341 | 8.2 | Residential | Behind the Meter | Yes | Sunrun Installation Services, Inc. | AC Electric |  | Accepted | 2025-04-02 | 2025-04-29 | 2026-04-29 | Inverters | SolarEdge Technologies | SE5700H-USMN | 5760 |  | 1 |  |  | 0.99 |  | Outdoor
NJADRE1559408727 | Administratively Determined Incentive Program | DEPTFORD | 8096 | 15.99 | Residential | Behind the Meter | No | Tesla Energy Operations, Inc. | PSE&G |  | Accepted | 2025-04-02 | 2025-04-24 | 2026-04-24 | Inverters | Tesla | 1538000-XX-Y | 5700 |  | 2 |  |  | 0.98 |  | Outside
NJADRE1559408727 | Administratively Determined Incentive Program | DEPTFORD | 8096 | 15.99 | Residential | Behind the Meter | No | Tesla Energy Operations, Inc. | PSE&G |  | Accepted | 2025-04-02 | 2025-04-24 | 2026-04-24 | Solar Panels | Hanwha | Q.PEAK DUO BLK ML-G10.a+/TS 410 |  | 0.41 | 7 | 149 | 9 |  | Fixed | Roof
NJADRE1559408727 | Administratively Determined Incentive Program | DEPTFORD | 8096 | 15.99 | Residential | Behind the Meter | No | Tesla Energy Operations, Inc. | PSE&G |  | Accepted | 2025-04-02 | 2025-04-24 | 2026-04-24 | Solar Panels | Hanwha | Q.PEAK DUO BLK ML-G10.a+/TS 410 |  | 0.41 | 8 | 59 | 20 |  | Fixed | Roof
NJADRE1559408727 | Administratively Determined Incentive Program | DEPTFORD | 8096 | 15.99 | Residential | Behind the Meter | No | Tesla Energy Operations, Inc. | PSE&G |  | Accepted | 2025-04-02 | 2025-04-24 | 2026-04-24 | Solar Panels | Hanwha | Q.PEAK DUO BLK ML-G10.a+/TS 410 |  | 0.41 | 24 | 329 | 20 |  | Fixed | Roof
NJADRE1559408795 | Administratively Determined Incentive Program | Millville | 8332 | 11.89 | Residential | Behind the Meter | Yes | SunPurity, LLC | AC Electric |  | Accepted | 2025-04-02 | 2025-04-25 | 2026-04-25 | Inverters | SolarEdge | SE10000H-US | 10000 |  | 1 |  |  | 0.99 |  | Outdoor
NJADRE1559408795 | Administratively Determined Incentive Program | Millville | 8332 | 11.89 | Residential | Behind the Meter | Yes | SunPurity, LLC | AC Electric |  | Accepted | 2025-04-02 | 2025-04-25 | 2026-04-25 | Solar Panels | Hanwha Q Cells | Q.PEAK DUO L-G6 410W |  | 0.41 | 13 | 257 | 18 |  | Fixed | Roof
NJADRE1559408795 | Administratively Determined Incentive Program | Millville | 8332 | 11.89 | Residential | Behind the Meter | Yes | SunPurity, LLC | AC Electric |  | Accepted | 2025-04-02 | 2025-04-25 | 2026-04-25 | Solar Panels | Hanwha Q Cells | Q.PEAK DUO L-G6 410W |  | 0.41 | 16 | 77 | 18 |  | Double Axis | Roof
NJADRE1559408809 | Administratively Determined Incentive Program | Pittstown | 8867 | 14.19 | Residential | Behind the Meter | No | Green Power Energy, LLC | JCP&L |  | Accepted | 2025-04-02 | 2025-04-24 | 2026-04-24 | Inverters | Enphase Energy | IQ8MC-72-M-US [240V] | 320 |  | 33 |  |  | 0.98 |  | Outside | Roof
NJADRE1559408809 | Administratively Determined Incentive Program | Pittstown | 8867 | 14.19 | Residential | Behind the Meter | No | Green Power Energy, LLC | JCP&L |  | Accepted | 2025-04-02 | 2025-04-24 | 2026-04-24 | Solar Panels | SEG Solar | SEG-430-BTD |  | 0.43 | 17 | 253 | 32 |  | Fixed | Roof
NJADRE1559408809 | Administratively Determined Incentive Program | Pittstown | 8867 | 14.19 | Residential | Behind the Meter | No | Green Power Energy, LLC | JCP&L |  | Accepted | 2025-04-02 | 2025-04-24 | 2026-04-24 | Solar Panels | SEG Solar | SEG-430-BTD |  | 0.43 | 6 | 163 | 40 |  | Fixed | Roof
NJADRE1559408809 | Administratively Determined Incentive Program | Pittstown | 8867 | 14.19 | Residential | Behind the Meter | No | Green Power Energy, LLC | JCP&L |  | Accepted | 2025-04-02 | 2025-04-24 | 2026-04-24 | Solar Panels | SEG Solar | SEG-430-BTD |  | 0.43 | 10 | 73 | 32 |  | Fixed | Roof
NJADRE1559408835 | Administratively Determined Incentive Program | MANVILLE | 8835 | 5.16 | Residential | Behind the Meter | Yes | Velocity Energy & Home Solutions, Inc. | PSE&G |  | Accepted | 2025-04-02 | 2025-04-28 | 2026-04-28 | Inverters | enphase | iq8plus | 290 |  | 12 |  |  | 0.99 |  | Outside | behind panels
NJADRE1559408835 | Administratively Determined Incentive Program | MANVILLE | 8835 | 5.16 | Residential | Behind the Meter | Yes | Velocity Energy & Home Solutions, Inc. | PSE&G |  | Accepted | 2025-04-02 | 2025-04-28 | 2026-04-28 | Solar Panels | seg | 430w |  | 0.43 | 12 | 218 | 25 |  | Fixed | Roof
NJADRE1559408840 | Administratively Determined Incentive Program | ROSELLE PARK | 7204 | 9.2 | Residential | Behind the Meter | No | AllSeason Solar | PSE&G |  | Accepted | 2025-04-02 | 2025-04-25 | 2026-04-25 | Solar Panels | Certainteed | CT400HC11-06 |  | 0.4 | 5 | 169 | 37 |  | Fixed | Roof
NJADRE1559408840 | Administratively Determined Incentive Program | ROSELLE PARK | 7204 | 9.2 | Residential | Behind the Meter | No | AllSeason Solar | PSE&G |  | Accepted | 2025-04-02 | 2025-04-25 | 2026-04-25 | Solar Panels | Certainteed | CT400HC11-06 |  | 0.4 | 5 | 80 | 34 |  | Fixed | Roof
NJADRE1559408840 | Administratively Determined Incentive Program | ROSELLE PARK | 7204 | 9.2 | Residential | Behind the Meter | No | AllSeason Solar | PSE&G |  | Accepted | 2025-04-02 | 2025-04-25 | 2026-04-25 | Solar Panels | Certainteed | CT400HC11-06 |  | 0.4 | 13 | 169 | 37 |  | Fixed | Roof
NJADRE1559408840 | Administratively Determined Incentive Program | ROSELLE PARK | 7204 | 9.2 | Residential | Behind the Meter | No | AllSeason Solar | PSE&G |  | Accepted | 2025-04-02 | 2025-04-25 | 2026-04-25 | Inverters | Enphase | IQ8 Plus | 290 |  | 23 |  |  | 0.97 |  | Outside
NJADRE1559408845 | Administratively Determined Incentive Program | WATERFORD WORKS | 8089 | 14.45 | Residential | Behind the Meter | Yes | Whitman Construction, LLC | AC Electric |  | Accepted | 2025-04-02 | 2025-04-24 | 2026-04-24 | Solar Panels | Jinko Solar | JKM425N-54HL4-B |  | 0.425 | 11 | 109 | 23 |  | Fixed | Roof
NJADRE1559408845 | Administratively Determined Incentive Program | WATERFORD WORKS | 8089 | 14.45 | Residential | Behind the Meter | Yes | Whitman Construction, LLC | AC Electric |  | Accepted | 2025-04-02 | 2025-04-24 | 2026-04-24 | Solar Panels | Jinko Solar | JKM425N-54HL4-B |  | 0.425 | 6 | 289 | 7 |  | Fixed | Roof
NJADRE1559408845 | Administratively Determined Incentive Program | WATERFORD WORKS | 8089 | 14.45 | Residential | Behind the Meter | Yes | Whitman Construction, LLC | AC Electric |  | Accepted | 2025-04-02 | 2025-04-24 | 2026-04-24 | Solar Panels | Jinko Solar | JKM425N-54HL4-B |  | 0.425 | 17 | 289 | 23 |  | Fixed | Roof
NJADRE1559408845 | Administratively Determined Incentive Program | WATERFORD WORKS | 8089 | 14.45 | Residential | Behind the Meter | Yes | Whitman Construction, LLC | AC Electric |  | Accepted | 2025-04-02 | 2025-04-24 | 2026-04-24 | Inverters | ENPHASE | IQ8PLUS-72-2-US | 290 |  | 34 |  |  | 0.975 |  | Outdoor
NJADRE1559408855 | Administratively Determined Incentive Program | Toms River | 8757 | 4.3 | Residential | Behind the Meter | Yes | PosiGen Developer, LLC | JCP&L |  | Accepted | 2025-04-02 | 2025-05-23 | 2026-05-23 | Solar Panels | SEG Solar | SEG-430-BTD-BG |  | 0.43 | 5 | 7 | 23 |  | Fixed | Roof
NJADRE1559408855 | Administratively Determined Incentive Program | Toms River | 8757 | 4.3 | Residential | Behind the Meter | Yes | PosiGen Developer, LLC | JCP&L |  | Accepted | 2025-04-02 | 2025-05-23 | 2026-05-23 | Solar Panels | SEG Solar | SEG-430-BTD-BG |  | 0.43 | 2 | 187 | 23 |  | Fixed | Roof
NJADRE1559408855 | Administratively Determined Incentive Program | Toms River | 8757 | 4.3 | Residential | Behind the Meter | Yes | PosiGen Developer, LLC | JCP&L |  | Accepted | 2025-04-02 | 2025-05-23 | 2026-05-23 | Inverters | SolarEdge | SE3800H-US | 3800 |  | 1 |  |  | 0.99 |  | Outside | Within ten feet of meter
NJADRE1559408855 | Administratively Determined Incentive Program | Toms River | 8757 | 4.3 | Residential | Behind the Meter | Yes | PosiGen Developer, LLC | JCP&L |  | Accepted | 2025-04-02 | 2025-05-23 | 2026-05-23 | Solar Panels | SEG Solar | SEG-430-BTD-BG |  | 0.43 | 3 | 97 | 23 |  | Fixed | Roof
NJADRE1559408856 | Administratively Determined Incentive Program | South Orange Village Twp | 7079 | 33.11 | Residential | Behind the Meter | No | Green Power Energy, LLC | PSE&G |  | Accepted | 2025-05-05 | 2025-06-02 | 2026-06-02 | Solar Panels | SEG Solar | SEG-430-BTD-BG |  | 0.43 | 21 | 117 | 34 |  | Fixed | Roof
NJADRE1559408856 | Administratively Determined Incentive Program | South Orange Village Twp | 7079 | 33.11 | Residential | Behind the Meter | No | Green Power Energy, LLC | PSE&G |  | Accepted | 2025-05-05 | 2025-06-02 | 2026-06-02 | Inverters | Enphase Energy | IQ8MC-72-M-US [240V] | 320 |  | 77 |  |  | 0.98 |  | Outside | Roof
NJADRE1559408856 | Administratively Determined Incentive Program | South Orange Village Twp | 7079 | 33.11 | Residential | Behind the Meter | No | Green Power Energy, LLC | PSE&G |  | Accepted | 2025-05-05 | 2025-06-02 | 2026-06-02 | Solar Panels | SEG Solar | SEG-430-BTD-BG |  | 0.43 | 12 | 297 | 23 |  | Fixed | Roof
NJADRE1559408856 | Administratively Determined Incentive Program | South Orange Village Twp | 7079 | 33.11 | Residential | Behind the Meter | No | Green Power Energy, LLC | PSE&G |  | Accepted | 2025-05-05 | 2025-06-02 | 2026-06-02 | Solar Panels | SEG Solar | SEG-430-BTD-BG |  | 0.43 | 20 | 207 | 23 |  | Fixed | Roof
NJADRE1559408856 | Administratively Determined Incentive Program | South Orange Village Twp | 7079 | 33.11 | Residential | Behind the Meter | No | Green Power Energy, LLC | PSE&G |  | Accepted | 2025-05-05 | 2025-06-02 | 2026-06-02 | Solar Panels | SEG Solar | SEG-430-BTD-BG |  | 0.43 | 24 | 117 | 23 |  | Fixed | Roof
NJADRE1559408873 | Administratively Determined Incentive Program | North Plainfield | 7060 | 12.33 | Residential | Behind the Meter | Yes | Powur, PBC | PSE&G |  | Accepted | 2025-04-07 | 2025-05-01 | 2026-05-01 | Solar Panels | Jinko Solar | JKM425N-54HL4-B |  | 0.425 | 12 | 219 | 20 |  | Fixed | Roof
NJADRE1559408873 | Administratively Determined Incentive Program | North Plainfield | 7060 | 12.33 | Residential | Behind the Meter | Yes | Powur, PBC | PSE&G |  | Accepted | 2025-04-07 | 2025-05-01 | 2026-05-01 | Solar Panels | Jinko Solar | JKM425N-54HL4-B |  | 0.425 | 12 | 39 | 20 |  | Fixed | Roof
NJADRE1559408873 | Administratively Determined Incentive Program | North Plainfield | 7060 | 12.33 | Residential | Behind the Meter | Yes | Powur, PBC | PSE&G |  | Accepted | 2025-04-07 | 2025-05-01 | 2026-05-01 | Inverters | Enphase | IQ8MC-72-M-US | 320 |  | 29 |  |  | 0.97 |  | Outside
NJADRE1559408873 | Administratively Determined Incentive Program | North Plainfield | 7060 | 12.33 | Residential | Behind the Meter | Yes | Powur, PBC | PSE&G |  | Accepted | 2025-04-07 | 2025-05-01 | 2026-05-01 | Solar Panels | Jinko Solar | JKM425N-54HL4-B |  | 0.425 | 5 | 219 | 20 |  | Fixed | Roof
NJADRE1559408888 | Administratively Determined Incentive Program | Burlington | 8016 | 9.43 | Residential | Behind the Meter | Yes | EMT Renewables, LLC | PSE&G |  | Accepted | 2025-04-02 | 2025-04-25 | 2026-04-25 | Inverters | ENPHASE | IQ8+ | 290 |  | 23 |  |  | 0.98 |  | Other | UNDER EACH PANEL
NJADRE1559408888 | Administratively Determined Incentive Program | Burlington | 8016 | 9.43 | Residential | Behind the Meter | Yes | EMT Renewables, LLC | PSE&G |  | Accepted | 2025-04-02 | 2025-04-25 | 2026-04-25 | Solar Panels | MSE PERC | MSE-410 |  | 0.41 | 14 | 319 | 40 |  | Fixed | Roof
NJADRE1559408888 | Administratively Determined Incentive Program | Burlington | 8016 | 9.43 | Residential | Behind the Meter | Yes | EMT Renewables, LLC | PSE&G |  | Accepted | 2025-04-02 | 2025-04-25 | 2026-04-25 | Solar Panels | MSE PERC | MSE-410 |  | 0.41 | 1 | 320 | 9 |  | Fixed | Roof
NJADRE1559408888 | Administratively Determined Incentive Program | Burlington | 8016 | 9.43 | Residential | Behind the Meter | Yes | EMT Renewables, LLC | PSE&G |  | Accepted | 2025-04-02 | 2025-04-25 | 2026-04-25 | Solar Panels | MSE PERC | MSE-410 |  | 0.41 | 8 | 140 | 40 |  | Fixed | Roof
NJADRE1559409046 | Administratively Determined Incentive Program | CLAYTON | 8312 | 9.96 | Residential | Behind the Meter | Yes | SunnyMac, LLC | AC Electric |  | Accepted | 2025-04-02 | 2025-04-25 | 2026-04-25 | Solar Panels | HANWHA | Q.PEAK DUO BLK ML-G10+ 415W |  | 0.415 | 7 | 93 | 30 |  | Fixed | Roof
NJADRE1559409046 | Administratively Determined Incentive Program | CLAYTON | 8312 | 9.96 | Residential | Behind the Meter | Yes | SunnyMac, LLC | AC Electric |  | Accepted | 2025-04-02 | 2025-04-25 | 2026-04-25 | Inverters | SOLAREDGE HOME HUB | SE7600H-US | 7600 |  | 1 |  |  | 0.99 |  | Outdoor | next to meter
NJADRE1559409046 | Administratively Determined Incentive Program | CLAYTON | 8312 | 9.96 | Residential | Behind the Meter | Yes | SunnyMac, LLC | AC Electric |  | Accepted | 2025-04-02 | 2025-04-25 | 2026-04-25 | Solar Panels | HANWHA | Q.PEAK DUO BLK ML-G10+ 415W |  | 0.415 | 9 | 94 | 31 |  | Fixed | Roof
NJADRE1559409046 | Administratively Determined Incentive Program | CLAYTON | 8312 | 9.96 | Residential | Behind the Meter | Yes | SunnyMac, LLC | AC Electric |  | Accepted | 2025-04-02 | 2025-04-25 | 2026-04-25 | Solar Panels | HANWHA | Q.PEAK DUO BLK ML-G10+ 415W |  | 0.415 | 8 | 274 | 31 |  | Fixed | Roof
NJADRE1559409086 | Administratively Determined Incentive Program | Egg Harbor Twp | 8234 | 12.75 | Residential | Behind the Meter | Yes | Big Wave Roofing and Solar, LLC | AC Electric |  | Accepted | 2025-04-02 | 2025-04-28 | 2026-04-28 | Inverters | Enphase | IQ8HC-72-M-DOM-US | 380 |  | 30 |  |  | 0.98 |  | Outside
NJADRE1559409086 | Administratively Determined Incentive Program | Egg Harbor Twp | 8234 | 12.75 | Residential | Behind the Meter | Yes | Big Wave Roofing and Solar, LLC | AC Electric |  | Accepted | 2025-04-02 | 2025-04-28 | 2026-04-28 | Solar Panels | Jinko | JKM425N-54HL4-B |  | 0.425 | 4 | 264 | 25 |  | Fixed | Roof
NJADRE1559409086 | Administratively Determined Incentive Program | Egg Harbor Twp | 8234 | 12.75 | Residential | Behind the Meter | Yes | Big Wave Roofing and Solar, LLC | AC Electric |  | Accepted | 2025-04-02 | 2025-04-28 | 2026-04-28 | Solar Panels | Jinko | JKM425N-54HL4-B |  | 0.425 | 14 | 174 | 25 |  | Fixed | Roof
NJADRE1559409086 | Administratively Determined Incentive Program | Egg Harbor Twp | 8234 | 12.75 | Residential | Behind the Meter | Yes | Big Wave Roofing and Solar, LLC | AC Electric |  | Accepted | 2025-04-02 | 2025-04-28 | 2026-04-28 | Solar Panels | Jinko | JKM425N-54HL4-B |  | 0.425 | 7 | 354 | 25 |  | Fixed | Roof
NJADRE1559409086 | Administratively Determined Incentive Program | Egg Harbor Twp | 8234 | 12.75 | Residential | Behind the Meter | Yes | Big Wave Roofing and Solar, LLC | AC Electric |  | Accepted | 2025-04-02 | 2025-04-28 | 2026-04-28 | Solar Panels | Jinko | JKM425N-54HL4-B |  | 0.425 | 5 | 84 | 25 |  | Fixed | Roof
NJADRE1559409161 | Administratively Determined Incentive Program | IRVINGTON | 7111 | 3.2 | Residential | Behind the Meter | Yes | Sunrun Installation Services, Inc. | PSE&G |  | Accepted | 2025-04-02 | 2025-04-25 | 2026-04-25 | Inverters | SolarEdge Technologies | SE3800H-USMN | 3800 |  | 1 |  |  | 0.99 |  | Outdoor | Next to meter
NJADRE1559409161 | Administratively Determined Incentive Program | IRVINGTON | 7111 | 3.2 | Residential | Behind the Meter | Yes | Sunrun Installation Services, Inc. | PSE&G |  | Accepted | 2025-04-02 | 2025-04-25 | 2026-04-25 | Solar Panels | Hanwha Q-Cells | Q.PEAK DUO BLK ML-G10+/t 400 |  | 0.4 | 8 | 117 | 21 |  | Fixed | Roof
NJADRE1559409165 | Administratively Determined Incentive Program | Atlantic City | 8401 | 3.44 | Residential | Behind the Meter | Yes | EMT Renewables, LLC | AC Electric |  | Accepted | 2025-04-02 | 2025-04-25 | 2026-04-25 | Solar Panels | SEG SOLAR | SEG 430 |  | 0.43 | 6 | 171 | 34 |  | Fixed | Roof
NJADRE1559409165 | Administratively Determined Incentive Program | Atlantic City | 8401 | 3.44 | Residential | Behind the Meter | Yes | EMT Renewables, LLC | AC Electric |  | Accepted | 2025-04-02 | 2025-04-25 | 2026-04-25 | Solar Panels | SEG SOLAR | SEG 430 |  | 0.43 | 2 | 261 | 31 |  | Fixed | Roof
NJADRE1559409165 | Administratively Determined Incentive Program | Atlantic City | 8401 | 3.44 | Residential | Behind the Meter | Yes | EMT Renewables, LLC | AC Electric |  | Accepted | 2025-04-02 | 2025-04-25 | 2026-04-25 | Inverters | ENPHASE | IQ8+ | 290 |  | 8 |  |  | 0.98 |  | Other | UNDER EACH PANEL
NJADRE1559409169 | Administratively Determined Incentive Program | Riverside | 8075 | 7.7 | Residential | Behind the Meter | Yes | Define Solar, LLC | PSE&G |  | Accepted | 2025-04-02 | 2025-04-25 | 2026-04-25 | Solar Panels | Znshine | ZXM7-SH108 405 |  | 0.405 | 2 | 145 | 16 |  | Fixed | Roof
NJADRE1559409169 | Administratively Determined Incentive Program | Riverside | 8075 | 7.7 | Residential | Behind the Meter | Yes | Define Solar, LLC | PSE&G |  | Accepted | 2025-04-02 | 2025-04-25 | 2026-04-25 | Inverters | Enphase | IQ8PLUS-72-2-US | 290 |  | 2 |  |  | 0.976 |  | Outside | Under each pv panel
NJADRE1559409169 | Administratively Determined Incentive Program | Riverside | 8075 | 7.7 | Residential | Behind the Meter | Yes | Define Solar, LLC | PSE&G |  | Accepted | 2025-04-02 | 2025-04-25 | 2026-04-25 | Inverters | Enphase | IQ8PLUS-72-2-US | 290 |  | 2 |  |  | 0.976 |  | Outside | Under each pv panel
NJADRE1559409169 | Administratively Determined Incentive Program | Riverside | 8075 | 7.7 | Residential | Behind the Meter | Yes | Define Solar, LLC | PSE&G |  | Accepted | 2025-04-02 | 2025-04-25 | 2026-04-25 | Inverters | Enphase | IQ8PLUS-72-2-US | 290 |  | 3 |  |  | 0.976 |  | Outside | Under each pv panel
NJADRE1559409169 | Administratively Determined Incentive Program | Riverside | 8075 | 7.7 | Residential | Behind the Meter | Yes | Define Solar, LLC | PSE&G |  | Accepted | 2025-04-02 | 2025-04-25 | 2026-04-25 | Solar Panels | Znshine | ZXM7-SH108 405 |  | 0.405 | 2 | 325 | 16 |  | Fixed | Roof
NJADRE1559409169 | Administratively Determined Incentive Program | Riverside | 8075 | 7.7 | Residential | Behind the Meter | Yes | Define Solar, LLC | PSE&G |  | Accepted | 2025-04-02 | 2025-04-25 | 2026-04-25 | Solar Panels | Znshine | ZXM7-SH108 405 |  | 0.405 | 4 | 235 | 20 |  | Fixed | Roof
NJADRE1559409169 | Administratively Determined Incentive Program | Riverside | 8075 | 7.7 | Residential | Behind the Meter | Yes | Define Solar, LLC | PSE&G |  | Accepted | 2025-04-02 | 2025-04-25 | 2026-04-25 | Solar Panels | Znshine | ZXM7-SH108 405 |  | 0.405 | 3 | 236 | 47 |  | Fixed | Roof
NJADRE1559409169 | Administratively Determined Incentive Program | Riverside | 8075 | 7.7 | Residential | Behind the Meter | Yes | Define Solar, LLC | PSE&G |  | Accepted | 2025-04-02 | 2025-04-25 | 2026-04-25 | Inverters | Enphase | IQ8PLUS-72-2-US | 290 |  | 2 |  |  | 0.976 |  | Outside | Under each pv panel
NJADRE1559409169 | Administratively Determined Incentive Program | Riverside | 8075 | 7.7 | Residential | Behind the Meter | Yes | Define Solar, LLC | PSE&G |  | Accepted | 2025-04-02 | 2025-04-25 | 2026-04-25 | Inverters | Enphase | IQ8PLUS-72-2-US | 290 |  | 4 |  |  | 0.976 |  | Outside | Under each pv panel
NJADRE1559409169 | Administratively Determined Incentive Program | Riverside | 8075 | 7.7 | Residential | Behind the Meter | Yes | Define Solar, LLC | PSE&G |  | Accepted | 2025-04-02 | 2025-04-25 | 2026-04-25 | Solar Panels | Znshine | ZXM7-SH108 405 |  | 0.405 | 4 | 146 | 38 |  | Fixed | Roof
NJADRE1559409169 | Administratively Determined Incentive Program | Riverside | 8075 | 7.7 | Residential | Behind the Meter | Yes | Define Solar, LLC | PSE&G |  | Accepted | 2025-04-02 | 2025-04-25 | 2026-04-25 | Solar Panels | Znshine | ZXM7-SH108 405 |  | 0.405 | 2 | 326 | 38 |  | Fixed | Roof
NJADRE1559409169 | Administratively Determined Incentive Program | Riverside | 8075 | 7.7 | Residential | Behind the Meter | Yes | Define Solar, LLC | PSE&G |  | Accepted | 2025-04-02 | 2025-04-25 | 2026-04-25 | Inverters | Enphase | IQ8PLUS-72-2-US | 290 |  | 4 |  |  | 0.976 |  | Outside | Under each pv panel
NJADRE1559409169 | Administratively Determined Incentive Program | Riverside | 8075 | 7.7 | Residential | Behind the Meter | Yes | Define Solar, LLC | PSE&G |  | Accepted | 2025-04-02 | 2025-04-25 | 2026-04-25 | Inverters | Enphase | IQ8PLUS-72-2-US | 290 |  | 2 |  |  | 0.976 |  | Outside | Under each pv panel
NJADRE1559409169 | Administratively Determined Incentive Program | Riverside | 8075 | 7.7 | Residential | Behind the Meter | Yes | Define Solar, LLC | PSE&G |  | Accepted | 2025-04-02 | 2025-04-25 | 2026-04-25 | Solar Panels | Znshine | ZXM7-SH108 405 |  | 0.405 | 2 | 146 | 20 |  | Fixed | Roof
NJADRE1559409324 | Administratively Determined Incentive Program | CAPE MAY | 8204 | 9.02 | Residential | Behind the Meter | Yes | Trinity Solar, LLC | AC Electric |  | Accepted | 2025-04-02 | 2025-04-25 | 2026-04-25 | Solar Panels | HANWHA | Q.PEAK DUO BLK ML-G10+ 410 |  | 0.41 | 3 | 29 | 29 |  | Fixed | Roof
NJADRE1559409324 | Administratively Determined Incentive Program | CAPE MAY | 8204 | 9.02 | Residential | Behind the Meter | Yes | Trinity Solar, LLC | AC Electric |  | Accepted | 2025-04-02 | 2025-04-25 | 2026-04-25 | Solar Panels | HANWHA | Q.PEAK DUO BLK ML-G10+ 410 |  | 0.41 | 3 | 209 | 29 |  | Fixed | Roof
NJADRE1559409324 | Administratively Determined Incentive Program | CAPE MAY | 8204 | 9.02 | Residential | Behind the Meter | Yes | Trinity Solar, LLC | AC Electric |  | Accepted | 2025-04-02 | 2025-04-25 | 2026-04-25 | Inverters | Solar Edge | SE7600H-US | 7600 |  | 1 |  |  | 0.97 |  | Outside
NJADRE1559409324 | Administratively Determined Incentive Program | CAPE MAY | 8204 | 9.02 | Residential | Behind the Meter | Yes | Trinity Solar, LLC | AC Electric |  | Accepted | 2025-04-02 | 2025-04-25 | 2026-04-25 | Solar Panels | HANWHA | Q.PEAK DUO BLK ML-G10+ 410 |  | 0.41 | 8 | 209 | 31 |  | Fixed | Roof
NJADRE1559409324 | Administratively Determined Incentive Program | CAPE MAY | 8204 | 9.02 | Residential | Behind the Meter | Yes | Trinity Solar, LLC | AC Electric |  | Accepted | 2025-04-02 | 2025-04-25 | 2026-04-25 | Solar Panels | HANWHA | Q.PEAK DUO BLK ML-G10+ 410 |  | 0.41 | 2 | 29 | 31 |  | Fixed | Roof
NJADRE1559409324 | Administratively Determined Incentive Program | CAPE MAY | 8204 | 9.02 | Residential | Behind the Meter | Yes | Trinity Solar, LLC | AC Electric |  | Accepted | 2025-04-02 | 2025-04-25 | 2026-04-25 | Solar Panels | HANWHA | Q.PEAK DUO BLK ML-G10+ 410 |  | 0.41 | 4 | 299 | 29 |  | Fixed | Roof
NJADRE1559409324 | Administratively Determined Incentive Program | CAPE MAY | 8204 | 9.02 | Residential | Behind the Meter | Yes | Trinity Solar, LLC | AC Electric |  | Accepted | 2025-04-02 | 2025-04-25 | 2026-04-25 | Solar Panels | HANWHA | Q.PEAK DUO BLK ML-G10+ 410 |  | 0.41 | 2 | 119 | 29 |  | Fixed | Roof
NJADRE1559409327 | Administratively Determined Incentive Program | Southampton | 8088 | 12.9 | Residential | Behind the Meter | Yes | EMT Renewables, LLC | PSE&G |  | Accepted | 2025-04-02 | 2025-04-25 | 2026-04-25 | Solar Panels | SEG SOLAR | SEG 430 |  | 0.43 | 20 | 221 | 25 |  | Fixed | Roof
NJADRE1559409327 | Administratively Determined Incentive Program | Southampton | 8088 | 12.9 | Residential | Behind the Meter | Yes | EMT Renewables, LLC | PSE&G |  | Accepted | 2025-04-02 | 2025-04-25 | 2026-04-25 | Solar Panels | SEG SOLAR | SEG 430 |  | 0.43 | 3 | 131 | 25 |  | Fixed | Roof
NJADRE1559409327 | Administratively Determined Incentive Program | Southampton | 8088 | 12.9 | Residential | Behind the Meter | Yes | EMT Renewables, LLC | PSE&G |  | Accepted | 2025-04-02 | 2025-04-25 | 2026-04-25 | Inverters | ENPHASE | IQ8+ | 290 |  | 30 |  |  | 0.98 |  | Other | UNDER EACH PANEL
NJADRE1559409327 | Administratively Determined Incentive Program | Southampton | 8088 | 12.9 | Residential | Behind the Meter | Yes | EMT Renewables, LLC | PSE&G |  | Accepted | 2025-04-02 | 2025-04-25 | 2026-04-25 | Solar Panels | SEG SOLAR | SEG 430 |  | 0.43 | 7 | 131 | 25 |  | Fixed | Roof
NJADRE1559409477 | Administratively Determined Incentive Program | Gloucester City | 8030 | 4.3 | Residential | Behind the Meter | Yes | PosiGen Developer, LLC | PSE&G |  | Accepted | 2025-04-02 | 2025-04-25 | 2026-04-25 | Solar Panels | SEG SOLAR | SEG-430-BTD-BG |  | 0.43 | 2 | 213 | 14 |  | Fixed | Roof
NJADRE1559409477 | Administratively Determined Incentive Program | Gloucester City | 8030 | 4.3 | Residential | Behind the Meter | Yes | PosiGen Developer, LLC | PSE&G |  | Accepted | 2025-04-02 | 2025-04-25 | 2026-04-25 | Solar Panels | SEG SOLAR | SEG-430-BTD-BG |  | 0.43 | 4 | 213 | 34 |  | Fixed | Roof
NJADRE1559409477 | Administratively Determined Incentive Program | Gloucester City | 8030 | 4.3 | Residential | Behind the Meter | Yes | PosiGen Developer, LLC | PSE&G |  | Accepted | 2025-04-02 | 2025-04-25 | 2026-04-25 | Solar Panels | SEG SOLAR | SEG-430-BTD-BG |  | 0.43 | 4 | 33 | 34 |  | Fixed | Roof
NJADRE1559409477 | Administratively Determined Incentive Program | Gloucester City | 8030 | 4.3 | Residential | Behind the Meter | Yes | PosiGen Developer, LLC | PSE&G |  | Accepted | 2025-04-02 | 2025-04-25 | 2026-04-25 | Inverters | SOLAREDGE | SE3800H-US | 3800 |  | 1 |  |  | 0.99 |  | Outside | WITHIN TEN FEET OF METER
NJADRE1559409478 | Administratively Determined Incentive Program | Wildwood | 8260 | 5.16 | Residential | Behind the Meter | Yes | EMT Renewables, LLC | AC Electric |  | Accepted | 2025-04-02 | 2025-04-25 | 2026-04-25 | Solar Panels | SEG SOLAR | SEG 430 |  | 0.43 | 2 | 47 | 20 |  | Fixed | Roof
NJADRE1559409478 | Administratively Determined Incentive Program | Wildwood | 8260 | 5.16 | Residential | Behind the Meter | Yes | EMT Renewables, LLC | AC Electric |  | Accepted | 2025-04-02 | 2025-04-25 | 2026-04-25 | Solar Panels | SEG SOLAR | SEG 430 |  | 0.43 | 3 | 228 | 29 |  | Fixed | Roof
NJADRE1559409478 | Administratively Determined Incentive Program | Wildwood | 8260 | 5.16 | Residential | Behind the Meter | Yes | EMT Renewables, LLC | AC Electric |  | Accepted | 2025-04-02 | 2025-04-25 | 2026-04-25 | Inverters | ENPHASE | IQ8+ | 290 |  | 12 |  |  | 0.98 |  | Other | UNDER EACH PANEL
NJADRE1559409478 | Administratively Determined Incentive Program | Wildwood | 8260 | 5.16 | Residential | Behind the Meter | Yes | EMT Renewables, LLC | AC Electric |  | Accepted | 2025-04-02 | 2025-04-25 | 2026-04-25 | Solar Panels | SEG SOLAR | SEG 430 |  | 0.43 | 7 | 227 | 3 |  | Fixed | Roof
NJADRE1559409485 | Administratively Determined Incentive Program | CLARK | 7066 | 10.66 | Residential | Behind the Meter | Yes | Sunrun Installation Services, Inc. | PSE&G |  | Accepted | 2025-04-02 | 2025-04-25 | 2026-04-25 | Solar Panels | Hanwha Q Cells | Q.PEAK DUO BLK ML-G10+ 410 |  | 0.41 | 2 | 31 | 20 |  | Fixed | Roof
NJADRE1559409485 | Administratively Determined Incentive Program | CLARK | 7066 | 10.66 | Residential | Behind the Meter | Yes | Sunrun Installation Services, Inc. | PSE&G |  | Accepted | 2025-04-02 | 2025-04-25 | 2026-04-25 | Solar Panels | Hanwha Q Cells | Q.PEAK DUO BLK ML-G10+ 410 |  | 0.41 | 3 | 302 | 19 |  | Fixed | Roof
NJADRE1559409485 | Administratively Determined Incentive Program | CLARK | 7066 | 10.66 | Residential | Behind the Meter | Yes | Sunrun Installation Services, Inc. | PSE&G |  | Accepted | 2025-04-02 | 2025-04-25 | 2026-04-25 | Solar Panels | Hanwha Q Cells | Q.PEAK DUO BLK ML-G10+ 410 |  | 0.41 | 12 | 303 | 28 |  | Fixed | Roof
NJADRE1559409485 | Administratively Determined Incentive Program | CLARK | 7066 | 10.66 | Residential | Behind the Meter | Yes | Sunrun Installation Services, Inc. | PSE&G |  | Accepted | 2025-04-02 | 2025-04-25 | 2026-04-25 | Inverters | SolarEdge Technologies | SE7600H-USMN | 7600 |  | 1 |  |  | 0.99 |  | Outdoor
NJADRE1559409485 | Administratively Determined Incentive Program | CLARK | 7066 | 10.66 | Residential | Behind the Meter | Yes | Sunrun Installation Services, Inc. | PSE&G |  | Accepted | 2025-04-02 | 2025-04-25 | 2026-04-25 | Solar Panels | Hanwha Q Cells | Q.PEAK DUO BLK ML-G10+ 410 |  | 0.41 | 6 | 212 | 16 |  | Fixed | Roof
NJADRE1559409485 | Administratively Determined Incentive Program | CLARK | 7066 | 10.66 | Residential | Behind the Meter | Yes | Sunrun Installation Services, Inc. | PSE&G |  | Accepted | 2025-04-02 | 2025-04-25 | 2026-04-25 | Solar Panels | Hanwha Q Cells | Q.PEAK DUO BLK ML-G10+ 410 |  | 0.41 | 3 | 121 | 16 |  | Fixed | Roof
NJADRE1559409485 | Administratively Determined Incentive Program | CLARK | 7066 | 10.66 | Residential | Behind the Meter | Yes | Sunrun Installation Services, Inc. | PSE&G |  | Accepted | 2025-04-02 | 2025-04-25 | 2026-04-25 | Meters | SOLAREDGE TECHNOLOGIES | SE7600H-USMN |  |  | 1 |  |  |  | Yes | Outdoor
NJADRE1559409499 | Administratively Determined Incentive Program | MONROE TOWNSHIP | 8831 | 15.6 | Residential | Behind the Meter | Yes | Sunrun Installation Services, Inc. | JCP&L |  | Accepted | 2025-04-02 | 2025-04-25 | 2026-04-25 | Solar Panels | Hanwha Q-Cells | Q.PEAK DUO BLK ML-G10+/t 400 |  | 0.4 | 18 | 243 | 22 |  | Fixed | Roof
NJADRE1559409499 | Administratively Determined Incentive Program | MONROE TOWNSHIP | 8831 | 15.6 | Residential | Behind the Meter | Yes | Sunrun Installation Services, Inc. | JCP&L |  | Accepted | 2025-04-02 | 2025-04-25 | 2026-04-25 | Solar Panels | Hanwha Q-Cells | Q.PEAK DUO BLK ML-G10+/t 400 |  | 0.4 | 3 | 243 | 22 |  | Fixed | Roof
NJADRE1559409499 | Administratively Determined Incentive Program | MONROE TOWNSHIP | 8831 | 15.6 | Residential | Behind the Meter | Yes | Sunrun Installation Services, Inc. | JCP&L |  | Accepted | 2025-04-02 | 2025-04-25 | 2026-04-25 | Solar Panels | Hanwha Q-Cells | Q.PEAK DUO BLK ML-G10+/t 400 |  | 0.4 | 9 | 241 | 22 |  | Fixed | Roof
NJADRE1559409499 | Administratively Determined Incentive Program | MONROE TOWNSHIP | 8831 | 15.6 | Residential | Behind the Meter | Yes | Sunrun Installation Services, Inc. | JCP&L |  | Accepted | 2025-04-02 | 2025-04-25 | 2026-04-25 | Inverters | SolarEdge Technologies | SE5700H-USMN | 11520 |  | 2 |  |  | 0.99 |  | Outdoor | Next to meter
NJADRE1559409499 | Administratively Determined Incentive Program | MONROE TOWNSHIP | 8831 | 15.6 | Residential | Behind the Meter | Yes | Sunrun Installation Services, Inc. | JCP&L |  | Accepted | 2025-04-02 | 2025-04-25 | 2026-04-25 | Solar Panels | Hanwha Q-Cells | Q.PEAK DUO BLK ML-G10+/t 400 |  | 0.4 | 9 | 61 | 22 |  | Fixed | Roof
NJADRE1559409850 | Administratively Determined Incentive Program | McKee City | 8234 | 8.4 | Residential | Behind the Meter | Yes | GenSun Roofing and Solar, LLC | AC Electric |  | Accepted | 2025-04-02 | 2025-04-29 | 2026-04-29 | Solar Panels | LONGI SOLAR | LR5-54HABB- 400W |  | 0.4 | 9 | 179 | 45 |  | Fixed | Roof
NJADRE1559409850 | Administratively Determined Incentive Program | McKee City | 8234 | 8.4 | Residential | Behind the Meter | Yes | GenSun Roofing and Solar, LLC | AC Electric |  | Accepted | 2025-04-02 | 2025-04-29 | 2026-04-29 | Solar Panels | LONGI SOLAR | LR5-54HABB- 400W |  | 0.4 | 4 | 179 | 39 |  | Fixed | Roof
NJADRE1559409850 | Administratively Determined Incentive Program | McKee City | 8234 | 8.4 | Residential | Behind the Meter | Yes | GenSun Roofing and Solar, LLC | AC Electric |  | Accepted | 2025-04-02 | 2025-04-29 | 2026-04-29 | Inverters | SOLAREDGE | SE7600H-US | 7600 |  | 1 |  |  | 0.99 |  | Outdoor
NJADRE1559409850 | Administratively Determined Incentive Program | McKee City | 8234 | 8.4 | Residential | Behind the Meter | Yes | GenSun Roofing and Solar, LLC | AC Electric |  | Accepted | 2025-04-02 | 2025-04-29 | 2026-04-29 | Solar Panels | LONGI SOLAR | LR5-54HABB- 400W |  | 0.4 | 8 | 269 | 41 |  | Fixed | Roof
NJADRE1559410140 | Administratively Determined Incentive Program | East Newark | 7029 | 4.25 | Residential | Behind the Meter | Yes | Power Energy Solutions, LLC | PSE&G |  | Accepted | 2025-04-02 | 2025-04-25 | 2026-04-25 | Inverters | SolarEdge | SE3800H-US | 4 |  | 1 |  |  | 0.97 |  | Outdoor
NJADRE1559410140 | Administratively Determined Incentive Program | East Newark | 7029 | 4.25 | Residential | Behind the Meter | Yes | Power Energy Solutions, LLC | PSE&G |  | Accepted | 2025-04-02 | 2025-04-25 | 2026-04-25 | Solar Panels | Trina Solar | TSM-425NE09RC.05 |  | 0.425 | 5 | 194 | 20 |  | Fixed | Roof
NJADRE1559410140 | Administratively Determined Incentive Program | East Newark | 7029 | 4.25 | Residential | Behind the Meter | Yes | Power Energy Solutions, LLC | PSE&G |  | Accepted | 2025-04-02 | 2025-04-25 | 2026-04-25 | Solar Panels | Trina Solar | TSM-425NE09RC.05 |  | 0.425 | 5 | 14 | 20 |  | Fixed | Roof
NJADRE1559410156 | Administratively Determined Incentive Program | Old Bridge | 8857 | 7.31 | Residential | Behind the Meter | Yes | EMT Renewables, LLC | JCP&L |  | Accepted | 2025-04-02 | 2025-04-25 | 2026-04-25 | Inverters | ENPHASE | IQ8+ | 290 |  | 17 |  |  | 0.98 |  | Other | UNDER EACH PANEL
NJADRE1559410156 | Administratively Determined Incentive Program | Old Bridge | 8857 | 7.31 | Residential | Behind the Meter | Yes | EMT Renewables, LLC | JCP&L |  | Accepted | 2025-04-02 | 2025-04-25 | 2026-04-25 | Solar Panels | SEG SOLAR | SEG 430 |  | 0.43 | 17 | 162 | 28 |  | Fixed | Roof
NJADRE1559410170 | Administratively Determined Incentive Program | Cape May | 8204 | 7.74 | Residential | Behind the Meter | Yes | EMT Renewables, LLC | AC Electric |  | Accepted | 2025-04-02 | 2025-04-25 | 2026-04-25 | Inverters | ENPHASE | IQ8+ | 290 |  | 18 |  |  | 0.98 |  | Other | UNDER EACH PANEL
NJADRE1559410170 | Administratively Determined Incentive Program | Cape May | 8204 | 7.74 | Residential | Behind the Meter | Yes | EMT Renewables, LLC | AC Electric |  | Accepted | 2025-04-02 | 2025-04-25 | 2026-04-25 | Solar Panels | SEG SOLAR | SEG 430 |  | 0.43 | 12 | 182 | 16 |  | Fixed | Roof
NJADRE1559410170 | Administratively Determined Incentive Program | Cape May | 8204 | 7.74 | Residential | Behind the Meter | Yes | EMT Renewables, LLC | AC Electric |  | Accepted | 2025-04-02 | 2025-04-25 | 2026-04-25 | Solar Panels | SEG SOLAR | SEG 430 |  | 0.43 | 6 | 2 | 16 |  | Fixed | Roof
NJADRE1559410186 | Administratively Determined Incentive Program | LITTLE EGG HARBOR TWP | 8087 | 8.4 | Residential | Behind the Meter | Yes | Sunrun Installation Services, Inc. | AC Electric |  | Accepted | 2025-04-02 | 2025-04-25 | 2026-04-25 | Solar Panels | HANWHA Q-CELLS | Q.PEAK DUO BLK ML-G10+/t 400 |  | 0.4 | 9 | 52 | 26 |  | Fixed | Roof
NJADRE1559410186 | Administratively Determined Incentive Program | LITTLE EGG HARBOR TWP | 8087 | 8.4 | Residential | Behind the Meter | Yes | Sunrun Installation Services, Inc. | AC Electric |  | Accepted | 2025-04-02 | 2025-04-25 | 2026-04-25 | Solar Panels | HANWHA Q-CELLS | Q.PEAK DUO BLK ML-G10+/t 400 |  | 0.4 | 12 | 232 | 27 |  | Fixed | Roof
NJADRE1559410186 | Administratively Determined Incentive Program | LITTLE EGG HARBOR TWP | 8087 | 8.4 | Residential | Behind the Meter | Yes | Sunrun Installation Services, Inc. | AC Electric |  | Accepted | 2025-04-02 | 2025-04-25 | 2026-04-25 | Inverters | Solaredge Technologies | SE5700H-USMN | 5760 |  | 1 |  |  | 0.99 |  | Outside
NJADRE1559410191 | Administratively Determined Incentive Program | Whiting | 8759 | 14.35 | Residential | Behind the Meter | Yes | AllSeason Solar | JCP&L |  | Accepted | 2025-04-02 | 2025-04-28 | 2026-04-28 | Solar Panels | SEG Solar | SEG 410 BMD |  | 0.41 | 8 | 202 | 16 |  | Fixed | Roof
NJADRE1559410191 | Administratively Determined Incentive Program | Whiting | 8759 | 14.35 | Residential | Behind the Meter | Yes | AllSeason Solar | JCP&L |  | Accepted | 2025-04-02 | 2025-04-28 | 2026-04-28 | Solar Panels | SEG Solar | SEG 410 BMD |  | 0.41 | 16 | 22 | 16 |  | Fixed | Roof
NJADRE1559410191 | Administratively Determined Incentive Program | Whiting | 8759 | 14.35 | Residential | Behind the Meter | Yes | AllSeason Solar | JCP&L |  | Accepted | 2025-04-02 | 2025-04-28 | 2026-04-28 | Inverters | Enphase | IQ8PLus | 290 |  | 35 |  |  | 0.97 |  | Outside
NJADRE1559410191 | Administratively Determined Incentive Program | Whiting | 8759 | 14.35 | Residential | Behind the Meter | Yes | AllSeason Solar | JCP&L |  | Accepted | 2025-04-02 | 2025-04-28 | 2026-04-28 | Solar Panels | SEG Solar | SEG 410 BMD |  | 0.41 | 11 | 202 | 16 |  | Fixed | Roof
NJADRE1559410193 | Administratively Determined Incentive Program | PATERSON | 7504 | 5.33 | Residential | Behind the Meter | Yes | Pro Custom Solar dba Momentum Solar | PSE&G |  | Accepted | 2025-04-02 | 2025-04-25 | 2026-04-25 | Solar Panels | Hanwha | Q.PEAK DUO BLK ML-G10+ 410 |  | 0.41 | 9 | 99 | 36 |  | Fixed | Roof
NJADRE1559410193 | Administratively Determined Incentive Program | PATERSON | 7504 | 5.33 | Residential | Behind the Meter | Yes | Pro Custom Solar dba Momentum Solar | PSE&G |  | Accepted | 2025-04-02 | 2025-04-25 | 2026-04-25 | Inverters | Enphase | IQ8HC-72-M-DOM-US | 380 |  | 13 |  |  | 0.97 |  | Outdoor
NJADRE1559410193 | Administratively Determined Incentive Program | PATERSON | 7504 | 5.33 | Residential | Behind the Meter | Yes | Pro Custom Solar dba Momentum Solar | PSE&G |  | Accepted | 2025-04-02 | 2025-04-25 | 2026-04-25 | Solar Panels | Hanwha | Q.PEAK DUO BLK ML-G10+ 410 |  | 0.41 | 4 | 279 | 38 |  | Fixed | Roof
NJADRE1559410233 | Administratively Determined Incentive Program | IRVINGTON | 7111 | 4.92 | Residential | Behind the Meter | Yes | Pro Custom Solar dba Momentum Solar | PSE&G |  | Accepted | 2025-04-02 | 2025-04-25 | 2026-04-25 | Solar Panels | Hanwha | Q.PEAK DUO BLK ML-G10+ 410 |  | 0.41 | 12 | 87 | 4 |  | Fixed | Roof
NJADRE1559410233 | Administratively Determined Incentive Program | IRVINGTON | 7111 | 4.92 | Residential | Behind the Meter | Yes | Pro Custom Solar dba Momentum Solar | PSE&G |  | Accepted | 2025-04-02 | 2025-04-25 | 2026-04-25 | Inverters | Enphase | IQ8HC-72-M-DOM-US | 380 |  | 12 |  |  | 0.97 |  | Outdoor
NJADRE1559410238 | Administratively Determined Incentive Program | Paterson | 7514 | 6.02 | Residential | Behind the Meter | Yes | PosiGen Developer, LLC | PSE&G |  | Accepted | 2025-04-02 | 2025-04-25 | 2026-04-25 | Inverters | SOLAREDGE | SE5700H-US | 5760 |  | 1 |  |  | 0.99 |  | Outside | WITHIN TEN FEET OF METER
NJADRE1559410238 | Administratively Determined Incentive Program | Paterson | 7514 | 6.02 | Residential | Behind the Meter | Yes | PosiGen Developer, LLC | PSE&G |  | Accepted | 2025-04-02 | 2025-04-25 | 2026-04-25 | Solar Panels | JINKO EAGLE G6R | JKM430N-54HL4-B |  | 0.43 | 14 | 194 | 36 |  | Fixed | Roof
NJADRE1559410239 | Administratively Determined Incentive Program | Linden | 7036 | 10.25 | Residential | Behind the Meter | No | EMT Renewables, LLC | PSE&G |  | Accepted | 2025-04-02 | 2025-04-30 | 2026-04-30 | Solar Panels | MSE PERC | MSE-410 |  | 0.41 | 8 | 218 | 32 |  | Fixed | Roof
NJADRE1559410239 | Administratively Determined Incentive Program | Linden | 7036 | 10.25 | Residential | Behind the Meter | No | EMT Renewables, LLC | PSE&G |  | Accepted | 2025-04-02 | 2025-04-30 | 2026-04-30 | Solar Panels | MSE PERC | MSE-410 |  | 0.41 | 1 | 128 | 30 |  | Fixed | Roof
NJADRE1559410239 | Administratively Determined Incentive Program | Linden | 7036 | 10.25 | Residential | Behind the Meter | No | EMT Renewables, LLC | PSE&G |  | Accepted | 2025-04-02 | 2025-04-30 | 2026-04-30 | Solar Panels | MSE PERC | MSE-410 |  | 0.41 | 1 | 308 | 30 |  | Fixed | Roof
NJADRE1559410239 | Administratively Determined Incentive Program | Linden | 7036 | 10.25 | Residential | Behind the Meter | No | EMT Renewables, LLC | PSE&G |  | Accepted | 2025-04-02 | 2025-04-30 | 2026-04-30 | Solar Panels | MSE PERC | MSE-410 |  | 0.41 | 1 | 128 | 30 |  | Fixed | Roof
NJADRE1559410239 | Administratively Determined Incentive Program | Linden | 7036 | 10.25 | Residential | Behind the Meter | No | EMT Renewables, LLC | PSE&G |  | Accepted | 2025-04-02 | 2025-04-30 | 2026-04-30 | Solar Panels | MSE PERC | MSE-410 |  | 0.41 | 4 | 38 | 32 |  | Fixed | Roof
NJADRE1559410239 | Administratively Determined Incentive Program | Linden | 7036 | 10.25 | Residential | Behind the Meter | No | EMT Renewables, LLC | PSE&G |  | Accepted | 2025-04-02 | 2025-04-30 | 2026-04-30 | Solar Panels | MSE PERC | MSE-410 |  | 0.41 | 1 | 308 | 30 |  | Fixed | Roof
NJADRE1559410239 | Administratively Determined Incentive Program | Linden | 7036 | 10.25 | Residential | Behind the Meter | No | EMT Renewables, LLC | PSE&G |  | Accepted | 2025-04-02 | 2025-04-30 | 2026-04-30 | Solar Panels | MSE PERC | MSE-410 |  | 0.41 | 9 | 38 | 16 |  | Fixed | Roof
NJADRE1559410239 | Administratively Determined Incentive Program | Linden | 7036 | 10.25 | Residential | Behind the Meter | No | EMT Renewables, LLC | PSE&G |  | Accepted | 2025-04-02 | 2025-04-30 | 2026-04-30 | Inverters | ENPHASE | IQ8+ | 290 |  | 25 |  |  | 0.98 |  | Other | UNDER EACH PANEL
NJADRE1559410244 | Administratively Determined Incentive Program | Southampton | 8088 | 8.2 | Residential | Behind the Meter | Yes | AllSeason Solar | PSE&G |  | Accepted | 2025-04-02 | 2025-04-28 | 2026-04-28 | Inverters | Enphase | IQ8 Plus | 290 |  | 20 |  |  | 0.97 |  | Outside
NJADRE1559410244 | Administratively Determined Incentive Program | Southampton | 8088 | 8.2 | Residential | Behind the Meter | Yes | AllSeason Solar | PSE&G |  | Accepted | 2025-04-02 | 2025-04-28 | 2026-04-28 | Solar Panels | SEG SOlar | SEG410BMD |  | 0.41 | 20 | 163 | 20 |  | Fixed | Roof
NJADRE1559410277 | Administratively Determined Incentive Program | Cinnaminson | 8077 | 11.62 | Residential | Behind the Meter | No | SunnyMac, LLC | PSE&G |  | Accepted | 2025-04-02 | 2025-04-25 | 2026-04-25 | Solar Panels | HANWHA | Q.PEAK DUO BLK ML-G10+ 415W |  | 0.415 | 10 | 346 | 20 |  | Fixed | Roof
NJADRE1559410277 | Administratively Determined Incentive Program | Cinnaminson | 8077 | 11.62 | Residential | Behind the Meter | No | SunnyMac, LLC | PSE&G |  | Accepted | 2025-04-02 | 2025-04-25 | 2026-04-25 | Solar Panels | HANWHA | Q.PEAK DUO BLK ML-G10+ 415W |  | 0.415 | 18 | 166 | 23 |  | Fixed | Roof
NJADRE1559410277 | Administratively Determined Incentive Program | Cinnaminson | 8077 | 11.62 | Residential | Behind the Meter | No | SunnyMac, LLC | PSE&G |  | Accepted | 2025-04-02 | 2025-04-25 | 2026-04-25 | Inverters | SOLAREDGE HOME HUB | SE10000H-US | 10000 |  | 1 |  |  | 0.99 |  | Outdoor | next to meter
NJADRE1559410301 | Administratively Determined Incentive Program | Newark | 7105 | 6.15 | Residential | Behind the Meter | Yes | Bright Ops, Inc. | PSE&G |  | Accepted | 2025-04-02 | 2025-04-28 | 2026-04-28 | Inverters | SolarEdge Technologies | SE5700H - USMN | 5700 |  | 1 |  |  | 0.98 |  | Outdoor | Outside
NJADRE1559410301 | Administratively Determined Incentive Program | Newark | 7105 | 6.15 | Residential | Behind the Meter | Yes | Bright Ops, Inc. | PSE&G |  | Accepted | 2025-04-02 | 2025-04-28 | 2026-04-28 | Solar Panels | Hanwha Q-Cells | Q.PEAK DUO BLK ML-G10+410 |  | 0.41 | 15 | 150 | 9 |  | Fixed | Roof
NJADRE1559411486 | Administratively Determined Incentive Program | Somers Point | 8244 | 7.38 | Residential | Behind the Meter | Yes | Sunrun Installation Services, Inc. | AC Electric |  | Accepted | 2025-04-02 | 2025-04-28 | 2026-04-28 | Solar Panels | Hanwha Q Cells | Q.PEAK DUO BLK ML-G10+ 410 |  | 0.41 | 18 | 221 | 23 |  | Fixed | Roof
NJADRE1559411486 | Administratively Determined Incentive Program | Somers Point | 8244 | 7.38 | Residential | Behind the Meter | Yes | Sunrun Installation Services, Inc. | AC Electric |  | Accepted | 2025-04-02 | 2025-04-28 | 2026-04-28 | Electric Storage Battery | Tesla | Powerwall 3 1707000-xx-y |  |  | 1 |  |  |  | Lithium Ion |  | OUTSIDE
NJADRE1559411486 | Administratively Determined Incentive Program | Somers Point | 8244 | 7.38 | Residential | Behind the Meter | Yes | Sunrun Installation Services, Inc. | AC Electric |  | Accepted | 2025-04-02 | 2025-04-28 | 2026-04-28 | Inverters | SolarEdge Technologies | SE5700H-USMN | 5760 |  | 1 |  |  | 0.99 |  | Outdoor
NJADRE1559411661 | Administratively Determined Incentive Program | Palisades Park | 7650 | 6.97 | Residential | Behind the Meter | Yes | Sunrun Installation Services, Inc. | PSE&G |  | Accepted | 2025-04-02 | 2025-04-28 | 2026-04-28 | Solar Panels | Hanwha Q Cells | Q.PEAK DUO BLK ML-G10+ 410 |  | 0.41 | 17 | 127 | 18 |  | Fixed | Roof
NJADRE1559411661 | Administratively Determined Incentive Program | Palisades Park | 7650 | 6.97 | Residential | Behind the Meter | Yes | Sunrun Installation Services, Inc. | PSE&G |  | Accepted | 2025-04-02 | 2025-04-28 | 2026-04-28 | Inverters | SolarEdge Technologies | SE5700H-USMN | 5760 |  | 1 |  |  | 0.99 |  | Outdoor
NJADRE1559411685 | Administratively Determined Incentive Program | Stanhope | 7874 | 5.33 | Residential | Behind the Meter | Yes | Sunrun Installation Services, Inc. | JCP&L |  | Accepted | 2025-04-02 | 2025-04-28 | 2026-04-28 | Inverters | SolarEdge Technologies | SE3800H-USMN | 3800 |  | 1 |  |  | 0.99 |  | Outdoor
NJADRE1559411685 | Administratively Determined Incentive Program | Stanhope | 7874 | 5.33 | Residential | Behind the Meter | Yes | Sunrun Installation Services, Inc. | JCP&L |  | Accepted | 2025-04-02 | 2025-04-28 | 2026-04-28 | Solar Panels | Hanwha Q Cells | Q.PEAK DUO BLK ML-G10+ 410 |  | 0.41 | 9 | 297 | 20 |  | Fixed | Roof
NJADRE1559411685 | Administratively Determined Incentive Program | Stanhope | 7874 | 5.33 | Residential | Behind the Meter | Yes | Sunrun Installation Services, Inc. | JCP&L |  | Accepted | 2025-04-02 | 2025-04-28 | 2026-04-28 | Solar Panels | Hanwha Q Cells | Q.PEAK DUO BLK ML-G10+ 410 |  | 0.41 | 4 | 117 | 20 |  | Fixed | Roof
NJADRE1559412758 | Administratively Determined Incentive Program | Parsippany | 7054 | 7.79 | Residential | Behind the Meter | Yes | Pro Custom Solar dba Momentum Solar | JCP&L |  | Accepted | 2025-04-03 | 2025-04-28 | 2026-04-28 | Solar Panels | Hanwha | Q.PEAK DUO BLK ML-G10+ 410 |  | 0.41 | 19 | 173 | 22 |  | Fixed | Roof
NJADRE1559412758 | Administratively Determined Incentive Program | Parsippany | 7054 | 7.79 | Residential | Behind the Meter | Yes | Pro Custom Solar dba Momentum Solar | JCP&L |  | Accepted | 2025-04-03 | 2025-04-28 | 2026-04-28 | Inverters | Enphase | IQ8HC-72-M-DOM-US | 380 |  | 19 |  |  | 0.97 |  | Outdoor
NJADRE1559412760 | Administratively Determined Incentive Program | Linwood | 8221 | 9.02 | Residential | Behind the Meter | Yes | Sunrun Installation Services, Inc. | AC Electric |  | Accepted | 2025-04-03 | 2025-04-28 | 2026-04-28 | Solar Panels | Hanwha Q-Cells | Q.PEAK DUO BLK ML-G10+ 410 |  | 0.41 | 15 | 215 | 34 |  | Fixed | Roof
NJADRE1559412760 | Administratively Determined Incentive Program | Linwood | 8221 | 9.02 | Residential | Behind the Meter | Yes | Sunrun Installation Services, Inc. | AC Electric |  | Accepted | 2025-04-03 | 2025-04-28 | 2026-04-28 | Inverters | SolarEdge Technologies | SE7600H-USMN | 7600 |  | 1 |  |  | 0.99 |  | Outdoor | Next to meter
NJADRE1559412760 | Administratively Determined Incentive Program | Linwood | 8221 | 9.02 | Residential | Behind the Meter | Yes | Sunrun Installation Services, Inc. | AC Electric |  | Accepted | 2025-04-03 | 2025-04-28 | 2026-04-28 | Solar Panels | Hanwha Q-Cells | Q.PEAK DUO BLK ML-G10+ 410 |  | 0.41 | 7 | 215 | 16 |  | Fixed | Roof
NJADRE1559412765 | Administratively Determined Incentive Program | Ewing | 8618 | 4.1 | Residential | Behind the Meter | Yes | Sunrun Installation Services, Inc. | PSE&G |  | Accepted | 2025-04-03 | 2025-04-28 | 2026-04-28 | Inverters | SolarEdge Technologies | SE3800H-USMN | 3800 |  | 1 |  |  | 0.99 |  | Outdoor | Next to meter
NJADRE1559412765 | Administratively Determined Incentive Program | Ewing | 8618 | 4.1 | Residential | Behind the Meter | Yes | Sunrun Installation Services, Inc. | PSE&G |  | Accepted | 2025-04-03 | 2025-04-28 | 2026-04-28 | Solar Panels | Hanwha Q-Cells | Q.PEAK DUO BLK ML-G10+ 410 |  | 0.41 | 6 | 103 | 45 |  | Fixed | Roof
NJADRE1559412765 | Administratively Determined Incentive Program | Ewing | 8618 | 4.1 | Residential | Behind the Meter | Yes | Sunrun Installation Services, Inc. | PSE&G |  | Accepted | 2025-04-03 | 2025-04-28 | 2026-04-28 | Solar Panels | Hanwha Q-Cells | Q.PEAK DUO BLK ML-G10+ 410 |  | 0.41 | 4 | 283 | 11 |  | Fixed | Roof
NJADRE1559412767 | Administratively Determined Incentive Program | Old Bridge | 8857 | 12.9 | Residential | Behind the Meter | No | EMT Renewables, LLC | JCP&L |  | Accepted | 2025-04-03 | 2025-04-28 | 2026-04-28 | Solar Panels | Q CELLS | Q TRON |  | 0.43 | 5 | 273 | 21 |  | Fixed | Roof
NJADRE1559412767 | Administratively Determined Incentive Program | Old Bridge | 8857 | 12.9 | Residential | Behind the Meter | No | EMT Renewables, LLC | JCP&L |  | Accepted | 2025-04-03 | 2025-04-28 | 2026-04-28 | Inverters | ENPHASE | IQ8+ | 290 |  | 30 |  |  | 0.98 |  | Other | UNDER EACH PANEL
NJADRE1559412767 | Administratively Determined Incentive Program | Old Bridge | 8857 | 12.9 | Residential | Behind the Meter | No | EMT Renewables, LLC | JCP&L |  | Accepted | 2025-04-03 | 2025-04-28 | 2026-04-28 | Solar Panels | Q CELLS | Q TRON |  | 0.43 | 2 | 273 | 21 |  | Fixed | Roof
NJADRE1559412767 | Administratively Determined Incentive Program | Old Bridge | 8857 | 12.9 | Residential | Behind the Meter | No | EMT Renewables, LLC | JCP&L |  | Accepted | 2025-04-03 | 2025-04-28 | 2026-04-28 | Solar Panels | Q CELLS | Q TRON |  | 0.43 | 5 | 3 | 21 |  | Fixed | Roof
NJADRE1559412767 | Administratively Determined Incentive Program | Old Bridge | 8857 | 12.9 | Residential | Behind the Meter | No | EMT Renewables, LLC | JCP&L |  | Accepted | 2025-04-03 | 2025-04-28 | 2026-04-28 | Solar Panels | Q CELLS | Q TRON |  | 0.43 | 3 | 273 | 14 |  | Fixed | Roof
NJADRE1559412767 | Administratively Determined Incentive Program | Old Bridge | 8857 | 12.9 | Residential | Behind the Meter | No | EMT Renewables, LLC | JCP&L |  | Accepted | 2025-04-03 | 2025-04-28 | 2026-04-28 | Solar Panels | Q CELLS | Q TRON |  | 0.43 | 5 | 183 | 21 |  | Fixed | Roof
NJADRE1559412767 | Administratively Determined Incentive Program | Old Bridge | 8857 | 12.9 | Residential | Behind the Meter | No | EMT Renewables, LLC | JCP&L |  | Accepted | 2025-04-03 | 2025-04-28 | 2026-04-28 | Solar Panels | Q CELLS | Q TRON |  | 0.43 | 3 | 93 | 21 |  | Fixed | Roof
NJADRE1559412767 | Administratively Determined Incentive Program | Old Bridge | 8857 | 12.9 | Residential | Behind the Meter | No | EMT Renewables, LLC | JCP&L |  | Accepted | 2025-04-03 | 2025-04-28 | 2026-04-28 | Solar Panels | Q CELLS | Q TRON |  | 0.43 | 1 | 273 | 20 |  | Fixed | Roof
NJADRE1559412767 | Administratively Determined Incentive Program | Old Bridge | 8857 | 12.9 | Residential | Behind the Meter | No | EMT Renewables, LLC | JCP&L |  | Accepted | 2025-04-03 | 2025-04-28 | 2026-04-28 | Solar Panels | Q CELLS | Q TRON |  | 0.43 | 6 | 93 | 21 |  | Fixed | Roof
NJADRE1559412820 | Administratively Determined Incentive Program | Somerset | 8873 | 11.07 | Residential | Behind the Meter | Yes | Sunrun Installation Services, Inc. | PSE&G |  | Accepted | 2025-04-03 | 2025-04-28 | 2026-04-28 | Solar Panels | Hanwha Q-Cells | Q.PEAK DUO BLK ML-G10+ 410 |  | 0.41 | 17 | 125 | 20 |  | Fixed | Roof
NJADRE1559412820 | Administratively Determined Incentive Program | Somerset | 8873 | 11.07 | Residential | Behind the Meter | Yes | Sunrun Installation Services, Inc. | PSE&G |  | Accepted | 2025-04-03 | 2025-04-28 | 2026-04-28 | Inverters | SolarEdge Technologies | SE7600H-USMN | 7600 |  | 1 |  |  | 0.99 |  | Outdoor | Next to meter
NJADRE1559412820 | Administratively Determined Incentive Program | Somerset | 8873 | 11.07 | Residential | Behind the Meter | Yes | Sunrun Installation Services, Inc. | PSE&G |  | Accepted | 2025-04-03 | 2025-04-28 | 2026-04-28 | Solar Panels | Hanwha Q-Cells | Q.PEAK DUO BLK ML-G10+ 410 |  | 0.41 | 10 | 309 | 18 |  | Fixed | Roof
NJADRE1559414232 | Administratively Determined Incentive Program | Hasbrouck Heights | 7604 | 5.59 | Residential | Behind the Meter | No | EMT Renewables, LLC | PSE&G |  | Accepted | 2025-04-03 | 2025-04-28 | 2026-04-28 | Solar Panels | Q CELLS | Q TRON |  | 0.43 | 2 | 249 | 15 |  | Fixed | Roof
NJADRE1559414232 | Administratively Determined Incentive Program | Hasbrouck Heights | 7604 | 5.59 | Residential | Behind the Meter | No | EMT Renewables, LLC | PSE&G |  | Accepted | 2025-04-03 | 2025-04-28 | 2026-04-28 | Solar Panels | Q CELLS | Q TRON |  | 0.43 | 7 | 249 | 27 |  | Fixed | Roof
NJADRE1559414232 | Administratively Determined Incentive Program | Hasbrouck Heights | 7604 | 5.59 | Residential | Behind the Meter | No | EMT Renewables, LLC | PSE&G |  | Accepted | 2025-04-03 | 2025-04-28 | 2026-04-28 | Solar Panels | Q CELLS | Q TRON |  | 0.43 | 2 | 249 | 15 |  | Fixed | Roof
NJADRE1559414232 | Administratively Determined Incentive Program | Hasbrouck Heights | 7604 | 5.59 | Residential | Behind the Meter | No | EMT Renewables, LLC | PSE&G |  | Accepted | 2025-04-03 | 2025-04-28 | 2026-04-28 | Solar Panels | Q CELLS | Q TRON |  | 0.43 | 2 | 250 | 28 |  | Fixed | Roof
NJADRE1559414232 | Administratively Determined Incentive Program | Hasbrouck Heights | 7604 | 5.59 | Residential | Behind the Meter | No | EMT Renewables, LLC | PSE&G |  | Accepted | 2025-04-03 | 2025-04-28 | 2026-04-28 | Inverters | ENPHASE | IQ8+ | 290 |  | 13 |  |  | 0.98 |  | Other | UNDER EACH PANEL
NJADRE1559414642 | Administratively Determined Incentive Program | Millville | 8332 | 3.28 | Residential | Behind the Meter | Yes | Sunrun Installation Services, Inc. | AC Electric |  | Accepted | 2025-04-03 | 2025-04-28 | 2026-04-28 | Inverters | GROWATT NEW ENERGY TECHNOLOGY CO LTD | MIN 3800TL-XH-US | 3800 |  | 1 |  |  | 0.98 |  | Outdoor
NJADRE1559414642 | Administratively Determined Incentive Program | Millville | 8332 | 3.28 | Residential | Behind the Meter | Yes | Sunrun Installation Services, Inc. | AC Electric |  | Accepted | 2025-04-03 | 2025-04-28 | 2026-04-28 | Solar Panels | HANWHA Q-CELLS | Q.PEAK DUO BLK ML-G10+ 410 |  | 0.41 | 8 | 31 | 25 |  | Fixed | Roof
NJADRE1559414718 | Administratively Determined Incentive Program | Franklin Twp | 8873 | 17.22 | Residential | Behind the Meter | Yes | Sunrun Installation Services, Inc. | PSE&G |  | Accepted | 2025-04-03 | 2025-04-29 | 2026-04-29 | Solar Panels | Hanwha Q Cells | Q.PEAK DUO BLK ML-G10+ 410 |  | 0.41 | 5 | 99 | 24 |  | Fixed | Roof
NJADRE1559414718 | Administratively Determined Incentive Program | Franklin Twp | 8873 | 17.22 | Residential | Behind the Meter | Yes | Sunrun Installation Services, Inc. | PSE&G |  | Accepted | 2025-04-03 | 2025-04-29 | 2026-04-29 | Solar Panels | Hanwha Q Cells | Q.PEAK DUO BLK ML-G10+ 410 |  | 0.41 | 10 | 9 | 24 |  | Fixed | Roof
NJADRE1559414718 | Administratively Determined Incentive Program | Franklin Twp | 8873 | 17.22 | Residential | Behind the Meter | Yes | Sunrun Installation Services, Inc. | PSE&G |  | Accepted | 2025-04-03 | 2025-04-29 | 2026-04-29 | Inverters | SolarEdge Technologies | SE7600H-USMN | 7600 |  | 2 |  |  | 0.99 |  | Outdoor
NJADRE1559414718 | Administratively Determined Incentive Program | Franklin Twp | 8873 | 17.22 | Residential | Behind the Meter | Yes | Sunrun Installation Services, Inc. | PSE&G |  | Accepted | 2025-04-03 | 2025-04-29 | 2026-04-29 | Solar Panels | Hanwha Q Cells | Q.PEAK DUO BLK ML-G10+ 410 |  | 0.41 | 18 | 9 | 24 |  | Fixed | Roof
NJADRE1559414718 | Administratively Determined Incentive Program | Franklin Twp | 8873 | 17.22 | Residential | Behind the Meter | Yes | Sunrun Installation Services, Inc. | PSE&G |  | Accepted | 2025-04-03 | 2025-04-29 | 2026-04-29 | Solar Panels | Hanwha Q Cells | Q.PEAK DUO BLK ML-G10+ 410 |  | 0.41 | 4 | 280 | 24 |  | Fixed | Roof
NJADRE1559414718 | Administratively Determined Incentive Program | Franklin Twp | 8873 | 17.22 | Residential | Behind the Meter | Yes | Sunrun Installation Services, Inc. | PSE&G |  | Accepted | 2025-04-03 | 2025-04-29 | 2026-04-29 | Solar Panels | Hanwha Q Cells | Q.PEAK DUO BLK ML-G10+ 410 |  | 0.41 | 5 | 189 | 8 |  | Fixed | Roof
NJADRE1559414977 | Administratively Determined Incentive Program | Newfield | 8344 | 18.86 | Residential | Behind the Meter | No | Tesla Energy Operations, Inc. | AC Electric |  | Accepted | 2025-04-03 | 2025-04-28 | 2026-04-28 | Electric Storage Battery | Tesla | Powerwall 3 |  |  | 3 |  |  |  | Lithium Ion |  | Outside
NJADRE1559414977 | Administratively Determined Incentive Program | Newfield | 8344 | 18.86 | Residential | Behind the Meter | No | Tesla Energy Operations, Inc. | AC Electric |  | Accepted | 2025-04-03 | 2025-04-28 | 2026-04-28 | Solar Panels | Hanwha | Q.PEAK DUO BLK ML-G10.a+/TS 410 |  | 0.41 | 6 | 97 | 23 |  | Fixed | Roof
NJADRE1559414977 | Administratively Determined Incentive Program | Newfield | 8344 | 18.86 | Residential | Behind the Meter | No | Tesla Energy Operations, Inc. | AC Electric |  | Accepted | 2025-04-03 | 2025-04-28 | 2026-04-28 | Inverters | Tesla | 1538000-XX-Y | 5000 |  | 1 |  |  | 0.98 |  | Outdoor
NJADRE1559414977 | Administratively Determined Incentive Program | Newfield | 8344 | 18.86 | Residential | Behind the Meter | No | Tesla Energy Operations, Inc. | AC Electric |  | Accepted | 2025-04-03 | 2025-04-28 | 2026-04-28 | Solar Panels | Hanwha | Q.PEAK DUO BLK ML-G10.a+/TS 410 |  | 0.41 | 24 | 187 | 34 |  | Fixed | Roof
NJADRE1559414977 | Administratively Determined Incentive Program | Newfield | 8344 | 18.86 | Residential | Behind the Meter | No | Tesla Energy Operations, Inc. | AC Electric |  | Accepted | 2025-04-03 | 2025-04-28 | 2026-04-28 | Solar Panels | Hanwha | Q.PEAK DUO BLK ML-G10.a+/TS 410 |  | 0.41 | 16 | 97 | 23 |  | Fixed | Roof
NJADRE1559414977 | Administratively Determined Incentive Program | Newfield | 8344 | 18.86 | Residential | Behind the Meter | No | Tesla Energy Operations, Inc. | AC Electric |  | Accepted | 2025-04-03 | 2025-04-28 | 2026-04-28 | Inverters | Tesla | 1707000-XX-Y | 11500 |  | 1 |  |  | 0.98 |  | Outdoor
NJADRE1559414998 | Administratively Determined Incentive Program | Ewing | 8628 | 10.66 | Residential | Behind the Meter | Yes | Sunrun Installation Services, Inc. | PSE&G |  | Accepted | 2025-04-03 | 2025-04-28 | 2026-04-28 | Inverters | SolarEdge Technologies | SE7600H-USMN | 7600 |  | 1 |  |  | 0.99 |  | Outdoor | Next to meter
NJADRE1559414998 | Administratively Determined Incentive Program | Ewing | 8628 | 10.66 | Residential | Behind the Meter | Yes | Sunrun Installation Services, Inc. | PSE&G |  | Accepted | 2025-04-03 | 2025-04-28 | 2026-04-28 | Solar Panels | Hanwha Q-Cells | Q.PEAK DUO BLK ML-G10+ 410 |  | 0.41 | 15 | 67 | 27 |  | Fixed | Roof
NJADRE1559414998 | Administratively Determined Incentive Program | Ewing | 8628 | 10.66 | Residential | Behind the Meter | Yes | Sunrun Installation Services, Inc. | PSE&G |  | Accepted | 2025-04-03 | 2025-04-28 | 2026-04-28 | Solar Panels | Hanwha Q-Cells | Q.PEAK DUO BLK ML-G10+ 410 |  | 0.41 | 11 | 247 | 27 |  | Fixed | Roof
NJADRE1559415086 | Administratively Determined Incentive Program | Beachwood | 8722 | 8.17 | Residential | Behind the Meter | No | EMT Renewables, LLC | JCP&L |  | Accepted | 2025-04-03 | 2025-04-28 | 2026-04-28 | Solar Panels | Q CELLS | Q TRON |  | 0.43 | 9 | 215 | 25 |  | Fixed | Roof
NJADRE1559415086 | Administratively Determined Incentive Program | Beachwood | 8722 | 8.17 | Residential | Behind the Meter | No | EMT Renewables, LLC | JCP&L |  | Accepted | 2025-04-03 | 2025-04-28 | 2026-04-28 | Solar Panels | Q CELLS | Q TRON |  | 0.43 | 6 | 215 | 25 |  | Fixed | Roof
NJADRE1559415086 | Administratively Determined Incentive Program | Beachwood | 8722 | 8.17 | Residential | Behind the Meter | No | EMT Renewables, LLC | JCP&L |  | Accepted | 2025-04-03 | 2025-04-28 | 2026-04-28 | Inverters | ENPHASE | IQ8+ | 290 |  | 19 |  |  | 0.98 |  | Other | UNDER EACH PANEL
NJADRE1559415086 | Administratively Determined Incentive Program | Beachwood | 8722 | 8.17 | Residential | Behind the Meter | No | EMT Renewables, LLC | JCP&L |  | Accepted | 2025-04-03 | 2025-04-28 | 2026-04-28 | Solar Panels | Q CELLS | Q TRON |  | 0.43 | 4 | 215 | 26 |  | Fixed | Roof
NJADRE1559415191 | Administratively Determined Incentive Program | Short Hills | 7078 | 9.46 | Residential | Behind the Meter | No | Infinity Solar Systems, LLC | JCP&L |  | Accepted | 2025-04-03 | 2025-04-28 | 2026-04-28 | Solar Panels | SEG SOLAR | SEG-430-BTD-BG |  | 0.43 | 3 | 173 | 20 |  | Fixed | Roof
NJADRE1559415191 | Administratively Determined Incentive Program | Short Hills | 7078 | 9.46 | Residential | Behind the Meter | No | Infinity Solar Systems, LLC | JCP&L |  | Accepted | 2025-04-03 | 2025-04-28 | 2026-04-28 | Solar Panels | SEG SOLAR | SEG-430-BTD-BG |  | 0.43 | 6 | 83 | 38 |  | Fixed | Roof
NJADRE1559415191 | Administratively Determined Incentive Program | Short Hills | 7078 | 9.46 | Residential | Behind the Meter | No | Infinity Solar Systems, LLC | JCP&L |  | Accepted | 2025-04-03 | 2025-04-28 | 2026-04-28 | Inverters | Enphase | IQ8MC-72-M-US | 320 |  | 22 |  |  | 0.97 |  | Outdoor
NJADRE1559415191 | Administratively Determined Incentive Program | Short Hills | 7078 | 9.46 | Residential | Behind the Meter | No | Infinity Solar Systems, LLC | JCP&L |  | Accepted | 2025-04-03 | 2025-04-28 | 2026-04-28 | Solar Panels | SEG SOLAR | SEG-430-BTD-BG |  | 0.43 | 6 | 263 | 38 |  | Fixed | Roof
NJADRE1559415191 | Administratively Determined Incentive Program | Short Hills | 7078 | 9.46 | Residential | Behind the Meter | No | Infinity Solar Systems, LLC | JCP&L |  | Accepted | 2025-04-03 | 2025-04-28 | 2026-04-28 | Solar Panels | SEG SOLAR | SEG-430-BTD-BG |  | 0.43 | 7 | 192 | 31 |  | Fixed | Roof
NJADRE1559415194 | Administratively Determined Incentive Program | Linden | 7036 | 5.33 | Residential | Behind the Meter | Yes | Sunrun Installation Services, Inc. | PSE&G |  | Accepted | 2025-04-03 | 2025-04-28 | 2026-04-28 | Solar Panels | HANWHA Q-CELLS | Q.PEAK DUO BLK ML-G10+ 410 |  | 0.41 | 2 | 136 | 19 |  | Fixed | Roof
NJADRE1559415194 | Administratively Determined Incentive Program | Linden | 7036 | 5.33 | Residential | Behind the Meter | Yes | Sunrun Installation Services, Inc. | PSE&G |  | Accepted | 2025-04-03 | 2025-04-28 | 2026-04-28 | Solar Panels | HANWHA Q-CELLS | Q.PEAK DUO BLK ML-G10+ 410 |  | 0.41 | 3 | 44 | 20 |  | Fixed | Roof
NJADRE1559415194 | Administratively Determined Incentive Program | Linden | 7036 | 5.33 | Residential | Behind the Meter | Yes | Sunrun Installation Services, Inc. | PSE&G |  | Accepted | 2025-04-03 | 2025-04-28 | 2026-04-28 | Solar Panels | HANWHA Q-CELLS | Q.PEAK DUO BLK ML-G10+ 410 |  | 0.41 | 3 | 135 | 20 |  | Fixed | Roof
NJADRE1559415194 | Administratively Determined Incentive Program | Linden | 7036 | 5.33 | Residential | Behind the Meter | Yes | Sunrun Installation Services, Inc. | PSE&G |  | Accepted | 2025-04-03 | 2025-04-28 | 2026-04-28 | Solar Panels | HANWHA Q-CELLS | Q.PEAK DUO BLK ML-G10+ 410 |  | 0.41 | 5 | 314 | 20 |  | Fixed | Roof
NJADRE1559415194 | Administratively Determined Incentive Program | Linden | 7036 | 5.33 | Residential | Behind the Meter | Yes | Sunrun Installation Services, Inc. | PSE&G |  | Accepted | 2025-04-03 | 2025-04-28 | 2026-04-28 | Inverters | SOLAREDGE TECHNOLOGIES | SE3800H-USMN | 3800 |  | 1 |  |  | 0.99 |  | Outdoor
NJADRE1559415194 | Administratively Determined Incentive Program | Linden | 7036 | 5.33 | Residential | Behind the Meter | Yes | Sunrun Installation Services, Inc. | PSE&G |  | Accepted | 2025-04-03 | 2025-04-28 | 2026-04-28 | Meters | SolarEdge Technologies | SE3800H-USMN |  |  | 1 |  |  |  | Yes | Outdoor
NJADRE1559415206 | Administratively Determined Incentive Program | South Brunswick Twp | 8852 | 12.33 | Residential | Behind the Meter | No | FAL Solar Systems, Inc. | PSE&G |  | Accepted | 2025-04-03 | 2025-04-29 | 2026-04-29 | Inverters | ENPHASE ENERGY | IQ8PLUS-72-M-US | 290 |  | 29 |  |  | 0 |  | Outdoor
NJADRE1559415206 | Administratively Determined Incentive Program | South Brunswick Twp | 8852 | 12.33 | Residential | Behind the Meter | No | FAL Solar Systems, Inc. | PSE&G |  | Accepted | 2025-04-03 | 2025-04-29 | 2026-04-29 | Solar Panels | JINKO | JKM425N-54HL4-B |  | 0.425 | 6 | 348 | 35 |  | Fixed | Roof
NJADRE1559415206 | Administratively Determined Incentive Program | South Brunswick Twp | 8852 | 12.33 | Residential | Behind the Meter | No | FAL Solar Systems, Inc. | PSE&G |  | Accepted | 2025-04-03 | 2025-04-29 | 2026-04-29 | Solar Panels | JINKO | JKM425N-54HL4-B |  | 0.425 | 5 | 78 | 35 |  | Fixed | Roof
NJADRE1559415206 | Administratively Determined Incentive Program | South Brunswick Twp | 8852 | 12.33 | Residential | Behind the Meter | No | FAL Solar Systems, Inc. | PSE&G |  | Accepted | 2025-04-03 | 2025-04-29 | 2026-04-29 | Solar Panels | JINKO | JKM425N-54HL4-B |  | 0.425 | 18 | 168 | 35 |  | Fixed | Roof
NJADRE1559415219 | Administratively Determined Incentive Program | Bayonne | 7002 | 7.38 | Residential | Behind the Meter | Yes | Sunrun Installation Services, Inc. | PSE&G |  | Accepted | 2025-04-03 | 2025-04-28 | 2026-04-28 | Inverters | SolarEdge Technologies | SE5700H-USMN | 5760 |  | 1 |  |  | 0.99 |  | Outdoor
NJADRE1559415219 | Administratively Determined Incentive Program | Bayonne | 7002 | 7.38 | Residential | Behind the Meter | Yes | Sunrun Installation Services, Inc. | PSE&G |  | Accepted | 2025-04-03 | 2025-04-28 | 2026-04-28 | Solar Panels | Hanwha Q Cells | Q.PEAK DUO BLK ML-G10+ 410 |  | 0.41 | 13 | 123 | 44 |  | Fixed | Roof
NJADRE1559415219 | Administratively Determined Incentive Program | Bayonne | 7002 | 7.38 | Residential | Behind the Meter | Yes | Sunrun Installation Services, Inc. | PSE&G |  | Accepted | 2025-04-03 | 2025-04-28 | 2026-04-28 | Solar Panels | Hanwha Q Cells | Q.PEAK DUO BLK ML-G10+ 410 |  | 0.41 | 5 | 303 | 44 |  | Fixed | Roof
NJADRE1559415221 | Administratively Determined Incentive Program | Holmdel | 7733 | 12.71 | Residential | Behind the Meter | Yes | Trinity Solar, LLC | JCP&L |  | Accepted | 2025-04-03 | 2025-04-28 | 2026-04-28 | Solar Panels | Hanwha | HANWHA 410 (Q.PEAK DUO BLK ML-G10+ 410) |  | 0.41 | 13 | 276 | 27 |  | Fixed | Roof
NJADRE1559415221 | Administratively Determined Incentive Program | Holmdel | 7733 | 12.71 | Residential | Behind the Meter | Yes | Trinity Solar, LLC | JCP&L |  | Accepted | 2025-04-03 | 2025-04-28 | 2026-04-28 | Inverters | Solar Edge | USE10000H-USMNBL75 | 10000 |  | 1 |  |  | 0.97 |  | Outdoor
NJADRE1559415221 | Administratively Determined Incentive Program | Holmdel | 7733 | 12.71 | Residential | Behind the Meter | Yes | Trinity Solar, LLC | JCP&L |  | Accepted | 2025-04-03 | 2025-04-28 | 2026-04-28 | Solar Panels | Hanwha | HANWHA 410 (Q.PEAK DUO BLK ML-G10+ 410) |  | 0.41 | 8 | 186 | 34 |  | Fixed | Roof
NJADRE1559415221 | Administratively Determined Incentive Program | Holmdel | 7733 | 12.71 | Residential | Behind the Meter | Yes | Trinity Solar, LLC | JCP&L |  | Accepted | 2025-04-03 | 2025-04-28 | 2026-04-28 | Solar Panels | Hanwha | HANWHA 410 (Q.PEAK DUO BLK ML-G10+ 410) |  | 0.41 | 10 | 96 | 27 |  | Fixed | Roof
NJADRE1559415225 | Administratively Determined Incentive Program | Sewell | 8080 | 18.06 | Residential | Behind the Meter | No | EMT Renewables, LLC | AC Electric |  | Accepted | 2025-04-03 | 2025-04-30 | 2026-04-30 | Solar Panels | Q.CELLS | Q TRON |  | 0.43 | 10 | 59 | 17 |  | Fixed | Roof
NJADRE1559415225 | Administratively Determined Incentive Program | Sewell | 8080 | 18.06 | Residential | Behind the Meter | No | EMT Renewables, LLC | AC Electric |  | Accepted | 2025-04-03 | 2025-04-30 | 2026-04-30 | Solar Panels | Q CELLS | Q TRON |  | 0.43 | 14 | 239 | 18 |  | Fixed | Roof
NJADRE1559415225 | Administratively Determined Incentive Program | Sewell | 8080 | 18.06 | Residential | Behind the Meter | No | EMT Renewables, LLC | AC Electric |  | Accepted | 2025-04-03 | 2025-04-30 | 2026-04-30 | Inverters | ENPHASE | IQ8+ | 290 |  | 42 |  |  | 0.98 |  | Other | UNDER EACH PANEL
NJADRE1559415225 | Administratively Determined Incentive Program | Sewell | 8080 | 18.06 | Residential | Behind the Meter | No | EMT Renewables, LLC | AC Electric |  | Accepted | 2025-04-03 | 2025-04-30 | 2026-04-30 | Solar Panels | Q CELLS | Q TRON |  | 0.43 | 18 | 239 | 17 |  | Fixed | Roof
NJADRE1559415228 | Administratively Determined Incentive Program | BARGAINTOWN | 8234 | 14.53 | Residential | Behind the Meter | Yes | SunPurity, LLC | AC Electric |  | Accepted | 2025-04-03 | 2025-04-28 | 2026-04-28 | Inverters | SolarEdge | SE11400H-US | 11400 |  | 1 |  |  | 0.99 |  | Outdoor
NJADRE1559415228 | Administratively Determined Incentive Program | BARGAINTOWN | 8234 | 14.53 | Residential | Behind the Meter | Yes | SunPurity, LLC | AC Electric |  | Accepted | 2025-04-03 | 2025-04-28 | 2026-04-28 | Solar Panels | Hanwha Q Cells | Q.PEAK DOU BLK-ML-G10+(415W) |  | 0.415 | 8 | 108 | 37 |  | Fixed | Roof
NJADRE1559415228 | Administratively Determined Incentive Program | BARGAINTOWN | 8234 | 14.53 | Residential | Behind the Meter | Yes | SunPurity, LLC | AC Electric |  | Accepted | 2025-04-03 | 2025-04-28 | 2026-04-28 | Solar Panels | Hanwha Q Cells | Q.PEAK DOU BLK-ML-G10+(415W) |  | 0.415 | 9 | 288 | 34 |  | Fixed | Roof
NJADRE1559415228 | Administratively Determined Incentive Program | BARGAINTOWN | 8234 | 14.53 | Residential | Behind the Meter | Yes | SunPurity, LLC | AC Electric |  | Accepted | 2025-04-03 | 2025-04-28 | 2026-04-28 | Solar Panels | Hanwha Q Cells | Q.PEAK DOU BLK-ML-G10+(415W) |  | 0.415 | 10 | 108 | 34 |  | Fixed | Roof
NJADRE1559415228 | Administratively Determined Incentive Program | BARGAINTOWN | 8234 | 14.53 | Residential | Behind the Meter | Yes | SunPurity, LLC | AC Electric |  | Accepted | 2025-04-03 | 2025-04-28 | 2026-04-28 | Solar Panels | Hanwha Q Cells | Q.PEAK DOU BLK-ML-G10+(415W) |  | 0.415 | 8 | 288 | 37 |  | Fixed | Roof
NJADRE1559415232 | Administratively Determined Incentive Program | Cape May Court House | 8210 | 12.75 | Residential | Behind the Meter | Yes | GenSun Roofing and Solar, LLC | AC Electric |  | Accepted | 2025-04-03 | 2025-04-28 | 2026-04-28 | Solar Panels | Q CELLS | Q. TRON BLK M-G2+425 |  | 0.425 | 4 | 304 | 25 |  | Fixed | Roof
NJADRE1559415232 | Administratively Determined Incentive Program | Cape May Court House | 8210 | 12.75 | Residential | Behind the Meter | Yes | GenSun Roofing and Solar, LLC | AC Electric |  | Accepted | 2025-04-03 | 2025-04-28 | 2026-04-28 | Solar Panels | Q CELLS | Q. TRON BLK M-G2+425 |  | 0.425 | 17 | 215 | 18 |  | Fixed | Roof
NJADRE1559415232 | Administratively Determined Incentive Program | Cape May Court House | 8210 | 12.75 | Residential | Behind the Meter | Yes | GenSun Roofing and Solar, LLC | AC Electric |  | Accepted | 2025-04-03 | 2025-04-28 | 2026-04-28 | Inverters | ENPHASE | IQ8A-72-2-US | 10470 |  | 30 |  |  | 0.99 |  | Outside
NJADRE1559415232 | Administratively Determined Incentive Program | Cape May Court House | 8210 | 12.75 | Residential | Behind the Meter | Yes | GenSun Roofing and Solar, LLC | AC Electric |  | Accepted | 2025-04-03 | 2025-04-28 | 2026-04-28 | Solar Panels | Q CELLS | Q. TRON BLK M-G2+425 |  | 0.425 | 4 | 34 | 40 |  | Fixed | Roof
NJADRE1559415232 | Administratively Determined Incentive Program | Cape May Court House | 8210 | 12.75 | Residential | Behind the Meter | Yes | GenSun Roofing and Solar, LLC | AC Electric |  | Accepted | 2025-04-03 | 2025-04-28 | 2026-04-28 | Solar Panels | Q CELLS | Q. TRON BLK M-G2+425 |  | 0.425 | 5 | 125 | 25 |  | Fixed | Roof
NJADRE1559415238 | Administratively Determined Incentive Program | Millville | 8332 | 9.43 | Residential | Behind the Meter | Yes | Sunrun Installation Services, Inc. | AC Electric |  | Accepted | 2025-04-03 | 2025-04-29 | 2026-04-29 | Solar Panels | HANWHA Q-CELLS | Q.PEAK DUO BLK ML-G10+ 410 |  | 0.41 | 15 | 88 | 35 |  | Fixed | Roof
NJADRE1559415238 | Administratively Determined Incentive Program | Millville | 8332 | 9.43 | Residential | Behind the Meter | Yes | Sunrun Installation Services, Inc. | AC Electric |  | Accepted | 2025-04-03 | 2025-04-29 | 2026-04-29 | Inverters | SOLAREDGE TECHNOLOGIES | SE7600H-USMN | 7600 |  | 1 |  |  | 0.99 |  | Outdoor
NJADRE1559415238 | Administratively Determined Incentive Program | Millville | 8332 | 9.43 | Residential | Behind the Meter | Yes | Sunrun Installation Services, Inc. | AC Electric |  | Accepted | 2025-04-03 | 2025-04-29 | 2026-04-29 | Electric Storage Battery | Tesla | POWERWALL 3 1707000-XX-Y |  |  | 1 |  |  |  | Lithium Ion |  | OUTSIDE
NJADRE1559415238 | Administratively Determined Incentive Program | Millville | 8332 | 9.43 | Residential | Behind the Meter | Yes | Sunrun Installation Services, Inc. | AC Electric |  | Accepted | 2025-04-03 | 2025-04-29 | 2026-04-29 | Solar Panels | HANWHA Q-CELLS | Q.PEAK DUO BLK ML-G10+ 410 |  | 0.41 | 8 | 88 | 35 |  | Fixed | Roof
NJADRE1559415259 | Administratively Determined Incentive Program | CAPE MAY | 8204 | 11.07 | Residential | Behind the Meter | Yes | Sunrun Installation Services, Inc. | AC Electric |  | Accepted | 2025-04-03 | 2025-04-28 | 2026-04-28 | Inverters | SolarEdge Technologies | SE10000H-USMN | 10000 |  | 1 |  |  | 0.99 |  | Outdoor
NJADRE1559415259 | Administratively Determined Incentive Program | CAPE MAY | 8204 | 11.07 | Residential | Behind the Meter | Yes | Sunrun Installation Services, Inc. | AC Electric |  | Accepted | 2025-04-03 | 2025-04-28 | 2026-04-28 | Solar Panels | Hanwha Q Cells | Q.PEAK DUO BLK ML-G10+ 410 |  | 0.41 | 13 | 140 | 27 |  | Fixed | Roof
NJADRE1559415259 | Administratively Determined Incentive Program | CAPE MAY | 8204 | 11.07 | Residential | Behind the Meter | Yes | Sunrun Installation Services, Inc. | AC Electric |  | Accepted | 2025-04-03 | 2025-04-28 | 2026-04-28 | Solar Panels | Hanwha Q Cells | Q.PEAK DUO BLK ML-G10+ 410 |  | 0.41 | 14 | 231 | 27 |  | Fixed | Roof
NJADRE1559415259 | Administratively Determined Incentive Program | CAPE MAY | 8204 | 11.07 | Residential | Behind the Meter | Yes | Sunrun Installation Services, Inc. | AC Electric |  | Accepted | 2025-04-03 | 2025-04-28 | 2026-04-28 | Meters | SOLAREDGE TECHNOLOGIES | SE10000H-USMN |  |  | 1 |  |  |  | Yes | Outdoor
NJADRE1559415267 | Administratively Determined Incentive Program | Flemington | 8822 | 24.94 | Residential | Behind the Meter | No | Infinity Solar Systems, LLC | JCP&L |  | Accepted | 2025-04-03 | 2025-04-28 | 2026-04-28 | Solar Panels | SEG SOLAR | SEG-430-BTD-BG |  | 0.43 | 18 | 144 | 30 |  | Fixed | Roof
NJADRE1559415267 | Administratively Determined Incentive Program | Flemington | 8822 | 24.94 | Residential | Behind the Meter | No | Infinity Solar Systems, LLC | JCP&L |  | Accepted | 2025-04-03 | 2025-04-28 | 2026-04-28 | Solar Panels | SEG SOLAR | SEG-430-BTD-BG |  | 0.43 | 14 | 235 | 36 |  | Fixed | Roof
NJADRE1559415267 | Administratively Determined Incentive Program | Flemington | 8822 | 24.94 | Residential | Behind the Meter | No | Infinity Solar Systems, LLC | JCP&L |  | Accepted | 2025-04-03 | 2025-04-28 | 2026-04-28 | Inverters | Tesla | Powerwall 3 | 12 |  | 2 |  |  | 0.97 |  | Indoor
NJADRE1559415267 | Administratively Determined Incentive Program | Flemington | 8822 | 24.94 | Residential | Behind the Meter | No | Infinity Solar Systems, LLC | JCP&L |  | Accepted | 2025-04-03 | 2025-04-28 | 2026-04-28 | Solar Panels | SEG SOLAR | SEG-430-BTD-BG |  | 0.43 | 26 | 145 | 13 |  | Fixed | Roof
NJADRE1559415350 | Administratively Determined Incentive Program | Millville | 8332 | 3.24 | Residential | Behind the Meter | No | Solar Mite Solutions, LLC | AC Electric |  | Accepted | 2025-04-04 | 2025-04-29 | 2026-04-29 | Solar Panels | Hanwha | BLK ML-G10.A (405W) |  | 0.405 | 8 | 179 | 26 |  | Fixed | Roof
NJADRE1559415350 | Administratively Determined Incentive Program | Millville | 8332 | 3.24 | Residential | Behind the Meter | No | Solar Mite Solutions, LLC | AC Electric |  | Accepted | 2025-04-04 | 2025-04-29 | 2026-04-29 | Inverters | Enphase | IQ8PLUS-72-M-US | 290 |  | 8 |  |  | 0.98 |  | Outside
NJADRE1559415361 | Administratively Determined Incentive Program | DEPTFORD | 8096 | 8.61 | Residential | Behind the Meter | Yes | Trinity Solar.LLC | PSE&G |  | Accepted | 2025-04-03 | 2025-05-01 | 2026-05-01 | Solar Panels | Hanwha | Q.PEAK DUO BLK ML-G10+ 410 |  | 0.41 | 10 | 143 | 15 |  | Fixed | Roof
NJADRE1559415361 | Administratively Determined Incentive Program | DEPTFORD | 8096 | 8.61 | Residential | Behind the Meter | Yes | Trinity Solar.LLC | PSE&G |  | Accepted | 2025-04-03 | 2025-05-01 | 2026-05-01 | Solar Panels | Hanwha | Q.PEAK DUO BLK ML-G10+ 410 |  | 0.41 | 3 | 233 | 20 |  | Fixed | Roof
NJADRE1559415361 | Administratively Determined Incentive Program | DEPTFORD | 8096 | 8.61 | Residential | Behind the Meter | Yes | Trinity Solar.LLC | PSE&G |  | Accepted | 2025-04-03 | 2025-05-01 | 2026-05-01 | Solar Panels | Hanwha | Q.PEAK DUO BLK ML-G10+ 410 |  | 0.41 | 8 | 143 | 14 |  | Fixed | Roof
NJADRE1559415361 | Administratively Determined Incentive Program | DEPTFORD | 8096 | 8.61 | Residential | Behind the Meter | Yes | Trinity Solar.LLC | PSE&G |  | Accepted | 2025-04-03 | 2025-05-01 | 2026-05-01 | Inverters | Solar Edge | SE7600H-US | 7600 |  | 1 |  |  | 0.986 |  | Outside
NJADRE1559415380 | Administratively Determined Incentive Program | MILFORD | 8848 | 17.4 | Residential | Behind the Meter | Yes | Venture Home Solar, LLC | JCP&L |  | Accepted | 2025-04-03 | 2025-05-08 | 2026-05-08 | Inverters | EnPhase | IQ8HC-72-M-DOM-US (240V) | 366 |  | 40 |  |  | 0.98361 |  | Outside
NJADRE1559415380 | Administratively Determined Incentive Program | MILFORD | 8848 | 17.4 | Residential | Behind the Meter | Yes | Venture Home Solar, LLC | JCP&L |  | Accepted | 2025-04-03 | 2025-05-08 | 2026-05-08 | Solar Panels | Hanwha | Q.TRON BLK M-G2+ 435 |  | 0.435 | 24 | 171 | 22 |  | Fixed | Roof
NJADRE1559415380 | Administratively Determined Incentive Program | MILFORD | 8848 | 17.4 | Residential | Behind the Meter | Yes | Venture Home Solar, LLC | JCP&L |  | Accepted | 2025-04-03 | 2025-05-08 | 2026-05-08 | Solar Panels | Hanwha | Q.TRON BLK M-G2+ 435 |  | 0.435 | 16 | 351 | 22 |  | Fixed | Roof
NJADRE1559415384 | Administratively Determined Incentive Program | LITTLE EGG HARBOR TWP | 8087 | 3.83 | Residential | Behind the Meter | Yes | Whitman Construction, LLC | AC Electric |  | Accepted | 2025-04-03 | 2025-04-28 | 2026-04-28 | Solar Panels | Jinko Solar | JKM425N-54HL4-B |  | 0.425 | 9 | 206 | 28 |  | Fixed | Roof
NJADRE1559415384 | Administratively Determined Incentive Program | LITTLE EGG HARBOR TWP | 8087 | 3.83 | Residential | Behind the Meter | Yes | Whitman Construction, LLC | AC Electric |  | Accepted | 2025-04-03 | 2025-04-28 | 2026-04-28 | Inverters | ENPHASE | IQ8PLUS-72-2-US | 290 |  | 9 |  |  | 0.975 |  | Outdoor
NJADRE1559415408 | Administratively Determined Incentive Program | PAULSBORO | 8066 | 3.2 | Residential | Behind the Meter | Yes | Solar Energy World | AC Electric |  | Accepted | 2025-04-03 | 2025-04-28 | 2026-04-28 | Solar Panels | LONGi | LR5-54HABB-400M |  | 0.4 | 8 | 161 | 40 |  | Fixed | Roof
NJADRE1559415408 | Administratively Determined Incentive Program | PAULSBORO | 8066 | 3.2 | Residential | Behind the Meter | Yes | Solar Energy World | AC Electric |  | Accepted | 2025-04-03 | 2025-04-28 | 2026-04-28 | Inverters | Enphase | IQ8HC-72-M-DOM-US | 384 |  | 8 |  |  | 0.97 |  | Outside
NJADRE1559415429 | Administratively Determined Incentive Program | Glassboro | 8028 | 14.19 | Residential | Behind the Meter | Yes | Team Sunshine Construction, LLC | AC Electric |  | Accepted | 2025-04-03 | 2025-05-02 | 2026-05-02 | Solar Panels | SILFAB | SIL-430 QD |  | 0.43 | 1 | 22 | 16 |  | Fixed | Roof
NJADRE1559415429 | Administratively Determined Incentive Program | Glassboro | 8028 | 14.19 | Residential | Behind the Meter | Yes | Team Sunshine Construction, LLC | AC Electric |  | Accepted | 2025-04-03 | 2025-05-02 | 2026-05-02 | Meters | ENPHASE | Enphase Integrated Production Meter |  |  | 1 |  |  |  | Yes | Outdoor
NJADRE1559415429 | Administratively Determined Incentive Program | Glassboro | 8028 | 14.19 | Residential | Behind the Meter | Yes | Team Sunshine Construction, LLC | AC Electric |  | Accepted | 2025-04-03 | 2025-05-02 | 2026-05-02 | Inverters | ENPHASE | IQ8M-72-2-US | 325 |  | 33 |  |  | 0.98 |  | Outdoor
NJADRE1559415429 | Administratively Determined Incentive Program | Glassboro | 8028 | 14.19 | Residential | Behind the Meter | Yes | Team Sunshine Construction, LLC | AC Electric |  | Accepted | 2025-04-03 | 2025-05-02 | 2026-05-02 | Solar Panels | SILFAB | SIL-430 QD |  | 0.43 | 4 | 202 | 16 |  | Fixed | Roof
NJADRE1559415429 | Administratively Determined Incentive Program | Glassboro | 8028 | 14.19 | Residential | Behind the Meter | Yes | Team Sunshine Construction, LLC | AC Electric |  | Accepted | 2025-04-03 | 2025-05-02 | 2026-05-02 | Solar Panels | SILFAB | SIL-430 QD |  | 0.43 | 7 | 112 | 16 |  | Fixed | Roof
NJADRE1559415429 | Administratively Determined Incentive Program | Glassboro | 8028 | 14.19 | Residential | Behind the Meter | Yes | Team Sunshine Construction, LLC | AC Electric |  | Accepted | 2025-04-03 | 2025-05-02 | 2026-05-02 | Solar Panels | SILFAB | SIL-430 QD |  | 0.43 | 14 | 177 | 37 |  | Fixed | Roof
NJADRE1559415429 | Administratively Determined Incentive Program | Glassboro | 8028 | 14.19 | Residential | Behind the Meter | Yes | Team Sunshine Construction, LLC | AC Electric |  | Accepted | 2025-04-03 | 2025-05-02 | 2026-05-02 | Solar Panels | SILFAB | SIL-430 QD |  | 0.43 | 7 | 292 | 16 |  | Fixed | Roof
NJADRE1559415434 | Administratively Determined Incentive Program | Clementon | 8021 | 8.4 | Residential | Behind the Meter | Yes | Sunrun Installation Services, Inc. | AC Electric |  | Accepted | 2025-04-03 | 2025-04-29 | 2026-04-29 | Inverters | SOLAREDGE TECHNOLOGIES | SE5700H-USMN | 5760 |  | 1 |  |  | 0.99 |  | Outside
NJADRE1559415434 | Administratively Determined Incentive Program | Clementon | 8021 | 8.4 | Residential | Behind the Meter | Yes | Sunrun Installation Services, Inc. | AC Electric |  | Accepted | 2025-04-03 | 2025-04-29 | 2026-04-29 | Solar Panels | HANWHA Q-CELLS | Q.PEAK DUO BLK ML-G10+/t 400 |  | 0.4 | 11 | 318 | 26 |  | Fixed | Roof
NJADRE1559415434 | Administratively Determined Incentive Program | Clementon | 8021 | 8.4 | Residential | Behind the Meter | Yes | Sunrun Installation Services, Inc. | AC Electric |  | Accepted | 2025-04-03 | 2025-04-29 | 2026-04-29 | Solar Panels | HANWHA Q-CELLS | Q.PEAK DUO BLK ML-G10+/t 400 |  | 0.4 | 10 | 138 | 26 |  | Fixed | Roof
NJADRE1559415438 | Administratively Determined Incentive Program | Paterson | 7503 | 3.47 | Residential | Behind the Meter | Yes | Freedom Forever New Jersey, LLC | PSE&G |  | Accepted | 2025-04-03 | 2025-04-28 | 2026-04-28 | Inverters | Solar Edge | SE3800H-USRGM [SI1 | 3800 |  | 1 |  |  | 0.99 |  | Outside
NJADRE1559415438 | Administratively Determined Incentive Program | Paterson | 7503 | 3.47 | Residential | Behind the Meter | Yes | Freedom Forever New Jersey, LLC | PSE&G |  | Accepted | 2025-04-03 | 2025-04-28 | 2026-04-28 | Solar Panels | JINKO SOLAR | JKM385M-6RL3-B |  | 0.385 | 9 | 144 | 10 |  | Fixed | Roof
NJADRE1559415441 | Administratively Determined Incentive Program | PENNSVILLE | 8070 | 83.7 | Commercial | Behind the Meter | No | Paradise Solar and Electrical, LLC | AC Electric |  | Accepted | 2025-04-22 | 2025-05-20 | 2026-05-20 | Inverters | SMA | SMA Tripower X 25KW | 25000 |  | 2 |  |  | 0.98 |  | Outside | under modules
NJADRE1559415441 | Administratively Determined Incentive Program | PENNSVILLE | 8070 | 83.7 | Commercial | Behind the Meter | No | Paradise Solar and Electrical, LLC | AC Electric |  | Accepted | 2025-04-22 | 2025-05-20 | 2026-05-20 | Solar Panels | CanadianSolar | CS6.1-54TM 450H |  | 0.45 | 118 | 161 | 3 |  | Fixed | Roof
NJADRE1559415441 | Administratively Determined Incentive Program | PENNSVILLE | 8070 | 83.7 | Commercial | Behind the Meter | No | Paradise Solar and Electrical, LLC | AC Electric |  | Accepted | 2025-04-22 | 2025-05-20 | 2026-05-20 | Inverters | SMA | SMA Tripower X 20KW | 20000 |  | 1 |  |  | 0.975 |  | Outside | under modules
NJADRE1559415441 | Administratively Determined Incentive Program | PENNSVILLE | 8070 | 83.7 | Commercial | Behind the Meter | No | Paradise Solar and Electrical, LLC | AC Electric |  | Accepted | 2025-04-22 | 2025-05-20 | 2026-05-20 | Solar Panels | CanadianSolar | CS6.1-54TM 450H |  | 0.45 | 68 | 341 | 3 |  | Fixed | Roof
NJADRE1559415485 | Administratively Determined Incentive Program | PENNSVILLE | 8070 | 48.6 | Commercial | Behind the Meter | No | Paradise Solar and Electrical, LLC | AC Electric |  | Accepted | 2025-04-22 | 2025-05-20 | 2026-05-20 | Inverters | SMA | SMA Tripower X 20KW | 20000 |  | 2 |  |  | 0.975 |  | Outside | under modules
NJADRE1559415485 | Administratively Determined Incentive Program | PENNSVILLE | 8070 | 48.6 | Commercial | Behind the Meter | No | Paradise Solar and Electrical, LLC | AC Electric |  | Accepted | 2025-04-22 | 2025-05-20 | 2026-05-20 | Solar Panels | CanadianSolar | CS6.1-54TM 450H |  | 0.45 | 108 | 161 | 18 |  | Fixed | Roof
NJADRE1559415922 | Administratively Determined Incentive Program | Jersey City | 7305 | 4.1 | Residential | Behind the Meter | Yes | Sunrun Installation Services, Inc. | PSE&G |  | Accepted | 2025-04-03 | 2025-04-28 | 2026-04-28 | Solar Panels | HANWHA Q-CELLS | Q.PEAK DUO BLK ML-G10+ 410 |  | 0.41 | 10 | 328 | 22 |  | Fixed | Roof
NJADRE1559415922 | Administratively Determined Incentive Program | Jersey City | 7305 | 4.1 | Residential | Behind the Meter | Yes | Sunrun Installation Services, Inc. | PSE&G |  | Accepted | 2025-04-03 | 2025-04-28 | 2026-04-28 | Inverters | SOLAREDGE TECHNOLOGIES | SE3800H-USMN | 3800 |  | 1 |  |  | 0.99 |  | Outdoor
NJADRE1559416138 | Administratively Determined Incentive Program | Bayonne | 7002 | 5.53 | Residential | Behind the Meter | Yes | GenSun Roofing and Solar, LLC | PSE&G |  | Accepted | 2025-04-03 | 2025-04-29 | 2026-04-29 | Solar Panels | JINKO SOLAR | JKM425N-54HL4-B 425W |  | 0.425 | 2 | 329 | 25 |  | Fixed | Roof
NJADRE1559416138 | Administratively Determined Incentive Program | Bayonne | 7002 | 5.53 | Residential | Behind the Meter | Yes | GenSun Roofing and Solar, LLC | PSE&G |  | Accepted | 2025-04-03 | 2025-04-29 | 2026-04-29 | Solar Panels | JINKO SOLAR | JKM425N-54HL4-B 425W |  | 0.425 | 3 | 149 | 15 |  | Fixed | Roof
NJADRE1559416138 | Administratively Determined Incentive Program | Bayonne | 7002 | 5.53 | Residential | Behind the Meter | Yes | GenSun Roofing and Solar, LLC | PSE&G |  | Accepted | 2025-04-03 | 2025-04-29 | 2026-04-29 | Inverters | ENPHASE | IQ8A-72-2-US | 4537 |  | 13 |  |  | 0.99 |  | Outside
NJADRE1559416138 | Administratively Determined Incentive Program | Bayonne | 7002 | 5.53 | Residential | Behind the Meter | Yes | GenSun Roofing and Solar, LLC | PSE&G |  | Accepted | 2025-04-03 | 2025-04-29 | 2026-04-29 | Solar Panels | JINKO SOLAR | JKM425N-54HL4-B 425W |  | 0.425 | 3 | 59 | 35 |  | Fixed | Roof
NJADRE1559416138 | Administratively Determined Incentive Program | Bayonne | 7002 | 5.53 | Residential | Behind the Meter | Yes | GenSun Roofing and Solar, LLC | PSE&G |  | Accepted | 2025-04-03 | 2025-04-29 | 2026-04-29 | Solar Panels | JINKO SOLAR | JKM425N-54HL4-B 425W |  | 0.425 | 2 | 149 | 25 |  | Fixed | Roof
NJADRE1559416138 | Administratively Determined Incentive Program | Bayonne | 7002 | 5.53 | Residential | Behind the Meter | Yes | GenSun Roofing and Solar, LLC | PSE&G |  | Accepted | 2025-04-03 | 2025-04-29 | 2026-04-29 | Solar Panels | JINKO SOLAR | JKM425N-54HL4-B 425W |  | 0.425 | 3 | 329 | 15 |  | Fixed | Roof
NJADRE1559416430 | Administratively Determined Incentive Program | Forked River | 8731 | 5.1 | Residential | Behind the Meter | Yes | Big Wave Roofing and Solar, LLC | JCP&L |  | Accepted | 2025-04-03 | 2025-04-28 | 2026-04-28 | Inverters | Enphase | IQ8HC-72-M-DOM-US | 380 |  | 12 |  |  | 0.98 |  | Outside
NJADRE1559416430 | Administratively Determined Incentive Program | Forked River | 8731 | 5.1 | Residential | Behind the Meter | Yes | Big Wave Roofing and Solar, LLC | JCP&L |  | Accepted | 2025-04-03 | 2025-04-28 | 2026-04-28 | Solar Panels | Jinko | JKM425N-54HL4-B |  | 0.425 | 12 | 217 | 27 |  | Fixed | Roof
NJADRE1559416561 | Administratively Determined Incentive Program | Jersey City | 7305 | 3.28 | Residential | Behind the Meter | Yes | Sunrun Installation Services, Inc. | PSE&G |  | Accepted | 2025-04-03 | 2025-04-28 | 2026-04-28 | Inverters | SOLAREDGE TECHNOLOGIES | SE3800H-USMN | 3800 |  | 1 |  |  | 0.99 |  | Outdoor
NJADRE1559416561 | Administratively Determined Incentive Program | Jersey City | 7305 | 3.28 | Residential | Behind the Meter | Yes | Sunrun Installation Services, Inc. | PSE&G |  | Accepted | 2025-04-03 | 2025-04-28 | 2026-04-28 | Solar Panels | HANWHA Q-CELLS | Q.PEAK DUO BLK ML-G10+ 410 |  | 0.41 | 8 | 148 | 22 |  | Fixed | Roof
NJADRE1559416643 | Administratively Determined Incentive Program | Neptune | 7753 | 106.56 | Commercial | Behind the Meter | No | 1st Light Energy, Inc. | JCP&L |  | Accepted | 2025-04-08 | 2025-05-05 | 2026-05-05 | Solar Panels | HAITAI SOLAR | HTM370MH3-60 |  | 0.37 | 288 | 189 | 3 |  | Fixed | Roof
NJADRE1559416643 | Administratively Determined Incentive Program | Neptune | 7753 | 106.56 | Commercial | Behind the Meter | No | 1st Light Energy, Inc. | JCP&L |  | Accepted | 2025-04-08 | 2025-05-05 | 2026-05-05 | Inverters | CHINT | CPS SCA25KTL-DO/US-208 | 24997 |  | 4 |  |  | 0.97 |  | Indoor
NJADRE1559416647 | Administratively Determined Incentive Program | Mantua | 8051 | 7.7 | Residential | Behind the Meter | Yes | Define Solar, LLC | AC Electric |  | Accepted | 2025-04-03 | 2025-04-29 | 2026-04-29 | Solar Panels | Znshine | ZXM7-SH108 405 |  | 0.405 | 5 | 298 | 24 |  | Fixed | Roof
NJADRE1559416647 | Administratively Determined Incentive Program | Mantua | 8051 | 7.7 | Residential | Behind the Meter | Yes | Define Solar, LLC | AC Electric |  | Accepted | 2025-04-03 | 2025-04-29 | 2026-04-29 | Inverters | Enphase | IQ8PLUS-72-2-US | 290 |  | 5 |  |  | 0.976 |  | Outside | Under each pv panel
NJADRE1559416647 | Administratively Determined Incentive Program | Mantua | 8051 | 7.7 | Residential | Behind the Meter | Yes | Define Solar, LLC | AC Electric |  | Accepted | 2025-04-03 | 2025-04-29 | 2026-04-29 | Solar Panels | Znshine | ZXM7-SH108 405 |  | 0.405 | 12 | 209 | 35 |  | Fixed | Roof
NJADRE1559416647 | Administratively Determined Incentive Program | Mantua | 8051 | 7.7 | Residential | Behind the Meter | Yes | Define Solar, LLC | AC Electric |  | Accepted | 2025-04-03 | 2025-04-29 | 2026-04-29 | Solar Panels | Znshine | ZXM7-SH108 405 |  | 0.405 | 2 | 118 | 24 |  | Fixed | Roof
NJADRE1559416647 | Administratively Determined Incentive Program | Mantua | 8051 | 7.7 | Residential | Behind the Meter | Yes | Define Solar, LLC | AC Electric |  | Accepted | 2025-04-03 | 2025-04-29 | 2026-04-29 | Inverters | Enphase | IQ8PLUS-72-2-US | 290 |  | 12 |  |  | 0.976 |  | Outside | Under each pv panel
NJADRE1559416647 | Administratively Determined Incentive Program | Mantua | 8051 | 7.7 | Residential | Behind the Meter | Yes | Define Solar, LLC | AC Electric |  | Accepted | 2025-04-03 | 2025-04-29 | 2026-04-29 | Inverters | Enphase | IQ8PLUS-72-2-US | 290 |  | 2 |  |  | 0.976 |  | Outside | Under each pv panel
NJADRE1559416749 | Administratively Determined Incentive Program | Hampton | 8827 | 8.61 | Residential | Behind the Meter | Yes | Trinity Solar, Inc. | JCP&L |  | Accepted | 2025-04-03 | 2025-04-29 | 2026-04-29 | Inverters | Solar Edge | USE7600H-US | 7600 |  | 1 |  |  | 0.986 |  | Outside
NJADRE1559416749 | Administratively Determined Incentive Program | Hampton | 8827 | 8.61 | Residential | Behind the Meter | Yes | Trinity Solar, Inc. | JCP&L |  | Accepted | 2025-04-03 | 2025-04-29 | 2026-04-29 | Solar Panels | Hanwha | Q.PEAK DUO BLK ML-G10+ 410 |  | 0.41 | 19 | 180 | 30 |  | Fixed | Roof
NJADRE1559416749 | Administratively Determined Incentive Program | Hampton | 8827 | 8.61 | Residential | Behind the Meter | Yes | Trinity Solar, Inc. | JCP&L |  | Accepted | 2025-04-03 | 2025-04-29 | 2026-04-29 | Solar Panels | Hanwha | Q.PEAK DUO BLK ML-G10+ 410 |  | 0.41 | 2 | 90 | 23 |  | Fixed | Roof
NJADRE1559416988 | Administratively Determined Incentive Program | Woodbridge Twp | 8830 | 4.46 | Residential | Behind the Meter | Yes | Freedom Forever New Jersey, LLC | PSE&G |  | Accepted | 2025-04-03 | 2025-04-28 | 2026-04-28 | Solar Panels | JA Solar | JAM54S31-405/MR |  | 0.405 | 11 | 178 | 40 |  | Fixed | Roof
NJADRE1559416988 | Administratively Determined Incentive Program | Woodbridge Twp | 8830 | 4.46 | Residential | Behind the Meter | Yes | Freedom Forever New Jersey, LLC | PSE&G |  | Accepted | 2025-04-03 | 2025-04-28 | 2026-04-28 | Inverters | Solar Edge | USE3800H-USMNBL75 | 3800 |  | 1 |  |  | 0.99 |  | Outdoor
NJADRE1559417042 | Administratively Determined Incentive Program | Pleasantville | 8232 | 8.08 | Residential | Behind the Meter | Yes | Integrity Solar & Home Solutions, LLC | AC Electric |  | Accepted | 2025-04-03 | 2025-04-28 | 2026-04-28 | Solar Panels | JINKO | JKM425N-54HL4-B |  | 0.425 | 5 | 125 | 23 |  | Fixed | Roof
NJADRE1559417042 | Administratively Determined Incentive Program | Pleasantville | 8232 | 8.08 | Residential | Behind the Meter | Yes | Integrity Solar & Home Solutions, LLC | AC Electric |  | Accepted | 2025-04-03 | 2025-04-28 | 2026-04-28 | Solar Panels | JINKO | JKM425N-54HL4-B |  | 0.425 | 9 | 215 | 23 |  | Fixed | Roof
NJADRE1559417042 | Administratively Determined Incentive Program | Pleasantville | 8232 | 8.08 | Residential | Behind the Meter | Yes | Integrity Solar & Home Solutions, LLC | AC Electric |  | Accepted | 2025-04-03 | 2025-04-28 | 2026-04-28 | Inverters | ENPHASE | IQ8+ | 290 |  | 19 |  |  | 0.98 |  | Other | UNDER EACH PANEL
NJADRE1559417042 | Administratively Determined Incentive Program | Pleasantville | 8232 | 8.08 | Residential | Behind the Meter | Yes | Integrity Solar & Home Solutions, LLC | AC Electric |  | Accepted | 2025-04-03 | 2025-04-28 | 2026-04-28 | Solar Panels | JINKO | JKM425N-54HL4-B |  | 0.425 | 5 | 35 | 23 |  | Fixed | Roof
NJADRE1559417151 | Administratively Determined Incentive Program | Stafford Twp | 8050 | 9.32 | Residential | Behind the Meter | Yes | Big Wave Roofing and Solar, LLC | AC Electric |  | Accepted | 2025-04-03 | 2025-04-28 | 2026-04-28 | Solar Panels | JA Solar | JAM54S31 405/MR |  | 0.405 | 9 | 225 | 12 |  | Fixed | Roof
NJADRE1559417151 | Administratively Determined Incentive Program | Stafford Twp | 8050 | 9.32 | Residential | Behind the Meter | Yes | Big Wave Roofing and Solar, LLC | AC Electric |  | Accepted | 2025-04-03 | 2025-04-28 | 2026-04-28 | Solar Panels | JA Solar | JAM54S31 405/MR |  | 0.405 | 14 | 225 | 12 |  | Fixed | Roof
NJADRE1559417151 | Administratively Determined Incentive Program | Stafford Twp | 8050 | 9.32 | Residential | Behind the Meter | Yes | Big Wave Roofing and Solar, LLC | AC Electric |  | Accepted | 2025-04-03 | 2025-04-28 | 2026-04-28 | Inverters | Enphase | IQ8HC-72-M-DOM-US | 380 |  | 23 |  |  | 0.98 |  | Outside
NJADRE1559418330 | Administratively Determined Incentive Program | Flemington | 8822 | 6.8 | Residential | Behind the Meter | Yes | Integrity Solar & Home Solutions, LLC | JCP&L |  | Accepted | 2025-04-03 | 2025-04-28 | 2026-04-28 | Solar Panels | JINKO | JKM425N-54HL4-B |  | 0.425 | 16 | 174 | 25 |  | Fixed | Roof
NJADRE1559418330 | Administratively Determined Incentive Program | Flemington | 8822 | 6.8 | Residential | Behind the Meter | Yes | Integrity Solar & Home Solutions, LLC | JCP&L |  | Accepted | 2025-04-03 | 2025-04-28 | 2026-04-28 | Inverters | ENPHASE | IQ8+ | 290 |  | 16 |  |  | 0.98 |  | Other | UNDER EACH PANEL
NJADRE1559418888 | Administratively Determined Incentive Program | St Paterson | 7513 | 4.51 | Residential | Behind the Meter | Yes | Pro Custom Solar dba Momentum Solar | PSE&G |  | Accepted | 2025-04-03 | 2025-05-01 | 2026-05-01 | Solar Panels | Hanwha | Q.PEAK DUO BLK ML-G10+ 410 |  | 0.41 | 5 | 189 | 43 |  | Fixed | Roof
NJADRE1559418888 | Administratively Determined Incentive Program | St Paterson | 7513 | 4.51 | Residential | Behind the Meter | Yes | Pro Custom Solar dba Momentum Solar | PSE&G |  | Accepted | 2025-04-03 | 2025-05-01 | 2026-05-01 | Solar Panels | Hanwha | Q.PEAK DUO BLK ML-G10+ 410 |  | 0.41 | 6 | 9 | 41 |  | Fixed | Roof
NJADRE1559418888 | Administratively Determined Incentive Program | St Paterson | 7513 | 4.51 | Residential | Behind the Meter | Yes | Pro Custom Solar dba Momentum Solar | PSE&G |  | Accepted | 2025-04-03 | 2025-05-01 | 2026-05-01 | Inverters | Enphase | IQ8HC-72-M-DOM-US | 380 |  | 11 |  |  | 0.97 |  | Outdoor
NJADRE1559419056 | Administratively Determined Incentive Program | CAPE MAY COURT HOUSE | 8210 | 10.25 | Residential | Behind the Meter | Yes | AllSeason Solar | AC Electric |  | Accepted | 2025-04-03 | 2025-04-29 | 2026-04-29 | Solar Panels | SEG Solar | SEG410BMD |  | 0.41 | 7 | 208 | 12 |  | Fixed | Roof
NJADRE1559419056 | Administratively Determined Incentive Program | CAPE MAY COURT HOUSE | 8210 | 10.25 | Residential | Behind the Meter | Yes | AllSeason Solar | AC Electric |  | Accepted | 2025-04-03 | 2025-04-29 | 2026-04-29 | Inverters | Enphase | IQ8 Plus | 290 |  | 25 |  |  | 0.97 |  | Outside
NJADRE1559419056 | Administratively Determined Incentive Program | CAPE MAY COURT HOUSE | 8210 | 10.25 | Residential | Behind the Meter | Yes | AllSeason Solar | AC Electric |  | Accepted | 2025-04-03 | 2025-04-29 | 2026-04-29 | Solar Panels | SEG Solar | SEG410BMD |  | 0.41 | 14 | 208 | 25 |  | Fixed | Roof
NJADRE1559419056 | Administratively Determined Incentive Program | CAPE MAY COURT HOUSE | 8210 | 10.25 | Residential | Behind the Meter | Yes | AllSeason Solar | AC Electric |  | Accepted | 2025-04-03 | 2025-04-29 | 2026-04-29 | Solar Panels | SEG Solar | SEG410BMD |  | 0.41 | 4 | 216 | 33 |  | Fixed | Roof
NJADRE1559419292 | Administratively Determined Incentive Program | Lavallette | 8735 | 5.46 | Residential | Behind the Meter | No | Moore Energy, LLC | JCP&L |  | Accepted | 2025-04-07 | 2025-05-06 | 2026-05-06 | Solar Panels | VSUN | VSUN420-108BMH-BB |  | 0.42 | 3 | 39 | 23 |  | Fixed | Roof
NJADRE1559419292 | Administratively Determined Incentive Program | Lavallette | 8735 | 5.46 | Residential | Behind the Meter | No | Moore Energy, LLC | JCP&L |  | Accepted | 2025-04-07 | 2025-05-06 | 2026-05-06 | Meters | Solar Edge | SE-RGMTR |  |  | 1 |  |  |  | Yes | Outdoor
NJADRE1559419292 | Administratively Determined Incentive Program | Lavallette | 8735 | 5.46 | Residential | Behind the Meter | No | Moore Energy, LLC | JCP&L |  | Accepted | 2025-04-07 | 2025-05-06 | 2026-05-06 | Inverters | SolarEdge | USE5700H-USMNBL75 INVERTER | 5700 |  | 1 |  |  | 0.99 |  | Outside
NJADRE1559419292 | Administratively Determined Incentive Program | Lavallette | 8735 | 5.46 | Residential | Behind the Meter | No | Moore Energy, LLC | JCP&L |  | Accepted | 2025-04-07 | 2025-05-06 | 2026-05-06 | Solar Panels | VSUN | VSUN420-108BMH-BB |  | 0.42 | 10 | 219 | 23 |  | Fixed | Roof
NJADRE1559419510 | Administratively Determined Incentive Program | GLEN GARDNER | 8826 | 11.07 | Residential | Behind the Meter | Yes | Sunrun Installation Services, Inc. | JCP&L |  | Accepted | 2025-04-03 | 2025-04-29 | 2026-04-29 | Solar Panels | Hanwha Q Cells | Q.PEAK DUO BLK ML-G10+ 410 |  | 0.41 | 2 | 295 | 20 |  | Fixed | Roof
NJADRE1559419510 | Administratively Determined Incentive Program | GLEN GARDNER | 8826 | 11.07 | Residential | Behind the Meter | Yes | Sunrun Installation Services, Inc. | JCP&L |  | Accepted | 2025-04-03 | 2025-04-29 | 2026-04-29 | Solar Panels | Hanwha Q Cells | Q.PEAK DUO BLK ML-G10+ 410 |  | 0.41 | 4 | 114 | 21 |  | Fixed | Roof
NJADRE1559419510 | Administratively Determined Incentive Program | GLEN GARDNER | 8826 | 11.07 | Residential | Behind the Meter | Yes | Sunrun Installation Services, Inc. | JCP&L |  | Accepted | 2025-04-03 | 2025-04-29 | 2026-04-29 | Inverters | SolarEdge Technologies | SE10000H-USMN | 10000 |  | 1 |  |  | 0.99 |  | Outdoor
NJADRE1559419510 | Administratively Determined Incentive Program | GLEN GARDNER | 8826 | 11.07 | Residential | Behind the Meter | Yes | Sunrun Installation Services, Inc. | JCP&L |  | Accepted | 2025-04-03 | 2025-04-29 | 2026-04-29 | Solar Panels | Hanwha Q Cells | Q.PEAK DUO BLK ML-G10+ 410 |  | 0.41 | 9 | 294 | 20 |  | Fixed | Roof
NJADRE1559419510 | Administratively Determined Incentive Program | GLEN GARDNER | 8826 | 11.07 | Residential | Behind the Meter | Yes | Sunrun Installation Services, Inc. | JCP&L |  | Accepted | 2025-04-03 | 2025-04-29 | 2026-04-29 | Electric Storage Battery | SOLAREDGE TECHNOLOGIES | BAT-10K1P |  |  | 2 |  |  |  | Lithium Ion |  | INSIDE
NJADRE1559419510 | Administratively Determined Incentive Program | GLEN GARDNER | 8826 | 11.07 | Residential | Behind the Meter | Yes | Sunrun Installation Services, Inc. | JCP&L |  | Accepted | 2025-04-03 | 2025-04-29 | 2026-04-29 | Solar Panels | Hanwha Q Cells | Q.PEAK DUO BLK ML-G10+ 410 |  | 0.41 | 6 | 114 | 20 |  | Fixed | Roof
NJADRE1559419510 | Administratively Determined Incentive Program | GLEN GARDNER | 8826 | 11.07 | Residential | Behind the Meter | Yes | Sunrun Installation Services, Inc. | JCP&L |  | Accepted | 2025-04-03 | 2025-04-29 | 2026-04-29 | Solar Panels | Hanwha Q Cells | Q.PEAK DUO BLK ML-G10+ 410 |  | 0.41 | 6 | 294 | 21 |  | Fixed | Roof
NJADRE1559420103 | Administratively Determined Incentive Program | Sparta | 7871 | 8.2 | Residential | Behind the Meter | Yes | Sunrun Installation Services, Inc. | JCP&L |  | Accepted | 2025-04-03 | 2025-04-29 | 2026-04-29 | Solar Panels | HANWHA Q-CELLS | Q.PEAK DUO BLK ML-G10+ 410 |  | 0.41 | 5 | 317 | 40 |  | Fixed | Pole
NJADRE1559420103 | Administratively Determined Incentive Program | Sparta | 7871 | 8.2 | Residential | Behind the Meter | Yes | Sunrun Installation Services, Inc. | JCP&L |  | Accepted | 2025-04-03 | 2025-04-29 | 2026-04-29 | Solar Panels | HANWHA Q-CELLS | Q.PEAK DUO BLK ML-G10+ 410 |  | 0.41 | 4 | 137 | 13 |  | Fixed | Pole
NJADRE1559420103 | Administratively Determined Incentive Program | Sparta | 7871 | 8.2 | Residential | Behind the Meter | Yes | Sunrun Installation Services, Inc. | JCP&L |  | Accepted | 2025-04-03 | 2025-04-29 | 2026-04-29 | Inverters | SOLAREDGE TECHNOLOGIES | SE5700H-USMN | 5760 |  | 1 |  |  | 0.99 |  | Outside
NJADRE1559420103 | Administratively Determined Incentive Program | Sparta | 7871 | 8.2 | Residential | Behind the Meter | Yes | Sunrun Installation Services, Inc. | JCP&L |  | Accepted | 2025-04-03 | 2025-04-29 | 2026-04-29 | Solar Panels | HANWHA Q-CELLS | Q.PEAK DUO BLK ML-G10+ 410 |  | 0.41 | 7 | 137 | 40 |  | Fixed | Pole
NJADRE1559420103 | Administratively Determined Incentive Program | Sparta | 7871 | 8.2 | Residential | Behind the Meter | Yes | Sunrun Installation Services, Inc. | JCP&L |  | Accepted | 2025-04-03 | 2025-04-29 | 2026-04-29 | Solar Panels | HANWHA Q-CELLS | Q.PEAK DUO BLK ML-G10+ 410 |  | 0.41 | 4 | 317 | 13 |  | Fixed | Pole
NJADRE1559422457 | Administratively Determined Incentive Program | Perth Amboy | 8861 | 8.19 | Residential | Behind the Meter | Yes | Seapoint Solar Energy, LLC | PSE&G |  | Accepted | 2025-04-03 | 2025-04-29 | 2026-04-29 | Inverters | Enphase | IQ8PLUS-72-M-US | 290 |  | 18 |  |  | 0.97 |  | Outside
NJADRE1559422457 | Administratively Determined Incentive Program | Perth Amboy | 8861 | 8.19 | Residential | Behind the Meter | Yes | Seapoint Solar Energy, LLC | PSE&G |  | Accepted | 2025-04-03 | 2025-04-29 | 2026-04-29 | Solar Panels | CANADIAN SOLAR TOPHIKU6 | CS6.1-54TM-455H |  | 0.455 | 10 | 186 | 34 |  | Fixed | Roof
NJADRE1559422457 | Administratively Determined Incentive Program | Perth Amboy | 8861 | 8.19 | Residential | Behind the Meter | Yes | Seapoint Solar Energy, LLC | PSE&G |  | Accepted | 2025-04-03 | 2025-04-29 | 2026-04-29 | Solar Panels | CANADIAN SOLAR TOPHIKU6 | CS6.1-54TM-455H |  | 0.455 | 8 | 6 | 35 |  | Fixed | Roof
NJADRE1559422552 | Administratively Determined Incentive Program | Edison | 8817 | 6.15 | Residential | Behind the Meter | Yes | Sunrun Installation Services, Inc. | PSE&G |  | Accepted | 2025-04-03 | 2025-04-29 | 2026-04-29 | Inverters | SolarEdge Technologies | SE5700H-USMN | 5760 |  | 1 |  |  | 0.99 |  | Outdoor | Next to meter
NJADRE1559422552 | Administratively Determined Incentive Program | Edison | 8817 | 6.15 | Residential | Behind the Meter | Yes | Sunrun Installation Services, Inc. | PSE&G |  | Accepted | 2025-04-03 | 2025-04-29 | 2026-04-29 | Solar Panels | Hanwha Q-Cells | Q.PEAK DUO BLK ML-G10+ 410 |  | 0.41 | 15 | 162 | 24 |  | Fixed | Roof
NJADRE1559422575 | Administratively Determined Incentive Program | Millville | 8332 | 4.05 | Residential | Behind the Meter | Yes | Freedom Forever New Jersey, LLC | AC Electric |  | Accepted | 2025-04-03 | 2025-04-29 | 2026-04-29 | Inverters | Solar Edge | USE3800H-USMNBL75) | 3800 |  | 1 |  |  | 0.99 |  | Outside
NJADRE1559422575 | Administratively Determined Incentive Program | Millville | 8332 | 4.05 | Residential | Behind the Meter | Yes | Freedom Forever New Jersey, LLC | AC Electric |  | Accepted | 2025-04-03 | 2025-04-29 | 2026-04-29 | Solar Panels | JA Solar | JAM54S31-405/MR |  | 0.405 | 10 | 174 | 44 |  | Fixed | Roof
NJADRE1559422722 | Administratively Determined Incentive Program | Hillside | 7205 | 4.55 | Residential | Behind the Meter | Yes | SeaPoint Solar Energy, LLC | PSE&G |  | Accepted | 2025-04-04 | 2025-04-29 | 2026-04-29 | Inverters | Enphase | IQ8PLUS-72-M-US | 290 |  | 10 |  |  | 0.97 |  | Outside
NJADRE1559422722 | Administratively Determined Incentive Program | Hillside | 7205 | 4.55 | Residential | Behind the Meter | Yes | SeaPoint Solar Energy, LLC | PSE&G |  | Accepted | 2025-04-04 | 2025-04-29 | 2026-04-29 | Solar Panels | CANADIAN SOLAR | CS6.1-54TM-455H |  | 0.455 | 10 | 131 | 13 |  | Fixed | Roof
NJADRE1559422731 | Administratively Determined Incentive Program | HILLSBOROUGH | 8844 | 3.28 | Residential | Behind the Meter | Yes | Sunrun Installation Services, Inc. | PSE&G |  | Accepted | 2025-04-03 | 2025-04-29 | 2026-04-29 | Solar Panels | HANWHA Q-CELLS | Q.PEAK DUO BLK ML-G10+ 410 |  | 0.41 | 8 | 296 | 30 |  | Fixed | Roof
NJADRE1559422731 | Administratively Determined Incentive Program | HILLSBOROUGH | 8844 | 3.28 | Residential | Behind the Meter | Yes | Sunrun Installation Services, Inc. | PSE&G |  | Accepted | 2025-04-03 | 2025-04-29 | 2026-04-29 | Inverters | GROWATT NEW ENERGY TECHNOLOGY CO LTD | MIN 3800TL-XH-US | 3800 |  | 1 |  |  | 0.99 |  | Outside
NJADRE1559422780 | Administratively Determined Incentive Program | Rahway | 7065 | 5.74 | Residential | Behind the Meter | Yes | Pro Custom Solar dba Momentum Solar | PSE&G |  | Accepted | 2025-04-03 | 2025-04-29 | 2026-04-29 | Inverters | Enphase | IQ8HC-72-M-DOM-US | 380 |  | 14 |  |  | 0.97 |  | Outdoor
NJADRE1559422780 | Administratively Determined Incentive Program | Rahway | 7065 | 5.74 | Residential | Behind the Meter | Yes | Pro Custom Solar dba Momentum Solar | PSE&G |  | Accepted | 2025-04-03 | 2025-04-29 | 2026-04-29 | Solar Panels | Hanwha | Q.PEAK DUO BLK ML-G10+ 410 |  | 0.41 | 9 | 192 | 20 |  | Fixed | Roof
NJADRE1559422780 | Administratively Determined Incentive Program | Rahway | 7065 | 5.74 | Residential | Behind the Meter | Yes | Pro Custom Solar dba Momentum Solar | PSE&G |  | Accepted | 2025-04-03 | 2025-04-29 | 2026-04-29 | Solar Panels | Hanwha | Q.PEAK DUO BLK ML-G10+ 410 |  | 0.41 | 5 | 12 | 40 |  | Fixed | Roof
NJADRE1559422838 | Administratively Determined Incentive Program | Chesilhurst | 8089 | 11.89 | Residential | Behind the Meter | Yes | Sunrun Installation Services, Inc. | AC Electric |  | Accepted | 2025-04-03 | 2025-04-29 | 2026-04-29 | Inverters | SolarEdge Technologies | SE10000H-USMN | 10000 |  | 1 |  |  | 0.99 |  | Outdoor | Next to meter
NJADRE1559422838 | Administratively Determined Incentive Program | Chesilhurst | 8089 | 11.89 | Residential | Behind the Meter | Yes | Sunrun Installation Services, Inc. | AC Electric |  | Accepted | 2025-04-03 | 2025-04-29 | 2026-04-29 | Solar Panels | Hanwha Q-Cells | Q.PEAK DUO BLK ML-G10+ 410 |  | 0.41 | 11 | 18 | 18 |  | Fixed | Roof
NJADRE1559422838 | Administratively Determined Incentive Program | Chesilhurst | 8089 | 11.89 | Residential | Behind the Meter | Yes | Sunrun Installation Services, Inc. | AC Electric |  | Accepted | 2025-04-03 | 2025-04-29 | 2026-04-29 | Solar Panels | Hanwha Q-Cells | Q.PEAK DUO BLK ML-G10+ 410 |  | 0.41 | 18 | 198 | 19 |  | Fixed | Roof
NJADRE1559422939 | Administratively Determined Incentive Program | CHERRY HILL TWP | 8034 | 6.97 | Residential | Behind the Meter | Yes | Sunrun Installation Services, Inc. | PSE&G |  | Accepted | 2025-04-03 | 2025-04-30 | 2026-04-30 | Inverters | SOLAREDGE TECHNOLOGIES | SE5700H-USMN | 5760 |  | 1 |  |  | 0.99 |  | Outdoor
NJADRE1559422939 | Administratively Determined Incentive Program | CHERRY HILL TWP | 8034 | 6.97 | Residential | Behind the Meter | Yes | Sunrun Installation Services, Inc. | PSE&G |  | Accepted | 2025-04-03 | 2025-04-30 | 2026-04-30 | Solar Panels | HANWHA Q-CELLS | Q.PEAK DUO BLK ML-G10+ 410 |  | 0.41 | 17 | 5 | 27 |  | Fixed | Roof
NJADRE1559423415 | Administratively Determined Incentive Program | Monmouth Junction | 8852 | 12.4 | Residential | Behind the Meter | Yes | Ampericon | PSE&G |  | Accepted | 2025-04-03 | 2025-04-29 | 2026-04-29 | Solar Panels | Silfab | SIL-400-HC |  | 0.4 | 7 | 202 | 29 |  | Fixed | Roof | Roof
NJADRE1559423415 | Administratively Determined Incentive Program | Monmouth Junction | 8852 | 12.4 | Residential | Behind the Meter | Yes | Ampericon | PSE&G |  | Accepted | 2025-04-03 | 2025-04-29 | 2026-04-29 | Inverters | EnPhase | IQ8+ | 290 |  | 31 |  |  | 0.96 |  | Outside | Roof
NJADRE1559423415 | Administratively Determined Incentive Program | Monmouth Junction | 8852 | 12.4 | Residential | Behind the Meter | Yes | Ampericon | PSE&G |  | Accepted | 2025-04-03 | 2025-04-29 | 2026-04-29 | Solar Panels | Silfab | SIL-400-HC |  | 0.4 | 10 | 112 | 30 |  | Fixed | Roof | Roof
NJADRE1559423415 | Administratively Determined Incentive Program | Monmouth Junction | 8852 | 12.4 | Residential | Behind the Meter | Yes | Ampericon | PSE&G |  | Accepted | 2025-04-03 | 2025-04-29 | 2026-04-29 | Solar Panels | Silfab | SIL-400-HC |  | 0.4 | 14 | 291 | 29 |  | Fixed | Roof
NJADRE1559423426 | Administratively Determined Incentive Program | Linden | 7036 | 5.33 | Residential | Behind the Meter | Yes | Sunrun Installation Services, Inc. | PSE&G |  | Accepted | 2025-04-03 | 2025-04-29 | 2026-04-29 | Inverters | SolarEdge Technologies | SE3800H-USMN | 3800 |  | 1 |  |  | 0.99 |  | Outdoor | Next to meter
NJADRE1559423426 | Administratively Determined Incentive Program | Linden | 7036 | 5.33 | Residential | Behind the Meter | Yes | Sunrun Installation Services, Inc. | PSE&G |  | Accepted | 2025-04-03 | 2025-04-29 | 2026-04-29 | Solar Panels | Hanwha Q-Cells | Q.PEAK DUO BLK ML-G10+ 410 |  | 0.41 | 13 | 202 | 23 |  | Fixed | Roof
NJADRE1559423623 | Administratively Determined Incentive Program | Plainsboro | 8536 | 9.46 | Residential | Behind the Meter | Yes | Pro Custom Solar dba Momentum Solar | PSE&G |  | Accepted | 2025-04-04 | 2025-04-29 | 2026-04-29 | Solar Panels | HANWHA | Q.Tron BLK M-G2+ 430 |  | 0.43 | 5 | 218 | 33 |  | Fixed | Roof
NJADRE1559423623 | Administratively Determined Incentive Program | Plainsboro | 8536 | 9.46 | Residential | Behind the Meter | Yes | Pro Custom Solar dba Momentum Solar | PSE&G |  | Accepted | 2025-04-04 | 2025-04-29 | 2026-04-29 | Inverters | Enphase | IQ8HC-72-M-DOM-US | 380 |  | 22 |  |  | 0.97 |  | Outdoor
NJADRE1559423623 | Administratively Determined Incentive Program | Plainsboro | 8536 | 9.46 | Residential | Behind the Meter | Yes | Pro Custom Solar dba Momentum Solar | PSE&G |  | Accepted | 2025-04-04 | 2025-04-29 | 2026-04-29 | Solar Panels | Hanwha | Q.Tron BLK M-G2+ 430 |  | 0.43 | 11 | 128 | 34 |  | Fixed | Roof
NJADRE1559423623 | Administratively Determined Incentive Program | Plainsboro | 8536 | 9.46 | Residential | Behind the Meter | Yes | Pro Custom Solar dba Momentum Solar | PSE&G |  | Accepted | 2025-04-04 | 2025-04-29 | 2026-04-29 | Solar Panels | Hanwha | Q.Tron BLK M-G2+ 430 |  | 0.43 | 3 | 218 | 39 |  | Fixed | Roof
NJADRE1559423623 | Administratively Determined Incentive Program | Plainsboro | 8536 | 9.46 | Residential | Behind the Meter | Yes | Pro Custom Solar dba Momentum Solar | PSE&G |  | Accepted | 2025-04-04 | 2025-04-29 | 2026-04-29 | Solar Panels | HANWHA | Q.Tron BLK M-G2+ 430 |  | 0.43 | 3 | 308 | 34 |  | Fixed | Roof
NJADRE1559423638 | Administratively Determined Incentive Program | Willingboro | 8046 | 16.8 | Residential | Behind the Meter | Yes | Sunrun Installation Services, Inc. | PSE&G |  | Accepted | 2025-04-03 | 2025-04-29 | 2026-04-29 | Solar Panels | Hanwha Q-Cells | Q.PEAK DUO BLK ML-G10+/t 400 |  | 0.4 | 4 | 108 | 26 |  | Fixed | Roof
NJADRE1559423638 | Administratively Determined Incentive Program | Willingboro | 8046 | 16.8 | Residential | Behind the Meter | Yes | Sunrun Installation Services, Inc. | PSE&G |  | Accepted | 2025-04-03 | 2025-04-29 | 2026-04-29 | Solar Panels | Hanwha Q-Cells | Q.PEAK DUO BLK ML-G10+/t 400 |  | 0.4 | 22 | 288 | 27 |  | Fixed | Roof
NJADRE1559423638 | Administratively Determined Incentive Program | Willingboro | 8046 | 16.8 | Residential | Behind the Meter | Yes | Sunrun Installation Services, Inc. | PSE&G |  | Accepted | 2025-04-03 | 2025-04-29 | 2026-04-29 | Electric Storage Battery | TESLA | Powerwall 3 1707000-xx-y |  |  | 1 |  |  |  | Lithium Ion |  | OUTSIDE
NJADRE1559423638 | Administratively Determined Incentive Program | Willingboro | 8046 | 16.8 | Residential | Behind the Meter | Yes | Sunrun Installation Services, Inc. | PSE&G |  | Accepted | 2025-04-03 | 2025-04-29 | 2026-04-29 | Inverters | TESLA | Powerwall 3 1707000-xx-y | 11500 |  | 1 |  |  | 0.97 |  | Outdoor | Next to meter
NJADRE1559423638 | Administratively Determined Incentive Program | Willingboro | 8046 | 16.8 | Residential | Behind the Meter | Yes | Sunrun Installation Services, Inc. | PSE&G |  | Accepted | 2025-04-03 | 2025-04-29 | 2026-04-29 | Solar Panels | Hanwha Q-Cells | Q.PEAK DUO BLK ML-G10+/t 400 |  | 0.4 | 16 | 108 | 27 |  | Fixed | Roof
NJADRE1559428294 | Administratively Determined Incentive Program | Stockton | 8559 | 13.2 | Residential | Behind the Meter | No | Exact Solar | JCP&L |  | Accepted | 2025-04-04 | 2025-04-30 | 2026-04-30 | Solar Panels | VSun | VSUN440N-108BMH |  | 0.44 | 10 | 149.51 | 34 |  | Fixed | Roof
NJADRE1559428294 | Administratively Determined Incentive Program | Stockton | 8559 | 13.2 | Residential | Behind the Meter | No | Exact Solar | JCP&L |  | Accepted | 2025-04-04 | 2025-04-30 | 2026-04-30 | Inverters | Enphase | IQ8MC | 320 |  | 30 |  |  | 0.97 |  | Outside | Under panels
NJADRE1559428294 | Administratively Determined Incentive Program | Stockton | 8559 | 13.2 | Residential | Behind the Meter | No | Exact Solar | JCP&L |  | Accepted | 2025-04-04 | 2025-04-30 | 2026-04-30 | Solar Panels | VSun | VSUN440N-108BMH |  | 0.44 | 20 | 239.62 | 34 |  | Fixed | Roof
NJADRE1559428296 | Administratively Determined Incentive Program | Stockton | 8559 | 10.56 | Residential | Behind the Meter | No | Exact Solar | JCP&L |  | Accepted | 2025-04-04 | 2025-04-30 | 2026-04-30 | Inverters | Enphase | IQ8MC | 320 |  | 24 |  |  | 0.97 |  | Outside | Under panels
NJADRE1559428296 | Administratively Determined Incentive Program | Stockton | 8559 | 10.56 | Residential | Behind the Meter | No | Exact Solar | JCP&L |  | Accepted | 2025-04-04 | 2025-04-30 | 2026-04-30 | Solar Panels | VSun | VSUN440N-108BMH |  | 0.44 | 24 | 149.6 | 32 |  | Fixed | Roof
NJADRE1559428354 | Administratively Determined Incentive Program | IRVINGTON | 7111 | 4.68 | Residential | Behind the Meter | Yes | Whitman Construction, LLC | PSE&G |  | Accepted | 2025-04-04 | 2025-04-29 | 2026-04-29 | Inverters | ENPHASE | IQ8PLUS-72-2-US | 290 |  | 11 |  |  | 0.975 |  | Outdoor
NJADRE1559428354 | Administratively Determined Incentive Program | IRVINGTON | 7111 | 4.68 | Residential | Behind the Meter | Yes | Whitman Construction, LLC | PSE&G |  | Accepted | 2025-04-04 | 2025-04-29 | 2026-04-29 | Solar Panels | JINKO SOLAR | JKM425N-54HL4-B |  | 0.425 | 4 | 114 | 37 |  | Fixed | Roof
NJADRE1559428354 | Administratively Determined Incentive Program | IRVINGTON | 7111 | 4.68 | Residential | Behind the Meter | Yes | Whitman Construction, LLC | PSE&G |  | Accepted | 2025-04-04 | 2025-04-29 | 2026-04-29 | Solar Panels | Jinko Solar | JKM425N-54HL4-B |  | 0.425 | 7 | 204 | 37 |  | Fixed | Roof
NJADRE1559428383 | Administratively Determined Incentive Program | ORANGE | 7050 | 10.25 | Residential | Behind the Meter | Yes | Sunrun Installation Services, Inc. | PSE&G |  | Accepted | 2025-04-04 | 2025-04-29 | 2026-04-29 | Solar Panels | Hanwha Q-Cells | Q.PEAK DUO BLK ML-G10+ 410 |  | 0.41 | 3 | 224 | 19 |  | Fixed | Roof
NJADRE1559428383 | Administratively Determined Incentive Program | ORANGE | 7050 | 10.25 | Residential | Behind the Meter | Yes | Sunrun Installation Services, Inc. | PSE&G |  | Accepted | 2025-04-04 | 2025-04-29 | 2026-04-29 | Solar Panels | Hanwha Q-Cells | Q.PEAK DUO BLK ML-G10+ 410 |  | 0.41 | 7 | 224 | 20 |  | Fixed | Roof
NJADRE1559428383 | Administratively Determined Incentive Program | ORANGE | 7050 | 10.25 | Residential | Behind the Meter | Yes | Sunrun Installation Services, Inc. | PSE&G |  | Accepted | 2025-04-04 | 2025-04-29 | 2026-04-29 | Inverters | SOLAREDGE TECHNOLOGIES | SE7600H-USMN | 7600 |  | 1 |  |  | 0.99 |  | Outside
NJADRE1559428383 | Administratively Determined Incentive Program | ORANGE | 7050 | 10.25 | Residential | Behind the Meter | Yes | Sunrun Installation Services, Inc. | PSE&G |  | Accepted | 2025-04-04 | 2025-04-29 | 2026-04-29 | Solar Panels | Hanwha Q-Cells | Q.PEAK DUO BLK ML-G10+ 410 |  | 0.41 | 4 | 314 | 21 |  | Fixed | Roof
NJADRE1559428383 | Administratively Determined Incentive Program | ORANGE | 7050 | 10.25 | Residential | Behind the Meter | Yes | Sunrun Installation Services, Inc. | PSE&G |  | Accepted | 2025-04-04 | 2025-04-29 | 2026-04-29 | Solar Panels | Hanwha Q-Cells | Q.PEAK DUO BLK ML-G10+ 410 |  | 0.41 | 11 | 134 | 22 |  | Fixed | Roof
NJADRE1559428387 | Administratively Determined Incentive Program | Marmora | 8223 | 8.2 | Residential | Behind the Meter | Yes | Trinity Solar, Inc. | AC Electric |  | Accepted | 2025-04-04 | 2025-04-29 | 2026-04-29 | Solar Panels | HANWHA | (Q.PEAK DUO BLK ML-G10+ 410) |  | 0.41 | 6 | 227 | 23 |  | Fixed | Roof
NJADRE1559428387 | Administratively Determined Incentive Program | Marmora | 8223 | 8.2 | Residential | Behind the Meter | Yes | Trinity Solar, Inc. | AC Electric |  | Accepted | 2025-04-04 | 2025-04-29 | 2026-04-29 | Solar Panels | HANWHA | (Q.PEAK DUO BLK ML-G10+ 410) |  | 0.41 | 8 | 227 | 23 |  | Fixed | Roof
NJADRE1559428387 | Administratively Determined Incentive Program | Marmora | 8223 | 8.2 | Residential | Behind the Meter | Yes | Trinity Solar, Inc. | AC Electric |  | Accepted | 2025-04-04 | 2025-04-29 | 2026-04-29 | Inverters | Solar Edge | SE7600H-US | 7600 |  | 1 |  |  | 0.97 |  | Outdoor
NJADRE1559428387 | Administratively Determined Incentive Program | Marmora | 8223 | 8.2 | Residential | Behind the Meter | Yes | Trinity Solar, Inc. | AC Electric |  | Accepted | 2025-04-04 | 2025-04-29 | 2026-04-29 | Solar Panels | HANWHA | (Q.PEAK DUO BLK ML-G10+ 410) |  | 0.41 | 6 | 227 | 23 |  | Fixed | Roof
NJADRE1559428405 | Administratively Determined Incentive Program | Moorestown | 8057 | 9.84 | Residential | Behind the Meter | Yes | Trinity Solar, LLC | PSE&G |  | Accepted | 2025-04-04 | 2025-04-29 | 2026-04-29 | Inverters | Solar Edge | SE7600H-US | 7600 |  | 1 |  |  | 0.986 |  | Outside
NJADRE1559428405 | Administratively Determined Incentive Program | Moorestown | 8057 | 9.84 | Residential | Behind the Meter | Yes | Trinity Solar, LLC | PSE&G |  | Accepted | 2025-04-04 | 2025-04-29 | 2026-04-29 | Solar Panels | Hanwha | Q.PEAK DUO BLK ML-G10+ 410 |  | 0.41 | 8 | 273 | 23 |  | Fixed | Roof
NJADRE1559428405 | Administratively Determined Incentive Program | Moorestown | 8057 | 9.84 | Residential | Behind the Meter | Yes | Trinity Solar, LLC | PSE&G |  | Accepted | 2025-04-04 | 2025-04-29 | 2026-04-29 | Solar Panels | Hanwha | Q.PEAK DUO BLK ML-G10+ 410 |  | 0.41 | 11 | 93 | 23 |  | Fixed | Roof
NJADRE1559428405 | Administratively Determined Incentive Program | Moorestown | 8057 | 9.84 | Residential | Behind the Meter | Yes | Trinity Solar, LLC | PSE&G |  | Accepted | 2025-04-04 | 2025-04-29 | 2026-04-29 | Solar Panels | Hanwha | Q.PEAK DUO BLK ML-G10+ 410 |  | 0.41 | 5 | 183 | 10 |  | Fixed | Roof
NJADRE1559428426 | Administratively Determined Incentive Program | JERSEY CITY | 7306 | 3.69 | Residential | Behind the Meter | Yes | Sunrun Installation Services, Inc. | PSE&G |  | Accepted | 2025-04-04 | 2025-04-29 | 2026-04-29 | Inverters | SolarEdge Technologies | SE3800H-USMN | 3800 |  | 1 |  |  | 0.99 |  | Outdoor
NJADRE1559428426 | Administratively Determined Incentive Program | JERSEY CITY | 7306 | 3.69 | Residential | Behind the Meter | Yes | Sunrun Installation Services, Inc. | PSE&G |  | Accepted | 2025-04-04 | 2025-04-29 | 2026-04-29 | Solar Panels | Hanwha Q Cells | Q.PEAK DUO BLK ML-G10+ 410 |  | 0.41 | 9 | 200 | 5 |  | Fixed | Roof
NJADRE1559428437 | Administratively Determined Incentive Program | Mt Laurel Twp | 8054 | 6.38 | Residential | Behind the Meter | No | Sun Up Zero Down, LLC | PSE&G |  | Accepted | 2025-04-04 | 2025-04-29 | 2026-04-29 | Inverters | Enphase | IQ8PLUS-72-2-US | 290 |  | 15 |  |  | 0.976 |  | Outdoor
NJADRE1559428437 | Administratively Determined Incentive Program | Mt Laurel Twp | 8054 | 6.38 | Residential | Behind the Meter | No | Sun Up Zero Down, LLC | PSE&G |  | Accepted | 2025-04-04 | 2025-04-29 | 2026-04-29 | Solar Panels | TRINA | TSM-425-NE09RC.05 |  | 0.425 | 15 | 182 | 45 |  | Fixed | Roof
NJADRE1559428437 | Administratively Determined Incentive Program | Mt Laurel Twp | 8054 | 6.38 | Residential | Behind the Meter | No | Sun Up Zero Down, LLC | PSE&G |  | Accepted | 2025-04-04 | 2025-04-29 | 2026-04-29 | Meters | Enphase | TBD |  |  | 1 |  |  |  | Yes | Outdoor
NJADRE1559428439 | Administratively Determined Incentive Program | Dover | 7801 | 4.51 | Residential | Behind the Meter | Yes | Trinity Solar, Inc. | JCP&L |  | Accepted | 2025-04-04 | 2025-04-29 | 2026-04-29 | Solar Panels | HANWHA | (Q.PEAK DUO BLK ML-G10+ 410) |  | 0.41 | 11 | 119 | 23 |  | Fixed | Roof
NJADRE1559428439 | Administratively Determined Incentive Program | Dover | 7801 | 4.51 | Residential | Behind the Meter | Yes | Trinity Solar, Inc. | JCP&L |  | Accepted | 2025-04-04 | 2025-04-29 | 2026-04-29 | Inverters | Solar Edge | SE3800H-US | 3800 |  | 1 |  |  | 0.97 |  | Outdoor
NJADRE1559428450 | Administratively Determined Incentive Program | Paramus | 7652 | 12.71 | Residential | Behind the Meter | Yes | Sunrun Installation Services, Inc. | PSE&G |  | Accepted | 2025-04-04 | 2025-04-29 | 2026-04-29 | Electric Storage Battery | TESLA | Powerwall 3 Expansion 1807000-xx-y |  |  | 2 |  |  |  | Lithium Ion |  | OUTSIDE
NJADRE1559428450 | Administratively Determined Incentive Program | Paramus | 7652 | 12.71 | Residential | Behind the Meter | Yes | Sunrun Installation Services, Inc. | PSE&G |  | Accepted | 2025-04-04 | 2025-04-29 | 2026-04-29 | Inverters | TESLA | Powerwall 3 1707000-xx-y | 11500 |  | 1 |  |  | 0.97 |  | Outdoor | Next to meter
NJADRE1559428450 | Administratively Determined Incentive Program | Paramus | 7652 | 12.71 | Residential | Behind the Meter | Yes | Sunrun Installation Services, Inc. | PSE&G |  | Accepted | 2025-04-04 | 2025-04-29 | 2026-04-29 | Solar Panels | Hanwha Q-Cells | Q.PEAK DUO BLK ML-G10+ 410 |  | 0.41 | 18 | 209 | 43 |  | Fixed | Roof
NJADRE1559428450 | Administratively Determined Incentive Program | Paramus | 7652 | 12.71 | Residential | Behind the Meter | Yes | Sunrun Installation Services, Inc. | PSE&G |  | Accepted | 2025-04-04 | 2025-04-29 | 2026-04-29 | Solar Panels | Hanwha Q-Cells | Q.PEAK DUO BLK ML-G10+ 410 |  | 0.41 | 7 | 207 | 42 |  | Fixed | Roof
NJADRE1559428450 | Administratively Determined Incentive Program | Paramus | 7652 | 12.71 | Residential | Behind the Meter | Yes | Sunrun Installation Services, Inc. | PSE&G |  | Accepted | 2025-04-04 | 2025-04-29 | 2026-04-29 | Electric Storage Battery | TESLA | Powerwall 3 1707000-xx-y |  |  | 1 |  |  |  | Lithium Ion |  | OUTSIDE
NJADRE1559428450 | Administratively Determined Incentive Program | Paramus | 7652 | 12.71 | Residential | Behind the Meter | Yes | Sunrun Installation Services, Inc. | PSE&G |  | Accepted | 2025-04-04 | 2025-04-29 | 2026-04-29 | Solar Panels | Hanwha Q-Cells | Q.PEAK DUO BLK ML-G10+ 410 |  | 0.41 | 6 | 30 | 37 |  | Fixed | Roof
NJADRE1559428467 | Administratively Determined Incentive Program | Willingboro | 8046 | 10.2 | Residential | Behind the Meter | Yes | Integrity Solar & Home Solutions, LLC | PSE&G |  | Accepted | 2025-04-04 | 2025-04-29 | 2026-04-29 | Solar Panels | JINKO | JKM425N-54HL4-B |  | 0.425 | 3 | 202 | 20 |  | Fixed | Roof
NJADRE1559428467 | Administratively Determined Incentive Program | Willingboro | 8046 | 10.2 | Residential | Behind the Meter | Yes | Integrity Solar & Home Solutions, LLC | PSE&G |  | Accepted | 2025-04-04 | 2025-04-29 | 2026-04-29 | Solar Panels | JINKO | JKM425N-54HL4-B |  | 0.425 | 15 | 202 | 25 |  | Fixed | Roof
NJADRE1559428467 | Administratively Determined Incentive Program | Willingboro | 8046 | 10.2 | Residential | Behind the Meter | Yes | Integrity Solar & Home Solutions, LLC | PSE&G |  | Accepted | 2025-04-04 | 2025-04-29 | 2026-04-29 | Inverters | ENPHASE | IQ8+ | 290 |  | 24 |  |  | 0.98 |  | Other | UNDER EACH PANEL
NJADRE1559428467 | Administratively Determined Incentive Program | Willingboro | 8046 | 10.2 | Residential | Behind the Meter | Yes | Integrity Solar & Home Solutions, LLC | PSE&G |  | Accepted | 2025-04-04 | 2025-04-29 | 2026-04-29 | Solar Panels | JINKO | JKM425N-54HL4-B |  | 0.425 | 6 | 22 | 25 |  | Fixed | Roof
NJADRE1559428481 | Administratively Determined Incentive Program | Sicklerville | 8081 | 13.76 | Residential | Behind the Meter | Yes | EMT Renewables, LLC | AC Electric |  | Accepted | 2025-04-04 | 2025-04-29 | 2026-04-29 | Solar Panels | SEG SOLAR | SEG 430 |  | 0.43 | 13 | 309 | 25 |  | Fixed | Roof
NJADRE1559428481 | Administratively Determined Incentive Program | Sicklerville | 8081 | 13.76 | Residential | Behind the Meter | Yes | EMT Renewables, LLC | AC Electric |  | Accepted | 2025-04-04 | 2025-04-29 | 2026-04-29 | Solar Panels | SEG SOLAR | SEG 430 |  | 0.43 | 9 | 129 | 25 |  | Fixed | Roof
NJADRE1559428481 | Administratively Determined Incentive Program | Sicklerville | 8081 | 13.76 | Residential | Behind the Meter | Yes | EMT Renewables, LLC | AC Electric |  | Accepted | 2025-04-04 | 2025-04-29 | 2026-04-29 | Inverters | ENPHASE | IQ8+ | 290 |  | 32 |  |  | 0.98 |  | Other | UNDER EACH PANEL
NJADRE1559428481 | Administratively Determined Incentive Program | Sicklerville | 8081 | 13.76 | Residential | Behind the Meter | Yes | EMT Renewables, LLC | AC Electric |  | Accepted | 2025-04-04 | 2025-04-29 | 2026-04-29 | Solar Panels | SEG SOLAR | SEG 430 |  | 0.43 | 7 | 129 | 26 |  | Fixed | Roof
NJADRE1559428481 | Administratively Determined Incentive Program | Sicklerville | 8081 | 13.76 | Residential | Behind the Meter | Yes | EMT Renewables, LLC | AC Electric |  | Accepted | 2025-04-04 | 2025-04-29 | 2026-04-29 | Solar Panels | SEG SOLAR | SEG 430 |  | 0.43 | 3 | 129 | 25 |  | Fixed | Roof
NJADRE1559428487 | Administratively Determined Incentive Program | West Milford | 7480 | 3.28 | Residential | Behind the Meter | Yes | Trinity Solar, LLC | Orange Rockland Electric |  | Accepted | 2025-04-04 | 2025-04-29 | 2026-04-29 | Solar Panels | Hanwha | HANWHA 410 (Q.PEAK DUO BLK ML-G10+ 410) |  | 0.41 | 4 | 278 | 27 |  | Fixed | Roof
NJADRE1559428487 | Administratively Determined Incentive Program | West Milford | 7480 | 3.28 | Residential | Behind the Meter | Yes | Trinity Solar, LLC | Orange Rockland Electric |  | Accepted | 2025-04-04 | 2025-04-29 | 2026-04-29 | Solar Panels | Hanwha | HANWHA 410 (Q.PEAK DUO BLK ML-G10+ 410) |  | 0.41 | 4 | 98 | 27 |  | Fixed | Roof
NJADRE1559428487 | Administratively Determined Incentive Program | West Milford | 7480 | 3.28 | Residential | Behind the Meter | Yes | Trinity Solar, LLC | Orange Rockland Electric |  | Accepted | 2025-04-04 | 2025-04-29 | 2026-04-29 | Inverters | Solar Edge | SE3800H-US | 3800 |  | 1 |  |  | 0.97 |  | Outdoor
NJADRE1559428491 | Administratively Determined Incentive Program | Paulsboro | 8066 | 10.75 | Residential | Behind the Meter | Yes | EMT Renewables, LLC | AC Electric |  | Accepted | 2025-04-04 | 2025-06-05 | 2026-06-05 | Solar Panels | SEG SOLAR | SEG 430 |  | 0.43 | 6 | 277 | 20 |  | Fixed | Roof
NJADRE1559428491 | Administratively Determined Incentive Program | Paulsboro | 8066 | 10.75 | Residential | Behind the Meter | Yes | EMT Renewables, LLC | AC Electric |  | Accepted | 2025-04-04 | 2025-06-05 | 2026-06-05 | Solar Panels | SEG SOLAR | SEG 430 |  | 0.43 | 5 | 96 | 3 |  | Fixed | Roof
NJADRE1559428491 | Administratively Determined Incentive Program | Paulsboro | 8066 | 10.75 | Residential | Behind the Meter | Yes | EMT Renewables, LLC | AC Electric |  | Accepted | 2025-04-04 | 2025-06-05 | 2026-06-05 | Inverters | ENPHASE | IQ8+ | 290 |  | 25 |  |  | 0.98 |  | Other | UNDER EACH PANEL
NJADRE1559428491 | Administratively Determined Incentive Program | Paulsboro | 8066 | 10.75 | Residential | Behind the Meter | Yes | EMT Renewables, LLC | AC Electric |  | Accepted | 2025-04-04 | 2025-06-05 | 2026-06-05 | Solar Panels | SEG SOLAR | SEG 430 |  | 0.43 | 4 | 277 | 24 |  | Fixed | Roof
NJADRE1559428491 | Administratively Determined Incentive Program | Paulsboro | 8066 | 10.75 | Residential | Behind the Meter | Yes | EMT Renewables, LLC | AC Electric |  | Accepted | 2025-04-04 | 2025-06-05 | 2026-06-05 | Solar Panels | SEG SOLAR | SEG 430 |  | 0.43 | 3 | 7 | 24 |  | Fixed | Roof
NJADRE1559428491 | Administratively Determined Incentive Program | Paulsboro | 8066 | 10.75 | Residential | Behind the Meter | Yes | EMT Renewables, LLC | AC Electric |  | Accepted | 2025-04-04 | 2025-06-05 | 2026-06-05 | Solar Panels | SEG SOLAR | SEG 430 |  | 0.43 | 3 | 187 | 24 |  | Fixed | Roof
NJADRE1559428491 | Administratively Determined Incentive Program | Paulsboro | 8066 | 10.75 | Residential | Behind the Meter | Yes | EMT Renewables, LLC | AC Electric |  | Accepted | 2025-04-04 | 2025-06-05 | 2026-06-05 | Solar Panels | SEG SOLAR | SEG 430 |  | 0.43 | 4 | 97 | 24 |  | Fixed | Roof
NJADRE1559428497 | Administratively Determined Incentive Program | Trenton | 8610 | 10.25 | Residential | Behind the Meter | Yes | Trinity Solar, LLC | PSE&G |  | Accepted | 2025-04-04 | 2025-04-29 | 2026-04-29 | Solar Panels | HANWHA | (Q.PEAK DUO BLK ML-G10+ 410) |  | 0.41 | 22 | 205 | 26 |  | Fixed | Roof
NJADRE1559428497 | Administratively Determined Incentive Program | Trenton | 8610 | 10.25 | Residential | Behind the Meter | Yes | Trinity Solar, LLC | PSE&G |  | Accepted | 2025-04-04 | 2025-04-29 | 2026-04-29 | Solar Panels | HANWHA | (Q.PEAK DUO BLK ML-G10+ 410) |  | 0.41 | 3 | 205 | 17 |  | Fixed | Roof
NJADRE1559428497 | Administratively Determined Incentive Program | Trenton | 8610 | 10.25 | Residential | Behind the Meter | Yes | Trinity Solar, LLC | PSE&G |  | Accepted | 2025-04-04 | 2025-04-29 | 2026-04-29 | Inverters | Solar Edge | SE7600H-US | 7600 |  | 1 |  |  | 0.97 |  | Outdoor
NJADRE1559428506 | Administratively Determined Incentive Program | Rio Grande | 8242 | 11.61 | Residential | Behind the Meter | Yes | EMT Renewables, LLC | AC Electric |  | Accepted | 2025-04-04 | 2025-04-30 | 2026-04-30 | Inverters | ENPHASE | IQ8+ | 290 |  | 27 |  |  | 0.98 |  | Other | UNDER EACH PANEL
NJADRE1559428506 | Administratively Determined Incentive Program | Rio Grande | 8242 | 11.61 | Residential | Behind the Meter | Yes | EMT Renewables, LLC | AC Electric |  | Accepted | 2025-04-04 | 2025-04-30 | 2026-04-30 | Solar Panels | SEG SOLAR | SEG 430 |  | 0.43 | 5 | 134 | 17 |  | Fixed | Roof
NJADRE1559428506 | Administratively Determined Incentive Program | Rio Grande | 8242 | 11.61 | Residential | Behind the Meter | Yes | EMT Renewables, LLC | AC Electric |  | Accepted | 2025-04-04 | 2025-04-30 | 2026-04-30 | Solar Panels | SEG SOLAR | SEG 430 |  | 0.43 | 13 | 224 | 23 |  | Fixed | Roof
NJADRE1559428506 | Administratively Determined Incentive Program | Rio Grande | 8242 | 11.61 | Residential | Behind the Meter | Yes | EMT Renewables, LLC | AC Electric |  | Accepted | 2025-04-04 | 2025-04-30 | 2026-04-30 | Solar Panels | SEG SOLAR | SEG 430 |  | 0.43 | 9 | 224 | 19 |  | Fixed | Roof
NJADRE1559428513 | Administratively Determined Incentive Program | Wenonah | 8090 | 8.61 | Residential | Behind the Meter | Yes | Trinity Solar, LLC | AC Electric |  | Accepted | 2025-04-04 | 2025-04-29 | 2026-04-29 | Inverters | Solar Edge | SE7600H-US | 7600 |  | 1 |  |  | 0.97 |  | Outside
NJADRE1559428513 | Administratively Determined Incentive Program | Wenonah | 8090 | 8.61 | Residential | Behind the Meter | Yes | Trinity Solar, LLC | AC Electric |  | Accepted | 2025-04-04 | 2025-04-29 | 2026-04-29 | Solar Panels | HANWHA | Q.PEAK DUO BLK ML-G10+ 410 |  | 0.41 | 9 | 178 | 30 |  | Fixed | Roof
NJADRE1559428513 | Administratively Determined Incentive Program | Wenonah | 8090 | 8.61 | Residential | Behind the Meter | Yes | Trinity Solar, LLC | AC Electric |  | Accepted | 2025-04-04 | 2025-04-29 | 2026-04-29 | Solar Panels | HANWHA | Q.PEAK DUO BLK ML-G10+ 410 |  | 0.41 | 12 | 87 | 37 |  | Fixed | Roof
NJADRE1559428515 | Administratively Determined Incentive Program | Willingboro | 8046 | 5.74 | Residential | Behind the Meter | Yes | Trinity Solar, LLC | PSE&G |  | Accepted | 2025-04-04 | 2025-04-29 | 2026-04-29 | Inverters | Solar Edge | SE5700H-USMNUBL15 | 5760 |  | 1 |  |  | 0.97 |  | Outdoor
NJADRE1559428515 | Administratively Determined Incentive Program | Willingboro | 8046 | 5.74 | Residential | Behind the Meter | Yes | Trinity Solar, LLC | PSE&G |  | Accepted | 2025-04-04 | 2025-04-29 | 2026-04-29 | Solar Panels | HANWHA | (Q.PEAK DUO BLK ML-G10+ 410) |  | 0.41 | 6 | 264 | 18 |  | Fixed | Roof
NJADRE1559428515 | Administratively Determined Incentive Program | Willingboro | 8046 | 5.74 | Residential | Behind the Meter | Yes | Trinity Solar, LLC | PSE&G |  | Accepted | 2025-04-04 | 2025-04-29 | 2026-04-29 | Solar Panels | HANWHA | (Q.PEAK DUO BLK ML-G10+ 410) |  | 0.41 | 8 | 84 | 18 |  | Fixed | Roof
NJADRE1559428517 | Administratively Determined Incentive Program | Cape May | 8204 | 9.46 | Residential | Behind the Meter | Yes | EMT Renewables, LLC | AC Electric |  | Accepted | 2025-04-04 | 2025-04-30 | 2026-04-30 | Solar Panels | SEG SOLAR | SEG 430 |  | 0.43 | 22 | 139 | 29 |  | Fixed | Roof
NJADRE1559428517 | Administratively Determined Incentive Program | Cape May | 8204 | 9.46 | Residential | Behind the Meter | Yes | EMT Renewables, LLC | AC Electric |  | Accepted | 2025-04-04 | 2025-04-30 | 2026-04-30 | Inverters | ENPHASE | IQ8+ | 290 |  | 22 |  |  | 0.98 |  | Other | UNDER EACH PANEL
NJADRE1559428524 | Administratively Determined Incentive Program | Cape May | 8204 | 6.88 | Residential | Behind the Meter | Yes | EMT Renewables, LLC | AC Electric |  | Accepted | 2025-04-04 | 2025-04-30 | 2026-04-30 | Inverters | ENPHASE | IQ8+ | 290 |  | 16 |  |  | 0.98 |  | Other | UNDER EACH PANEL
NJADRE1559428524 | Administratively Determined Incentive Program | Cape May | 8204 | 6.88 | Residential | Behind the Meter | Yes | EMT Renewables, LLC | AC Electric |  | Accepted | 2025-04-04 | 2025-04-30 | 2026-04-30 | Solar Panels | SEG SOLAR | SEG 430 |  | 0.43 | 4 | 185 | 20 |  | Fixed | Roof
NJADRE1559428524 | Administratively Determined Incentive Program | Cape May | 8204 | 6.88 | Residential | Behind the Meter | Yes | EMT Renewables, LLC | AC Electric |  | Accepted | 2025-04-04 | 2025-04-30 | 2026-04-30 | Solar Panels | SEG SOLAR | SEG 430 |  | 0.43 | 12 | 18 | 22 |  | Fixed | Roof
NJADRE1559428542 | Administratively Determined Incentive Program | Toms River | 8757 | 11.07 | Residential | Behind the Meter | Yes | Trinity Solar, LLC | JCP&L |  | Accepted | 2025-04-04 | 2025-05-19 | 2026-05-19 | Inverters | Solar Edge | USE10000H-US | 10000 |  | 1 |  |  | 0.986 |  | Outside
NJADRE1559428542 | Administratively Determined Incentive Program | Toms River | 8757 | 11.07 | Residential | Behind the Meter | Yes | Trinity Solar, LLC | JCP&L |  | Accepted | 2025-04-04 | 2025-05-19 | 2026-05-19 | Solar Panels | Hanwha | Q.PEAK DUO BLK ML-G10+ 410 |  | 0.41 | 13 | 287 | 23 |  | Fixed | Roof
NJADRE1559428542 | Administratively Determined Incentive Program | Toms River | 8757 | 11.07 | Residential | Behind the Meter | Yes | Trinity Solar, LLC | JCP&L |  | Accepted | 2025-04-04 | 2025-05-19 | 2026-05-19 | Solar Panels | Hanwha | Q.PEAK DUO BLK ML-G10+ 410 |  | 0.41 | 14 | 107 | 23 |  | Fixed | Roof
NJADRE1559428552 | Administratively Determined Incentive Program | Piscataway | 8854 | 17 | Residential | Behind the Meter | Yes | US Clean Energy Construction, Inc. | PSE&G |  | Accepted | 2025-04-04 | 2025-04-30 | 2026-04-30 | Inverters | SMA AMERICA | SMA SB-7.7-US | 7700 |  | 1 |  |  | 1 |  | Outdoor
NJADRE1559428552 | Administratively Determined Incentive Program | Piscataway | 8854 | 17 | Residential | Behind the Meter | Yes | US Clean Energy Construction, Inc. | PSE&G |  | Accepted | 2025-04-04 | 2025-04-30 | 2026-04-30 | Meters | VISION METERING | Cat VM-2E2A1P |  |  | 1 |  |  |  | Yes | Outdoor
NJADRE1559428552 | Administratively Determined Incentive Program | Piscataway | 8854 | 17 | Residential | Behind the Meter | Yes | US Clean Energy Construction, Inc. | PSE&G |  | Accepted | 2025-04-04 | 2025-04-30 | 2026-04-30 | Inverters | SMA AMERICA | SMA SB-3.8-US | 3800 |  | 1 |  |  | 0.98 |  | Outdoor
NJADRE1559428552 | Administratively Determined Incentive Program | Piscataway | 8854 | 17 | Residential | Behind the Meter | Yes | US Clean Energy Construction, Inc. | PSE&G |  | Accepted | 2025-04-04 | 2025-04-30 | 2026-04-30 | Solar Panels | Trina Solar | Trina 425W |  | 0.425 | 4 | 147 | 20 |  | Fixed | Roof
NJADRE1559428552 | Administratively Determined Incentive Program | Piscataway | 8854 | 17 | Residential | Behind the Meter | Yes | US Clean Energy Construction, Inc. | PSE&G |  | Accepted | 2025-04-04 | 2025-04-30 | 2026-04-30 | Solar Panels | Trina Solar | Trina 425W |  | 0.425 | 9 | 237 | 20 |  | Fixed | Roof
NJADRE1559428552 | Administratively Determined Incentive Program | Piscataway | 8854 | 17 | Residential | Behind the Meter | Yes | US Clean Energy Construction, Inc. | PSE&G |  | Accepted | 2025-04-04 | 2025-04-30 | 2026-04-30 | Solar Panels | Trina Solar | Trina 425W |  | 0.425 | 23 | 57 | 20 |  | Fixed | Roof
NJADRE1559428552 | Administratively Determined Incentive Program | Piscataway | 8854 | 17 | Residential | Behind the Meter | Yes | US Clean Energy Construction, Inc. | PSE&G |  | Accepted | 2025-04-04 | 2025-04-30 | 2026-04-30 | Solar Panels | Trina Solar | Trina 425W |  | 0.425 | 4 | 327 | 20 |  | Fixed | Roof
NJADRE1559428555 | Administratively Determined Incentive Program | Waterford Works | 8089 | 13.77 | Residential | Behind the Meter | Yes | Define Solar, LLC | AC Electric |  | Accepted | 2025-04-04 | 2025-04-30 | 2026-04-30 | Inverters | Enphase | IQ8PLUS-72-2-US | 290 |  | 16 |  |  | 0.976 |  | Outside | Under each pv panel
NJADRE1559428555 | Administratively Determined Incentive Program | Waterford Works | 8089 | 13.77 | Residential | Behind the Meter | Yes | Define Solar, LLC | AC Electric |  | Accepted | 2025-04-04 | 2025-04-30 | 2026-04-30 | Inverters | Enphase | IQ8PLUS-72-2-US | 290 |  | 18 |  |  | 0.976 |  | Outside | Under each pv panel
NJADRE1559428555 | Administratively Determined Incentive Program | Waterford Works | 8089 | 13.77 | Residential | Behind the Meter | Yes | Define Solar, LLC | AC Electric |  | Accepted | 2025-04-04 | 2025-04-30 | 2026-04-30 | Solar Panels | Znshine | ZXM7-SH108 405 |  | 0.405 | 18 | 108 | 20 |  | Fixed | Roof
NJADRE1559428555 | Administratively Determined Incentive Program | Waterford Works | 8089 | 13.77 | Residential | Behind the Meter | Yes | Define Solar, LLC | AC Electric |  | Accepted | 2025-04-04 | 2025-04-30 | 2026-04-30 | Solar Panels | Znshine | ZXM7-SH108 405 |  | 0.405 | 16 | 288 | 20 |  | Fixed | Roof
NJADRE1559428561 | Administratively Determined Incentive Program | Westville | 8093 | 12.9 | Residential | Behind the Meter | Yes | EMT Renewables, LLC | PSE&G |  | Accepted | 2025-04-04 | 2025-04-30 | 2026-04-30 | Solar Panels | SEG SOLAR | SEG 430 |  | 0.43 | 13 | 110 | 24 |  | Fixed | Roof
NJADRE1559428561 | Administratively Determined Incentive Program | Westville | 8093 | 12.9 | Residential | Behind the Meter | Yes | EMT Renewables, LLC | PSE&G |  | Accepted | 2025-04-04 | 2025-04-30 | 2026-04-30 | Solar Panels | SEG SOLAR | SEG 430 |  | 0.43 | 3 | 200 | 25 |  | Fixed | Roof
NJADRE1559428561 | Administratively Determined Incentive Program | Westville | 8093 | 12.9 | Residential | Behind the Meter | Yes | EMT Renewables, LLC | PSE&G |  | Accepted | 2025-04-04 | 2025-04-30 | 2026-04-30 | Inverters | ENPHASE | IQ8+ | 290 |  | 30 |  |  | 0.98 |  | Other | UNDER EACH PANEL
NJADRE1559428561 | Administratively Determined Incentive Program | Westville | 8093 | 12.9 | Residential | Behind the Meter | Yes | EMT Renewables, LLC | PSE&G |  | Accepted | 2025-04-04 | 2025-04-30 | 2026-04-30 | Solar Panels | SEG SOLAR | SEG 430 |  | 0.43 | 3 | 20 | 25 |  | Fixed | Roof
NJADRE1559428561 | Administratively Determined Incentive Program | Westville | 8093 | 12.9 | Residential | Behind the Meter | Yes | EMT Renewables, LLC | PSE&G |  | Accepted | 2025-04-04 | 2025-04-30 | 2026-04-30 | Solar Panels | SEG SOLAR | SEG 430 |  | 0.43 | 11 | 290 | 24 |  | Fixed | Roof
NJADRE1559428579 | Administratively Determined Incentive Program | Villas | 8251 | 4.92 | Residential | Behind the Meter | Yes | Trinity Solar, LLC | AC Electric |  | Accepted | 2025-04-04 | 2025-04-30 | 2026-04-30 | Solar Panels | Hanwha | HANWHA 410 (Q.PEAK DUO BLK ML-G10+ 410) |  | 0.41 | 12 | 114 | 25 |  | Fixed | Roof
NJADRE1559428579 | Administratively Determined Incentive Program | Villas | 8251 | 4.92 | Residential | Behind the Meter | Yes | Trinity Solar, LLC | AC Electric |  | Accepted | 2025-04-04 | 2025-04-30 | 2026-04-30 | Inverters | Solar Edge | USE3800H-USMNBL75 | 3800 |  | 1 |  |  | 0.97 |  | Outdoor
NJADRE1559428595 | Administratively Determined Incentive Program | ISELIN | 8830 | 6.02 | Residential | Behind the Meter | Yes | Pro Custom Solar dba Momentum Solar | JCP&L |  | Accepted | 2025-04-04 | 2025-04-29 | 2026-04-29 | Inverters | Enphase | IQ8HC-72-M-DOM-US | 380 |  | 14 |  |  | 0.97 |  | Outdoor
NJADRE1559428595 | Administratively Determined Incentive Program | ISELIN | 8830 | 6.02 | Residential | Behind the Meter | Yes | Pro Custom Solar dba Momentum Solar | JCP&L |  | Accepted | 2025-04-04 | 2025-04-29 | 2026-04-29 | Solar Panels | Hanwha | Q.Tron BLK M-G2+ 430 |  | 0.43 | 14 | 172 | 20 |  | Fixed | Roof
NJADRE1559428600 | Administratively Determined Incentive Program | Rahway | 7065 | 5.95 | Residential | Behind the Meter | Yes | Power Energy Solutions, LLC | PSE&G |  | Accepted | 2025-04-04 | 2025-05-01 | 2026-05-01 | Solar Panels | Trina Solar | TSM-425NE09RC.05 |  | 0.425 | 1 | 86 | 8 |  | Fixed | Roof
NJADRE1559428600 | Administratively Determined Incentive Program | Rahway | 7065 | 5.95 | Residential | Behind the Meter | Yes | Power Energy Solutions, LLC | PSE&G |  | Accepted | 2025-04-04 | 2025-05-01 | 2026-05-01 | Inverters | SolarEdge | SE3800H-US | 4 |  | 1 |  |  | 0.97 |  | Outdoor
NJADRE1559428600 | Administratively Determined Incentive Program | Rahway | 7065 | 5.95 | Residential | Behind the Meter | Yes | Power Energy Solutions, LLC | PSE&G |  | Accepted | 2025-04-04 | 2025-05-01 | 2026-05-01 | Solar Panels | Trina Solar | TSM-425NE09RC.05 |  | 0.425 | 9 | 266 | 8 |  | Fixed | Roof
NJADRE1559428600 | Administratively Determined Incentive Program | Rahway | 7065 | 5.95 | Residential | Behind the Meter | Yes | Power Energy Solutions, LLC | PSE&G |  | Accepted | 2025-04-04 | 2025-05-01 | 2026-05-01 | Solar Panels | Trina Solar | TSM-425NE09RC.05 |  | 0.425 | 4 | 86 | 30 |  | Fixed | Roof
NJADRE1559429026 | Administratively Determined Incentive Program | BLACKWOOD | 8012 | 9.35 | Residential | Behind the Meter | Yes | Power Energy Solutions, LLC | PSE&G |  | Accepted | 2025-04-04 | 2025-04-30 | 2026-04-30 | Inverters | SolarEdge | SE5700H-US | 5760 |  | 1 |  |  | 0.97 |  | Outdoor
NJADRE1559429026 | Administratively Determined Incentive Program | BLACKWOOD | 8012 | 9.35 | Residential | Behind the Meter | Yes | Power Energy Solutions, LLC | PSE&G |  | Accepted | 2025-04-04 | 2025-04-30 | 2026-04-30 | Solar Panels | Trina Solar | TSM-425NE09RC.05 |  | 0.425 | 22 | 94 | 14 |  | Fixed | Roof
NJADRE1559429177 | Administratively Determined Incentive Program | Salem | 8079 | 7.74 | Residential | Behind the Meter | Yes | EMT Renewables, LLC | AC Electric |  | Accepted | 2025-04-04 | 2025-04-30 | 2026-04-30 | Inverters | ENPHASE | IQ8+ | 290 |  | 18 |  |  | 0.98 |  | Other | UNDER EACH PANEL
NJADRE1559429177 | Administratively Determined Incentive Program | Salem | 8079 | 7.74 | Residential | Behind the Meter | Yes | EMT Renewables, LLC | AC Electric |  | Accepted | 2025-04-04 | 2025-04-30 | 2026-04-30 | Solar Panels | SEG SOLAR | SEG 430 |  | 0.43 | 18 | 146 | 30 |  | Fixed | Roof
NJADRE1559429904 | Administratively Determined Incentive Program | Ewing Twp | 8618 | 5.33 | Residential | Behind the Meter | Yes | Sunrun Installation Services, Inc. | PSE&G |  | Accepted | 2025-04-04 | 2025-04-29 | 2026-04-29 | Inverters | SOLAREDGE TECHNOLOGIES | SE5700H-USMN | 5760 |  | 1 |  |  | 0.99 |  | Outdoor
NJADRE1559429904 | Administratively Determined Incentive Program | Ewing Twp | 8618 | 5.33 | Residential | Behind the Meter | Yes | Sunrun Installation Services, Inc. | PSE&G |  | Accepted | 2025-04-04 | 2025-04-29 | 2026-04-29 | Solar Panels | HANWHA Q-CELLS | Q.PEAK DUO BLK ML-G10+ 410 |  | 0.41 | 11 | 152 | 38 |  | Fixed | Roof
NJADRE1559429904 | Administratively Determined Incentive Program | Ewing Twp | 8618 | 5.33 | Residential | Behind the Meter | Yes | Sunrun Installation Services, Inc. | PSE&G |  | Accepted | 2025-04-04 | 2025-04-29 | 2026-04-29 | Solar Panels | HANWHA Q-CELLS | Q.PEAK DUO BLK ML-G10+ 410 |  | 0.41 | 2 | 152 | 38 |  | Fixed | Roof
NJADRE1559429934 | Administratively Determined Incentive Program | RIO GRANDE | 8242 | 24.6 | Residential | Behind the Meter | Yes | EMT Renewables, LLC | AC Electric |  | Accepted | 2025-04-04 | 2025-04-30 | 2026-04-30 | Solar Panels | MSE PERC | MSE-410 |  | 0.41 | 1 | 305 | 9 |  | Fixed | Roof
NJADRE1559429934 | Administratively Determined Incentive Program | RIO GRANDE | 8242 | 24.6 | Residential | Behind the Meter | Yes | EMT Renewables, LLC | AC Electric |  | Accepted | 2025-04-04 | 2025-04-30 | 2026-04-30 | Solar Panels | MSE PERC | MSE-410 |  | 0.41 | 23 | 35 | 23 |  | Fixed | Roof
NJADRE1559429934 | Administratively Determined Incentive Program | RIO GRANDE | 8242 | 24.6 | Residential | Behind the Meter | Yes | EMT Renewables, LLC | AC Electric |  | Accepted | 2025-04-04 | 2025-04-30 | 2026-04-30 | Solar Panels | MSE PERC | MSE-410 |  | 0.41 | 33 | 215 | 23 |  | Fixed | Roof
NJADRE1559429934 | Administratively Determined Incentive Program | RIO GRANDE | 8242 | 24.6 | Residential | Behind the Meter | Yes | EMT Renewables, LLC | AC Electric |  | Accepted | 2025-04-04 | 2025-04-30 | 2026-04-30 | Inverters | ENPHASE | IQ8+ | 290 |  | 60 |  |  | 0.98 |  | Other | UNDER EACH PANEL
NJADRE1559429934 | Administratively Determined Incentive Program | RIO GRANDE | 8242 | 24.6 | Residential | Behind the Meter | Yes | EMT Renewables, LLC | AC Electric |  | Accepted | 2025-04-04 | 2025-04-30 | 2026-04-30 | Solar Panels | MSE PERC | MSE-410 |  | 0.41 | 1 | 125 | 9 |  | Fixed | Roof
NJADRE1559429934 | Administratively Determined Incentive Program | RIO GRANDE | 8242 | 24.6 | Residential | Behind the Meter | Yes | EMT Renewables, LLC | AC Electric |  | Accepted | 2025-04-04 | 2025-04-30 | 2026-04-30 | Solar Panels | MSE PERC | MSE-410 |  | 0.41 | 2 | 35 | 23 |  | Fixed | Roof
NJADRE1559429948 | Administratively Determined Incentive Program | PLAINFIELD | 7060 | 4.92 | Residential | Behind the Meter | Yes | Trinity Solar, LLC | PSE&G |  | Accepted | 2025-04-04 | 2025-04-30 | 2026-04-30 | Solar Panels | HANWHA | Q.PEAK DUO BLK ML-G10+ 410 |  | 0.41 | 2 | 126 | 39 |  | Fixed | Roof
NJADRE1559429948 | Administratively Determined Incentive Program | PLAINFIELD | 7060 | 4.92 | Residential | Behind the Meter | Yes | Trinity Solar, LLC | PSE&G |  | Accepted | 2025-04-04 | 2025-04-30 | 2026-04-30 | Inverters | Solar Edge | SE3800H-US | 3800 |  | 1 |  |  | 0.97 |  | Outside
NJADRE1559429948 | Administratively Determined Incentive Program | PLAINFIELD | 7060 | 4.92 | Residential | Behind the Meter | Yes | Trinity Solar, LLC | PSE&G |  | Accepted | 2025-04-04 | 2025-04-30 | 2026-04-30 | Solar Panels | HANWHA | Q.PEAK DUO BLK ML-G10+ 410 |  | 0.41 | 2 | 306 | 36 |  | Fixed | Roof
NJADRE1559429948 | Administratively Determined Incentive Program | PLAINFIELD | 7060 | 4.92 | Residential | Behind the Meter | Yes | Trinity Solar, LLC | PSE&G |  | Accepted | 2025-04-04 | 2025-04-30 | 2026-04-30 | Solar Panels | Hanwha | Q.PEAK DUO BLK ML-G10+ 410 |  | 0.41 | 8 | 126 | 36 |  | Fixed | Roof
NJADRE1559429958 | Administratively Determined Incentive Program | HAMPTON | 8827 | 6.56 | Residential | Behind the Meter | Yes | Trinity Solar, LLC | JCP&L |  | Accepted | 2025-04-04 | 2025-04-30 | 2026-04-30 | Solar Panels | Hanwha | Q.PEAK DUO BLK ML-G10+ 410 |  | 0.41 | 16 | 241 | 30 |  | Fixed | Roof
NJADRE1559429958 | Administratively Determined Incentive Program | HAMPTON | 8827 | 6.56 | Residential | Behind the Meter | Yes | Trinity Solar, LLC | JCP&L |  | Accepted | 2025-04-04 | 2025-04-30 | 2026-04-30 | Inverters | Solar Edge | SE6000H-US | 6000 |  | 1 |  |  | 0.97 |  | Outdoor
NJADRE1559429960 | Administratively Determined Incentive Program | Egg Harbor Twp | 8234 | 10.25 | Residential | Behind the Meter | No | Big Wave Roofing and Solar, LLC | AC Electric |  | Accepted | 2025-04-04 | 2025-04-30 | 2026-04-30 | Inverters | Enphase | IQ8PLUS-72-2-US | 290 |  | 25 |  |  | 0.98 |  | Outside
NJADRE1559429960 | Administratively Determined Incentive Program | Egg Harbor Twp | 8234 | 10.25 | Residential | Behind the Meter | No | Big Wave Roofing and Solar, LLC | AC Electric |  | Accepted | 2025-04-04 | 2025-04-30 | 2026-04-30 | Solar Panels | Mission | MSE410HT0B |  | 0.41 | 6 | 248 | 32 |  | Fixed | Roof
NJADRE1559429960 | Administratively Determined Incentive Program | Egg Harbor Twp | 8234 | 10.25 | Residential | Behind the Meter | No | Big Wave Roofing and Solar, LLC | AC Electric |  | Accepted | 2025-04-04 | 2025-04-30 | 2026-04-30 | Solar Panels | Mission | MSE410HT0B |  | 0.41 | 7 | 248 | 32 |  | Fixed | Roof
NJADRE1559429960 | Administratively Determined Incentive Program | Egg Harbor Twp | 8234 | 10.25 | Residential | Behind the Meter | No | Big Wave Roofing and Solar, LLC | AC Electric |  | Accepted | 2025-04-04 | 2025-04-30 | 2026-04-30 | Solar Panels | Mission | MSE410HT0B |  | 0.41 | 12 | 158 | 19 |  | Fixed | Roof
NJADRE1559429969 | Administratively Determined Incentive Program | NORTH CAPE MAY | 8204 | 10.75 | Residential | Behind the Meter | Yes | EMT Renewables, LLC | AC Electric |  | Accepted | 2025-04-04 | 2025-04-30 | 2026-04-30 | Inverters | ENPHASE | IQ8+ | 290 |  | 25 |  |  | 0.98 |  | Other | UNDER EACH PANEL
NJADRE1559429969 | Administratively Determined Incentive Program | NORTH CAPE MAY | 8204 | 10.75 | Residential | Behind the Meter | Yes | EMT Renewables, LLC | AC Electric |  | Accepted | 2025-04-04 | 2025-04-30 | 2026-04-30 | Solar Panels | SEG SOLAR | SEG 430 |  | 0.43 | 20 | 229 | 14 |  | Fixed | Roof
NJADRE1559429969 | Administratively Determined Incentive Program | NORTH CAPE MAY | 8204 | 10.75 | Residential | Behind the Meter | Yes | EMT Renewables, LLC | AC Electric |  | Accepted | 2025-04-04 | 2025-04-30 | 2026-04-30 | Solar Panels | SEG SOLAR | SEG 430 |  | 0.43 | 5 | 229 | 18 |  | Fixed | Roof
NJADRE1559430063 | Administratively Determined Incentive Program | Phillipsburg | 8865 | 9.02 | Residential | Behind the Meter | Yes | Trinity Solar, LLC | JCP&L |  | Accepted | 2025-04-04 | 2025-04-30 | 2026-04-30 | Inverters | Solar Edge | SE7600H-US | 7600 |  | 1 |  |  | 0.97 |  | Outdoor
NJADRE1559430063 | Administratively Determined Incentive Program | Phillipsburg | 8865 | 9.02 | Residential | Behind the Meter | Yes | Trinity Solar, LLC | JCP&L |  | Accepted | 2025-04-04 | 2025-04-30 | 2026-04-30 | Solar Panels | Hanwha | HANWHA 410 (Q.PEAK DUO BLK ML-G10+ 410) |  | 0.41 | 8 | 169 | 29 |  | Fixed | Roof
NJADRE1559430063 | Administratively Determined Incentive Program | Phillipsburg | 8865 | 9.02 | Residential | Behind the Meter | Yes | Trinity Solar, LLC | JCP&L |  | Accepted | 2025-04-04 | 2025-04-30 | 2026-04-30 | Solar Panels | Hanwha | HANWHA 410 (Q.PEAK DUO BLK ML-G10+ 410) |  | 0.41 | 14 | 258 | 23 |  | Fixed | Roof
NJADRE1559430342 | Administratively Determined Incentive Program | Pennsville | 8070 | 20.83 | Residential | Behind the Meter | Yes | Whitman Construction, LLC | AC Electric |  | Accepted | 2025-04-04 | 2025-04-30 | 2026-04-30 | Solar Panels | Jinko Solar | JKM425N-54HL4-B |  | 0.425 | 3 | 218 | 19 |  | Fixed | Roof
NJADRE1559430342 | Administratively Determined Incentive Program | Pennsville | 8070 | 20.83 | Residential | Behind the Meter | Yes | Whitman Construction, LLC | AC Electric |  | Accepted | 2025-04-04 | 2025-04-30 | 2026-04-30 | Solar Panels | Jinko Solar | JKM425N-54HL4-B |  | 0.425 | 7 | 129 | 44 |  | Fixed | Roof
NJADRE1559430342 | Administratively Determined Incentive Program | Pennsville | 8070 | 20.83 | Residential | Behind the Meter | Yes | Whitman Construction, LLC | AC Electric |  | Accepted | 2025-04-04 | 2025-04-30 | 2026-04-30 | Solar Panels | Jinko Solar | JKM425N-54HL4-B |  | 0.425 | 21 | 38 | 1 |  | Fixed | Roof
NJADRE1559430342 | Administratively Determined Incentive Program | Pennsville | 8070 | 20.83 | Residential | Behind the Meter | Yes | Whitman Construction, LLC | AC Electric |  | Accepted | 2025-04-04 | 2025-04-30 | 2026-04-30 | Solar Panels | Jinko Solar | JKM425N-54HL4-B |  | 0.425 | 6 | 309 | 26 |  | Fixed | Roof
NJADRE1559430342 | Administratively Determined Incentive Program | Pennsville | 8070 | 20.83 | Residential | Behind the Meter | Yes | Whitman Construction, LLC | AC Electric |  | Accepted | 2025-04-04 | 2025-04-30 | 2026-04-30 | Solar Panels | Jinko Solar | JKM425N-54HL4-B |  | 0.425 | 8 | 129 | 25 |  | Fixed | Roof
NJADRE1559430342 | Administratively Determined Incentive Program | Pennsville | 8070 | 20.83 | Residential | Behind the Meter | Yes | Whitman Construction, LLC | AC Electric |  | Accepted | 2025-04-04 | 2025-04-30 | 2026-04-30 | Solar Panels | Jinko Solar | JKM425N-54HL4-B |  | 0.425 | 4 | 218 | 30 |  | Fixed | Roof
NJADRE1559430342 | Administratively Determined Incentive Program | Pennsville | 8070 | 20.83 | Residential | Behind the Meter | Yes | Whitman Construction, LLC | AC Electric |  | Accepted | 2025-04-04 | 2025-04-30 | 2026-04-30 | Inverters | ENPHASE | IQ8PLUS-72-2-US | 290 |  | 49 |  |  | 0.975 |  | Outdoor
NJADRE1559430352 | Administratively Determined Incentive Program | MANASQUAN | 8736 | 66 | Municipality | Behind the Meter | Yes | Suncycle Renewable Energy, LLC | JCP&L |  | Accepted | 2025-04-10 | 2025-05-08 | 2026-05-08 | Inverters | SolarEdge | SE80KUS | 80000 |  | 1 |  |  | 0.985 |  | Outside
NJADRE1559430352 | Administratively Determined Incentive Program | MANASQUAN | 8736 | 66 | Municipality | Behind the Meter | Yes | Suncycle Renewable Energy, LLC | JCP&L |  | Accepted | 2025-04-10 | 2025-05-08 | 2026-05-08 | Solar Panels | NE Solar | NESE 550-72MHB-M10 |  | 0.55 | 120 | 293.5 | 7 |  | Fixed | Roof | N/A
NJADRE1559430359 | Administratively Determined Incentive Program | MANASQUAN | 8736 | 198 | Municipality | Behind the Meter | Yes | Suncycle Renewable Energy, LLC | JCP&L |  | Accepted | 2025-04-10 | 2025-05-08 | 2026-05-08 | Inverters | SolarEdge | SE50KUS | 50000 |  | 3 |  |  | 0.985 |  | Outside
NJADRE1559430359 | Administratively Determined Incentive Program | MANASQUAN | 8736 | 198 | Municipality | Behind the Meter | Yes | Suncycle Renewable Energy, LLC | JCP&L |  | Accepted | 2025-04-10 | 2025-05-08 | 2026-05-08 | Solar Panels | NE Solar | NESE 550-72MHB-M10 |  | 0.55 | 360 | 271.25 | 9 |  | Fixed | Roof
NJADRE1559430360 | Administratively Determined Incentive Program | Lumberton | 8048 | 7.38 | Residential | Behind the Meter | Yes | Trinity Solar, LLC | PSE&G |  | Accepted | 2025-04-04 | 2025-04-30 | 2026-04-30 | Solar Panels | Hanwha | HANWHA 410 (Q.PEAK DUO BLK ML-G10+ 410) |  | 0.41 | 18 | 173 | 27 |  | Fixed | Roof
NJADRE1559430360 | Administratively Determined Incentive Program | Lumberton | 8048 | 7.38 | Residential | Behind the Meter | Yes | Trinity Solar, LLC | PSE&G |  | Accepted | 2025-04-04 | 2025-04-30 | 2026-04-30 | Inverters | Solar Edge | USE5700H-USMNBL75 | 57600 |  | 1 |  |  | 0.97 |  | Outdoor
NJADRE1559430372 | Administratively Determined Incentive Program | Lower Township | 8204 | 8.2 | Residential | Behind the Meter | Yes | Trinity Solar, LLC | AC Electric |  | Accepted | 2025-04-04 | 2025-04-30 | 2026-04-30 | Inverters | Solar Edge | SE7600H-US | 7600 |  | 1 |  |  | 0.97 |  | Outside
NJADRE1559430372 | Administratively Determined Incentive Program | Lower Township | 8204 | 8.2 | Residential | Behind the Meter | Yes | Trinity Solar, LLC | AC Electric |  | Accepted | 2025-04-04 | 2025-04-30 | 2026-04-30 | Solar Panels | HANWHA | Q.PEAK DUO BLK ML-G10+ 410 |  | 0.41 | 7 | 292 | 22 |  | Fixed | Roof
NJADRE1559430372 | Administratively Determined Incentive Program | Lower Township | 8204 | 8.2 | Residential | Behind the Meter | Yes | Trinity Solar, LLC | AC Electric |  | Accepted | 2025-04-04 | 2025-04-30 | 2026-04-30 | Solar Panels | HANWHA | Q.PEAK DUO BLK ML-G10+ 410 |  | 0.41 | 13 | 112 | 22 |  | Fixed | Roof
NJADRE1559430374 | Administratively Determined Incentive Program | MANASQUAN | 8736 | 313.5 | Municipality | Behind the Meter | Yes | Suncycle Renewable Energy, LLC | JCP&L |  | Accepted | 2025-04-10 | 2025-05-08 | 2026-05-08 | Solar Panels | NE Solar | NESE 550-72MHB-M10 |  | 0.55 | 570 | 216.2105 | 7 |  | Fixed | Roof
NJADRE1559430374 | Administratively Determined Incentive Program | MANASQUAN | 8736 | 313.5 | Municipality | Behind the Meter | Yes | Suncycle Renewable Energy, LLC | JCP&L |  | Accepted | 2025-04-10 | 2025-05-08 | 2026-05-08 | Inverters | SolarEdge | SE50KUS | 50000 |  | 5 |  |  | 0.985 |  | Outside
NJADRE1559430399 | Administratively Determined Incentive Program | Pennsauken | 8110 | 12.96 | Residential | Behind the Meter | Yes | Freedom Forever New Jersey, LLC | PSE&G |  | Accepted | 2025-04-04 | 2025-04-30 | 2026-04-30 | Inverters | Solar Edge | USE10000H-USMNBL75) | 10000 |  | 1 |  |  | 0.99 |  | Outside
NJADRE1559430399 | Administratively Determined Incentive Program | Pennsauken | 8110 | 12.96 | Residential | Behind the Meter | Yes | Freedom Forever New Jersey, LLC | PSE&G |  | Accepted | 2025-04-04 | 2025-04-30 | 2026-04-30 | Solar Panels | Trina | TSM-405NE09RC.05 |  | 0.405 | 15 | 305 | 24 |  | Fixed | Roof
NJADRE1559430399 | Administratively Determined Incentive Program | Pennsauken | 8110 | 12.96 | Residential | Behind the Meter | Yes | Freedom Forever New Jersey, LLC | PSE&G |  | Accepted | 2025-04-04 | 2025-04-30 | 2026-04-30 | Solar Panels | Trina | TSM-405NE09RC.05 |  | 0.405 | 7 | 125 | 24 |  | Fixed | Roof
NJADRE1559430399 | Administratively Determined Incentive Program | Pennsauken | 8110 | 12.96 | Residential | Behind the Meter | Yes | Freedom Forever New Jersey, LLC | PSE&G |  | Accepted | 2025-04-04 | 2025-04-30 | 2026-04-30 | Solar Panels | Trina | TSM-405NE09RC.05 |  | 0.405 | 5 | 215 | 25 |  | Fixed | Roof
NJADRE1559430399 | Administratively Determined Incentive Program | Pennsauken | 8110 | 12.96 | Residential | Behind the Meter | Yes | Freedom Forever New Jersey, LLC | PSE&G |  | Accepted | 2025-04-04 | 2025-04-30 | 2026-04-30 | Solar Panels | Trina | TSM-405NE09RC.05 |  | 0.405 | 5 | 35 | 25 |  | Fixed | Roof
NJADRE1559430426 | Administratively Determined Incentive Program | Elizabeth | 7208 | 6.15 | Residential | Behind the Meter | Yes | Trinity Solar, LLC | PSE&G |  | Accepted | 2025-04-04 | 2025-04-30 | 2026-04-30 | Solar Panels | Hanwha | HANWHA 410 (Q.PEAK DUO BLK ML-G10+ 410) |  | 0.41 | 3 | 187 | 45 |  | Fixed | Roof
NJADRE1559430426 | Administratively Determined Incentive Program | Elizabeth | 7208 | 6.15 | Residential | Behind the Meter | Yes | Trinity Solar, LLC | PSE&G |  | Accepted | 2025-04-04 | 2025-04-30 | 2026-04-30 | Inverters | Solar Edge | USE5700H-USMNBL75 | 5760 |  | 1 |  |  | 0.97 |  | Outdoor
NJADRE1559430426 | Administratively Determined Incentive Program | Elizabeth | 7208 | 6.15 | Residential | Behind the Meter | Yes | Trinity Solar, LLC | PSE&G |  | Accepted | 2025-04-04 | 2025-04-30 | 2026-04-30 | Solar Panels | Hanwha | HANWHA 410 (Q.PEAK DUO BLK ML-G10+ 410) |  | 0.41 | 4 | 187 | 45 |  | Fixed | Roof
NJADRE1559430426 | Administratively Determined Incentive Program | Elizabeth | 7208 | 6.15 | Residential | Behind the Meter | Yes | Trinity Solar, LLC | PSE&G |  | Accepted | 2025-04-04 | 2025-04-30 | 2026-04-30 | Solar Panels | Hanwha | HANWHA 410 (Q.PEAK DUO BLK ML-G10+ 410) |  | 0.41 | 5 | 96 | 45 |  | Fixed | Roof
NJADRE1559430426 | Administratively Determined Incentive Program | Elizabeth | 7208 | 6.15 | Residential | Behind the Meter | Yes | Trinity Solar, LLC | PSE&G |  | Accepted | 2025-04-04 | 2025-04-30 | 2026-04-30 | Solar Panels | Hanwha | HANWHA 410 (Q.PEAK DUO BLK ML-G10+ 410) |  | 0.41 | 3 | 277 | 45 |  | Fixed | Roof
NJADRE1559430430 | Administratively Determined Incentive Program | Hewitt | 7421 | 6.15 | Residential | Behind the Meter | Yes | Pro Custom Solar dba Momentum Solar | Orange Rockland Electric |  | Accepted | 2025-04-04 | 2025-04-30 | 2026-04-30 | Solar Panels | HANWHA | Q.PEAK DUO BLK ML-G10+ 410 |  | 0.41 | 11 | 181 | 56 |  | Fixed | Roof
NJADRE1559430430 | Administratively Determined Incentive Program | Hewitt | 7421 | 6.15 | Residential | Behind the Meter | Yes | Pro Custom Solar dba Momentum Solar | Orange Rockland Electric |  | Accepted | 2025-04-04 | 2025-04-30 | 2026-04-30 | Inverters | ENPHASE | IQ8HC-72-M-DOM-US | 380 |  | 15 |  |  | 0.97 |  | Outdoor
NJADRE1559430430 | Administratively Determined Incentive Program | Hewitt | 7421 | 6.15 | Residential | Behind the Meter | Yes | Pro Custom Solar dba Momentum Solar | Orange Rockland Electric |  | Accepted | 2025-04-04 | 2025-04-30 | 2026-04-30 | Solar Panels | HANWHA | Q.PEAK DUO BLK ML-G10+ 410 |  | 0.41 | 4 | 181 | 56 |  | Fixed | Roof
NJADRE1559430434 | Administratively Determined Incentive Program | Penns Grove | 8069 | 9.89 | Residential | Behind the Meter | Yes | EMT Renewables, LLC | AC Electric |  | Accepted | 2025-04-04 | 2025-05-06 | 2026-05-06 | Solar Panels | SEG SOLAR | SEG 430 |  | 0.43 | 15 | 217 | 24 |  | Fixed | Roof
NJADRE1559430434 | Administratively Determined Incentive Program | Penns Grove | 8069 | 9.89 | Residential | Behind the Meter | Yes | EMT Renewables, LLC | AC Electric |  | Accepted | 2025-04-04 | 2025-05-06 | 2026-05-06 | Inverters | ENPHASE | IQ8+ | 290 |  | 23 |  |  | 0.98 |  | Other | UNDER EACH PANEL
NJADRE1559430434 | Administratively Determined Incentive Program | Penns Grove | 8069 | 9.89 | Residential | Behind the Meter | Yes | EMT Renewables, LLC | AC Electric |  | Accepted | 2025-04-04 | 2025-05-06 | 2026-05-06 | Solar Panels | SEG SOLAR | SEG 430 |  | 0.43 | 8 | 217 | 24 |  | Fixed | Roof
NJADRE1559430442 | Administratively Determined Incentive Program | Hamburg | 7419 | 5.16 | Residential | Behind the Meter | Yes | PosiGen Developer, LLC | JCP&L |  | Accepted | 2025-04-04 | 2025-04-30 | 2026-04-30 | Solar Panels | SEG SOLAR | SEG-430-BTD-BG |  | 0.43 | 2 | 132 | 43 |  | Fixed | Roof
NJADRE1559430442 | Administratively Determined Incentive Program | Hamburg | 7419 | 5.16 | Residential | Behind the Meter | Yes | PosiGen Developer, LLC | JCP&L |  | Accepted | 2025-04-04 | 2025-04-30 | 2026-04-30 | Solar Panels | SEG SOLAR | SEG-430-BTD-BG |  | 0.43 | 4 | 222 | 2 |  | Fixed | Roof
NJADRE1559430442 | Administratively Determined Incentive Program | Hamburg | 7419 | 5.16 | Residential | Behind the Meter | Yes | PosiGen Developer, LLC | JCP&L |  | Accepted | 2025-04-04 | 2025-04-30 | 2026-04-30 | Inverters | SOLAREDGE | SE5700H-US | 5760 |  | 1 |  |  | 0.99 |  | Outside | WITHIN TEN FEET OF METER
NJADRE1559430442 | Administratively Determined Incentive Program | Hamburg | 7419 | 5.16 | Residential | Behind the Meter | Yes | PosiGen Developer, LLC | JCP&L |  | Accepted | 2025-04-04 | 2025-04-30 | 2026-04-30 | Solar Panels | SEG SOLAR | SEG-430-BTD-BG |  | 0.43 | 6 | 132 | 14 |  | Fixed | Roof
NJADRE1559430445 | Administratively Determined Incentive Program | Villas | 8251 | 9.46 | Residential | Behind the Meter | Yes | EMT Renewables, LLC | AC Electric |  | Accepted | 2025-04-04 | 2025-04-30 | 2026-04-30 | Solar Panels | SEG SOLAR | SEG 430 |  | 0.43 | 8 | 84 | 29 |  | Fixed | Roof
NJADRE1559430445 | Administratively Determined Incentive Program | Villas | 8251 | 9.46 | Residential | Behind the Meter | Yes | EMT Renewables, LLC | AC Electric |  | Accepted | 2025-04-04 | 2025-04-30 | 2026-04-30 | Solar Panels | SEG SOLAR | SEG 430 |  | 0.43 | 1 | 174 | 35 |  | Fixed | Roof
NJADRE1559430445 | Administratively Determined Incentive Program | Villas | 8251 | 9.46 | Residential | Behind the Meter | Yes | EMT Renewables, LLC | AC Electric |  | Accepted | 2025-04-04 | 2025-04-30 | 2026-04-30 | Inverters | ENPHASE | IQ8+ | 290 |  | 22 |  |  | 0.98 |  | Other | UNDER EACH PANEL
NJADRE1559430445 | Administratively Determined Incentive Program | Villas | 8251 | 9.46 | Residential | Behind the Meter | Yes | EMT Renewables, LLC | AC Electric |  | Accepted | 2025-04-04 | 2025-04-30 | 2026-04-30 | Solar Panels | SEG SOLAR | SEG 430 |  | 0.43 | 13 | 264 | 29 |  | Fixed | Roof
NJADRE1559430446 | Administratively Determined Incentive Program | EDISON | 8837 | 9.84 | Residential | Behind the Meter | Yes | Sunrun Installation Services, Inc. | PSE&G |  | Accepted | 2025-04-04 | 2025-04-30 | 2026-04-30 | Solar Panels | Hanwha Q-Cells | Q.PEAK DUO BLK ML-G10+ 410 |  | 0.41 | 8 | 286 | 23 |  | Fixed | Roof
NJADRE1559430446 | Administratively Determined Incentive Program | EDISON | 8837 | 9.84 | Residential | Behind the Meter | Yes | Sunrun Installation Services, Inc. | PSE&G |  | Accepted | 2025-04-04 | 2025-04-30 | 2026-04-30 | Inverters | SolarEdge Technologies | SE7600H-USMN | 7600 |  | 1 |  |  | 0.99 |  | Outdoor | Next to meter
NJADRE1559430446 | Administratively Determined Incentive Program | EDISON | 8837 | 9.84 | Residential | Behind the Meter | Yes | Sunrun Installation Services, Inc. | PSE&G |  | Accepted | 2025-04-04 | 2025-04-30 | 2026-04-30 | Solar Panels | Hanwha Q-Cells | Q.PEAK DUO BLK ML-G10+ 410 |  | 0.41 | 12 | 106 | 23 |  | Fixed | Roof
NJADRE1559430446 | Administratively Determined Incentive Program | EDISON | 8837 | 9.84 | Residential | Behind the Meter | Yes | Sunrun Installation Services, Inc. | PSE&G |  | Accepted | 2025-04-04 | 2025-04-30 | 2026-04-30 | Solar Panels | Hanwha Q-Cells | Q.PEAK DUO BLK ML-G10+ 410 |  | 0.41 | 2 | 286 | 23 |  | Fixed | Roof
NJADRE1559430446 | Administratively Determined Incentive Program | EDISON | 8837 | 9.84 | Residential | Behind the Meter | Yes | Sunrun Installation Services, Inc. | PSE&G |  | Accepted | 2025-04-04 | 2025-04-30 | 2026-04-30 | Solar Panels | Hanwha Q-Cells | Q.PEAK DUO BLK ML-G10+ 410 |  | 0.41 | 2 | 106 | 23 |  | Fixed | Roof
NJADRE1559430455 | Administratively Determined Incentive Program | South Orange | 7079 | 2.87 | Residential | Behind the Meter | Yes | Trinity Solar, LLC | PSE&G |  | Accepted | 2025-04-04 | 2025-04-30 | 2026-04-30 | Solar Panels | Hanwha | HANWHA 410 (Q.PEAK DUO BLK ML-G10+ 410) |  | 0.41 | 2 | 15 | 30 |  | Fixed | Roof
NJADRE1559430455 | Administratively Determined Incentive Program | South Orange | 7079 | 2.87 | Residential | Behind the Meter | Yes | Trinity Solar, LLC | PSE&G |  | Accepted | 2025-04-04 | 2025-04-30 | 2026-04-30 | Inverters | Solar Edge | SE3800H-US | 3800 |  | 1 |  |  | 0.97 |  | Outdoor
NJADRE1559430455 | Administratively Determined Incentive Program | South Orange | 7079 | 2.87 | Residential | Behind the Meter | Yes | Trinity Solar, LLC | PSE&G |  | Accepted | 2025-04-04 | 2025-04-30 | 2026-04-30 | Solar Panels | Hanwha | HANWHA 410 (Q.PEAK DUO BLK ML-G10+ 410) |  | 0.41 | 5 | 195 | 30 |  | Fixed | Roof
NJADRE1559430463 | Administratively Determined Incentive Program | Rutherford | 7070 | 19.35 | Residential | Behind the Meter | Yes | EMT Renewables, LLC | PSE&G |  | Accepted | 2025-04-04 | 2025-04-30 | 2026-04-30 | Inverters | ENPHASE | IQ8+ | 290 |  | 45 |  |  | 0.98 |  | Other | UNDER EACH PANEL
NJADRE1559430463 | Administratively Determined Incentive Program | Rutherford | 7070 | 19.35 | Residential | Behind the Meter | Yes | EMT Renewables, LLC | PSE&G |  | Accepted | 2025-04-04 | 2025-04-30 | 2026-04-30 | Solar Panels | SEG SOLAR | SEG 430 |  | 0.43 | 39 | 217 | 13 |  | Fixed | Roof
NJADRE1559430463 | Administratively Determined Incentive Program | Rutherford | 7070 | 19.35 | Residential | Behind the Meter | Yes | EMT Renewables, LLC | PSE&G |  | Accepted | 2025-04-04 | 2025-04-30 | 2026-04-30 | Solar Panels | SEG SOLAR | SEG 430 |  | 0.43 | 6 | 37 | 13 |  | Fixed | Roof
NJADRE1559430477 | Administratively Determined Incentive Program | Egg Harbor Township | 8234 | 12.71 | Residential | Behind the Meter | No | Tesla Energy Operations, Inc. | AC Electric |  | Accepted | 2025-04-04 | 2025-04-30 | 2026-04-30 | Solar Panels | Hanwha | Q.PEAK DUO BLK ML-G10.a+/TS 410 |  | 0.41 | 13 | 357 | 27 |  | Fixed | Roof
NJADRE1559430477 | Administratively Determined Incentive Program | Egg Harbor Township | 8234 | 12.71 | Residential | Behind the Meter | No | Tesla Energy Operations, Inc. | AC Electric |  | Accepted | 2025-04-04 | 2025-04-30 | 2026-04-30 | Solar Panels | Hanwha | Q.PEAK DUO BLK ML-G10.a+/TS 410 |  | 0.41 | 6 | 177 | 27 |  | Fixed | Roof
NJADRE1559430477 | Administratively Determined Incentive Program | Egg Harbor Township | 8234 | 12.71 | Residential | Behind the Meter | No | Tesla Energy Operations, Inc. | AC Electric |  | Accepted | 2025-04-04 | 2025-04-30 | 2026-04-30 | Electric Storage Battery | Tesla | Powerwall 3 |  |  | 1 |  |  |  | Lithium Ion |  | Outside
NJADRE1559430477 | Administratively Determined Incentive Program | Egg Harbor Township | 8234 | 12.71 | Residential | Behind the Meter | No | Tesla Energy Operations, Inc. | AC Electric |  | Accepted | 2025-04-04 | 2025-04-30 | 2026-04-30 | Solar Panels | Hanwha | Q.PEAK DUO BLK ML-G10.a+/TS 410 |  | 0.41 | 12 | 177 | 34 |  | Fixed | Roof
NJADRE1559430477 | Administratively Determined Incentive Program | Egg Harbor Township | 8234 | 12.71 | Residential | Behind the Meter | No | Tesla Energy Operations, Inc. | AC Electric |  | Accepted | 2025-04-04 | 2025-04-30 | 2026-04-30 | Inverters | Tesla | 1707000-XX-Y | 11500 |  | 1 |  |  | 0.98 |  | Outdoor
NJADRE1559430481 | Administratively Determined Incentive Program | Washington | 7882 | 8.61 | Residential | Behind the Meter | Yes | Trinity Solar, LLC | JCP&L |  | Accepted | 2025-04-04 | 2025-04-30 | 2026-04-30 | Inverters | Solar Edge | USE7600H-US | 7600 |  | 1 |  |  | 0.97 |  | Outside
NJADRE1559430481 | Administratively Determined Incentive Program | Washington | 7882 | 8.61 | Residential | Behind the Meter | Yes | Trinity Solar, LLC | JCP&L |  | Accepted | 2025-04-04 | 2025-04-30 | 2026-04-30 | Solar Panels | HANWHA | Q.PEAK DUO BLK ML-G10+ 410 |  | 0.41 | 18 | 254 | 27 |  | Fixed | Roof
NJADRE1559430481 | Administratively Determined Incentive Program | Washington | 7882 | 8.61 | Residential | Behind the Meter | Yes | Trinity Solar, LLC | JCP&L |  | Accepted | 2025-04-04 | 2025-04-30 | 2026-04-30 | Solar Panels | HANWHA | Q.PEAK DUO BLK ML-G10+ 410 |  | 0.41 | 3 | 254 | 22 |  | Fixed | Roof
NJADRE1559430484 | Administratively Determined Incentive Program | Millville | 8332 | 8.6 | Residential | Behind the Meter | Yes | EMT Renewables, LLC | AC Electric |  | Accepted | 2025-04-04 | 2025-04-30 | 2026-04-30 | Solar Panels | SEG SOLAR | SEG 430 |  | 0.43 | 2 | 156 | 16 |  | Fixed | Roof
NJADRE1559430484 | Administratively Determined Incentive Program | Millville | 8332 | 8.6 | Residential | Behind the Meter | Yes | EMT Renewables, LLC | AC Electric |  | Accepted | 2025-04-04 | 2025-04-30 | 2026-04-30 | Solar Panels | SEG SOLAR | SEG 430 |  | 0.43 | 8 | 156 | 32 |  | Fixed | Roof
NJADRE1559430484 | Administratively Determined Incentive Program | Millville | 8332 | 8.6 | Residential | Behind the Meter | Yes | EMT Renewables, LLC | AC Electric |  | Accepted | 2025-04-04 | 2025-04-30 | 2026-04-30 | Solar Panels | SEG SOLAR | SEG 430 |  | 0.43 | 1 | 336 | 20 |  | Fixed | Roof
NJADRE1559430484 | Administratively Determined Incentive Program | Millville | 8332 | 8.6 | Residential | Behind the Meter | Yes | EMT Renewables, LLC | AC Electric |  | Accepted | 2025-04-04 | 2025-04-30 | 2026-04-30 | Solar Panels | SEG SOLAR | SEG 430 |  | 0.43 | 2 | 336 | 16 |  | Fixed | Roof
NJADRE1559430484 | Administratively Determined Incentive Program | Millville | 8332 | 8.6 | Residential | Behind the Meter | Yes | EMT Renewables, LLC | AC Electric |  | Accepted | 2025-04-04 | 2025-04-30 | 2026-04-30 | Inverters | ENPHASE | IQ8+ | 290 |  | 20 |  |  | 0.98 |  | Other | UNDER EACH PANEL
NJADRE1559430484 | Administratively Determined Incentive Program | Millville | 8332 | 8.6 | Residential | Behind the Meter | Yes | EMT Renewables, LLC | AC Electric |  | Accepted | 2025-04-04 | 2025-04-30 | 2026-04-30 | Solar Panels | SEG SOLAR | SEG 430 |  | 0.43 | 6 | 336 | 32 |  | Fixed | Roof
NJADRE1559430484 | Administratively Determined Incentive Program | Millville | 8332 | 8.6 | Residential | Behind the Meter | Yes | EMT Renewables, LLC | AC Electric |  | Accepted | 2025-04-04 | 2025-04-30 | 2026-04-30 | Solar Panels | SEG SOLAR | SEG 430 |  | 0.43 | 1 | 156 | 20 |  | Fixed | Roof
NJADRE1559430502 | Administratively Determined Incentive Program | PLEASANTVILLE | 8232 | 3.32 | Residential | Behind the Meter | Yes | SunnyMac, LLC | AC Electric |  | Accepted | 2025-04-07 | 2025-04-30 | 2026-04-30 | Solar Panels | HANWHA | Q.PEAK DUO BLK ML-G10+ 415W |  | 0.415 | 6 | 116 | 10 |  | Fixed | Roof
NJADRE1559430502 | Administratively Determined Incentive Program | PLEASANTVILLE | 8232 | 3.32 | Residential | Behind the Meter | Yes | SunnyMac, LLC | AC Electric |  | Accepted | 2025-04-07 | 2025-04-30 | 2026-04-30 | Solar Panels | HANWHA | Q.PEAK DUO BLK ML-G10+ 415W |  | 0.415 | 2 | 116 | 36 |  | Fixed | Roof
NJADRE1559430502 | Administratively Determined Incentive Program | PLEASANTVILLE | 8232 | 3.32 | Residential | Behind the Meter | Yes | SunnyMac, LLC | AC Electric |  | Accepted | 2025-04-07 | 2025-04-30 | 2026-04-30 | Inverters | SOLAREDGE HOME HUB | SE3800H-US | 3800 |  | 1 |  |  | 0.99 |  | Outdoor | next to meter
NJADRE1559430625 | Administratively Determined Incentive Program | Bellmawr | 8031 | 6.56 | Residential | Behind the Meter | Yes | Trinity Solar, LLC | PSE&G |  | Accepted | 2025-04-04 | 2025-04-30 | 2026-04-30 | Inverters | Solar Edge | SE6000H-US | 6000 |  | 1 |  |  | 0.97 |  | Outside
NJADRE1559430625 | Administratively Determined Incentive Program | Bellmawr | 8031 | 6.56 | Residential | Behind the Meter | Yes | Trinity Solar, LLC | PSE&G |  | Accepted | 2025-04-04 | 2025-04-30 | 2026-04-30 | Solar Panels | HANWHA | Q.PEAK DUO BLK ML-G10+ 410 |  | 0.41 | 16 | 156 | 40 |  | Fixed | Roof
NJADRE1559431074 | Administratively Determined Incentive Program | SOMERS POINT | 8244 | 2.87 | Residential | Behind the Meter | Yes | Trinity Solar, LLC | AC Electric |  | Accepted | 2025-04-04 | 2025-05-06 | 2026-05-06 | Solar Panels | HANWHA | Q.PEAK DUO BLK ML-G10+ 410 |  | 0.41 | 5 | 221 | 21 |  | Fixed | Roof
NJADRE1559431074 | Administratively Determined Incentive Program | SOMERS POINT | 8244 | 2.87 | Residential | Behind the Meter | Yes | Trinity Solar, LLC | AC Electric |  | Accepted | 2025-04-04 | 2025-05-06 | 2026-05-06 | Inverters | Solar Edge | SE3800H-US | 3800 |  | 1 |  |  | 0.97 |  | Outside
NJADRE1559431074 | Administratively Determined Incentive Program | SOMERS POINT | 8244 | 2.87 | Residential | Behind the Meter | Yes | Trinity Solar, LLC | AC Electric |  | Accepted | 2025-04-04 | 2025-05-06 | 2026-05-06 | Solar Panels | HANWHA | Q.PEAK DUO BLK ML-G10+ 410 |  | 0.41 | 2 | 221 | 18 |  | Fixed | Roof
NJADRE1559431092 | Administratively Determined Incentive Program | Cherry Hill | 8003 | 12.9 | Residential | Behind the Meter | No | Green Power Energy, LLC | PSE&G |  | Accepted | 2025-04-04 | 2025-04-30 | 2026-04-30 | Inverters | Enphase | IQ8MC-72-M-US [240V] | 320 |  | 30 |  |  | 0.98 |  | Outside | Roof
NJADRE1559431092 | Administratively Determined Incentive Program | Cherry Hill | 8003 | 12.9 | Residential | Behind the Meter | No | Green Power Energy, LLC | PSE&G |  | Accepted | 2025-04-04 | 2025-04-30 | 2026-04-30 | Solar Panels | SEG Solar | SEG-430-BTD-BG |  | 0.43 | 6 | 183 | 18 |  | Fixed | Roof
NJADRE1559431092 | Administratively Determined Incentive Program | Cherry Hill | 8003 | 12.9 | Residential | Behind the Meter | No | Green Power Energy, LLC | PSE&G |  | Accepted | 2025-04-04 | 2025-04-30 | 2026-04-30 | Solar Panels | SEG Solar | SEG-430-BTD-BG |  | 0.43 | 24 | 183 | 18 |  | Fixed | Roof
NJADRE1559431120 | Administratively Determined Incentive Program | KEARNY | 7032 | 7.79 | Residential | Behind the Meter | Yes | Bright Ops, Inc. | PSE&G |  | Accepted | 2025-04-04 | 2025-04-30 | 2026-04-30 | Solar Panels | Hanwha Q-Cells | Q.PEAK DUO BLK ML-G10+ 410 |  | 0.41 | 4 | 124 | 49 |  | Fixed | Roof
NJADRE1559431120 | Administratively Determined Incentive Program | KEARNY | 7032 | 7.79 | Residential | Behind the Meter | Yes | Bright Ops, Inc. | PSE&G |  | Accepted | 2025-04-04 | 2025-04-30 | 2026-04-30 | Inverters | SolarEdge Technologies | SE5700H - USMN | 5700 |  | 1 |  |  | 0.98 |  | Outdoor | Outside
NJADRE1559431120 | Administratively Determined Incentive Program | KEARNY | 7032 | 7.79 | Residential | Behind the Meter | Yes | Bright Ops, Inc. | PSE&G |  | Accepted | 2025-04-04 | 2025-04-30 | 2026-04-30 | Solar Panels | Hanwha Q-Cells | Q.PEAK DUO BLK ML-G10+ 410 |  | 0.41 | 5 | 213 | 23 |  | Fixed | Roof
NJADRE1559431120 | Administratively Determined Incentive Program | KEARNY | 7032 | 7.79 | Residential | Behind the Meter | Yes | Bright Ops, Inc. | PSE&G |  | Accepted | 2025-04-04 | 2025-04-30 | 2026-04-30 | Solar Panels | Hanwha Q-Cells | Q.PEAK DUO BLK ML-G10+ 410 |  | 0.41 | 10 | 304 | 45 |  | Fixed | Roof
NJADRE1559431151 | Administratively Determined Incentive Program | BRIDGEWATER TWP | 8807 | 9.84 | Residential | Behind the Meter | Yes | Sunrun Installation Services, Inc. | PSE&G |  | Accepted | 2025-04-04 | 2025-04-30 | 2026-04-30 | Inverters | SolarEdge Technologies | SE7600H-USMN | 7600 |  | 1 |  |  | 0.99 |  | Outdoor | Next to meter
NJADRE1559431151 | Administratively Determined Incentive Program | BRIDGEWATER TWP | 8807 | 9.84 | Residential | Behind the Meter | Yes | Sunrun Installation Services, Inc. | PSE&G |  | Accepted | 2025-04-04 | 2025-04-30 | 2026-04-30 | Solar Panels | Hanwha Q-Cells | Q.PEAK DUO BLK ML-G10+ 410 |  | 0.41 | 3 | 10 | 18 |  | Fixed | Roof
NJADRE1559431151 | Administratively Determined Incentive Program | BRIDGEWATER TWP | 8807 | 9.84 | Residential | Behind the Meter | Yes | Sunrun Installation Services, Inc. | PSE&G |  | Accepted | 2025-04-04 | 2025-04-30 | 2026-04-30 | Solar Panels | Hanwha Q-Cells | Q.PEAK DUO BLK ML-G10+ 410 |  | 0.41 | 9 | 12 | 29 |  | Fixed | Roof
NJADRE1559431151 | Administratively Determined Incentive Program | BRIDGEWATER TWP | 8807 | 9.84 | Residential | Behind the Meter | Yes | Sunrun Installation Services, Inc. | PSE&G |  | Accepted | 2025-04-04 | 2025-04-30 | 2026-04-30 | Solar Panels | Hanwha Q-Cells | Q.PEAK DUO BLK ML-G10+ 410 |  | 0.41 | 6 | 190 | 40 |  | Fixed | Roof
NJADRE1559431151 | Administratively Determined Incentive Program | BRIDGEWATER TWP | 8807 | 9.84 | Residential | Behind the Meter | Yes | Sunrun Installation Services, Inc. | PSE&G |  | Accepted | 2025-04-04 | 2025-04-30 | 2026-04-30 | Solar Panels | Hanwha Q-Cells | Q.PEAK DUO BLK ML-G10+ 410 |  | 0.41 | 3 | 192 | 30 |  | Fixed | Roof
NJADRE1559431151 | Administratively Determined Incentive Program | BRIDGEWATER TWP | 8807 | 9.84 | Residential | Behind the Meter | Yes | Sunrun Installation Services, Inc. | PSE&G |  | Accepted | 2025-04-04 | 2025-04-30 | 2026-04-30 | Solar Panels | Hanwha Q-Cells | Q.PEAK DUO BLK ML-G10+ 410 |  | 0.41 | 3 | 190 | 17 |  | Fixed | Roof
NJADRE1559431196 | Administratively Determined Incentive Program | BRIDGETON | 8302 | 5.33 | Residential | Behind the Meter | Yes | Pro Custom Solar dba Momentum Solar | AC Electric |  | Accepted | 2025-04-04 | 2025-04-30 | 2026-04-30 | Solar Panels | HANWHA | Q.PEAK DUO BLK ML-G10+ 410 |  | 0.41 | 2 | 264 | 15 |  | Fixed | Roof
NJADRE1559431196 | Administratively Determined Incentive Program | BRIDGETON | 8302 | 5.33 | Residential | Behind the Meter | Yes | Pro Custom Solar dba Momentum Solar | AC Electric |  | Accepted | 2025-04-04 | 2025-04-30 | 2026-04-30 | Solar Panels | HANWHA | Q.PEAK DUO BLK ML-G10+ 410 |  | 0.41 | 3 | 174 | 13 |  | Fixed | Roof
NJADRE1559431196 | Administratively Determined Incentive Program | BRIDGETON | 8302 | 5.33 | Residential | Behind the Meter | Yes | Pro Custom Solar dba Momentum Solar | AC Electric |  | Accepted | 2025-04-04 | 2025-04-30 | 2026-04-30 | Solar Panels | HANWHA | Q.PEAK DUO BLK ML-G10+ 410 |  | 0.41 | 2 | 84 | 13 |  | Fixed | Roof
NJADRE1559431196 | Administratively Determined Incentive Program | BRIDGETON | 8302 | 5.33 | Residential | Behind the Meter | Yes | Pro Custom Solar dba Momentum Solar | AC Electric |  | Accepted | 2025-04-04 | 2025-04-30 | 2026-04-30 | Inverters | ENPHASE | IQ8HC-72-M-DOM-US | 380 |  | 13 |  |  | 0.97 |  | Outdoor
NJADRE1559431196 | Administratively Determined Incentive Program | BRIDGETON | 8302 | 5.33 | Residential | Behind the Meter | Yes | Pro Custom Solar dba Momentum Solar | AC Electric |  | Accepted | 2025-04-04 | 2025-04-30 | 2026-04-30 | Solar Panels | HANWHA | Q.PEAK DUO BLK ML-G10+ 410 |  | 0.41 | 6 | 84 | 6 |  | Fixed | Roof
NJADRE1559431589 | Administratively Determined Incentive Program | Egg Harbor Township | 8234 | 13.53 | Residential | Behind the Meter | Yes | Sunrun Installation Services, Inc. | AC Electric |  | Accepted | 2025-04-11 | 2025-05-07 | 2026-05-07 | Solar Panels | Hanwha Q-Cells | Q.PEAK DUO BLK ML-G10+ 410 |  | 0.41 | 7 | 40 | 23 |  | Fixed | Roof
NJADRE1559431589 | Administratively Determined Incentive Program | Egg Harbor Township | 8234 | 13.53 | Residential | Behind the Meter | Yes | Sunrun Installation Services, Inc. | AC Electric |  | Accepted | 2025-04-11 | 2025-05-07 | 2026-05-07 | Solar Panels | Hanwha Q-Cells | Q.PEAK DUO BLK ML-G10+ 410 |  | 0.41 | 8 | 189 | 22 |  | Fixed | Roof
NJADRE1559431589 | Administratively Determined Incentive Program | Egg Harbor Township | 8234 | 13.53 | Residential | Behind the Meter | Yes | Sunrun Installation Services, Inc. | AC Electric |  | Accepted | 2025-04-11 | 2025-05-07 | 2026-05-07 | Inverters | SolarEdge Technologies | SE10000H-USMN | 10000 |  | 1 |  |  | 0.99 |  | Outdoor | Next to meter
NJADRE1559431589 | Administratively Determined Incentive Program | Egg Harbor Township | 8234 | 13.53 | Residential | Behind the Meter | Yes | Sunrun Installation Services, Inc. | AC Electric |  | Accepted | 2025-04-11 | 2025-05-07 | 2026-05-07 | Solar Panels | Hanwha Q-Cells | Q.PEAK DUO BLK ML-G10+ 410 |  | 0.41 | 6 | 160 | 22 |  | Fixed | Roof
NJADRE1559431589 | Administratively Determined Incentive Program | Egg Harbor Township | 8234 | 13.53 | Residential | Behind the Meter | Yes | Sunrun Installation Services, Inc. | AC Electric |  | Accepted | 2025-04-11 | 2025-05-07 | 2026-05-07 | Solar Panels | Hanwha Q-Cells | Q.PEAK DUO BLK ML-G10+ 410 |  | 0.41 | 5 | 98 | 24 |  | Fixed | Roof
NJADRE1559431589 | Administratively Determined Incentive Program | Egg Harbor Township | 8234 | 13.53 | Residential | Behind the Meter | Yes | Sunrun Installation Services, Inc. | AC Electric |  | Accepted | 2025-04-11 | 2025-05-07 | 2026-05-07 | Solar Panels | Hanwha Q-Cells | Q.PEAK DUO BLK ML-G10+ 410 |  | 0.41 | 7 | 9 | 22 |  | Fixed | Roof
NJADRE1559431668 | Administratively Determined Incentive Program | ELIZABETH CITY | 7202 | 5.74 | Residential | Behind the Meter | Yes | Sunrun Installation Services, Inc. | PSE&G |  | Accepted | 2025-04-04 | 2025-04-30 | 2026-04-30 | Inverters | SolarEdge Technologies | SE7600H-USMN | 7600 |  | 1 |  |  | 0.99 |  | Outdoor
NJADRE1559431668 | Administratively Determined Incentive Program | ELIZABETH CITY | 7202 | 5.74 | Residential | Behind the Meter | Yes | Sunrun Installation Services, Inc. | PSE&G |  | Accepted | 2025-04-04 | 2025-04-30 | 2026-04-30 | Solar Panels | Hanwha Q Cells | Q.PEAK DUO BLK ML-G10+ 410 |  | 0.41 | 4 | 148 | 34 |  | Fixed | Roof
NJADRE1559431668 | Administratively Determined Incentive Program | ELIZABETH CITY | 7202 | 5.74 | Residential | Behind the Meter | Yes | Sunrun Installation Services, Inc. | PSE&G |  | Accepted | 2025-04-04 | 2025-04-30 | 2026-04-30 | Solar Panels | Hanwha Q Cells | Q.PEAK DUO BLK ML-G10+ 410 |  | 0.41 | 4 | 59 | 34 |  | Fixed | Roof
NJADRE1559431668 | Administratively Determined Incentive Program | ELIZABETH CITY | 7202 | 5.74 | Residential | Behind the Meter | Yes | Sunrun Installation Services, Inc. | PSE&G |  | Accepted | 2025-04-04 | 2025-04-30 | 2026-04-30 | Solar Panels | Hanwha Q Cells | Q.PEAK DUO BLK ML-G10+ 410 |  | 0.41 | 6 | 239 | 34 |  | Fixed | Roof
NJADRE1559433446 | Administratively Determined Incentive Program | ENGLEWOOD CITY | 7631 | 6.15 | Residential | Behind the Meter | Yes | Sunrun Installation Services, Inc. | PSE&G |  | Accepted | 2025-04-05 | 2025-04-30 | 2026-04-30 | Solar Panels | HANWHA Q-CELLS | Q.PEAK DUO BLK ML-G10+ 410 |  | 0.41 | 3 | 175 | 18 |  | Fixed | Roof
NJADRE1559433446 | Administratively Determined Incentive Program | ENGLEWOOD CITY | 7631 | 6.15 | Residential | Behind the Meter | Yes | Sunrun Installation Services, Inc. | PSE&G |  | Accepted | 2025-04-05 | 2025-04-30 | 2026-04-30 | Solar Panels | HANWHA Q-CELLS | Q.PEAK DUO BLK ML-G10+ 410 |  | 0.41 | 3 | 176 | 18 |  | Fixed | Roof
NJADRE1559433446 | Administratively Determined Incentive Program | ENGLEWOOD CITY | 7631 | 6.15 | Residential | Behind the Meter | Yes | Sunrun Installation Services, Inc. | PSE&G |  | Accepted | 2025-04-05 | 2025-04-30 | 2026-04-30 | Solar Panels | HANWHA Q-CELLS | Q.PEAK DUO BLK ML-G10+ 410 |  | 0.41 | 9 | 175 | 18 |  | Fixed | Roof
NJADRE1559433446 | Administratively Determined Incentive Program | ENGLEWOOD CITY | 7631 | 6.15 | Residential | Behind the Meter | Yes | Sunrun Installation Services, Inc. | PSE&G |  | Accepted | 2025-04-05 | 2025-04-30 | 2026-04-30 | Electric Storage Battery | Tesla | POWERWALL 3 1707000-XX-Y |  |  | 1 |  |  |  | Lithium Ion |  | OUTSIDE
NJADRE1559433446 | Administratively Determined Incentive Program | ENGLEWOOD CITY | 7631 | 6.15 | Residential | Behind the Meter | Yes | Sunrun Installation Services, Inc. | PSE&G |  | Accepted | 2025-04-05 | 2025-04-30 | 2026-04-30 | Inverters | Tesla | POWERWALL 3 1707000-XX-Y | 11500 |  | 1 |  |  | 0.97 |  | Outdoor
NJADRE1559433446 | Administratively Determined Incentive Program | ENGLEWOOD CITY | 7631 | 6.15 | Residential | Behind the Meter | Yes | Sunrun Installation Services, Inc. | PSE&G |  | Accepted | 2025-04-05 | 2025-04-30 | 2026-04-30 | Meters | Tesla | POWERWALL 3 1707000-XX-Y |  |  | 1 |  |  |  | Yes | Outdoor
NJADRE1559433814 | Administratively Determined Incentive Program | Clementon | 8021 | 8.61 | Residential | Behind the Meter | Yes | Sunrun Installation Services, Inc. | PSE&G |  | Accepted | 2025-04-05 | 2025-04-30 | 2026-04-30 | Solar Panels | HANWHA Q-CELLS | Q.PEAK DUO BLK ML-G10+ 410 |  | 0.41 | 10 | 32 | 20 |  | Fixed | Roof
NJADRE1559433814 | Administratively Determined Incentive Program | Clementon | 8021 | 8.61 | Residential | Behind the Meter | Yes | Sunrun Installation Services, Inc. | PSE&G |  | Accepted | 2025-04-05 | 2025-04-30 | 2026-04-30 | Solar Panels | HANWHA Q-CELLS | Q.PEAK DUO BLK ML-G10+ 410 |  | 0.41 | 11 | 214 | 18 |  | Fixed | Roof
NJADRE1559433814 | Administratively Determined Incentive Program | Clementon | 8021 | 8.61 | Residential | Behind the Meter | Yes | Sunrun Installation Services, Inc. | PSE&G |  | Accepted | 2025-04-05 | 2025-04-30 | 2026-04-30 | Inverters | SOLAREDGE TECHNOLOGIES | SE5700H-USMN | 5760 |  | 1 |  |  | 0.99 |  | Outdoor
NJADRE1559433818 | Administratively Determined Incentive Program | WOODBRIDGE | 7095 | 9.02 | Residential | Behind the Meter | Yes | Sunrun Installation Services, Inc. | PSE&G |  | Accepted | 2025-04-05 | 2025-04-30 | 2026-04-30 | Solar Panels | HANWHA Q-CELLS | Q.PEAK DUO BLK ML-G10+ 410 |  | 0.41 | 5 | 11 | 27 |  | Fixed | Roof
NJADRE1559433818 | Administratively Determined Incentive Program | WOODBRIDGE | 7095 | 9.02 | Residential | Behind the Meter | Yes | Sunrun Installation Services, Inc. | PSE&G |  | Accepted | 2025-04-05 | 2025-04-30 | 2026-04-30 | Solar Panels | HANWHA Q-CELLS | Q.PEAK DUO BLK ML-G10+ 410 |  | 0.41 | 2 | 191 | 11 |  | Fixed | Roof
NJADRE1559433818 | Administratively Determined Incentive Program | WOODBRIDGE | 7095 | 9.02 | Residential | Behind the Meter | Yes | Sunrun Installation Services, Inc. | PSE&G |  | Accepted | 2025-04-05 | 2025-04-30 | 2026-04-30 | Solar Panels | HANWHA Q-CELLS | Q.PEAK DUO BLK ML-G10+ 410 |  | 0.41 | 9 | 190 | 27 |  | Fixed | Roof
NJADRE1559433818 | Administratively Determined Incentive Program | WOODBRIDGE | 7095 | 9.02 | Residential | Behind the Meter | Yes | Sunrun Installation Services, Inc. | PSE&G |  | Accepted | 2025-04-05 | 2025-04-30 | 2026-04-30 | Solar Panels | HANWHA Q-CELLS | Q.PEAK DUO BLK ML-G10+ 410 |  | 0.41 | 4 | 281 | 28 |  | Fixed | Roof
NJADRE1559433818 | Administratively Determined Incentive Program | WOODBRIDGE | 7095 | 9.02 | Residential | Behind the Meter | Yes | Sunrun Installation Services, Inc. | PSE&G |  | Accepted | 2025-04-05 | 2025-04-30 | 2026-04-30 | Inverters | SOLAREDGE TECHNOLOGIES | SE7600H-USMN | 7600 |  | 1 |  |  | 0.99 |  | Outdoor
NJADRE1559433818 | Administratively Determined Incentive Program | WOODBRIDGE | 7095 | 9.02 | Residential | Behind the Meter | Yes | Sunrun Installation Services, Inc. | PSE&G |  | Accepted | 2025-04-05 | 2025-04-30 | 2026-04-30 | Solar Panels | HANWHA Q-CELLS | Q.PEAK DUO BLK ML-G10+ 410 |  | 0.41 | 2 | 101 | 28 |  | Fixed | Roof
NJADRE1559433818 | Administratively Determined Incentive Program | WOODBRIDGE | 7095 | 9.02 | Residential | Behind the Meter | Yes | Sunrun Installation Services, Inc. | PSE&G |  | Accepted | 2025-04-05 | 2025-04-30 | 2026-04-30 | Meters | SOLAREDGE TECHNOLOGIES | SE7600H-USMN |  |  | 1 |  |  |  | Yes | Outdoor
NJADRE1559435222 | Administratively Determined Incentive Program | Galloway | 8205 | 7.23 | Residential | Behind the Meter | Yes | Whitman Construction, LLC | AC Electric |  | Accepted | 2025-04-07 | 2025-05-15 | 2026-05-15 | Solar Panels | Jinko Solar | JKM425N-54HL4-B |  | 0.425 | 17 | 191 | 26 |  | Fixed | Roof
NJADRE1559435222 | Administratively Determined Incentive Program | Galloway | 8205 | 7.23 | Residential | Behind the Meter | Yes | Whitman Construction, LLC | AC Electric |  | Accepted | 2025-04-07 | 2025-05-15 | 2026-05-15 | Inverters | ENPHASE | IQ8PLUS-72-2-US | 290 |  | 17 |  |  | 0.975 |  | Outdoor
NJADRE1559435242 | Administratively Determined Incentive Program | Stratford | 8084 | 8.93 | Residential | Behind the Meter | No | Power Energy Solutions, LLC | AC Electric |  | Accepted | 2025-04-07 | 2025-05-01 | 2026-05-01 | Solar Panels | Trina Solar | TSM-425NE09RC.05 |  | 0.425 | 15 | 96 | 29 |  | Fixed | Roof
NJADRE1559435242 | Administratively Determined Incentive Program | Stratford | 8084 | 8.93 | Residential | Behind the Meter | No | Power Energy Solutions, LLC | AC Electric |  | Accepted | 2025-04-07 | 2025-05-01 | 2026-05-01 | Inverters | SolarEdge | SE5700H-US | 6 |  | 1 |  |  | 0.97 |  | Outdoor
NJADRE1559435242 | Administratively Determined Incentive Program | Stratford | 8084 | 8.93 | Residential | Behind the Meter | No | Power Energy Solutions, LLC | AC Electric |  | Accepted | 2025-04-07 | 2025-05-01 | 2026-05-01 | Solar Panels | Trina Solar | TSM-425NE09RC.05 |  | 0.425 | 6 | 96 | 6 |  | Fixed | Roof
NJADRE1559435251 | Administratively Determined Incentive Program | Egg Harbor Township | 8234 | 5.74 | Residential | Behind the Meter | Yes | Sunrun Installation Services, Inc. | AC Electric |  | Accepted | 2025-04-07 | 2025-04-30 | 2026-04-30 | Inverters | SOLAREDGE TECHNOLOGIES | SE7600H-USMN | 7600 |  | 1 |  |  | 0.99 |  | Outdoor
NJADRE1559435251 | Administratively Determined Incentive Program | Egg Harbor Township | 8234 | 5.74 | Residential | Behind the Meter | Yes | Sunrun Installation Services, Inc. | AC Electric |  | Accepted | 2025-04-07 | 2025-04-30 | 2026-04-30 | Solar Panels | HANWHA Q-CELLS | Q.PEAK DUO BLK ML-G10+ 410 |  | 0.41 | 5 | 135 | 27 |  | Fixed | Roof
NJADRE1559435251 | Administratively Determined Incentive Program | Egg Harbor Township | 8234 | 5.74 | Residential | Behind the Meter | Yes | Sunrun Installation Services, Inc. | AC Electric |  | Accepted | 2025-04-07 | 2025-04-30 | 2026-04-30 | Solar Panels | HANWHA Q-CELLS | Q.PEAK DUO BLK ML-G10+ 410 |  | 0.41 | 6 | 315 | 30 |  | Fixed | Roof
NJADRE1559435251 | Administratively Determined Incentive Program | Egg Harbor Township | 8234 | 5.74 | Residential | Behind the Meter | Yes | Sunrun Installation Services, Inc. | AC Electric |  | Accepted | 2025-04-07 | 2025-04-30 | 2026-04-30 | Solar Panels | HANWHA Q-CELLS | Q.PEAK DUO BLK ML-G10+ 410 |  | 0.41 | 3 | 315 | 30 |  | Fixed | Roof
NJADRE1559435265 | Administratively Determined Incentive Program | Sparta | 7871 | 7.23 | Residential | Behind the Meter | Yes | Power Energy Solutions, LLC | JCP&L |  | Accepted | 2025-04-07 | 2025-04-30 | 2026-04-30 | Solar Panels | Trina Solar | TSM-425NE09RC.05 |  | 0.425 | 2 | 109 | 22 |  | Fixed | Roof
NJADRE1559435265 | Administratively Determined Incentive Program | Sparta | 7871 | 7.23 | Residential | Behind the Meter | Yes | Power Energy Solutions, LLC | JCP&L |  | Accepted | 2025-04-07 | 2025-04-30 | 2026-04-30 | Inverters | SolarEdge | SE3800H-US | 4 |  | 1 |  |  | 0.97 |  | Outdoor
NJADRE1559435265 | Administratively Determined Incentive Program | Sparta | 7871 | 7.23 | Residential | Behind the Meter | Yes | Power Energy Solutions, LLC | JCP&L |  | Accepted | 2025-04-07 | 2025-04-30 | 2026-04-30 | Solar Panels | Trina Solar | TSM-425NE09RC.05 |  | 0.425 | 15 | 109 | 30 |  | Fixed | Roof
NJADRE1559435266 | Administratively Determined Incentive Program | North Brunswick | 8902 | 14.62 | Residential | Behind the Meter | No | Infinity Solar Systems, LLC | PSE&G |  | Accepted | 2025-04-07 | 2025-05-02 | 2026-05-02 | Solar Panels | SEG SOLAR | SEG-430-BTD-BG |  | 0.43 | 7 | 154 | 14 |  | Fixed | Roof
NJADRE1559435266 | Administratively Determined Incentive Program | North Brunswick | 8902 | 14.62 | Residential | Behind the Meter | No | Infinity Solar Systems, LLC | PSE&G |  | Accepted | 2025-04-07 | 2025-05-02 | 2026-05-02 | Inverters | Enphase | IQ8MC-72-M-US | 320 |  | 34 |  |  | 0.97 |  | Outdoor
NJADRE1559435266 | Administratively Determined Incentive Program | North Brunswick | 8902 | 14.62 | Residential | Behind the Meter | No | Infinity Solar Systems, LLC | PSE&G |  | Accepted | 2025-04-07 | 2025-05-02 | 2026-05-02 | Solar Panels | SEG SOLAR | SEG-430-BTD-BG |  | 0.43 | 13 | 334 | 14 |  | Fixed | Roof
NJADRE1559435266 | Administratively Determined Incentive Program | North Brunswick | 8902 | 14.62 | Residential | Behind the Meter | No | Infinity Solar Systems, LLC | PSE&G |  | Accepted | 2025-04-07 | 2025-05-02 | 2026-05-02 | Solar Panels | SEG SOLAR | SEG-430-BTD-BG |  | 0.43 | 8 | 154 | 14 |  | Fixed | Roof
NJADRE1559435266 | Administratively Determined Incentive Program | North Brunswick | 8902 | 14.62 | Residential | Behind the Meter | No | Infinity Solar Systems, LLC | PSE&G |  | Accepted | 2025-04-07 | 2025-05-02 | 2026-05-02 | Solar Panels | SEG SOLAR | SEG-430-BTD-BG |  | 0.43 | 6 | 244 | 15 |  | Fixed | Roof
NJADRE1559435275 | Administratively Determined Incentive Program | TURNERSVILLE | 8012 | 7.38 | Residential | Behind the Meter | Yes | Sunrun Installation Services, Inc. | AC Electric |  | Accepted | 2025-04-07 | 2025-04-30 | 2026-04-30 | Solar Panels | Hanwha Q-Cells | Q.PEAK DUO BLK ML-G10+ 410 |  | 0.41 | 7 | 344 | 22 |  | Fixed | Roof
NJADRE1559435275 | Administratively Determined Incentive Program | TURNERSVILLE | 8012 | 7.38 | Residential | Behind the Meter | Yes | Sunrun Installation Services, Inc. | AC Electric |  | Accepted | 2025-04-07 | 2025-04-30 | 2026-04-30 | Solar Panels | Hanwha Q-Cells | Q.PEAK DUO BLK ML-G10+ 410 |  | 0.41 | 11 | 164 | 23 |  | Fixed | Roof
NJADRE1559435275 | Administratively Determined Incentive Program | TURNERSVILLE | 8012 | 7.38 | Residential | Behind the Meter | Yes | Sunrun Installation Services, Inc. | AC Electric |  | Accepted | 2025-04-07 | 2025-04-30 | 2026-04-30 | Inverters | SolarEdge Technologies | SE5700H-USMN | 5760 |  | 1 |  |  | 0.99 |  | Outdoor | Next to meter
NJADRE1559435291 | Administratively Determined Incentive Program | Bayville | 8721 | 21.68 | Residential | Behind the Meter | Yes | Whitman Construction, LLC | JCP&L |  | Accepted | 2025-04-07 | 2025-04-30 | 2026-04-30 | Inverters | ENPHASE | IQ8PLUS-72-2-US | 290 |  | 51 |  |  | 0.975 |  | Outdoor
NJADRE1559435291 | Administratively Determined Incentive Program | Bayville | 8721 | 21.68 | Residential | Behind the Meter | Yes | Whitman Construction, LLC | JCP&L |  | Accepted | 2025-04-07 | 2025-04-30 | 2026-04-30 | Solar Panels | Jinko Solar | JKM425N-54HL4-B |  | 0.425 | 24 | 270 | 18 |  | Fixed | Roof
NJADRE1559435291 | Administratively Determined Incentive Program | Bayville | 8721 | 21.68 | Residential | Behind the Meter | Yes | Whitman Construction, LLC | JCP&L |  | Accepted | 2025-04-07 | 2025-04-30 | 2026-04-30 | Solar Panels | Jinko Solar | JKM425N-54HL4-B |  | 0.425 | 21 | 90 | 18 |  | Fixed | Roof
NJADRE1559435291 | Administratively Determined Incentive Program | Bayville | 8721 | 21.68 | Residential | Behind the Meter | Yes | Whitman Construction, LLC | JCP&L |  | Accepted | 2025-04-07 | 2025-04-30 | 2026-04-30 | Solar Panels | Jinko Solar | JKM425N-54HL4-B |  | 0.425 | 3 | 90 | 18 |  | Fixed | Roof
NJADRE1559435291 | Administratively Determined Incentive Program | Bayville | 8721 | 21.68 | Residential | Behind the Meter | Yes | Whitman Construction, LLC | JCP&L |  | Accepted | 2025-04-07 | 2025-04-30 | 2026-04-30 | Solar Panels | Jinko Solar | JKM425N-54HL4-B |  | 0.425 | 3 | 270 | 18 |  | Fixed | Roof
NJADRE1559435300 | Administratively Determined Incentive Program | Vineland | 8360 | 24.94 | Residential | Behind the Meter | Yes | Infinity Solar Systems, LLC | AC Electric |  | Accepted | 2025-04-07 | 2025-04-30 | 2026-04-30 | Solar Panels | SEG SOLAR | SEG-430-BTD-BG |  | 0.43 | 2 | 273 | 20 |  | Fixed | Roof
NJADRE1559435300 | Administratively Determined Incentive Program | Vineland | 8360 | 24.94 | Residential | Behind the Meter | Yes | Infinity Solar Systems, LLC | AC Electric |  | Accepted | 2025-04-07 | 2025-04-30 | 2026-04-30 | Solar Panels | SEG SOLAR | SEG-430-BTD-BG |  | 0.43 | 31 | 183 | 19 |  | Fixed | Roof
NJADRE1559435300 | Administratively Determined Incentive Program | Vineland | 8360 | 24.94 | Residential | Behind the Meter | Yes | Infinity Solar Systems, LLC | AC Electric |  | Accepted | 2025-04-07 | 2025-04-30 | 2026-04-30 | Inverters | Enphase | IQ8MC-72-M-US | 320 |  | 58 |  |  | 0.97 |  | Outdoor
NJADRE1559435300 | Administratively Determined Incentive Program | Vineland | 8360 | 24.94 | Residential | Behind the Meter | Yes | Infinity Solar Systems, LLC | AC Electric |  | Accepted | 2025-04-07 | 2025-04-30 | 2026-04-30 | Solar Panels | SEG SOLAR | SEG-430-BTD-BG |  | 0.43 | 4 | 93 | 20 |  | Fixed | Roof
NJADRE1559435300 | Administratively Determined Incentive Program | Vineland | 8360 | 24.94 | Residential | Behind the Meter | Yes | Infinity Solar Systems, LLC | AC Electric |  | Accepted | 2025-04-07 | 2025-04-30 | 2026-04-30 | Solar Panels | SEG SOLAR | SEG-430-BTD-BG |  | 0.43 | 18 | 3 | 19 |  | Fixed | Roof
NJADRE1559435300 | Administratively Determined Incentive Program | Vineland | 8360 | 24.94 | Residential | Behind the Meter | Yes | Infinity Solar Systems, LLC | AC Electric |  | Accepted | 2025-04-07 | 2025-04-30 | 2026-04-30 | Solar Panels | SEG SOLAR | SEG-430-BTD-BG |  | 0.43 | 3 | 183 | 19 |  | Fixed | Roof
NJADRE1559435301 | Administratively Determined Incentive Program | Neptune | 7753 | 6.56 | Residential | Behind the Meter | Yes | Sunrun Installation Services, Inc. | JCP&L |  | Accepted | 2025-04-07 | 2025-04-30 | 2026-04-30 | Solar Panels | Hanwha Q Cells | Q.PEAK DUO BLK ML-G10+ 410 |  | 0.41 | 16 | 157 | 30 |  | Fixed | Roof
NJADRE1559435301 | Administratively Determined Incentive Program | Neptune | 7753 | 6.56 | Residential | Behind the Meter | Yes | Sunrun Installation Services, Inc. | JCP&L |  | Accepted | 2025-04-07 | 2025-04-30 | 2026-04-30 | Inverters | SolarEdge Technologies | SE5700H-USMN | 5760 |  | 1 |  |  | 0.99 |  | Outdoor
NJADRE1559435306 | Administratively Determined Incentive Program | LITTLE EGG HARBOR TWP | 8087 | 8 | Residential | Behind the Meter | Yes | Sunrun Installation Services, Inc. | AC Electric |  | Accepted | 2025-04-07 | 2025-04-30 | 2026-04-30 | Inverters | SOLAREDGE TECHNOLOGIES | SE5700H-USMN | 5760 |  | 1 |  |  | 0.99 |  | Outside
NJADRE1559435306 | Administratively Determined Incentive Program | LITTLE EGG HARBOR TWP | 8087 | 8 | Residential | Behind the Meter | Yes | Sunrun Installation Services, Inc. | AC Electric |  | Accepted | 2025-04-07 | 2025-04-30 | 2026-04-30 | Solar Panels | Hanwha Q-Cells | Q.PEAK DUO BLK ML-G10+/T 400 |  | 0.4 | 20 | 261 | 7 |  | Fixed | Roof
NJADRE1559435328 | Administratively Determined Incentive Program | HOWELL TOWNSHIP | 7731 | 16.4 | Residential | Behind the Meter | Yes | Trinity Solar, LLC | JCP&L |  | Accepted | 2025-04-07 | 2025-05-01 | 2026-05-01 | Inverters | Solar Edge | SE3800H-US | 3800 |  | 1 |  |  | 0.97 |  | Outdoor
NJADRE1559435328 | Administratively Determined Incentive Program | HOWELL TOWNSHIP | 7731 | 16.4 | Residential | Behind the Meter | Yes | Trinity Solar, LLC | JCP&L |  | Accepted | 2025-04-07 | 2025-05-01 | 2026-05-01 | Inverters | Solar Edge | SE10000H-US | 10000 |  | 1 |  |  | 0.97 |  | Outdoor
NJADRE1559435328 | Administratively Determined Incentive Program | HOWELL TOWNSHIP | 7731 | 16.4 | Residential | Behind the Meter | Yes | Trinity Solar, LLC | JCP&L |  | Accepted | 2025-04-07 | 2025-05-01 | 2026-05-01 | Solar Panels | Hanwha | HANWHA 410 (Q.PEAK DUO BLK ML-G10+ 410) |  | 0.41 | 15 | 281 | 18 |  | Fixed | Roof
NJADRE1559435328 | Administratively Determined Incentive Program | HOWELL TOWNSHIP | 7731 | 16.4 | Residential | Behind the Meter | Yes | Trinity Solar, LLC | JCP&L |  | Accepted | 2025-04-07 | 2025-05-01 | 2026-05-01 | Solar Panels | Hanwha | HANWHA 410 (Q.PEAK DUO BLK ML-G10+ 410) |  | 0.41 | 6 | 191 | 18 |  | Fixed | Roof
NJADRE1559435328 | Administratively Determined Incentive Program | HOWELL TOWNSHIP | 7731 | 16.4 | Residential | Behind the Meter | Yes | Trinity Solar, LLC | JCP&L |  | Accepted | 2025-04-07 | 2025-05-01 | 2026-05-01 | Solar Panels | Hanwha | HANWHA 410 (Q.PEAK DUO BLK ML-G10+ 410) |  | 0.41 | 17 | 101 | 18 |  | Fixed | Roof
NJADRE1559435328 | Administratively Determined Incentive Program | HOWELL TOWNSHIP | 7731 | 16.4 | Residential | Behind the Meter | Yes | Trinity Solar, LLC | JCP&L |  | Accepted | 2025-04-07 | 2025-05-01 | 2026-05-01 | Solar Panels | Hanwha | HANWHA 410 (Q.PEAK DUO BLK ML-G10+ 410) |  | 0.41 | 2 | 11 | 18 |  | Fixed | Roof
NJADRE1559435347 | Administratively Determined Incentive Program | EGG HARBOR TOWNSHIP | 8234 | 8.6 | Residential | Behind the Meter | Yes | Sustainable Energy Systems | AC Electric |  | Accepted | 2025-04-07 | 2025-04-30 | 2026-04-30 | Inverters | SolarEdge Technologies | SE7600H-US | 8 |  | 1 |  |  | 0.99 |  | Outside
NJADRE1559435347 | Administratively Determined Incentive Program | EGG HARBOR TOWNSHIP | 8234 | 8.6 | Residential | Behind the Meter | Yes | Sustainable Energy Systems | AC Electric |  | Accepted | 2025-04-07 | 2025-04-30 | 2026-04-30 | Solar Panels | SEG Solar | SEG-430-BTD-BG |  | 0.43 | 20 | 112 | 15 |  | Fixed | Roof
NJADRE1559435368 | Administratively Determined Incentive Program | PLEASANTVILLE | 8232 | 7.38 | Residential | Behind the Meter | Yes | Trinity Solar, LLC | AC Electric |  | Accepted | 2025-04-07 | 2025-04-30 | 2026-04-30 | Inverters | Solar Edge | USE5700H-US | 5760 |  | 1 |  |  | 0.97 |  | Outside
NJADRE1559435368 | Administratively Determined Incentive Program | PLEASANTVILLE | 8232 | 7.38 | Residential | Behind the Meter | Yes | Trinity Solar, LLC | AC Electric |  | Accepted | 2025-04-07 | 2025-04-30 | 2026-04-30 | Solar Panels | HANWHA | Q.PEAK DUO BLK ML-G10+ 410 |  | 0.41 | 18 | 115 | 28 |  | Fixed | Roof | outdoor
NJADRE1559435372 | Administratively Determined Incentive Program | CHESILHURST | 8089 | 16.19 | Residential | Behind the Meter | Yes | SunnyMac, LLC | AC Electric |  | Accepted | 2025-04-07 | 2025-05-21 | 2026-05-21 | Inverters | SOLAREDGE HOME HUB | SE7600H-US | 7600 |  | 1 |  |  | 0.99 |  | Outdoor | next to meter
NJADRE1559435372 | Administratively Determined Incentive Program | CHESILHURST | 8089 | 16.19 | Residential | Behind the Meter | Yes | SunnyMac, LLC | AC Electric |  | Accepted | 2025-04-07 | 2025-05-21 | 2026-05-21 | Solar Panels | HANWHA | Q.PEAK DUO BLK ML-G10+ 415W |  | 0.415 | 5 | 16 | 23 |  | Fixed | Roof
NJADRE1559435372 | Administratively Determined Incentive Program | CHESILHURST | 8089 | 16.19 | Residential | Behind the Meter | Yes | SunnyMac, LLC | AC Electric |  | Accepted | 2025-04-07 | 2025-05-21 | 2026-05-21 | Solar Panels | HANWHA | Q.PEAK DUO BLK ML-G10+ 415W |  | 0.415 | 28 | 196 | 23 |  | Fixed | Roof
NJADRE1559435372 | Administratively Determined Incentive Program | CHESILHURST | 8089 | 16.19 | Residential | Behind the Meter | Yes | SunnyMac, LLC | AC Electric |  | Accepted | 2025-04-07 | 2025-05-21 | 2026-05-21 | Inverters | SOLAREDGE HOME HUB | SE5700H-US | 5760 |  | 1 |  |  | 0.99 |  | Outdoor | next to meter
NJADRE1559435372 | Administratively Determined Incentive Program | CHESILHURST | 8089 | 16.19 | Residential | Behind the Meter | Yes | SunnyMac, LLC | AC Electric |  | Accepted | 2025-04-07 | 2025-05-21 | 2026-05-21 | Solar Panels | HANWHA | Q.PEAK DUO BLK ML-G10+ 415W |  | 0.415 | 6 | 196 | 10 |  | Fixed | Roof
NJADRE1559435379 | Administratively Determined Incentive Program | KEARNY | 7032 | 13.77 | Residential | Behind the Meter | No | Tesla Energy Operations, Inc. | PSE&G |  | Accepted | 2025-04-07 | 2025-04-30 | 2026-04-30 | Solar Panels | Tesla | Q.PEAK DUO BLK ML-G10+/TS 405 |  | 0.405 | 3 | 192 | 33 |  | Fixed | Roof
NJADRE1559435379 | Administratively Determined Incentive Program | KEARNY | 7032 | 13.77 | Residential | Behind the Meter | No | Tesla Energy Operations, Inc. | PSE&G |  | Accepted | 2025-04-07 | 2025-04-30 | 2026-04-30 | Solar Panels | Tesla | Q.PEAK DUO BLK ML-G10+/TS 405 |  | 0.405 | 14 | 282 | 33 |  | Fixed | Roof
NJADRE1559435379 | Administratively Determined Incentive Program | KEARNY | 7032 | 13.77 | Residential | Behind the Meter | No | Tesla Energy Operations, Inc. | PSE&G |  | Accepted | 2025-04-07 | 2025-04-30 | 2026-04-30 | Solar Panels | Tesla | Q.PEAK DUO BLK ML-G10+/TS 405 |  | 0.405 | 17 | 102 | 33 |  | Fixed | Roof
NJADRE1559435379 | Administratively Determined Incentive Program | KEARNY | 7032 | 13.77 | Residential | Behind the Meter | No | Tesla Energy Operations, Inc. | PSE&G |  | Accepted | 2025-04-07 | 2025-04-30 | 2026-04-30 | Inverters | Tesla | 1538000-XX-Y | 5000 |  | 2 |  |  | 0.98 |  | Outdoor
NJADRE1559435379 | Administratively Determined Incentive Program | KEARNY | 7032 | 13.77 | Residential | Behind the Meter | No | Tesla Energy Operations, Inc. | PSE&G |  | Accepted | 2025-04-07 | 2025-04-30 | 2026-04-30 | Electric Storage Battery | Tesla | AC Powerwall 2.0 |  |  | 3 |  |  |  | Lithium Ion |  | OUTSIDE?
NJADRE1559435417 | Administratively Determined Incentive Program | NEWARK | 7106 | 12.33 | Residential | Behind the Meter | Yes | Power Energy Solutions, LLC | PSE&G |  | Accepted | 2025-04-07 | 2025-05-01 | 2026-05-01 | Solar Panels | Trina Solar | TSM-425NE09RC.05 |  | 0.425 | 5 | 115 | 20 |  | Fixed | Roof
NJADRE1559435417 | Administratively Determined Incentive Program | NEWARK | 7106 | 12.33 | Residential | Behind the Meter | Yes | Power Energy Solutions, LLC | PSE&G |  | Accepted | 2025-04-07 | 2025-05-01 | 2026-05-01 | Solar Panels | Trina Solar | TSM-425NE09RC.05 |  | 0.425 | 10 | 295 | 22 |  | Fixed | Roof
NJADRE1559435417 | Administratively Determined Incentive Program | NEWARK | 7106 | 12.33 | Residential | Behind the Meter | Yes | Power Energy Solutions, LLC | PSE&G |  | Accepted | 2025-04-07 | 2025-05-01 | 2026-05-01 | Inverters | SolarEdge | SE7600H-US | 8 |  | 1 |  |  | 0.97 |  | Outdoor
NJADRE1559435417 | Administratively Determined Incentive Program | NEWARK | 7106 | 12.33 | Residential | Behind the Meter | Yes | Power Energy Solutions, LLC | PSE&G |  | Accepted | 2025-04-07 | 2025-05-01 | 2026-05-01 | Solar Panels | Trina Solar | TSM-425NE09RC.05 |  | 0.425 | 12 | 115 | 22 |  | Fixed | Roof
NJADRE1559435417 | Administratively Determined Incentive Program | NEWARK | 7106 | 12.33 | Residential | Behind the Meter | Yes | Power Energy Solutions, LLC | PSE&G |  | Accepted | 2025-04-07 | 2025-05-01 | 2026-05-01 | Solar Panels | Trina Solar | TSM-425NE09RC.05 |  | 0.425 | 2 | 296 | 20 |  | Fixed | Roof
NJADRE1559435421 | Administratively Determined Incentive Program | Lower Twp | 8204 | 6.15 | Residential | Behind the Meter | Yes | Trinity Solar, Inc. | AC Electric |  | Accepted | 2025-04-07 | 2025-04-30 | 2026-04-30 | Solar Panels | HANWHA | Q.PEAK DUO BLK ML-G10+ 410 |  | 0.41 | 6 | 242 | 20 |  | Fixed | Roof
NJADRE1559435421 | Administratively Determined Incentive Program | Lower Twp | 8204 | 6.15 | Residential | Behind the Meter | Yes | Trinity Solar, Inc. | AC Electric |  | Accepted | 2025-04-07 | 2025-04-30 | 2026-04-30 | Inverters | Solar Edge | SE5700H-US | 5760 |  | 1 |  |  | 0.97 |  | Outside
NJADRE1559435421 | Administratively Determined Incentive Program | Lower Twp | 8204 | 6.15 | Residential | Behind the Meter | Yes | Trinity Solar, Inc. | AC Electric |  | Accepted | 2025-04-07 | 2025-04-30 | 2026-04-30 | Solar Panels | HANWHA | Q.PEAK DUO BLK ML-G10+ 410 |  | 0.41 | 9 | 62 | 20 |  | Fixed | Roof
NJADRE1559435436 | Administratively Determined Incentive Program | Jackson | 8527 | 8.08 | Residential | Behind the Meter | Yes | Whitman Construction, LLC | JCP&L |  | Accepted | 2025-04-07 | 2025-04-30 | 2026-04-30 | Solar Panels | Jinko Solar | JKM425N-54HL4-B |  | 0.425 | 15 | 206 | 26 |  | Fixed | Roof
NJADRE1559435436 | Administratively Determined Incentive Program | Jackson | 8527 | 8.08 | Residential | Behind the Meter | Yes | Whitman Construction, LLC | JCP&L |  | Accepted | 2025-04-07 | 2025-04-30 | 2026-04-30 | Solar Panels | Jinko Solar | JKM425N-54HL4-B |  | 0.425 | 4 | 206 | 25 |  | Fixed | Roof
NJADRE1559435436 | Administratively Determined Incentive Program | Jackson | 8527 | 8.08 | Residential | Behind the Meter | Yes | Whitman Construction, LLC | JCP&L |  | Accepted | 2025-04-07 | 2025-04-30 | 2026-04-30 | Inverters | ENPHASE | IQ8PLUS-72-2-US | 290 |  | 19 |  |  | 0.975 |  | Outdoor
NJADRE1559435444 | Administratively Determined Incentive Program | Union | 7083 | 6.8 | Residential | Behind the Meter | Yes | Power Energy Solutions, LLC | PSE&G |  | Accepted | 2025-04-07 | 2025-04-30 | 2026-04-30 | Inverters | SolarEdge | SE3800H-US | 4 |  | 1 |  |  | 0.97 |  | Outdoor
NJADRE1559435444 | Administratively Determined Incentive Program | Union | 7083 | 6.8 | Residential | Behind the Meter | Yes | Power Energy Solutions, LLC | PSE&G |  | Accepted | 2025-04-07 | 2025-04-30 | 2026-04-30 | Solar Panels | Trina Solar | TSM-425NE09RC.05 |  | 0.425 | 16 | 137 | 34 |  | Fixed | Roof
NJADRE1559435448 | Administratively Determined Incentive Program | Hamilton | 8610 | 6.88 | Residential | Behind the Meter | Yes | PosiGen Developer, LLC | PSE&G |  | Accepted | 2025-04-07 | 2025-04-30 | 2026-04-30 | Inverters | SolarEdge | SE5700H-US | 5700 |  | 1 |  |  | 0.99 |  | Outside
NJADRE1559435448 | Administratively Determined Incentive Program | Hamilton | 8610 | 6.88 | Residential | Behind the Meter | Yes | PosiGen Developer, LLC | PSE&G |  | Accepted | 2025-04-07 | 2025-04-30 | 2026-04-30 | Solar Panels | SilFab Solar | SIL-430 QD |  | 0.43 | 8 | 74 | 30 |  | Fixed | Roof
NJADRE1559435448 | Administratively Determined Incentive Program | Hamilton | 8610 | 6.88 | Residential | Behind the Meter | Yes | PosiGen Developer, LLC | PSE&G |  | Accepted | 2025-04-07 | 2025-04-30 | 2026-04-30 | Solar Panels | SilFab Solar | SIL-430 QD |  | 0.43 | 4 | 164 | 40 |  | Fixed | Roof
NJADRE1559435448 | Administratively Determined Incentive Program | Hamilton | 8610 | 6.88 | Residential | Behind the Meter | Yes | PosiGen Developer, LLC | PSE&G |  | Accepted | 2025-04-07 | 2025-04-30 | 2026-04-30 | Solar Panels | SilFab Solar | SIL-430 QD |  | 0.43 | 4 | 344 | 40 |  | Fixed | Roof
NJADRE1559435462 | Administratively Determined Incentive Program | Willingboro | 8046 | 9.35 | Residential | Behind the Meter | No | Savkat, Inc. | PSE&G |  | Accepted | 2025-04-07 | 2025-04-30 | 2026-04-30 | Solar Panels | Jinko | Jinko JKM425N-54HL4-B |  | 0.425 | 16 | 112 | 26 |  | Fixed | Roof
NJADRE1559435462 | Administratively Determined Incentive Program | Willingboro | 8046 | 9.35 | Residential | Behind the Meter | No | Savkat, Inc. | PSE&G |  | Accepted | 2025-04-07 | 2025-04-30 | 2026-04-30 | Inverters | Solaredge | SE7600H-US | 7600 |  | 1 |  |  | 0.99 |  | Outside
NJADRE1559435462 | Administratively Determined Incentive Program | Willingboro | 8046 | 9.35 | Residential | Behind the Meter | No | Savkat, Inc. | PSE&G |  | Accepted | 2025-04-07 | 2025-04-30 | 2026-04-30 | Solar Panels | Jinko | Jinko JKM425N-54HL4-B |  | 0.425 | 3 | 112 | 18 |  | Fixed | Roof
NJADRE1559435462 | Administratively Determined Incentive Program | Willingboro | 8046 | 9.35 | Residential | Behind the Meter | No | Savkat, Inc. | PSE&G |  | Accepted | 2025-04-07 | 2025-04-30 | 2026-04-30 | Solar Panels | Jinko | Jinko JKM425N-54HL4-B |  | 0.425 | 3 | 290 | 18 |  | Fixed | Roof
NJADRE1559435473 | Administratively Determined Incentive Program | Paterson | 7514 | 7.23 | Residential | Behind the Meter | Yes | Power Energy Solutions, LLC | PSE&G |  | Accepted | 2025-04-07 | 2025-04-30 | 2026-04-30 | Solar Panels | Trina Solar | TSM-425NE09RC.05 |  | 0.425 | 10 | 285 | 27 |  | Fixed | Roof
NJADRE1559435473 | Administratively Determined Incentive Program | Paterson | 7514 | 7.23 | Residential | Behind the Meter | Yes | Power Energy Solutions, LLC | PSE&G |  | Accepted | 2025-04-07 | 2025-04-30 | 2026-04-30 | Solar Panels | Trina Solar | TSM-425NE09RC.05 |  | 0.425 | 7 | 105 | 27 |  | Fixed | Roof
NJADRE1559435473 | Administratively Determined Incentive Program | Paterson | 7514 | 7.23 | Residential | Behind the Meter | Yes | Power Energy Solutions, LLC | PSE&G |  | Accepted | 2025-04-07 | 2025-04-30 | 2026-04-30 | Inverters | SolarEdge | SE3800H-US | 4 |  | 1 |  |  | 0.97 |  | Outdoor
NJADRE1559435487 | Administratively Determined Incentive Program | Stanhope | 7874 | 18.86 | Residential | Behind the Meter | Yes | Trinity Solar, LLC | JCP&L |  | Accepted | 2025-04-07 | 2025-04-30 | 2026-04-30 | Solar Panels | HANWHA | Q.PEAK DUO BLK ML-G10+ 410 |  | 0.41 | 30 | 139 | 18 |  | Fixed | Roof
NJADRE1559435487 | Administratively Determined Incentive Program | Stanhope | 7874 | 18.86 | Residential | Behind the Meter | Yes | Trinity Solar, LLC | JCP&L |  | Accepted | 2025-04-07 | 2025-04-30 | 2026-04-30 | Solar Panels | HANWHA | Q.PEAK DUO BLK ML-G10+ 410 |  | 0.41 | 6 | 49 | 20 |  | Fixed | Roof
NJADRE1559435487 | Administratively Determined Incentive Program | Stanhope | 7874 | 18.86 | Residential | Behind the Meter | Yes | Trinity Solar, LLC | JCP&L |  | Accepted | 2025-04-07 | 2025-04-30 | 2026-04-30 | Inverters | Solar Edge | SE11400H-US | 11400 |  | 1 |  |  | 0.97 |  | Outside
NJADRE1559435487 | Administratively Determined Incentive Program | Stanhope | 7874 | 18.86 | Residential | Behind the Meter | Yes | Trinity Solar, LLC | JCP&L |  | Accepted | 2025-04-07 | 2025-04-30 | 2026-04-30 | Solar Panels | HANWHA | Q.PEAK DUO BLK ML-G10+ 410 |  | 0.41 | 10 | 229 | 20 |  | Fixed | Roof
NJADRE1559435487 | Administratively Determined Incentive Program | Stanhope | 7874 | 18.86 | Residential | Behind the Meter | Yes | Trinity Solar, LLC | JCP&L |  | Accepted | 2025-04-07 | 2025-04-30 | 2026-04-30 | Inverters | Solar Edge | SE3800H-US | 3800 |  | 1 |  |  | 0.97 |  | Outside
NJADRE1559435499 | Administratively Determined Incentive Program | Long Branch | 7740 | 7.79 | Residential | Behind the Meter | Yes | Sunrun Installation Services, Inc. | JCP&L |  | Accepted | 2025-04-07 | 2025-04-30 | 2026-04-30 | Inverters | SolarEdge Technologies | SE7600H-USMN | 7600 |  | 1 |  |  | 0.99 |  | Outdoor | Next to meter
NJADRE1559435499 | Administratively Determined Incentive Program | Long Branch | 7740 | 7.79 | Residential | Behind the Meter | Yes | Sunrun Installation Services, Inc. | JCP&L |  | Accepted | 2025-04-07 | 2025-04-30 | 2026-04-30 | Solar Panels | Hanwha Q-Cells | Q.PEAK DUO BLK ML-G10+ 410 |  | 0.41 | 6 | 307 | 21 |  | Fixed | Roof
NJADRE1559435499 | Administratively Determined Incentive Program | Long Branch | 7740 | 7.79 | Residential | Behind the Meter | Yes | Sunrun Installation Services, Inc. | JCP&L |  | Accepted | 2025-04-07 | 2025-04-30 | 2026-04-30 | Solar Panels | Hanwha Q-Cells | Q.PEAK DUO BLK ML-G10+ 410 |  | 0.41 | 6 | 127 | 42 |  | Fixed | Roof
NJADRE1559435499 | Administratively Determined Incentive Program | Long Branch | 7740 | 7.79 | Residential | Behind the Meter | Yes | Sunrun Installation Services, Inc. | JCP&L |  | Accepted | 2025-04-07 | 2025-04-30 | 2026-04-30 | Solar Panels | Hanwha Q-Cells | Q.PEAK DUO BLK ML-G10+ 410 |  | 0.41 | 7 | 306 | 42 |  | Fixed | Roof
NJADRE1559435517 | Administratively Determined Incentive Program | Egg Harbor Twp | 8234 | 11.07 | Residential | Behind the Meter | Yes | Trinity Solar, Inc. | AC Electric |  | Accepted | 2025-04-07 | 2025-05-01 | 2026-05-01 | Solar Panels | HANWHA | Q.PEAK DUO BLK ML-G10+ 410 |  | 0.41 | 8 | 119 | 19 |  | Fixed | Roof
NJADRE1559435517 | Administratively Determined Incentive Program | Egg Harbor Twp | 8234 | 11.07 | Residential | Behind the Meter | Yes | Trinity Solar, Inc. | AC Electric |  | Accepted | 2025-04-07 | 2025-05-01 | 2026-05-01 | Solar Panels | HANWHA | Q.PEAK DUO BLK ML-G10+ 410 |  | 0.41 | 4 | 119 | 18 |  | Fixed | Roof
NJADRE1559435517 | Administratively Determined Incentive Program | Egg Harbor Twp | 8234 | 11.07 | Residential | Behind the Meter | Yes | Trinity Solar, Inc. | AC Electric |  | Accepted | 2025-04-07 | 2025-05-01 | 2026-05-01 | Solar Panels | HANWHA | Q.PEAK DUO BLK ML-G10+ 410 |  | 0.41 | 9 | 299 | 19 |  | Fixed | Roof
NJADRE1559435517 | Administratively Determined Incentive Program | Egg Harbor Twp | 8234 | 11.07 | Residential | Behind the Meter | Yes | Trinity Solar, Inc. | AC Electric |  | Accepted | 2025-04-07 | 2025-05-01 | 2026-05-01 | Inverters | Solar Edge | SE10000H-US | 10000 |  | 1 |  |  | 0.97 |  | Outside
NJADRE1559435517 | Administratively Determined Incentive Program | Egg Harbor Twp | 8234 | 11.07 | Residential | Behind the Meter | Yes | Trinity Solar, Inc. | AC Electric |  | Accepted | 2025-04-07 | 2025-05-01 | 2026-05-01 | Solar Panels | HANWHA | Q.PEAK DUO BLK ML-G10+ 410 |  | 0.41 | 3 | 299 | 18 |  | Fixed | Roof
NJADRE1559435517 | Administratively Determined Incentive Program | Egg Harbor Twp | 8234 | 11.07 | Residential | Behind the Meter | Yes | Trinity Solar, Inc. | AC Electric |  | Accepted | 2025-04-07 | 2025-05-01 | 2026-05-01 | Solar Panels | HANWHA | Q.PEAK DUO BLK ML-G10+ 410 |  | 0.41 | 3 | 119 | 19 |  | Fixed | Roof
NJADRE1559435519 | Administratively Determined Incentive Program | Bayville | 8721 | 7.225 | Residential | Behind the Meter | Yes | Whitman Construction, LLC | JCP&L |  | Accepted | 2025-04-07 | 2025-05-05 | 2026-05-05 | Solar Panels | Jinko Solar | JKM425N-54HL4-B |  | 0.425 | 4 | 177 | 18 |  | Fixed | Roof
NJADRE1559435519 | Administratively Determined Incentive Program | Bayville | 8721 | 7.225 | Residential | Behind the Meter | Yes | Whitman Construction, LLC | JCP&L |  | Accepted | 2025-04-07 | 2025-05-05 | 2026-05-05 | Solar Panels | Jinko Solar | JKM425N-54HL4-B |  | 0.425 | 13 | 87 | 18 |  | Fixed | Roof
NJADRE1559435519 | Administratively Determined Incentive Program | Bayville | 8721 | 7.225 | Residential | Behind the Meter | Yes | Whitman Construction, LLC | JCP&L |  | Accepted | 2025-04-07 | 2025-05-05 | 2026-05-05 | Inverters | ENPHASE | IQ8PLUS-72-2-US | 290 |  | 17 |  |  | 0.975 |  | Outdoor
NJADRE1559435519 | Administratively Determined Incentive Program | Bayville | 8721 | 7.225 | Residential | Behind the Meter | Yes | Whitman Construction, LLC | JCP&L |  | Accepted | 2025-04-07 | 2025-05-05 | 2026-05-05 | Meters | ENPHASE | X-IQ-AM1-240-5-HDK |  |  | 1 |  |  |  | Yes | Outdoor
NJADRE1559435524 | Administratively Determined Incentive Program | WEST DEPTFORD | 8093 | 8.5 | Residential | Behind the Meter | Yes | Sun Up Zero Down, LLC | PSE&G |  | Accepted | 2025-04-07 | 2025-05-01 | 2026-05-01 | Solar Panels | TRINA | TSM-425-NE09RC.05 |  | 0.425 | 20 | 192 | 55 |  | Fixed | Roof
NJADRE1559435524 | Administratively Determined Incentive Program | WEST DEPTFORD | 8093 | 8.5 | Residential | Behind the Meter | Yes | Sun Up Zero Down, LLC | PSE&G |  | Accepted | 2025-04-07 | 2025-05-01 | 2026-05-01 | Inverters | Enphase | IQ8PLUS-72-2-US | 290 |  | 20 |  |  | 0.976 |  | Outdoor
NJADRE1559435524 | Administratively Determined Incentive Program | WEST DEPTFORD | 8093 | 8.5 | Residential | Behind the Meter | Yes | Sun Up Zero Down, LLC | PSE&G |  | Accepted | 2025-04-07 | 2025-05-01 | 2026-05-01 | Meters | Enphase | TBD |  |  | 1 |  |  |  | Yes | Outdoor
NJADRE1559435528 | Administratively Determined Incentive Program | AUDUBON | 8106 | 10.8 | Residential | Behind the Meter | No | Advanced Renewable Solutions, LLC | PSE&G |  | Accepted | 2025-04-07 | 2025-05-01 | 2026-05-01 | Inverters | Enphase | IQ8+ | 290 |  | 27 |  |  | 0.976 |  | Outdoor
NJADRE1559435528 | Administratively Determined Incentive Program | AUDUBON | 8106 | 10.8 | Residential | Behind the Meter | No | Advanced Renewable Solutions, LLC | PSE&G |  | Accepted | 2025-04-07 | 2025-05-01 | 2026-05-01 | Solar Panels | Certainteed | CTM10400HC-11 |  | 0.4 | 15 | 231 | 30 |  | Fixed | Roof
NJADRE1559435528 | Administratively Determined Incentive Program | AUDUBON | 8106 | 10.8 | Residential | Behind the Meter | No | Advanced Renewable Solutions, LLC | PSE&G |  | Accepted | 2025-04-07 | 2025-05-01 | 2026-05-01 | Solar Panels | Certainteed | CTM10400HC11 |  | 0.4 | 12 | 51 | 30 |  | Fixed | Roof
NJADRE1559435538 | Administratively Determined Incentive Program | ELIZABETH CITY | 7201 | 4.51 | Residential | Behind the Meter | Yes | Sunrun Installation Services, Inc. | PSE&G |  | Accepted | 2025-04-07 | 2025-05-01 | 2026-05-01 | Solar Panels | Hanwha Q-Cells | Q.PEAK DUO BLK ML-G10+ 410 |  | 0.41 | 11 | 252 | 22 |  | Fixed | Roof
NJADRE1559435538 | Administratively Determined Incentive Program | ELIZABETH CITY | 7201 | 4.51 | Residential | Behind the Meter | Yes | Sunrun Installation Services, Inc. | PSE&G |  | Accepted | 2025-04-07 | 2025-05-01 | 2026-05-01 | Inverters | SOLAREDGE TECHNOLOGIES | SE3800H-USMN | 3800 |  | 1 |  |  | 0.99 |  | Outside
NJADRE1559435548 | Administratively Determined Incentive Program | Passaic | 7055 | 5.67 | Residential | Behind the Meter | No | Power Home Remodeling Group | PSE&G |  | Accepted | 2025-04-07 | 2025-05-01 | 2026-05-01 | Solar Panels | JA Solar | JAM54S31 405/MR |  | 0.405 | 3 | 123 | 11 |  | Fixed | Roof
NJADRE1559435548 | Administratively Determined Incentive Program | Passaic | 7055 | 5.67 | Residential | Behind the Meter | No | Power Home Remodeling Group | PSE&G |  | Accepted | 2025-04-07 | 2025-05-01 | 2026-05-01 | Inverters | SolarEdge | SE3800H-US | 3800 |  | 1 |  |  | 0.99 |  | Outdoor
NJADRE1559435548 | Administratively Determined Incentive Program | Passaic | 7055 | 5.67 | Residential | Behind the Meter | No | Power Home Remodeling Group | PSE&G |  | Accepted | 2025-04-07 | 2025-05-01 | 2026-05-01 | Meters | SolarEdge | Revenue Grade Data Ansi C12.20 |  |  | 1 |  |  |  | Yes | Outdoor
NJADRE1559435548 | Administratively Determined Incentive Program | Passaic | 7055 | 5.67 | Residential | Behind the Meter | No | Power Home Remodeling Group | PSE&G |  | Accepted | 2025-04-07 | 2025-05-01 | 2026-05-01 | Solar Panels | JA Solar | JAM54S31 405/MR |  | 0.405 | 11 | 213 | 34 |  | Fixed | Roof
NJADRE1559435570 | Administratively Determined Incentive Program | Blackwood | 8012 | 15.3 | Residential | Behind the Meter | Yes | Whitman Construction, LLC | AC Electric |  | Accepted | 2025-04-07 | 2025-05-01 | 2026-05-01 | Inverters | Enphase | IQ8PLUS-72-2-US | 290 |  | 36 |  |  | 0.975 |  | Outdoor
NJADRE1559435570 | Administratively Determined Incentive Program | Blackwood | 8012 | 15.3 | Residential | Behind the Meter | Yes | Whitman Construction, LLC | AC Electric |  | Accepted | 2025-04-07 | 2025-05-01 | 2026-05-01 | Solar Panels | Jinko Solar | JKM425N-54HL4-B |  | 0.425 | 10 | 133 | 30 |  | Fixed | Roof
NJADRE1559435570 | Administratively Determined Incentive Program | Blackwood | 8012 | 15.3 | Residential | Behind the Meter | Yes | Whitman Construction, LLC | AC Electric |  | Accepted | 2025-04-07 | 2025-05-01 | 2026-05-01 | Solar Panels | Jinko Solar | JKM425N-54HL4-B |  | 0.425 | 3 | 313 | 30 |  | Fixed | Roof
NJADRE1559435570 | Administratively Determined Incentive Program | Blackwood | 8012 | 15.3 | Residential | Behind the Meter | Yes | Whitman Construction, LLC | AC Electric |  | Accepted | 2025-04-07 | 2025-05-01 | 2026-05-01 | Solar Panels | Jinko Solar | JKM425N-54HL4-B |  | 0.425 | 5 | 133 | 30 |  | Fixed | Roof
NJADRE1559435570 | Administratively Determined Incentive Program | Blackwood | 8012 | 15.3 | Residential | Behind the Meter | Yes | Whitman Construction, LLC | AC Electric |  | Accepted | 2025-04-07 | 2025-05-01 | 2026-05-01 | Solar Panels | Jinko Solar | JKM425N-54HL4-B |  | 0.425 | 8 | 313 | 30 |  | Fixed | Roof
NJADRE1559435570 | Administratively Determined Incentive Program | Blackwood | 8012 | 15.3 | Residential | Behind the Meter | Yes | Whitman Construction, LLC | AC Electric |  | Accepted | 2025-04-07 | 2025-05-01 | 2026-05-01 | Solar Panels | Jinko Solar | JKM425N-54HL4-B |  | 0.425 | 10 | 133 | 30 |  | Fixed | Roof
NJADRE1559435572 | Administratively Determined Incentive Program | Princeton | 8540 | 3.24 | Residential | Behind the Meter | Yes | Define Solar, LLC | PSE&G |  | Accepted | 2025-04-07 | 2025-05-01 | 2026-05-01 | Inverters | Enphase | IQ8PLUS-72-2-US | 290 |  | 8 |  |  | 0.976 |  | Outside | Under each pv panel
NJADRE1559435572 | Administratively Determined Incentive Program | Princeton | 8540 | 3.24 | Residential | Behind the Meter | Yes | Define Solar, LLC | PSE&G |  | Accepted | 2025-04-07 | 2025-05-01 | 2026-05-01 | Solar Panels | Znshine | ZXM7-SH108 405 |  | 0.405 | 8 | 209 | 30 |  | Fixed | Roof
NJADRE1559435575 | Administratively Determined Incentive Program | ALLENTOWN | 8501 | 7.74 | Residential | Behind the Meter | No | Sustainable Energy Systems | JCP&L |  | Accepted | 2025-04-21 | 2025-05-15 | 2026-05-15 | Solar Panels | REC | REC430AA Pure 2 |  | 0.43 | 18 | 181 | 31 |  | Fixed | Roof
NJADRE1559435575 | Administratively Determined Incentive Program | ALLENTOWN | 8501 | 7.74 | Residential | Behind the Meter | No | Sustainable Energy Systems | JCP&L |  | Accepted | 2025-04-21 | 2025-05-15 | 2026-05-15 | Inverters | SolarEdge Technologies | SE5700H-US | 6 |  | 1 |  |  | 0.99 |  | Outside
NJADRE1559435590 | Administratively Determined Incentive Program | Willingboro | 8046 | 9.6 | Residential | Behind the Meter | Yes | GenSun Roofing and Solar, LLC | PSE&G |  | Accepted | 2025-04-07 | 2025-05-01 | 2026-05-01 | Solar Panels | LONGI SOLAR | LR5-54HABB- 400W |  | 0.4 | 17 | 198 | 18 |  | Fixed | Roof
NJADRE1559435590 | Administratively Determined Incentive Program | Willingboro | 8046 | 9.6 | Residential | Behind the Meter | Yes | GenSun Roofing and Solar, LLC | PSE&G |  | Accepted | 2025-04-07 | 2025-05-01 | 2026-05-01 | Solar Panels | LONGI SOLAR | LR5-54HABB- 400W |  | 0.4 | 3 | 196 | 25 |  | Fixed | Roof
NJADRE1559435590 | Administratively Determined Incentive Program | Willingboro | 8046 | 9.6 | Residential | Behind the Meter | Yes | GenSun Roofing and Solar, LLC | PSE&G |  | Accepted | 2025-04-07 | 2025-05-01 | 2026-05-01 | Meters | Solar Edge | SE 7600H - US |  |  | 1 |  |  |  | Yes | Outdoor
NJADRE1559435590 | Administratively Determined Incentive Program | Willingboro | 8046 | 9.6 | Residential | Behind the Meter | Yes | GenSun Roofing and Solar, LLC | PSE&G |  | Accepted | 2025-04-07 | 2025-05-01 | 2026-05-01 | Inverters | Solar Edge | SE 7600H - US | 7600 |  | 1 |  |  | 0.9 |  | Outdoor
NJADRE1559435590 | Administratively Determined Incentive Program | Willingboro | 8046 | 9.6 | Residential | Behind the Meter | Yes | GenSun Roofing and Solar, LLC | PSE&G |  | Accepted | 2025-04-07 | 2025-05-01 | 2026-05-01 | Solar Panels | LONGI SOLAR | LR5-54HABB- 400W |  | 0.4 | 4 | 108 | 27 |  | Fixed | Roof
NJADRE1559435861 | Administratively Determined Incentive Program | Holmdel | 7733 | 19.32 | Residential | Behind the Meter | No | Public Service Solar, LLC | JCP&L |  | Accepted | 2025-04-07 | 2025-05-01 | 2026-05-01 | Solar Panels | Panasonic | EVPV420HK2 |  | 0.42 | 19 | 121 | 45 |  | Fixed | Roof
NJADRE1559435861 | Administratively Determined Incentive Program | Holmdel | 7733 | 19.32 | Residential | Behind the Meter | No | Public Service Solar, LLC | JCP&L |  | Accepted | 2025-04-07 | 2025-05-01 | 2026-05-01 | Solar Panels | Panasonic | EVPV420HK2 |  | 0.42 | 14 | 301 | 45 |  | Fixed | Roof
NJADRE1559435861 | Administratively Determined Incentive Program | Holmdel | 7733 | 19.32 | Residential | Behind the Meter | No | Public Service Solar, LLC | JCP&L |  | Accepted | 2025-04-07 | 2025-05-01 | 2026-05-01 | Solar Panels | Panasonic | EVPV420HK2 |  | 0.42 | 3 | 121 | 45 |  | Fixed | Roof
NJADRE1559435861 | Administratively Determined Incentive Program | Holmdel | 7733 | 19.32 | Residential | Behind the Meter | No | Public Service Solar, LLC | JCP&L |  | Accepted | 2025-04-07 | 2025-05-01 | 2026-05-01 | Solar Panels | Panasonic | EVPV420HK2 |  | 0.42 | 5 | 211 | 28 |  | Fixed | Roof
NJADRE1559435861 | Administratively Determined Incentive Program | Holmdel | 7733 | 19.32 | Residential | Behind the Meter | No | Public Service Solar, LLC | JCP&L |  | Accepted | 2025-04-07 | 2025-05-01 | 2026-05-01 | Solar Panels | Panasonic | EVPV420HK2 |  | 0.42 | 5 | 211 | 18 |  | Fixed | Roof
NJADRE1559435861 | Administratively Determined Incentive Program | Holmdel | 7733 | 19.32 | Residential | Behind the Meter | No | Public Service Solar, LLC | JCP&L |  | Accepted | 2025-04-07 | 2025-05-01 | 2026-05-01 | Inverters | Enphase | iQ8HC-72-M-US | 380 |  | 46 |  |  | 0.96 |  | Outdoor | Under Panels
NJADRE1559436374 | Administratively Determined Incentive Program | Willingboro | 8046 | 10 | Residential | Behind the Meter | Yes | GenSun Roofing and Solar, LLC | PSE&G |  | Accepted | 2025-04-07 | 2025-05-01 | 2026-05-01 | Inverters | Solar Edge | SE10000H-US | 10000 |  | 1 |  |  | 0.9 |  | Outdoor
NJADRE1559436374 | Administratively Determined Incentive Program | Willingboro | 8046 | 10 | Residential | Behind the Meter | Yes | GenSun Roofing and Solar, LLC | PSE&G |  | Accepted | 2025-04-07 | 2025-05-01 | 2026-05-01 | Meters | Solar Edge | SE10000H-US |  |  | 1 |  |  |  | Yes | Outdoor
NJADRE1559436374 | Administratively Determined Incentive Program | Willingboro | 8046 | 10 | Residential | Behind the Meter | Yes | GenSun Roofing and Solar, LLC | PSE&G |  | Accepted | 2025-04-07 | 2025-05-01 | 2026-05-01 | Solar Panels | LONGI SOLAR | LR5-54HABB- 400W |  | 0.4 | 25 | 289 | 18 |  | Fixed | Roof
NJADRE1559436734 | Administratively Determined Incentive Program | Middletown | 7748 | 12.15 | Residential | Behind the Meter | Yes | Freedom Forever New Jersey, LLC | JCP&L |  | Accepted | 2025-04-07 | 2025-05-01 | 2026-05-01 | Solar Panels | JA Solar | JAM54S31-405/M |  | 0.405 | 6 | 303 | 20 |  | Fixed | Roof
NJADRE1559436734 | Administratively Determined Incentive Program | Middletown | 7748 | 12.15 | Residential | Behind the Meter | Yes | Freedom Forever New Jersey, LLC | JCP&L |  | Accepted | 2025-04-07 | 2025-05-01 | 2026-05-01 | Inverters | Solar Edge | USE10000H-USMNBL75) | 10000 |  | 1 |  |  | 0.99 |  | Outside
NJADRE1559436734 | Administratively Determined Incentive Program | Middletown | 7748 | 12.15 | Residential | Behind the Meter | Yes | Freedom Forever New Jersey, LLC | JCP&L |  | Accepted | 2025-04-07 | 2025-05-01 | 2026-05-01 | Solar Panels | JA Solar | JAM54S31-405/MR |  | 0.405 | 13 | 303 | 19 |  | Fixed | Roof
NJADRE1559436734 | Administratively Determined Incentive Program | Middletown | 7748 | 12.15 | Residential | Behind the Meter | Yes | Freedom Forever New Jersey, LLC | JCP&L |  | Accepted | 2025-04-07 | 2025-05-01 | 2026-05-01 | Solar Panels | JA Solar | JAM54S31-405/M |  | 0.405 | 11 | 123 | 19 |  | Fixed | Roof
NJADRE1559436847 | Administratively Determined Incentive Program | Wenonah | 8090 | 7.885 | Residential | Behind the Meter | Yes | SunnyMac, LLC | AC Electric |  | Accepted | 2025-04-07 | 2025-05-01 | 2026-05-01 | Solar Panels | HANWHA | Q.PEAK DUO BLK ML-G10+ 415W |  | 0.415 | 6 | 198 | 22 |  | Fixed | Roof
NJADRE1559436847 | Administratively Determined Incentive Program | Wenonah | 8090 | 7.885 | Residential | Behind the Meter | Yes | SunnyMac, LLC | AC Electric |  | Accepted | 2025-04-07 | 2025-05-01 | 2026-05-01 | Inverters | SOLAREDGE | SE7600H-US | 7600 |  | 1 |  |  | 0.99 |  | Outdoor | next to meter
NJADRE1559436847 | Administratively Determined Incentive Program | Wenonah | 8090 | 7.885 | Residential | Behind the Meter | Yes | SunnyMac, LLC | AC Electric |  | Accepted | 2025-04-07 | 2025-05-01 | 2026-05-01 | Solar Panels | HANWHA | Q.PEAK DUO BLK ML-G10+ 415W |  | 0.415 | 10 | 198 | 22 |  | Fixed | Roof
NJADRE1559436847 | Administratively Determined Incentive Program | Wenonah | 8090 | 7.885 | Residential | Behind the Meter | Yes | SunnyMac, LLC | AC Electric |  | Accepted | 2025-04-07 | 2025-05-01 | 2026-05-01 | Meters | SOLAREDGE | SE-RGMTR-1D-240C-C |  |  | 1 |  |  |  | Yes | Outdoor
NJADRE1559436847 | Administratively Determined Incentive Program | Wenonah | 8090 | 7.885 | Residential | Behind the Meter | Yes | SunnyMac, LLC | AC Electric |  | Accepted | 2025-04-07 | 2025-05-01 | 2026-05-01 | Solar Panels | HANWHA | Q.PEAK DUO BLK ML?G10? 415W |  | 0.415 | 3 | 19 | 18 |  | Fixed | Roof
NJADRE1559436855 | Administratively Determined Incentive Program | Williamstown | 8094 | 9.02 | Residential | Behind the Meter | No | Sea Bright Solar, LLC | AC Electric |  | Accepted | 2025-04-07 | 2025-05-01 | 2026-05-01 | Inverters | Enphase | IQ8PLUS-72-M-US | 290 |  | 22 |  |  | 0.97 |  | Outdoor
NJADRE1559436855 | Administratively Determined Incentive Program | Williamstown | 8094 | 9.02 | Residential | Behind the Meter | No | Sea Bright Solar, LLC | AC Electric |  | Accepted | 2025-04-07 | 2025-05-01 | 2026-05-01 | Solar Panels | Hyundai | HiS-S410YH |  | 0.41 | 16 | 210 | 13 |  | Fixed | Roof
NJADRE1559436855 | Administratively Determined Incentive Program | Williamstown | 8094 | 9.02 | Residential | Behind the Meter | No | Sea Bright Solar, LLC | AC Electric |  | Accepted | 2025-04-07 | 2025-05-01 | 2026-05-01 | Solar Panels | Hyundai | HiS-S410YH |  | 0.41 | 6 | 210 | 30 |  | Fixed | Roof
NJADRE1559436855 | Administratively Determined Incentive Program | Williamstown | 8094 | 9.02 | Residential | Behind the Meter | No | Sea Bright Solar, LLC | AC Electric |  | Accepted | 2025-04-07 | 2025-05-01 | 2026-05-01 | Meters | Enphase | IQ Combiner 5C |  |  | 1 |  |  |  | Yes | Outdoor
NJADRE1559436877 | Administratively Determined Incentive Program | Keyport | 7735 | 9.02 | Residential | Behind the Meter | Yes | Sunrun Installation Services, Inc. | JCP&L |  | Accepted | 2025-04-07 | 2025-05-01 | 2026-05-01 | Inverters | SolarEdge Technologies | SE7600H-USMN | 7600 |  | 1 |  |  | 0.99 |  | Outdoor
NJADRE1559436877 | Administratively Determined Incentive Program | Keyport | 7735 | 9.02 | Residential | Behind the Meter | Yes | Sunrun Installation Services, Inc. | JCP&L |  | Accepted | 2025-04-07 | 2025-05-01 | 2026-05-01 | Solar Panels | Hanwha Q Cells | Q.PEAK DUO BLK ML-G10+ 410 |  | 0.41 | 22 | 248 | 22 |  | Fixed | Roof
NJADRE1559436914 | Administratively Determined Incentive Program | Somerset | 8873 | 9.78 | Residential | Behind the Meter | Yes | Velocity Energy & Home Solutions, Inc. | PSE&G |  | Accepted | 2025-04-07 | 2025-05-05 | 2026-05-05 | Solar Panels | trina | 425w |  | 0.425 | 13 | 306 | 30 |  | Fixed | Roof
NJADRE1559436914 | Administratively Determined Incentive Program | Somerset | 8873 | 9.78 | Residential | Behind the Meter | Yes | Velocity Energy & Home Solutions, Inc. | PSE&G |  | Accepted | 2025-04-07 | 2025-05-05 | 2026-05-05 | Solar Panels | trina | 425w |  | 0.425 | 10 | 307 | 32 |  | Fixed | Roof
NJADRE1559436914 | Administratively Determined Incentive Program | Somerset | 8873 | 9.78 | Residential | Behind the Meter | Yes | Velocity Energy & Home Solutions, Inc. | PSE&G |  | Accepted | 2025-04-07 | 2025-05-05 | 2026-05-05 | Inverters | enphase | iq8plus | 290 |  | 23 |  |  | 0.99 |  | Outside | behind panels
NJADRE1559436935 | Administratively Determined Incentive Program | Willingboro | 8046 | 17.85 | Residential | Behind the Meter | Yes | Whitman Construction, LLC | PSE&G |  | Accepted | 2025-04-07 | 2025-05-01 | 2026-05-01 | Solar Panels | Jinko Solar | JKM425N-54HL4-B |  | 0.425 | 6 | 172 | 12 |  | Fixed | Roof
NJADRE1559436935 | Administratively Determined Incentive Program | Willingboro | 8046 | 17.85 | Residential | Behind the Meter | Yes | Whitman Construction, LLC | PSE&G |  | Accepted | 2025-04-07 | 2025-05-01 | 2026-05-01 | Solar Panels | Jinko Solar | JKM425N-54HL4-B |  | 0.425 | 12 | 352 | 28 |  | Fixed | Roof
NJADRE1559436935 | Administratively Determined Incentive Program | Willingboro | 8046 | 17.85 | Residential | Behind the Meter | Yes | Whitman Construction, LLC | PSE&G |  | Accepted | 2025-04-07 | 2025-05-01 | 2026-05-01 | Solar Panels | Jinko Solar | JKM425N-54HL4-B |  | 0.425 | 4 | 172 | 19 |  | Fixed | Roof
NJADRE1559436935 | Administratively Determined Incentive Program | Willingboro | 8046 | 17.85 | Residential | Behind the Meter | Yes | Whitman Construction, LLC | PSE&G |  | Accepted | 2025-04-07 | 2025-05-01 | 2026-05-01 | Solar Panels | Jinko Solar | JKM425N-54HL4-B |  | 0.425 | 7 | 352 | 20 |  | Fixed | Roof
NJADRE1559436935 | Administratively Determined Incentive Program | Willingboro | 8046 | 17.85 | Residential | Behind the Meter | Yes | Whitman Construction, LLC | PSE&G |  | Accepted | 2025-04-07 | 2025-05-01 | 2026-05-01 | Solar Panels | Jinko Solar | JKM425N-54HL4-B |  | 0.425 | 13 | 172 | 28 |  | Fixed | Roof
NJADRE1559436935 | Administratively Determined Incentive Program | Willingboro | 8046 | 17.85 | Residential | Behind the Meter | Yes | Whitman Construction, LLC | PSE&G |  | Accepted | 2025-04-07 | 2025-05-01 | 2026-05-01 | Inverters | ENPHASE | IQ8PLUS-72-2-US | 290 |  | 42 |  |  | 0.975 |  | Outdoor
NJADRE1559436963 | Administratively Determined Incentive Program | ROSELLE | 7203 | 4.46 | Residential | Behind the Meter | Yes | Freedom Forever New Jersey, LLC | PSE&G |  | Accepted | 2025-04-07 | 2025-05-01 | 2026-05-01 | Solar Panels | JA Solar | JAM54S31-405/MR |  | 0.405 | 3 | 87 | 20 |  | Fixed | Roof
NJADRE1559436963 | Administratively Determined Incentive Program | ROSELLE | 7203 | 4.46 | Residential | Behind the Meter | Yes | Freedom Forever New Jersey, LLC | PSE&G |  | Accepted | 2025-04-07 | 2025-05-01 | 2026-05-01 | Inverters | Solar Edge | USE3800H-USMNBL75) | 3800 |  | 1 |  |  | 0.99 |  | Outside
NJADRE1559436963 | Administratively Determined Incentive Program | ROSELLE | 7203 | 4.46 | Residential | Behind the Meter | Yes | Freedom Forever New Jersey, LLC | PSE&G |  | Accepted | 2025-04-07 | 2025-05-01 | 2026-05-01 | Solar Panels | JA Solar | JAM54S31-405/MR |  | 0.405 | 5 | 177 | 20 |  | Fixed | Roof
NJADRE1559436963 | Administratively Determined Incentive Program | ROSELLE | 7203 | 4.46 | Residential | Behind the Meter | Yes | Freedom Forever New Jersey, LLC | PSE&G |  | Accepted | 2025-04-07 | 2025-05-01 | 2026-05-01 | Solar Panels | JA Solar | JAM54S31-405/MR |  | 0.405 | 3 | 87 | 20 |  | Fixed | Roof
NJADRE1559436990 | Administratively Determined Incentive Program | Vineland | 8360 | 7.38 | Residential | Behind the Meter | Yes | Sunrun Installation Services, Inc. | Vineland Muni Electric |  | Accepted | 2025-04-07 | 2025-05-01 | 2026-05-01 | Inverters | SOLAREDGE TECHNOLOGIES | SE5700H-USMN | 5760 |  | 1 |  |  | 0.99 |  | Outdoor
NJADRE1559436990 | Administratively Determined Incentive Program | Vineland | 8360 | 7.38 | Residential | Behind the Meter | Yes | Sunrun Installation Services, Inc. | Vineland Muni Electric |  | Accepted | 2025-04-07 | 2025-05-01 | 2026-05-01 | Solar Panels | HANWHA Q-CELLS | Q.PEAK DUO BLK ML-G10+ 410 |  | 0.41 | 18 | 274 | 28 |  | Fixed | Roof
NJADRE1559436995 | Administratively Determined Incentive Program | Ocean Township | 7755 | 8.2 | Residential | Behind the Meter | Yes | Trinity Solar, LLC | JCP&L |  | Accepted | 2025-04-07 | 2025-05-01 | 2026-05-01 | Inverters | Solar Edge | SE7600H-US | 7600 |  | 1 |  |  | 0.97 |  | Outside
NJADRE1559436995 | Administratively Determined Incentive Program | Ocean Township | 7755 | 8.2 | Residential | Behind the Meter | Yes | Trinity Solar, LLC | JCP&L |  | Accepted | 2025-04-07 | 2025-05-01 | 2026-05-01 | Solar Panels | HANWHA | Q.PEAK DUO BLK ML-G10+ 410 |  | 0.41 | 10 | 171 | 24 |  | Fixed | Roof
NJADRE1559436995 | Administratively Determined Incentive Program | Ocean Township | 7755 | 8.2 | Residential | Behind the Meter | Yes | Trinity Solar, LLC | JCP&L |  | Accepted | 2025-04-07 | 2025-05-01 | 2026-05-01 | Solar Panels | HANWHA | Q.PEAK DUO BLK ML-G10+ 410 |  | 0.41 | 10 | 171 | 22 |  | Fixed | Roof
NJADRE1559437019 | Administratively Determined Incentive Program | WEST WINDSOR TOWNSHIP | 8550 | 7.79 | Residential | Behind the Meter | No | SEA BRIGHT SOLAR, LLC | JCP&L |  | Accepted | 2025-04-07 | 2025-05-01 | 2026-05-01 | Solar Panels | Hyundai | HiS-S410YH/ |  | 0.41 | 16 | 139 | 30 |  | Fixed | Roof
NJADRE1559437019 | Administratively Determined Incentive Program | WEST WINDSOR TOWNSHIP | 8550 | 7.79 | Residential | Behind the Meter | No | SEA BRIGHT SOLAR, LLC | JCP&L |  | Accepted | 2025-04-07 | 2025-05-01 | 2026-05-01 | Solar Panels | Hyundai | HiS-S410YH/ |  | 0.41 | 3 | 229 | 27 |  | Fixed | Roof
NJADRE1559437019 | Administratively Determined Incentive Program | WEST WINDSOR TOWNSHIP | 8550 | 7.79 | Residential | Behind the Meter | No | SEA BRIGHT SOLAR, LLC | JCP&L |  | Accepted | 2025-04-07 | 2025-05-01 | 2026-05-01 | Inverters | Tesla | Powerwall 3.0 | 11500 |  | 19 |  |  | 0.97 |  | Indoor
NJADRE1559437029 | Administratively Determined Incentive Program | SOMERSET | 8873 | 10.66 | Residential | Behind the Meter | Yes | Sunrun Installation Services, Inc. | PSE&G |  | Accepted | 2025-04-07 | 2025-05-01 | 2026-05-01 | Solar Panels | HANWHA Q-CELLS | Q.PEAK DUO BLK ML-G10+ 410 |  | 0.41 | 6 | 308 | 40 |  | Fixed | Roof
NJADRE1559437029 | Administratively Determined Incentive Program | SOMERSET | 8873 | 10.66 | Residential | Behind the Meter | Yes | Sunrun Installation Services, Inc. | PSE&G |  | Accepted | 2025-04-07 | 2025-05-01 | 2026-05-01 | Solar Panels | HANWHA Q-CELLS | Q.PEAK DUO BLK ML-G10+ 410 |  | 0.41 | 6 | 309 | 16 |  | Fixed | Roof
NJADRE1559437029 | Administratively Determined Incentive Program | SOMERSET | 8873 | 10.66 | Residential | Behind the Meter | Yes | Sunrun Installation Services, Inc. | PSE&G |  | Accepted | 2025-04-07 | 2025-05-01 | 2026-05-01 | Solar Panels | HANWHA Q-CELLS | Q.PEAK DUO BLK ML-G10+ 410 |  | 0.41 | 14 | 128 | 40 |  | Fixed | Roof
NJADRE1559437029 | Administratively Determined Incentive Program | SOMERSET | 8873 | 10.66 | Residential | Behind the Meter | Yes | Sunrun Installation Services, Inc. | PSE&G |  | Accepted | 2025-04-07 | 2025-05-01 | 2026-05-01 | Inverters | SOLAREDGE TECHNOLOGIES | SE7600H-USMN | 7600 |  | 1 |  |  | 0.99 |  | Outdoor
NJADRE1559437033 | Administratively Determined Incentive Program | NORTH BRUNSWICK TWP | 8902 | 9.84 | Residential | Behind the Meter | Yes | Sunrun Installation Services, Inc. | PSE&G |  | Accepted | 2025-04-07 | 2025-05-01 | 2026-05-01 | Solar Panels | Hanwha Q-Cells | Q.PEAK DUO BLK ML-G10+ 410 |  | 0.41 | 9 | 46 | 22 |  | Fixed | Roof
NJADRE1559437033 | Administratively Determined Incentive Program | NORTH BRUNSWICK TWP | 8902 | 9.84 | Residential | Behind the Meter | Yes | Sunrun Installation Services, Inc. | PSE&G |  | Accepted | 2025-04-07 | 2025-05-01 | 2026-05-01 | Solar Panels | Hanwha Q-Cells | Q.PEAK DUO BLK ML-G10+ 410 |  | 0.41 | 6 | 46 | 24 |  | Fixed | Roof
NJADRE1559437033 | Administratively Determined Incentive Program | NORTH BRUNSWICK TWP | 8902 | 9.84 | Residential | Behind the Meter | Yes | Sunrun Installation Services, Inc. | PSE&G |  | Accepted | 2025-04-07 | 2025-05-01 | 2026-05-01 | Electric Storage Battery | TESLA | Powerwall 3 1707000-xx-y |  |  | 1 |  |  |  | Lithium Ion |  | OUTSIDE
NJADRE1559437033 | Administratively Determined Incentive Program | NORTH BRUNSWICK TWP | 8902 | 9.84 | Residential | Behind the Meter | Yes | Sunrun Installation Services, Inc. | PSE&G |  | Accepted | 2025-04-07 | 2025-05-01 | 2026-05-01 | Inverters | TESLA | Powerwall 3 1707000-xx-y | 11500 |  | 1 |  |  | 0.97 |  | Outdoor | Next to meter
NJADRE1559437033 | Administratively Determined Incentive Program | NORTH BRUNSWICK TWP | 8902 | 9.84 | Residential | Behind the Meter | Yes | Sunrun Installation Services, Inc. | PSE&G |  | Accepted | 2025-04-07 | 2025-05-01 | 2026-05-01 | Solar Panels | Hanwha Q-Cells | Q.PEAK DUO BLK ML-G10+ 410 |  | 0.41 | 9 | 226 | 22 |  | Fixed | Roof
NJADRE1559437048 | Administratively Determined Incentive Program | SPRINGFIELD | 7081 | 18.45 | Residential | Behind the Meter | Yes | Trinity Solar, LLC | JCP&L |  | Accepted | 2025-04-07 | 2025-05-02 | 2026-05-02 | Inverters | Solar Edge | SE11400H-US | 11400 |  | 1 |  |  | 0.97 |  | Outside
NJADRE1559437048 | Administratively Determined Incentive Program | SPRINGFIELD | 7081 | 18.45 | Residential | Behind the Meter | Yes | Trinity Solar, LLC | JCP&L |  | Accepted | 2025-04-07 | 2025-05-02 | 2026-05-02 | Inverters | Solar Edge | SE3800H-US | 3800 |  | 1 |  |  | 0.97 |  | Outside
NJADRE1559437048 | Administratively Determined Incentive Program | SPRINGFIELD | 7081 | 18.45 | Residential | Behind the Meter | Yes | Trinity Solar, LLC | JCP&L |  | Accepted | 2025-04-07 | 2025-05-02 | 2026-05-02 | Solar Panels | HANWHA | Q.PEAK DUO BLK ML-G10+ 410 |  | 0.41 | 14 | 217 | 22 |  | Fixed | Roof
NJADRE1559437048 | Administratively Determined Incentive Program | SPRINGFIELD | 7081 | 18.45 | Residential | Behind the Meter | Yes | Trinity Solar, LLC | JCP&L |  | Accepted | 2025-04-07 | 2025-05-02 | 2026-05-02 | Solar Panels | HANWHA | Q.PEAK DUO BLK ML-G10+ 410 |  | 0.41 | 4 | 127 | 18 |  | Fixed | Roof
NJADRE1559437048 | Administratively Determined Incentive Program | SPRINGFIELD | 7081 | 18.45 | Residential | Behind the Meter | Yes | Trinity Solar, LLC | JCP&L |  | Accepted | 2025-04-07 | 2025-05-02 | 2026-05-02 | Solar Panels | HANWHA | Q.PEAK DUO BLK ML-G10+ 410 |  | 0.41 | 12 | 217 | 34 |  | Fixed | Roof
NJADRE1559437048 | Administratively Determined Incentive Program | SPRINGFIELD | 7081 | 18.45 | Residential | Behind the Meter | Yes | Trinity Solar, LLC | JCP&L |  | Accepted | 2025-04-07 | 2025-05-02 | 2026-05-02 | Solar Panels | HANWHA | Q.PEAK DUO BLK ML-G10+ 410 |  | 0.41 | 9 | 37 | 22 |  | Fixed | Roof
NJADRE1559437048 | Administratively Determined Incentive Program | SPRINGFIELD | 7081 | 18.45 | Residential | Behind the Meter | Yes | Trinity Solar, LLC | JCP&L |  | Accepted | 2025-04-07 | 2025-05-02 | 2026-05-02 | Solar Panels | HANWHA | Q.PEAK DUO BLK ML-G10+ 410 |  | 0.41 | 4 | 307 | 18 |  | Fixed | Roof
NJADRE1559437048 | Administratively Determined Incentive Program | SPRINGFIELD | 7081 | 18.45 | Residential | Behind the Meter | Yes | Trinity Solar, LLC | JCP&L |  | Accepted | 2025-04-07 | 2025-05-02 | 2026-05-02 | Solar Panels | HANWHA | Q.PEAK DUO BLK ML-G10+ 410 |  | 0.41 | 2 | 127 | 37 |  | Fixed | Roof
NJADRE1559437252 | Administratively Determined Incentive Program | TOMS RIVER | 8753 | 8.08 | Residential | Behind the Meter | Yes | Whitman Construction, LLC | JCP&L |  | Accepted | 2025-04-07 | 2025-05-01 | 2026-05-01 | Solar Panels | Jinko Solar | JKM425N-54HL4-B |  | 0.425 | 19 | 274 | 21 |  | Fixed | Roof
NJADRE1559437252 | Administratively Determined Incentive Program | TOMS RIVER | 8753 | 8.08 | Residential | Behind the Meter | Yes | Whitman Construction, LLC | JCP&L |  | Accepted | 2025-04-07 | 2025-05-01 | 2026-05-01 | Inverters | Jinko Solar | IQ8PLUS-72-2-US | 290 |  | 19 |  |  | 0.975 |  | Outdoor
NJADRE1559437690 | Administratively Determined Incentive Program | CAPE MAY | 8204 | 20.8 | Residential | Behind the Meter | No | AllSeason Solar | AC Electric |  | Accepted | 2025-04-07 | 2025-05-01 | 2026-05-01 | Solar Panels | Certainteed | CT400HC11-06 |  | 0.4 | 2 | 106 | 43 |  | Fixed | Roof
NJADRE1559437690 | Administratively Determined Incentive Program | CAPE MAY | 8204 | 20.8 | Residential | Behind the Meter | No | AllSeason Solar | AC Electric |  | Accepted | 2025-04-07 | 2025-05-01 | 2026-05-01 | Inverters | Enphase | IQ8 PLus | 290 |  | 52 |  |  | 0.97 |  | Outside
NJADRE1559437690 | Administratively Determined Incentive Program | CAPE MAY | 8204 | 20.8 | Residential | Behind the Meter | No | AllSeason Solar | AC Electric |  | Accepted | 2025-04-07 | 2025-05-01 | 2026-05-01 | Solar Panels | Certainteed | CT400HC11-06 |  | 0.4 | 47 | 196 | 34 |  | Fixed | Roof
NJADRE1559437690 | Administratively Determined Incentive Program | CAPE MAY | 8204 | 20.8 | Residential | Behind the Meter | No | AllSeason Solar | AC Electric |  | Accepted | 2025-04-07 | 2025-05-01 | 2026-05-01 | Solar Panels | Certainteed | CT400HC11-06 |  | 0.4 | 3 | 106 | 43 |  | Fixed | Roof
NJADRE1559437816 | Administratively Determined Incentive Program | PLAINFIELD | 7060 | 3.6 | Residential | Behind the Meter | Yes | Sunrun Installation Services, Inc. | PSE&G |  | Accepted | 2025-04-07 | 2025-05-01 | 2026-05-01 | Solar Panels | Hanwha Q-Cells | Q.PEAK DUO BLK ML-G10+/t 400 |  | 0.4 | 2 | 124 | 5 |  | Fixed | Roof
NJADRE1559437816 | Administratively Determined Incentive Program | PLAINFIELD | 7060 | 3.6 | Residential | Behind the Meter | Yes | Sunrun Installation Services, Inc. | PSE&G |  | Accepted | 2025-04-07 | 2025-05-01 | 2026-05-01 | Solar Panels | Hanwha Q-Cells | Q.PEAK DUO BLK ML-G10+/t 400 |  | 0.4 | 7 | 215 | 32 |  | Fixed | Roof
NJADRE1559437816 | Administratively Determined Incentive Program | PLAINFIELD | 7060 | 3.6 | Residential | Behind the Meter | Yes | Sunrun Installation Services, Inc. | PSE&G |  | Accepted | 2025-04-07 | 2025-05-01 | 2026-05-01 | Inverters | SolarEdge Technologies | SE3800H-USMN | 3800 |  | 1 |  |  | 0.99 |  | Outdoor | Next to meter
NJADRE1559437843 | Administratively Determined Incentive Program | Newark | 7106 | 5.33 | Residential | Behind the Meter | Yes | Pro Custom Solar dba Momentum Solar | PSE&G |  | Accepted | 2025-04-07 | 2025-05-01 | 2026-05-01 | Solar Panels | HANWHA | Q.Peak Duo BLK ML-G10+ 410 |  | 0.41 | 7 | 287 | 2 |  | Fixed | Roof
NJADRE1559437843 | Administratively Determined Incentive Program | Newark | 7106 | 5.33 | Residential | Behind the Meter | Yes | Pro Custom Solar dba Momentum Solar | PSE&G |  | Accepted | 2025-04-07 | 2025-05-01 | 2026-05-01 | Inverters | ENPHASE | IQ8HC-72-M-DOM-US | 380 |  | 13 |  |  | 0.97 |  | Outdoor
NJADRE1559437843 | Administratively Determined Incentive Program | Newark | 7106 | 5.33 | Residential | Behind the Meter | Yes | Pro Custom Solar dba Momentum Solar | PSE&G |  | Accepted | 2025-04-07 | 2025-05-01 | 2026-05-01 | Solar Panels | HANWHA | Q.PEAK DUO BLK ML-G10+ 410 |  | 0.41 | 6 | 197 | 35 |  | Fixed | Roof
NJADRE1559437879 | Administratively Determined Incentive Program | EDISON | 8837 | 3.28 | Residential | Behind the Meter | Yes | Sunrun Installation Services, Inc. | PSE&G |  | Accepted | 2025-04-07 | 2025-05-01 | 2026-05-01 | Inverters | SolarEdge Technologies | SE3800H-USMN | 3800 |  | 1 |  |  | 0.99 |  | Outdoor
NJADRE1559437879 | Administratively Determined Incentive Program | EDISON | 8837 | 3.28 | Residential | Behind the Meter | Yes | Sunrun Installation Services, Inc. | PSE&G |  | Accepted | 2025-04-07 | 2025-05-01 | 2026-05-01 | Solar Panels | Hanwha Q Cells | Q.PEAK DUO BLK ML-G10+ 410 |  | 0.41 | 6 | 51 | 15 |  | Fixed | Roof
NJADRE1559437879 | Administratively Determined Incentive Program | EDISON | 8837 | 3.28 | Residential | Behind the Meter | Yes | Sunrun Installation Services, Inc. | PSE&G |  | Accepted | 2025-04-07 | 2025-05-01 | 2026-05-01 | Solar Panels | Hanwha Q Cells | Q.PEAK DUO BLK ML-G10+ 410 |  | 0.41 | 2 | 231 | 23 |  | Fixed | Roof
NJADRE1559437902 | Administratively Determined Incentive Program | MOORESTOWN | 8057 | 11.07 | Residential | Behind the Meter | Yes | Sunrun Installation Services,Inc. | PSE&G |  | Accepted | 2025-04-07 | 2025-05-01 | 2026-05-01 | Electric Storage Battery | TESLA | Powerwall 3 1707000-xx-y |  |  | 1 |  |  |  | Lithium Ion |  | INSIDE
NJADRE1559437902 | Administratively Determined Incentive Program | MOORESTOWN | 8057 | 11.07 | Residential | Behind the Meter | Yes | Sunrun Installation Services,Inc. | PSE&G |  | Accepted | 2025-04-07 | 2025-05-01 | 2026-05-01 | Solar Panels | Hanwha Q-Cells | Q.PEAK DUO BLK ML-G10+ 410 |  | 0.41 | 7 | 283 | 28 |  | Fixed | Roof
NJADRE1559437902 | Administratively Determined Incentive Program | MOORESTOWN | 8057 | 11.07 | Residential | Behind the Meter | Yes | Sunrun Installation Services,Inc. | PSE&G |  | Accepted | 2025-04-07 | 2025-05-01 | 2026-05-01 | Inverters | TESLA | Powerwall 3 1707000-xx-y | 11500 |  | 1 |  |  | 0.97 |  | Indoor | Next to meter
NJADRE1559437902 | Administratively Determined Incentive Program | MOORESTOWN | 8057 | 11.07 | Residential | Behind the Meter | Yes | Sunrun Installation Services,Inc. | PSE&G |  | Accepted | 2025-04-07 | 2025-05-01 | 2026-05-01 | Solar Panels | Hanwha Q-Cells | Q.PEAK DUO BLK ML-G10+ 410 |  | 0.41 | 7 | 103 | 28 |  | Fixed | Roof
NJADRE1559437902 | Administratively Determined Incentive Program | MOORESTOWN | 8057 | 11.07 | Residential | Behind the Meter | Yes | Sunrun Installation Services,Inc. | PSE&G |  | Accepted | 2025-04-07 | 2025-05-01 | 2026-05-01 | Solar Panels | Hanwha Q-Cells | Q.PEAK DUO BLK ML-G10+ 410 |  | 0.41 | 13 | 13 | 23 |  | Fixed | Roof
NJADRE1559437905 | Administratively Determined Incentive Program | Evesham | 8053 | 8.72 | Residential | Behind the Meter | Yes | Venture Home Solar, LLC | PSE&G |  | Accepted | 2025-04-07 | 2025-05-06 | 2026-05-06 | Inverters | EnPhase | IQ8MC-72-M-US (240V) | 330 |  | 21 |  |  | 0.9697 |  | Outside
NJADRE1559437905 | Administratively Determined Incentive Program | Evesham | 8053 | 8.72 | Residential | Behind the Meter | Yes | Venture Home Solar, LLC | PSE&G |  | Accepted | 2025-04-07 | 2025-05-06 | 2026-05-06 | Solar Panels | Hanwha | Q.PEAK DUO BLK ML-G10+ 415W |  | 0.415 | 16 | 108 | 31 |  | Fixed | Roof
NJADRE1559437905 | Administratively Determined Incentive Program | Evesham | 8053 | 8.72 | Residential | Behind the Meter | Yes | Venture Home Solar, LLC | PSE&G |  | Accepted | 2025-04-07 | 2025-05-06 | 2026-05-06 | Solar Panels | Hanwha | Q.PEAK DUO BLK ML-G10+ 415W |  | 0.415 | 5 | 108 | 30 |  | Fixed | Roof
NJADRE1559437941 | Administratively Determined Incentive Program | South Plainfield | 7080 | 17.22 | Residential | Behind the Meter | Yes | Sunrun Installation Services, Inc. | PSE&G |  | Accepted | 2025-04-07 | 2025-05-01 | 2026-05-01 | Solar Panels | HANWHA Q-CELLS | Q.PEAK DUO BLK ML-G10+ 410 |  | 0.41 | 10 | 337 | 23 |  | Fixed | Roof
NJADRE1559437941 | Administratively Determined Incentive Program | South Plainfield | 7080 | 17.22 | Residential | Behind the Meter | Yes | Sunrun Installation Services, Inc. | PSE&G |  | Accepted | 2025-04-07 | 2025-05-01 | 2026-05-01 | Solar Panels | HANWHA Q-CELLS | Q.PEAK DUO BLK ML-G10+ 410 |  | 0.41 | 11 | 337 | 23 |  | Fixed | Roof
NJADRE1559437941 | Administratively Determined Incentive Program | South Plainfield | 7080 | 17.22 | Residential | Behind the Meter | Yes | Sunrun Installation Services, Inc. | PSE&G |  | Accepted | 2025-04-07 | 2025-05-01 | 2026-05-01 | Inverters | SOLAREDGE TECHNOLOGIES | SE5700H-USMN | 5760 |  | 2 |  |  | 0.99 |  | Outdoor
NJADRE1559437941 | Administratively Determined Incentive Program | South Plainfield | 7080 | 17.22 | Residential | Behind the Meter | Yes | Sunrun Installation Services, Inc. | PSE&G |  | Accepted | 2025-04-07 | 2025-05-01 | 2026-05-01 | Solar Panels | HANWHA Q-CELLS | Q.PEAK DUO BLK ML-G10+ 410 |  | 0.41 | 21 | 157 | 30 |  | Fixed | Roof
NJADRE1559437965 | Administratively Determined Incentive Program | Newark | 7106 | 3.28 | Residential | Behind the Meter | Yes | Pro Custom Solar dba Momentum Solar | PSE&G |  | Accepted | 2025-04-07 | 2025-05-01 | 2026-05-01 | Solar Panels | HANWHA | Q.Peak Duo BLK ML-G10+ 410 |  | 0.41 | 8 | 17 | 35 |  | Fixed | Roof
NJADRE1559437965 | Administratively Determined Incentive Program | Newark | 7106 | 3.28 | Residential | Behind the Meter | Yes | Pro Custom Solar dba Momentum Solar | PSE&G |  | Accepted | 2025-04-07 | 2025-05-01 | 2026-05-01 | Inverters | ENPHASE | IQ8HC-72-M-DOM-US | 380 |  | 8 |  |  | 0.97 |  | Outdoor
NJADRE1559437993 | Administratively Determined Incentive Program | Newark | 7104 | 4.73 | Residential | Behind the Meter | Yes | Pro Custom Solar dba Momentum Solar | PSE&G |  | Accepted | 2025-04-07 | 2025-05-02 | 2026-05-02 | Inverters | ENPHASE | IQ8HC-72-M-DOM-US | 380 |  | 11 |  |  | 0.97 |  | Outdoor
NJADRE1559437993 | Administratively Determined Incentive Program | Newark | 7104 | 4.73 | Residential | Behind the Meter | Yes | Pro Custom Solar dba Momentum Solar | PSE&G |  | Accepted | 2025-04-07 | 2025-05-02 | 2026-05-02 | Solar Panels | HANWHA | Q.Tron BLK M-G2+ 430 |  | 0.43 | 11 | 112 | 25 |  | Fixed | Roof
NJADRE1559438375 | Administratively Determined Incentive Program | PATERSON | 7504 | 9.46 | Residential | Behind the Meter | Yes | Fusion Solar Energy, LLC | PSE&G |  | Accepted | 2025-04-07 | 2025-05-01 | 2026-05-01 | Inverters | ENPHASE | IQ8HC-72-M-DOM-US | 380 |  | 22 |  |  | 0.973 |  | Outside | Roof
NJADRE1559438375 | Administratively Determined Incentive Program | PATERSON | 7504 | 9.46 | Residential | Behind the Meter | Yes | Fusion Solar Energy, LLC | PSE&G |  | Accepted | 2025-04-07 | 2025-05-01 | 2026-05-01 | Solar Panels | SEG SOLAR | SEG-430-BTD-BG |  | 0.43 | 10 | 189.16 | 20 |  | Fixed | Roof
NJADRE1559438375 | Administratively Determined Incentive Program | PATERSON | 7504 | 9.46 | Residential | Behind the Meter | Yes | Fusion Solar Energy, LLC | PSE&G |  | Accepted | 2025-04-07 | 2025-05-01 | 2026-05-01 | Solar Panels | SEG SOLAR | SEG-430-BTD-BG |  | 0.43 | 12 | 9.16 | 20 |  | Fixed | Roof
NJADRE1559438817 | Administratively Determined Incentive Program | MONTGOMERY TWP | 8502 | 14.35 | Residential | Behind the Meter | No | Over the Top Solar Solutions, LLC | PSE&G |  | Accepted | 2025-04-10 | 2025-05-06 | 2026-05-06 | Solar Panels | SIL-410 HC+ 410W | SILFAB SOLAR |  | 0.41 | 12 | 218 | 26 |  | Fixed | Roof
NJADRE1559438817 | Administratively Determined Incentive Program | MONTGOMERY TWP | 8502 | 14.35 | Residential | Behind the Meter | No | Over the Top Solar Solutions, LLC | PSE&G |  | Accepted | 2025-04-10 | 2025-05-06 | 2026-05-06 | Inverters | IQ8A-72-2-US (349W) | ENPHASE | 349 |  | 35 |  |  | 0.97 |  | Outside
NJADRE1559438817 | Administratively Determined Incentive Program | MONTGOMERY TWP | 8502 | 14.35 | Residential | Behind the Meter | No | Over the Top Solar Solutions, LLC | PSE&G |  | Accepted | 2025-04-10 | 2025-05-06 | 2026-05-06 | Solar Panels | SIL-410 HC+ 410W | SILFAB SOLAR |  | 0.41 | 23 | 218 | 26 |  | Fixed | Roof
NJADRE1559439254 | Administratively Determined Incentive Program | PENNSAUKEN | 8109 | 6.38 | Residential | Behind the Meter | Yes | Whitman Construction, LLC | PSE&G |  | Accepted | 2025-04-08 | 2025-05-01 | 2026-05-01 | Solar Panels | Jinko Solar | JKM425N-54HL4-B |  | 0.425 | 7 | 248 | 23 |  | Fixed | Roof
NJADRE1559439254 | Administratively Determined Incentive Program | PENNSAUKEN | 8109 | 6.38 | Residential | Behind the Meter | Yes | Whitman Construction, LLC | PSE&G |  | Accepted | 2025-04-08 | 2025-05-01 | 2026-05-01 | Solar Panels | Jinko Solar | JKM425N-54HL4-B |  | 0.425 | 8 | 68 | 23 |  | Fixed | Roof
NJADRE1559439254 | Administratively Determined Incentive Program | PENNSAUKEN | 8109 | 6.38 | Residential | Behind the Meter | Yes | Whitman Construction, LLC | PSE&G |  | Accepted | 2025-04-08 | 2025-05-01 | 2026-05-01 | Inverters | ENPHASE | IQ8PLUS-72-2-US | 290 |  | 15 |  |  | 0.975 |  | Outdoor
NJADRE1559439256 | Administratively Determined Incentive Program | WOODBURY | 8096 | 8.08 | Residential | Behind the Meter | Yes | Whitman Construction, LLC | PSE&G |  | Accepted | 2025-04-08 | 2025-05-05 | 2026-05-05 | Solar Panels | Jinko Solar | JKM425N-54HL4-B |  | 0.425 | 8 | 110 | 16 |  | Fixed | Roof
NJADRE1559439256 | Administratively Determined Incentive Program | WOODBURY | 8096 | 8.08 | Residential | Behind the Meter | Yes | Whitman Construction, LLC | PSE&G |  | Accepted | 2025-04-08 | 2025-05-05 | 2026-05-05 | Solar Panels | JINKO SOLAR | JKM425N-54HL4-B |  | 0.425 | 6 | 290 | 4 |  | Fixed | Roof
NJADRE1559439256 | Administratively Determined Incentive Program | WOODBURY | 8096 | 8.08 | Residential | Behind the Meter | Yes | Whitman Construction, LLC | PSE&G |  | Accepted | 2025-04-08 | 2025-05-05 | 2026-05-05 | Solar Panels | Jinko Solar | JKM425N-54HL4-B |  | 0.425 | 5 | 290 | 17 |  | Fixed | Roof
NJADRE1559439256 | Administratively Determined Incentive Program | WOODBURY | 8096 | 8.08 | Residential | Behind the Meter | Yes | Whitman Construction, LLC | PSE&G |  | Accepted | 2025-04-08 | 2025-05-05 | 2026-05-05 | Inverters | ENPHASE | IQ8PLUS-72-2-US | 290 |  | 19 |  |  | 0.975 |  | Outdoor
NJADRE1559439260 | Administratively Determined Incentive Program | PATERSON | 7524 | 10.66 | Residential | Behind the Meter | Yes | Sunrun Installation Services, Inc. | PSE&G |  | Accepted | 2025-04-08 | 2025-05-01 | 2026-05-01 | Inverters | SolarEdge Technologies | SE7600H-USMN | 7600 |  | 1 |  |  | 0.99 |  | Outdoor | Next to meter
NJADRE1559439260 | Administratively Determined Incentive Program | PATERSON | 7524 | 10.66 | Residential | Behind the Meter | Yes | Sunrun Installation Services, Inc. | PSE&G |  | Accepted | 2025-04-08 | 2025-05-01 | 2026-05-01 | Solar Panels | Hanwha Q-Cells | Q.PEAK DUO BLK ML-G10+ 410 |  | 0.41 | 10 | 194 | 38 |  | Fixed | Roof
NJADRE1559439260 | Administratively Determined Incentive Program | PATERSON | 7524 | 10.66 | Residential | Behind the Meter | Yes | Sunrun Installation Services, Inc. | PSE&G |  | Accepted | 2025-04-08 | 2025-05-01 | 2026-05-01 | Solar Panels | Hanwha Q-Cells | Q.PEAK DUO BLK ML-G10+ 410 |  | 0.41 | 6 | 194 | 40 |  | Fixed | Roof
NJADRE1559439260 | Administratively Determined Incentive Program | PATERSON | 7524 | 10.66 | Residential | Behind the Meter | Yes | Sunrun Installation Services, Inc. | PSE&G |  | Accepted | 2025-04-08 | 2025-05-01 | 2026-05-01 | Solar Panels | Hanwha Q-Cells | Q.PEAK DUO BLK ML-G10+ 410 |  | 0.41 | 10 | 15 | 40 |  | Fixed | Roof
NJADRE1559439265 | Administratively Determined Incentive Program | BRIDGETON | 8302 | 9.84 | Residential | Behind the Meter | Yes | Sunrun Installation Services, Inc. | AC Electric |  | Accepted | 2025-04-08 | 2025-05-01 | 2026-05-01 | Solar Panels | HANWHA Q-CELLS | Q.PEAK DUO BLK ML-G10+ 410 |  | 0.41 | 12 | 308 | 18 |  | Fixed | Roof
NJADRE1559439265 | Administratively Determined Incentive Program | BRIDGETON | 8302 | 9.84 | Residential | Behind the Meter | Yes | Sunrun Installation Services, Inc. | AC Electric |  | Accepted | 2025-04-08 | 2025-05-01 | 2026-05-01 | Solar Panels | HANWHA Q-CELLS | Q.PEAK DUO BLK ML-G10+ 410 |  | 0.41 | 12 | 308 | 18 |  | Fixed | Roof
NJADRE1559439265 | Administratively Determined Incentive Program | BRIDGETON | 8302 | 9.84 | Residential | Behind the Meter | Yes | Sunrun Installation Services, Inc. | AC Electric |  | Accepted | 2025-04-08 | 2025-05-01 | 2026-05-01 | Inverters | SOLAREDGE TECHNOLOGIES | SE7600H-USMN | 7600 |  | 1 |  |  | 0.99 |  | Outdoor
NJADRE1559439269 | Administratively Determined Incentive Program | Weehawkin Twp | 7086 | 4.1 | Residential | Behind the Meter | Yes | Sunrun Installation Services, Inc. | PSE&G |  | Accepted | 2025-04-08 | 2025-05-01 | 2026-05-01 | Inverters | SolarEdge Technologies | SE3800H-USMN | 3800 |  | 1 |  |  | 0.99 |  | Outdoor | Next to meter
NJADRE1559439269 | Administratively Determined Incentive Program | Weehawkin Twp | 7086 | 4.1 | Residential | Behind the Meter | Yes | Sunrun Installation Services, Inc. | PSE&G |  | Accepted | 2025-04-08 | 2025-05-01 | 2026-05-01 | Solar Panels | Hanwha Q-Cells | Q.PEAK DUO BLK ML-G10+ 410 |  | 0.41 | 3 | 301 | 41 |  | Fixed | Roof
NJADRE1559439269 | Administratively Determined Incentive Program | Weehawkin Twp | 7086 | 4.1 | Residential | Behind the Meter | Yes | Sunrun Installation Services, Inc. | PSE&G |  | Accepted | 2025-04-08 | 2025-05-01 | 2026-05-01 | Solar Panels | Hanwha Q-Cells | Q.PEAK DUO BLK ML-G10+ 410 |  | 0.41 | 7 | 121 | 41 |  | Fixed | Roof
NJADRE1559439270 | Administratively Determined Incentive Program | North Bergen | 7047 | 5.59 | Residential | Behind the Meter | Yes | Infinity Solar Systems, LLC | PSE&G |  | Accepted | 2025-04-08 | 2025-05-09 | 2026-05-09 | Solar Panels | SEG SOLAR | SEG-430-BTD-BG |  | 0.43 | 4 | 121 | 13 |  | Fixed | Roof
NJADRE1559439270 | Administratively Determined Incentive Program | North Bergen | 7047 | 5.59 | Residential | Behind the Meter | Yes | Infinity Solar Systems, LLC | PSE&G |  | Accepted | 2025-04-08 | 2025-05-09 | 2026-05-09 | Inverters | Enphase | IQ8MC-72-M-US | 320 |  | 13 |  |  | 0.97 |  | Outside
NJADRE1559439270 | Administratively Determined Incentive Program | North Bergen | 7047 | 5.59 | Residential | Behind the Meter | Yes | Infinity Solar Systems, LLC | PSE&G |  | Accepted | 2025-04-08 | 2025-05-09 | 2026-05-09 | Solar Panels | SEG SOLAR | SEG-430-BTD-BG |  | 0.43 | 9 | 121 | 31 |  | Fixed | Roof
NJADRE1559439276 | Administratively Determined Incentive Program | East Brunswick | 8816 | 7.79 | Residential | Behind the Meter | Yes | Sunrun Installation Services, Inc. | PSE&G |  | Accepted | 2025-04-08 | 2025-05-01 | 2026-05-01 | Inverters | SOLAREDGE TECHNOLOGIES | SE5700H-USMN | 5760 |  | 1 |  |  | 0.99 |  | Outdoor
NJADRE1559439276 | Administratively Determined Incentive Program | East Brunswick | 8816 | 7.79 | Residential | Behind the Meter | Yes | Sunrun Installation Services, Inc. | PSE&G |  | Accepted | 2025-04-08 | 2025-05-01 | 2026-05-01 | Solar Panels | HANWHA Q-CELLS | Q.PEAK DUO BLK ML-G10+ 410 |  | 0.41 | 2 | 44 | 22 |  | Fixed | Roof
NJADRE1559439276 | Administratively Determined Incentive Program | East Brunswick | 8816 | 7.79 | Residential | Behind the Meter | Yes | Sunrun Installation Services, Inc. | PSE&G |  | Accepted | 2025-04-08 | 2025-05-01 | 2026-05-01 | Solar Panels | HANWHA Q-CELLS | Q.PEAK DUO BLK ML-G10+ 410 |  | 0.41 | 3 | 46 | 5 |  | Fixed | Roof
NJADRE1559439276 | Administratively Determined Incentive Program | East Brunswick | 8816 | 7.79 | Residential | Behind the Meter | Yes | Sunrun Installation Services, Inc. | PSE&G |  | Accepted | 2025-04-08 | 2025-05-01 | 2026-05-01 | Solar Panels | HANWHA Q-CELLS | Q.PEAK DUO BLK ML-G10+ 410 |  | 0.41 | 8 | 225 | 37 |  | Fixed | Roof
NJADRE1559439276 | Administratively Determined Incentive Program | East Brunswick | 8816 | 7.79 | Residential | Behind the Meter | Yes | Sunrun Installation Services, Inc. | PSE&G |  | Accepted | 2025-04-08 | 2025-05-01 | 2026-05-01 | Solar Panels | HANWHA Q-CELLS | Q.PEAK DUO BLK ML-G10+ 410 |  | 0.41 | 4 | 46 | 35 |  | Fixed | Roof
NJADRE1559439276 | Administratively Determined Incentive Program | East Brunswick | 8816 | 7.79 | Residential | Behind the Meter | Yes | Sunrun Installation Services, Inc. | PSE&G |  | Accepted | 2025-04-08 | 2025-05-01 | 2026-05-01 | Solar Panels | HANWHA Q-CELLS | Q.PEAK DUO BLK ML-G10+ 410 |  | 0.41 | 2 | 225 | 27 |  | Fixed | Roof
NJADRE1559439276 | Administratively Determined Incentive Program | East Brunswick | 8816 | 7.79 | Residential | Behind the Meter | Yes | Sunrun Installation Services, Inc. | PSE&G |  | Accepted | 2025-04-08 | 2025-05-01 | 2026-05-01 | Meters | SOLAREDGE TECHNOLOGIES | SE5700H-USMN |  |  | 1 |  |  |  | Yes | Outdoor
NJADRE1559439277 | Administratively Determined Incentive Program | Vineland | 8360 | 9.96 | Residential | Behind the Meter | Yes | SunnyMac, LLC | AC Electric |  | Accepted | 2025-04-08 | 2025-05-01 | 2026-05-01 | Inverters | SOLAREDGE HOME HUB | SE7600H-US | 7600 |  | 1 |  |  | 0.99 |  | Outdoor | next to meter
NJADRE1559439277 | Administratively Determined Incentive Program | Vineland | 8360 | 9.96 | Residential | Behind the Meter | Yes | SunnyMac, LLC | AC Electric |  | Accepted | 2025-04-08 | 2025-05-01 | 2026-05-01 | Solar Panels | HANWHA | Q.PEAK DUO BLK ML-G10+ 415W |  | 0.415 | 2 | 274 | 32 |  | Fixed | Roof
NJADRE1559439277 | Administratively Determined Incentive Program | Vineland | 8360 | 9.96 | Residential | Behind the Meter | Yes | SunnyMac, LLC | AC Electric |  | Accepted | 2025-04-08 | 2025-05-01 | 2026-05-01 | Solar Panels | HANWHA | Q.PEAK DUO BLK ML-G10+ 415W |  | 0.415 | 6 | 274 | 32 |  | Fixed | Roof
NJADRE1559439277 | Administratively Determined Incentive Program | Vineland | 8360 | 9.96 | Residential | Behind the Meter | Yes | SunnyMac, LLC | AC Electric |  | Accepted | 2025-04-08 | 2025-05-01 | 2026-05-01 | Solar Panels | HANWHA | Q.PEAK DUO BLK ML-G10+ 415W |  | 0.415 | 2 | 94 | 33 |  | Fixed | Roof
NJADRE1559439277 | Administratively Determined Incentive Program | Vineland | 8360 | 9.96 | Residential | Behind the Meter | Yes | SunnyMac, LLC | AC Electric |  | Accepted | 2025-04-08 | 2025-05-01 | 2026-05-01 | Solar Panels | HANWHA | Q.PEAK DUO BLK ML-G10+ 415W |  | 0.415 | 14 | 94 | 32 |  | Fixed | Roof
NJADRE1559439284 | Administratively Determined Incentive Program | Washington Township | 8012 | 14.62 | Residential | Behind the Meter | No | EMT Renewables, LLC | AC Electric |  | Accepted | 2025-04-08 | 2025-05-01 | 2026-05-01 | Inverters | ENPHASE | IQ8+ | 290 |  | 34 |  |  | 0.98 |  | Other | UNDER EACH PANEL
NJADRE1559439284 | Administratively Determined Incentive Program | Washington Township | 8012 | 14.62 | Residential | Behind the Meter | No | EMT Renewables, LLC | AC Electric |  | Accepted | 2025-04-08 | 2025-05-01 | 2026-05-01 | Solar Panels | Q CELLS | Q TRON |  | 0.43 | 4 | 73 | 12 |  | Fixed | Roof
NJADRE1559439284 | Administratively Determined Incentive Program | Washington Township | 8012 | 14.62 | Residential | Behind the Meter | No | EMT Renewables, LLC | AC Electric |  | Accepted | 2025-04-08 | 2025-05-01 | 2026-05-01 | Solar Panels | Q CELLS | Q TRON |  | 0.43 | 12 | 253 | 19 |  | Fixed | Roof
NJADRE1559439284 | Administratively Determined Incentive Program | Washington Township | 8012 | 14.62 | Residential | Behind the Meter | No | EMT Renewables, LLC | AC Electric |  | Accepted | 2025-04-08 | 2025-05-01 | 2026-05-01 | Solar Panels | Q CELLS | Q TRON |  | 0.43 | 18 | 253 | 17 |  | Fixed | Roof
NJADRE1559439290 | Administratively Determined Incentive Program | Jackson | 8527 | 11.61 | Residential | Behind the Meter | No | EMT Renewables, LLC | JCP&L |  | Accepted | 2025-04-08 | 2025-05-01 | 2026-05-01 | Solar Panels | Q CELLS | Q TRON |  | 0.43 | 4 | 192 | 28 |  | Fixed | Roof
NJADRE1559439290 | Administratively Determined Incentive Program | Jackson | 8527 | 11.61 | Residential | Behind the Meter | No | EMT Renewables, LLC | JCP&L |  | Accepted | 2025-04-08 | 2025-05-01 | 2026-05-01 | Inverters | ENPHASE | IQ8+ | 290 |  | 27 |  |  | 0.98 |  | Other | UNDER EACH PANEL
NJADRE1559439290 | Administratively Determined Incentive Program | Jackson | 8527 | 11.61 | Residential | Behind the Meter | No | EMT Renewables, LLC | JCP&L |  | Accepted | 2025-04-08 | 2025-05-01 | 2026-05-01 | Solar Panels | Q CELLS | Q TRON |  | 0.43 | 14 | 192 | 20 |  | Fixed | Roof
NJADRE1559439290 | Administratively Determined Incentive Program | Jackson | 8527 | 11.61 | Residential | Behind the Meter | No | EMT Renewables, LLC | JCP&L |  | Accepted | 2025-04-08 | 2025-05-01 | 2026-05-01 | Solar Panels | Q CELLS | Q TRON |  | 0.43 | 9 | 12 | 20 |  | Fixed | Roof
NJADRE1559439291 | Administratively Determined Incentive Program | Westampton | 8060 | 7.79 | Residential | Behind the Meter | Yes | Sunrun Installation Services, Inc. | PSE&G |  | Accepted | 2025-04-08 | 2025-05-01 | 2026-05-01 | Solar Panels | HANWHA Q-CELLS | Q.PEAK DUO BLK ML-G10+ 410 |  | 0.41 | 6 | 105 | 26 |  | Fixed | Roof
NJADRE1559439291 | Administratively Determined Incentive Program | Westampton | 8060 | 7.79 | Residential | Behind the Meter | Yes | Sunrun Installation Services, Inc. | PSE&G |  | Accepted | 2025-04-08 | 2025-05-01 | 2026-05-01 | Inverters | SOLAREDGE TECHNOLOGIES | SE5700H-USMN | 5760 |  | 1 |  |  | 0.99 |  | Outdoor
NJADRE1559439291 | Administratively Determined Incentive Program | Westampton | 8060 | 7.79 | Residential | Behind the Meter | Yes | Sunrun Installation Services, Inc. | PSE&G |  | Accepted | 2025-04-08 | 2025-05-01 | 2026-05-01 | Solar Panels | HANWHA Q-CELLS | Q.PEAK DUO BLK ML-G10+ 410 |  | 0.41 | 9 | 286 | 26 |  | Fixed | Roof
NJADRE1559439291 | Administratively Determined Incentive Program | Westampton | 8060 | 7.79 | Residential | Behind the Meter | Yes | Sunrun Installation Services, Inc. | PSE&G |  | Accepted | 2025-04-08 | 2025-05-01 | 2026-05-01 | Solar Panels | HANWHA Q-CELLS | Q.PEAK DUO BLK ML-G10+ 410 |  | 0.41 | 4 | 196 | 21 |  | Fixed | Roof
NJADRE1559439304 | Administratively Determined Incentive Program | Lumberton Twp | 8055 | 20 | Residential | Behind the Meter | Yes | Sunrun Installation Services, Inc. | PSE&G |  | Accepted | 2025-04-08 | 2025-05-01 | 2026-05-01 | Inverters | SOLAREDGE TECHNOLOGIES | SE5700H-USMN | 5760 |  | 3 |  |  | 0.99 |  | Outdoor
NJADRE1559439304 | Administratively Determined Incentive Program | Lumberton Twp | 8055 | 20 | Residential | Behind the Meter | Yes | Sunrun Installation Services, Inc. | PSE&G |  | Accepted | 2025-04-08 | 2025-05-01 | 2026-05-01 | Solar Panels | HANWHA Q-CELLS | Q.PEAK DUO BLK ML-G10+/T 400 |  | 0.4 | 6 | 335 | 22 |  | Fixed | Roof
NJADRE1559439304 | Administratively Determined Incentive Program | Lumberton Twp | 8055 | 20 | Residential | Behind the Meter | Yes | Sunrun Installation Services, Inc. | PSE&G |  | Accepted | 2025-04-08 | 2025-05-01 | 2026-05-01 | Solar Panels | HANWHA Q-CELLS | Q.PEAK DUO BLK ML-G10+/T 400 |  | 0.4 | 7 | 155 | 22 |  | Fixed | Roof
NJADRE1559439304 | Administratively Determined Incentive Program | Lumberton Twp | 8055 | 20 | Residential | Behind the Meter | Yes | Sunrun Installation Services, Inc. | PSE&G |  | Accepted | 2025-04-08 | 2025-05-01 | 2026-05-01 | Solar Panels | HANWHA Q-CELLS | Q.PEAK DUO BLK ML-G10+/T 400 |  | 0.4 | 10 | 336 | 25 |  | Fixed | Roof
NJADRE1559439304 | Administratively Determined Incentive Program | Lumberton Twp | 8055 | 20 | Residential | Behind the Meter | Yes | Sunrun Installation Services, Inc. | PSE&G |  | Accepted | 2025-04-08 | 2025-05-01 | 2026-05-01 | Solar Panels | HANWHA Q-CELLS | Q.PEAK DUO BLK ML-G10+/T 400 |  | 0.4 | 10 | 156 | 30 |  | Fixed | Roof
NJADRE1559439304 | Administratively Determined Incentive Program | Lumberton Twp | 8055 | 20 | Residential | Behind the Meter | Yes | Sunrun Installation Services, Inc. | PSE&G |  | Accepted | 2025-04-08 | 2025-05-01 | 2026-05-01 | Solar Panels | HANWHA Q-CELLS | Q.PEAK DUO BLK ML-G10+/T 400 |  | 0.4 | 6 | 336 | 25 |  | Fixed | Roof
NJADRE1559439304 | Administratively Determined Incentive Program | Lumberton Twp | 8055 | 20 | Residential | Behind the Meter | Yes | Sunrun Installation Services, Inc. | PSE&G |  | Accepted | 2025-04-08 | 2025-05-01 | 2026-05-01 | Solar Panels | HANWHA Q-CELLS | Q.PEAK DUO BLK ML-G10+/T 400 |  | 0.4 | 4 | 68 | 14 |  | Fixed | Roof
NJADRE1559439304 | Administratively Determined Incentive Program | Lumberton Twp | 8055 | 20 | Residential | Behind the Meter | Yes | Sunrun Installation Services, Inc. | PSE&G |  | Accepted | 2025-04-08 | 2025-05-01 | 2026-05-01 | Solar Panels | HANWHA Q-CELLS | Q.PEAK DUO BLK ML-G10+/T 400 |  | 0.4 | 7 | 156 | 27 |  | Fixed | Roof
NJADRE1559439315 | Administratively Determined Incentive Program | Egg Harbor Township | 8234 | 18.45 | Residential | Behind the Meter | Yes | EMT Renewables, LLC | AC Electric |  | Accepted | 2025-04-08 | 2025-05-08 | 2026-05-08 | Solar Panels | MSE PERC | MSE-410 |  | 0.41 | 26 | 292 | 20 |  | Fixed | Roof
NJADRE1559439315 | Administratively Determined Incentive Program | Egg Harbor Township | 8234 | 18.45 | Residential | Behind the Meter | Yes | EMT Renewables, LLC | AC Electric |  | Accepted | 2025-04-08 | 2025-05-08 | 2026-05-08 | Solar Panels | MSE PERC | MSE-410 |  | 0.41 | 19 | 112 | 20 |  | Fixed | Roof
NJADRE1559439315 | Administratively Determined Incentive Program | Egg Harbor Township | 8234 | 18.45 | Residential | Behind the Meter | Yes | EMT Renewables, LLC | AC Electric |  | Accepted | 2025-04-08 | 2025-05-08 | 2026-05-08 | Inverters | ENPHASE | IQ8+ | 290 |  | 45 |  |  | 0.98 |  | Other | UNDER EACH PANEL
NJADRE1559439323 | Administratively Determined Incentive Program | Howell | 7731 | 8.61 | Residential | Behind the Meter | Yes | Sunrun Installation Services, Inc. | JCP&L |  | Accepted | 2025-04-08 | 2025-05-01 | 2026-05-01 | Solar Panels | Hanwha Q-Cells | Q.PEAK DUO BLK ML-G10+ 410 |  | 0.41 | 6 | 217 | 17 |  | Fixed | Roof
NJADRE1559439323 | Administratively Determined Incentive Program | Howell | 7731 | 8.61 | Residential | Behind the Meter | Yes | Sunrun Installation Services, Inc. | JCP&L |  | Accepted | 2025-04-08 | 2025-05-01 | 2026-05-01 | Solar Panels | Hanwha Q-Cells | Q.PEAK DUO BLK ML-G10+ 410 |  | 0.41 | 9 | 217 | 17 |  | Fixed | Roof
NJADRE1559439323 | Administratively Determined Incentive Program | Howell | 7731 | 8.61 | Residential | Behind the Meter | Yes | Sunrun Installation Services, Inc. | JCP&L |  | Accepted | 2025-04-08 | 2025-05-01 | 2026-05-01 | Solar Panels | Hanwha Q-Cells | Q.PEAK DUO BLK ML-G10+ 410 |  | 0.41 | 6 | 127 | 16 |  | Fixed | Roof
NJADRE1559439323 | Administratively Determined Incentive Program | Howell | 7731 | 8.61 | Residential | Behind the Meter | Yes | Sunrun Installation Services, Inc. | JCP&L |  | Accepted | 2025-04-08 | 2025-05-01 | 2026-05-01 | Inverters | SolarEdge Technologies | SE5700H-USMN | 5760 |  | 1 |  |  | 0.99 |  | Outdoor | Next to meter
NJADRE1559439338 | Administratively Determined Incentive Program | Tuckerton | 8087 | 9.84 | Residential | Behind the Meter | Yes | EMT Renewables, LLC | AC Electric |  | Accepted | 2025-04-08 | 2025-05-07 | 2026-05-07 | Solar Panels | MSE PERC | MSE-410 |  | 0.41 | 19 | 127 | 34 |  | Fixed | Roof
NJADRE1559439338 | Administratively Determined Incentive Program | Tuckerton | 8087 | 9.84 | Residential | Behind the Meter | Yes | EMT Renewables, LLC | AC Electric |  | Accepted | 2025-04-08 | 2025-05-07 | 2026-05-07 | Inverters | ENPHASE | IQ8+ | 290 |  | 24 |  |  | 0.98 |  | Other | UNDER EACH PANEL
NJADRE1559439338 | Administratively Determined Incentive Program | Tuckerton | 8087 | 9.84 | Residential | Behind the Meter | Yes | EMT Renewables, LLC | AC Electric |  | Accepted | 2025-04-08 | 2025-05-07 | 2026-05-07 | Solar Panels | MSE PERC | MSE-410 |  | 0.41 | 5 | 307 | 34 |  | Fixed | Roof
NJADRE1559439340 | Administratively Determined Incentive Program | Grenloch | 8032 | 6.56 | Residential | Behind the Meter | Yes | Sunrun Installation Services, Inc. | AC Electric |  | Accepted | 2025-04-08 | 2025-05-01 | 2026-05-01 | Inverters | SOLAREDGE TECHNOLOGIES | SE5700H-USMN | 5760 |  | 1 |  |  | 0.99 |  | Outdoor
NJADRE1559439340 | Administratively Determined Incentive Program | Grenloch | 8032 | 6.56 | Residential | Behind the Meter | Yes | Sunrun Installation Services, Inc. | AC Electric |  | Accepted | 2025-04-08 | 2025-05-01 | 2026-05-01 | Solar Panels | HANWHA Q-CELLS | Q.PEAK DUO BLK ML-G10+ 410 |  | 0.41 | 12 | 220 | 18 |  | Fixed | Roof
NJADRE1559439340 | Administratively Determined Incentive Program | Grenloch | 8032 | 6.56 | Residential | Behind the Meter | Yes | Sunrun Installation Services, Inc. | AC Electric |  | Accepted | 2025-04-08 | 2025-05-01 | 2026-05-01 | Solar Panels | HANWHA Q-CELLS | Q.PEAK DUO BLK ML-G10+ 410 |  | 0.41 | 4 | 39 | 33 |  | Fixed | Roof
NJADRE1559439346 | Administratively Determined Incentive Program | VINELAND | 8361 | 12.04 | Residential | Behind the Meter | Yes | SunnyMac, LLC | Vineland Muni Electric |  | Accepted | 2025-04-08 | 2025-05-02 | 2026-05-02 | Solar Panels | HANWHA | Q.PEAK DUO BLK ML-G10+ 415W |  | 0.415 | 15 | 154 | 22 |  | Fixed | Roof
NJADRE1559439346 | Administratively Determined Incentive Program | VINELAND | 8361 | 12.04 | Residential | Behind the Meter | Yes | SunnyMac, LLC | Vineland Muni Electric |  | Accepted | 2025-04-08 | 2025-05-02 | 2026-05-02 | Solar Panels | HANWHA | Q.PEAK DUO BLK ML-G10+ 415W |  | 0.415 | 14 | 244 | 22 |  | Fixed | Roof
NJADRE1559439346 | Administratively Determined Incentive Program | VINELAND | 8361 | 12.04 | Residential | Behind the Meter | Yes | SunnyMac, LLC | Vineland Muni Electric |  | Accepted | 2025-04-08 | 2025-05-02 | 2026-05-02 | Inverters | SOLAREDGE HOME HUB | SE10000H-US | 10000 |  | 1 |  |  | 0.99 |  | Outdoor | next to meter
NJADRE1559439347 | Administratively Determined Incentive Program | Toms River | 8757 | 7.38 | Residential | Behind the Meter | Yes | Sunrun Installation Service,s Inc. | JCP&L |  | Accepted | 2025-04-08 | 2025-05-01 | 2026-05-01 | Inverters | SolarEdge Technologies | SE5700H-USMN | 5760 |  | 1 |  |  | 0.99 |  | Outdoor | Next to meter
NJADRE1559439347 | Administratively Determined Incentive Program | Toms River | 8757 | 7.38 | Residential | Behind the Meter | Yes | Sunrun Installation Service,s Inc. | JCP&L |  | Accepted | 2025-04-08 | 2025-05-01 | 2026-05-01 | Solar Panels | Hanwha Q-Cells | Q.PEAK DUO BLK ML-G10+ 410 |  | 0.41 | 18 | 187 | 25 |  | Fixed | Roof
NJADRE1559439348 | Administratively Determined Incentive Program | LOWER TOWNSHIP | 8251 | 6.15 | Residential | Behind the Meter | Yes | EMT Renewables, LLC | AC Electric |  | Accepted | 2025-04-08 | 2025-06-04 | 2026-06-04 | Solar Panels | MSE PERC | MSE-410 |  | 0.41 | 8 | 300 | 32 |  | Fixed | Roof
NJADRE1559439348 | Administratively Determined Incentive Program | LOWER TOWNSHIP | 8251 | 6.15 | Residential | Behind the Meter | Yes | EMT Renewables, LLC | AC Electric |  | Accepted | 2025-04-08 | 2025-06-04 | 2026-06-04 | Inverters | ENPHASE | IQ8+ | 290 |  | 15 |  |  | 0.98 |  | Other | UNDER EACH PANEL
NJADRE1559439348 | Administratively Determined Incentive Program | LOWER TOWNSHIP | 8251 | 6.15 | Residential | Behind the Meter | Yes | EMT Renewables, LLC | AC Electric |  | Accepted | 2025-04-08 | 2025-06-04 | 2026-06-04 | Solar Panels | MSE PERC | MSE-410 |  | 0.41 | 7 | 210 | 18 |  | Fixed | Roof
NJADRE1559439369 | Administratively Determined Incentive Program | FORT LEE | 7024 | 6.97 | Residential | Behind the Meter | Yes | Sunrun Installation Services, Inc. | PSE&G |  | Accepted | 2025-04-08 | 2025-05-01 | 2026-05-01 | Inverters | SOLAREDGE TECHNOLOGIES | SE5700H-USMN | 5760 |  | 1 |  |  | 0.99 |  | Outside
NJADRE1559439369 | Administratively Determined Incentive Program | FORT LEE | 7024 | 6.97 | Residential | Behind the Meter | Yes | Sunrun Installation Services, Inc. | PSE&G |  | Accepted | 2025-04-08 | 2025-05-01 | 2026-05-01 | Solar Panels | Hanwha Q-Cells | Q.PEAK DUO BLK ML-G10+ 410 |  | 0.41 | 8 | 38 | 23 |  | Fixed | Roof
NJADRE1559439369 | Administratively Determined Incentive Program | FORT LEE | 7024 | 6.97 | Residential | Behind the Meter | Yes | Sunrun Installation Services, Inc. | PSE&G |  | Accepted | 2025-04-08 | 2025-05-01 | 2026-05-01 | Solar Panels | Hanwha Q-Cells | Q.PEAK DUO BLK ML-G10+ 410 |  | 0.41 | 7 | 128 | 25 |  | Fixed | Roof
NJADRE1559439369 | Administratively Determined Incentive Program | FORT LEE | 7024 | 6.97 | Residential | Behind the Meter | Yes | Sunrun Installation Services, Inc. | PSE&G |  | Accepted | 2025-04-08 | 2025-05-01 | 2026-05-01 | Solar Panels | Hanwha Q-Cells | Q.PEAK DUO BLK ML-G10+ 410 |  | 0.41 | 2 | 220 | 27 |  | Fixed | Roof
NJADRE1559439379 | Administratively Determined Incentive Program | PASSAIC | 7055 | 6.38 | Residential | Behind the Meter | Yes | Power Energy Solutions, LLC | PSE&G |  | Accepted | 2025-04-08 | 2025-05-05 | 2026-05-05 | Solar Panels | Trina Solar | TSM-425NE09RC.05 |  | 0.425 | 8 | 126 | 15 |  | Fixed | Roof
NJADRE1559439379 | Administratively Determined Incentive Program | PASSAIC | 7055 | 6.38 | Residential | Behind the Meter | Yes | Power Energy Solutions, LLC | PSE&G |  | Accepted | 2025-04-08 | 2025-05-05 | 2026-05-05 | Solar Panels | Trina Solar | TSM-425NE09RC.05 |  | 0.425 | 2 | 127 | 60 |  | Fixed | Roof
NJADRE1559439379 | Administratively Determined Incentive Program | PASSAIC | 7055 | 6.38 | Residential | Behind the Meter | Yes | Power Energy Solutions, LLC | PSE&G |  | Accepted | 2025-04-08 | 2025-05-05 | 2026-05-05 | Inverters | SolarEdge | SE3800H-US | 3800 |  | 1 |  |  | 0.97 |  | Outdoor
NJADRE1559439379 | Administratively Determined Incentive Program | PASSAIC | 7055 | 6.38 | Residential | Behind the Meter | Yes | Power Energy Solutions, LLC | PSE&G |  | Accepted | 2025-04-08 | 2025-05-05 | 2026-05-05 | Solar Panels | Trina Solar | TSM-425NE09RC.05 |  | 0.425 | 5 | 305 | 15 |  | Fixed | Roof
NJADRE1559439389 | Administratively Determined Incentive Program | GREENWICH | 8323 | 17.01 | Residential | Behind the Meter | Yes | Big Wave Roofing and Solar, LLC | AC Electric |  | Accepted | 2025-04-08 | 2025-05-02 | 2026-05-02 | Solar Panels | JA Solar | JAM54S31 405/MR |  | 0.405 | 20 | 203 | 16 |  | Fixed | Roof
NJADRE1559439389 | Administratively Determined Incentive Program | GREENWICH | 8323 | 17.01 | Residential | Behind the Meter | Yes | Big Wave Roofing and Solar, LLC | AC Electric |  | Accepted | 2025-04-08 | 2025-05-02 | 2026-05-02 | Solar Panels | JA Solar | JAM54S31 405/MR |  | 0.405 | 18 | 203 | 19 |  | Fixed | Roof
NJADRE1559439389 | Administratively Determined Incentive Program | GREENWICH | 8323 | 17.01 | Residential | Behind the Meter | Yes | Big Wave Roofing and Solar, LLC | AC Electric |  | Accepted | 2025-04-08 | 2025-05-02 | 2026-05-02 | Solar Panels | JA Solar | JAM54S31 405/MR |  | 0.405 | 4 | 23 | 19 |  | Fixed | Roof
NJADRE1559439389 | Administratively Determined Incentive Program | GREENWICH | 8323 | 17.01 | Residential | Behind the Meter | Yes | Big Wave Roofing and Solar, LLC | AC Electric |  | Accepted | 2025-04-08 | 2025-05-02 | 2026-05-02 | Inverters | enphase | IQ8HC-72-M-DOM-US | 380 |  | 42 |  |  | 0.975 |  | Outside
NJADRE1559439390 | Administratively Determined Incentive Program | WOODBRIDGE | 7001 | 5.525 | Residential | Behind the Meter | Yes | Whitman Construction, LLC | PSE&G |  | Accepted | 2025-04-08 | 2025-05-02 | 2026-05-02 | Solar Panels | Jinko Solar | JKM425N-54HL4-B |  | 0.425 | 10 | 103 | 19 |  | Fixed | Roof
NJADRE1559439390 | Administratively Determined Incentive Program | WOODBRIDGE | 7001 | 5.525 | Residential | Behind the Meter | Yes | Whitman Construction, LLC | PSE&G |  | Accepted | 2025-04-08 | 2025-05-02 | 2026-05-02 | Solar Panels | Jinko Solar | JKM425N-54HL4-B |  | 0.425 | 3 | 283 | 20 |  | Fixed | Roof
NJADRE1559439390 | Administratively Determined Incentive Program | WOODBRIDGE | 7001 | 5.525 | Residential | Behind the Meter | Yes | Whitman Construction, LLC | PSE&G |  | Accepted | 2025-04-08 | 2025-05-02 | 2026-05-02 | Inverters | ENPHASE | IQ8PLUS-72-2-US | 290 |  | 13 |  |  | 0.975 |  | Outdoor
NJADRE1559439390 | Administratively Determined Incentive Program | WOODBRIDGE | 7001 | 5.525 | Residential | Behind the Meter | Yes | Whitman Construction, LLC | PSE&G |  | Accepted | 2025-04-08 | 2025-05-02 | 2026-05-02 | Meters | ENPHASE | X-IQ-AM1-240-5C-HDK |  |  | 1 |  |  |  | Yes | Outdoor
NJADRE1559439392 | Administratively Determined Incentive Program | HAMILTON | 8629 | 7.74 | Residential | Behind the Meter | Yes | PosiGen Developer, LLC | PSE&G |  | Accepted | 2025-04-08 | 2025-05-02 | 2026-05-02 | Solar Panels | SEG Solar | SEG-430-BTD-BG |  | 0.43 | 9 | 63 | 14 |  | Fixed | Roof
NJADRE1559439392 | Administratively Determined Incentive Program | HAMILTON | 8629 | 7.74 | Residential | Behind the Meter | Yes | PosiGen Developer, LLC | PSE&G |  | Accepted | 2025-04-08 | 2025-05-02 | 2026-05-02 | Inverters | SolarEdge | SE7600H-US | 7600 |  | 1 |  |  | 0.99 |  | Outside | Within ten feet of meter
NJADRE1559439392 | Administratively Determined Incentive Program | HAMILTON | 8629 | 7.74 | Residential | Behind the Meter | Yes | PosiGen Developer, LLC | PSE&G |  | Accepted | 2025-04-08 | 2025-05-02 | 2026-05-02 | Solar Panels | SEG Solar | SEG-430-BTD-BG |  | 0.43 | 9 | 243 | 14 |  | Fixed | Roof
NJADRE1559439394 | Administratively Determined Incentive Program | EWING | 8638 | 17.63 | Residential | Behind the Meter | Yes | Big Wave Roofing and Solar, LLC | PSE&G |  | Accepted | 2025-04-08 | 2025-05-02 | 2026-05-02 | Solar Panels | Mission | MSE410HT0B |  | 0.41 | 9 | 245 | 20 |  | Fixed | Roof
NJADRE1559439394 | Administratively Determined Incentive Program | EWING | 8638 | 17.63 | Residential | Behind the Meter | Yes | Big Wave Roofing and Solar, LLC | PSE&G |  | Accepted | 2025-04-08 | 2025-05-02 | 2026-05-02 | Solar Panels | Mission | MSE410HT0B |  | 0.41 | 12 | 245 | 21 |  | Fixed | Roof
NJADRE1559439394 | Administratively Determined Incentive Program | EWING | 8638 | 17.63 | Residential | Behind the Meter | Yes | Big Wave Roofing and Solar, LLC | PSE&G |  | Accepted | 2025-04-08 | 2025-05-02 | 2026-05-02 | Solar Panels | Mission | MSE410HT0B |  | 0.41 | 12 | 65 | 20 |  | Fixed | Roof
NJADRE1559439394 | Administratively Determined Incentive Program | EWING | 8638 | 17.63 | Residential | Behind the Meter | Yes | Big Wave Roofing and Solar, LLC | PSE&G |  | Accepted | 2025-04-08 | 2025-05-02 | 2026-05-02 | Inverters | enphase | iq8plus-72-2-us | 340 |  | 43 |  |  | 0.975 |  | Outside
NJADRE1559439394 | Administratively Determined Incentive Program | EWING | 8638 | 17.63 | Residential | Behind the Meter | Yes | Big Wave Roofing and Solar, LLC | PSE&G |  | Accepted | 2025-04-08 | 2025-05-02 | 2026-05-02 | Solar Panels | Mission | MSE410HT0B |  | 0.41 | 10 | 65 | 20 |  | Fixed | Roof
NJADRE1559439396 | Administratively Determined Incentive Program | LINCROFT | 7738 | 3.28 | Residential | Behind the Meter | Yes | Trinity Solar, LLC | JCP&L |  | Accepted | 2025-04-08 | 2025-05-02 | 2026-05-02 | Solar Panels | HANWHA | Q.PEAK DUO BLK ML-G10+ 410 |  | 0.41 | 8 | 206 | 35 |  | Fixed | Roof
NJADRE1559439396 | Administratively Determined Incentive Program | LINCROFT | 7738 | 3.28 | Residential | Behind the Meter | Yes | Trinity Solar, LLC | JCP&L |  | Accepted | 2025-04-08 | 2025-05-02 | 2026-05-02 | Inverters | Solar Edge | USE3800H-US | 3800 |  | 1 |  |  | 0.97 |  | Outside
NJADRE1559439402 | Administratively Determined Incentive Program | HADDON TOWNSHIP | 8108 | 17.43 | Residential | Behind the Meter | Yes | SunnyMac, LLC | PSE&G |  | Accepted | 2025-04-08 | 2025-05-02 | 2026-05-02 | Solar Panels | HANWHA | Q.PEAK DUO BLK ML-G10+ 415W |  | 0.415 | 9 | 302 | 18 |  | Fixed | Roof
NJADRE1559439402 | Administratively Determined Incentive Program | HADDON TOWNSHIP | 8108 | 17.43 | Residential | Behind the Meter | Yes | SunnyMac, LLC | PSE&G |  | Accepted | 2025-04-08 | 2025-05-02 | 2026-05-02 | Inverters | SOLAREDGE HOME HUB | SE10000H-US | 10000 |  | 1 |  |  | 0.99 |  | Outdoor | next to meter
NJADRE1559439402 | Administratively Determined Incentive Program | HADDON TOWNSHIP | 8108 | 17.43 | Residential | Behind the Meter | Yes | SunnyMac, LLC | PSE&G |  | Accepted | 2025-04-08 | 2025-05-02 | 2026-05-02 | Solar Panels | HANWHA | Q.PEAK DUO BLK ML-G10+ 415W |  | 0.415 | 7 | 304 | 19 |  | Fixed | Roof
NJADRE1559439402 | Administratively Determined Incentive Program | HADDON TOWNSHIP | 8108 | 17.43 | Residential | Behind the Meter | Yes | SunnyMac, LLC | PSE&G |  | Accepted | 2025-04-08 | 2025-05-02 | 2026-05-02 | Inverters | SOLAREDGE HOME HUB | SE3800H-US | 3800 |  | 1 |  |  | 0.99 |  | Outdoor | next to meter
NJADRE1559439402 | Administratively Determined Incentive Program | HADDON TOWNSHIP | 8108 | 17.43 | Residential | Behind the Meter | Yes | SunnyMac, LLC | PSE&G |  | Accepted | 2025-04-08 | 2025-05-02 | 2026-05-02 | Solar Panels | HANWHA | Q.PEAK DUO BLK ML-G10+ 415W |  | 0.415 | 2 | 212 | 18 |  | Fixed | Roof
NJADRE1559439402 | Administratively Determined Incentive Program | HADDON TOWNSHIP | 8108 | 17.43 | Residential | Behind the Meter | Yes | SunnyMac, LLC | PSE&G |  | Accepted | 2025-04-08 | 2025-05-02 | 2026-05-02 | Solar Panels | HANWHA | Q.PEAK DUO BLK ML-G10+ 415W |  | 0.415 | 2 | 122 | 32 |  | Fixed | Roof
NJADRE1559439402 | Administratively Determined Incentive Program | HADDON TOWNSHIP | 8108 | 17.43 | Residential | Behind the Meter | Yes | SunnyMac, LLC | PSE&G |  | Accepted | 2025-04-08 | 2025-05-02 | 2026-05-02 | Solar Panels | HANWHA | Q.PEAK DUO BLK ML-G10+ 415W |  | 0.415 | 10 | 122 | 18 |  | Fixed | Roof
NJADRE1559439402 | Administratively Determined Incentive Program | HADDON TOWNSHIP | 8108 | 17.43 | Residential | Behind the Meter | Yes | SunnyMac, LLC | PSE&G |  | Accepted | 2025-04-08 | 2025-05-02 | 2026-05-02 | Solar Panels | HANWHA | Q.PEAK DUO BLK ML-G10+ 415W |  | 0.415 | 3 | 302 | 32 |  | Fixed | Roof
NJADRE1559439402 | Administratively Determined Incentive Program | HADDON TOWNSHIP | 8108 | 17.43 | Residential | Behind the Meter | Yes | SunnyMac, LLC | PSE&G |  | Accepted | 2025-04-08 | 2025-05-02 | 2026-05-02 | Solar Panels | HANWHA | Q.PEAK DUO BLK ML-G10+ 415W |  | 0.415 | 2 | 122 | 24 |  | Fixed | Roof
NJADRE1559439402 | Administratively Determined Incentive Program | HADDON TOWNSHIP | 8108 | 17.43 | Residential | Behind the Meter | Yes | SunnyMac, LLC | PSE&G |  | Accepted | 2025-04-08 | 2025-05-02 | 2026-05-02 | Solar Panels | HANWHA | Q.PEAK DUO BLK ML-G10+ 415W |  | 0.415 | 7 | 124 | 19 |  | Fixed | Roof
NJADRE1559439403 | Administratively Determined Incentive Program | ERIAL | 8081 | 8.6 | Residential | Behind the Meter | Yes | EMT Renewables, LLC | AC Electric |  | Accepted | 2025-04-08 | 2025-05-06 | 2026-05-06 | Solar Panels | SEG SOLAR | SEG 430 |  | 0.43 | 20 | 121 | 34 |  | Fixed | Roof
NJADRE1559439403 | Administratively Determined Incentive Program | ERIAL | 8081 | 8.6 | Residential | Behind the Meter | Yes | EMT Renewables, LLC | AC Electric |  | Accepted | 2025-04-08 | 2025-05-06 | 2026-05-06 | Inverters | ENPHASE | IQ8+ | 290 |  | 20 |  |  | 0.98 |  | Other | UNDER EACH PANEL
NJADRE1559439424 | Administratively Determined Incentive Program | WILLINGBORO | 8046 | 9.89 | Residential | Behind the Meter | Yes | EMT Renewables, LLC | PSE&G |  | Accepted | 2025-04-08 | 2025-05-02 | 2026-05-02 | Solar Panels | SEG SOLAR | SEG 430 |  | 0.43 | 9 | 108 | 42 |  | Fixed | Roof
NJADRE1559439424 | Administratively Determined Incentive Program | WILLINGBORO | 8046 | 9.89 | Residential | Behind the Meter | Yes | EMT Renewables, LLC | PSE&G |  | Accepted | 2025-04-08 | 2025-05-02 | 2026-05-02 | Solar Panels | SEG SOLAR | SEG 430 |  | 0.43 | 8 | 288 | 9 |  | Fixed | Roof
NJADRE1559439424 | Administratively Determined Incentive Program | WILLINGBORO | 8046 | 9.89 | Residential | Behind the Meter | Yes | EMT Renewables, LLC | PSE&G |  | Accepted | 2025-04-08 | 2025-05-02 | 2026-05-02 | Solar Panels | SEG SOLAR | SEG 430 |  | 0.43 | 4 | 208 | 42 |  | Fixed | Roof
NJADRE1559439424 | Administratively Determined Incentive Program | WILLINGBORO | 8046 | 9.89 | Residential | Behind the Meter | Yes | EMT Renewables, LLC | PSE&G |  | Accepted | 2025-04-08 | 2025-05-02 | 2026-05-02 | Solar Panels | SEG SOLAR | SEG 430 |  | 0.43 | 2 | 109 | 17 |  | Fixed | Roof
NJADRE1559439424 | Administratively Determined Incentive Program | WILLINGBORO | 8046 | 9.89 | Residential | Behind the Meter | Yes | EMT Renewables, LLC | PSE&G |  | Accepted | 2025-04-08 | 2025-05-02 | 2026-05-02 | Inverters | ENPHASE | IQ8+ | 290 |  | 23 |  |  | 0.98 |  | Outside | UNDER EACH PANEL
NJADRE1559439441 | Administratively Determined Incentive Program | Monroe | 8831 | 19.13 | Residential | Behind the Meter | No | US Clean Energy Construction, Inc. | JCP&L |  | Accepted | 2025-04-08 | 2025-05-02 | 2026-05-02 | Solar Panels | Trina Solar | Trina 425W |  | 0.425 | 6 | 210 | 40 |  | Fixed | Roof
NJADRE1559439441 | Administratively Determined Incentive Program | Monroe | 8831 | 19.13 | Residential | Behind the Meter | No | US Clean Energy Construction, Inc. | JCP&L |  | Accepted | 2025-04-08 | 2025-05-02 | 2026-05-02 | Inverters | SMA AMERICA | SMA SBSE 4.8-50 | 4800 |  | 1 |  |  | 0.98 |  | Outdoor
NJADRE1559439441 | Administratively Determined Incentive Program | Monroe | 8831 | 19.13 | Residential | Behind the Meter | No | US Clean Energy Construction, Inc. | JCP&L |  | Accepted | 2025-04-08 | 2025-05-02 | 2026-05-02 | Meters | VISION METERING | Cat VM-2E2A1P |  |  | 1 |  |  |  | Yes | Outdoor
NJADRE1559439441 | Administratively Determined Incentive Program | Monroe | 8831 | 19.13 | Residential | Behind the Meter | No | US Clean Energy Construction, Inc. | JCP&L |  | Accepted | 2025-04-08 | 2025-05-02 | 2026-05-02 | Solar Panels | Trina Solar | Trina 425W |  | 0.425 | 10 | 300 | 40 |  | Fixed | Roof
NJADRE1559439441 | Administratively Determined Incentive Program | Monroe | 8831 | 19.13 | Residential | Behind the Meter | No | US Clean Energy Construction, Inc. | JCP&L |  | Accepted | 2025-04-08 | 2025-05-02 | 2026-05-02 | Solar Panels | Trina Solar | Trina 425 W |  | 0.425 | 29 | 120 | 39 |  | Fixed | Roof
NJADRE1559439441 | Administratively Determined Incentive Program | Monroe | 8831 | 19.13 | Residential | Behind the Meter | No | US Clean Energy Construction, Inc. | JCP&L |  | Accepted | 2025-04-08 | 2025-05-02 | 2026-05-02 | Inverters | SMA AMERICA | SMA SBSE-7.7-50 | 7700 |  | 1 |  |  | 0.96 |  | Outdoor
NJADRE1559439445 | Administratively Determined Incentive Program | MILLVILLE | 8332 | 14.62 | Residential | Behind the Meter | Yes | EMT Renewables, LLC | AC Electric |  | Accepted | 2025-04-08 | 2025-05-02 | 2026-05-02 | Inverters | ENPHASE | IQ8+ | 290 |  | 34 |  |  | 0.98 |  | Other | UNDER EACH PANEL
NJADRE1559439445 | Administratively Determined Incentive Program | MILLVILLE | 8332 | 14.62 | Residential | Behind the Meter | Yes | EMT Renewables, LLC | AC Electric |  | Accepted | 2025-04-08 | 2025-05-02 | 2026-05-02 | Solar Panels | SEG SOLAR | SEG 430 |  | 0.43 | 25 | 282 | 12 |  | Fixed | Roof
NJADRE1559439445 | Administratively Determined Incentive Program | MILLVILLE | 8332 | 14.62 | Residential | Behind the Meter | Yes | EMT Renewables, LLC | AC Electric |  | Accepted | 2025-04-08 | 2025-05-02 | 2026-05-02 | Solar Panels | SEG SOLAR | SEG 430 |  | 0.43 | 9 | 102 | 12 |  | Fixed | Roof
NJADRE1559439457 | Administratively Determined Incentive Program | Newark | 7112 | 8.2 | Residential | Behind the Meter | No | Voltaic Solaire, LLC | PSE&G |  | Accepted | 2025-04-08 | 2025-05-08 | 2026-05-08 | Inverters | Solaredge | SE7600H-US | 7600 |  | 1 |  |  | 0.98 |  | Outside
NJADRE1559439457 | Administratively Determined Incentive Program | Newark | 7112 | 8.2 | Residential | Behind the Meter | No | Voltaic Solaire, LLC | PSE&G |  | Accepted | 2025-04-08 | 2025-05-08 | 2026-05-08 | Solar Panels | HYUNDAI | HiS-S410YH(BK) |  | 0.41 | 8 | 120 | 30 |  | Fixed | Roof
NJADRE1559439457 | Administratively Determined Incentive Program | Newark | 7112 | 8.2 | Residential | Behind the Meter | No | Voltaic Solaire, LLC | PSE&G |  | Accepted | 2025-04-08 | 2025-05-08 | 2026-05-08 | Solar Panels | HYUNDAI | HiS-S410YH(BK) |  | 0.41 | 4 | 120 | 10 |  | Fixed | Roof
NJADRE1559439457 | Administratively Determined Incentive Program | Newark | 7112 | 8.2 | Residential | Behind the Meter | No | Voltaic Solaire, LLC | PSE&G |  | Accepted | 2025-04-08 | 2025-05-08 | 2026-05-08 | Solar Panels | HYUNDAI | HiS-S410YH(BK) |  | 0.41 | 8 | 300 | 30 |  | Fixed | Roof
NJADRE1559439465 | Administratively Determined Incentive Program | NUTLEY | 7110 | 11.61 | Residential | Behind the Meter | Yes | EMT Renewables, LLC | PSE&G |  | Accepted | 2025-04-08 | 2025-05-02 | 2026-05-02 | Solar Panels | SEG SOLAR | SEG 430 |  | 0.43 | 5 | 299 | 19 |  | Fixed | Roof
NJADRE1559439465 | Administratively Determined Incentive Program | NUTLEY | 7110 | 11.61 | Residential | Behind the Meter | Yes | EMT Renewables, LLC | PSE&G |  | Accepted | 2025-04-08 | 2025-05-02 | 2026-05-02 | Solar Panels | SEG SOLAR | SEG 430 |  | 0.43 | 21 | 119 | 19 |  | Fixed | Roof
NJADRE1559439465 | Administratively Determined Incentive Program | NUTLEY | 7110 | 11.61 | Residential | Behind the Meter | Yes | EMT Renewables, LLC | PSE&G |  | Accepted | 2025-04-08 | 2025-05-02 | 2026-05-02 | Solar Panels | SEG SOLAR | SEG 430 |  | 0.43 | 1 | 209 | 18 |  | Fixed | Roof
NJADRE1559439465 | Administratively Determined Incentive Program | NUTLEY | 7110 | 11.61 | Residential | Behind the Meter | Yes | EMT Renewables, LLC | PSE&G |  | Accepted | 2025-04-08 | 2025-05-02 | 2026-05-02 | Inverters | ENPHASE | IQ8+ | 290 |  | 27 |  |  | 0.98 |  | Other | UNDER EACH PANEL
NJADRE1559439491 | Administratively Determined Incentive Program | Glen Gardner | 8826 | 15.6 | Residential | Behind the Meter | No | Solar Energy World | JCP&L |  | Accepted | 2025-04-08 | 2025-05-02 | 2026-05-02 | Solar Panels | LONGi | LR5-54HABB-400M |  | 0.4 | 4 | 171 | 27 |  | Fixed | Roof
NJADRE1559439491 | Administratively Determined Incentive Program | Glen Gardner | 8826 | 15.6 | Residential | Behind the Meter | No | Solar Energy World | JCP&L |  | Accepted | 2025-04-08 | 2025-05-02 | 2026-05-02 | Solar Panels | LONGi | LR5-54HABB-400M |  | 0.4 | 23 | 261 | 34 |  | Fixed | Roof
NJADRE1559439491 | Administratively Determined Incentive Program | Glen Gardner | 8826 | 15.6 | Residential | Behind the Meter | No | Solar Energy World | JCP&L |  | Accepted | 2025-04-08 | 2025-05-02 | 2026-05-02 | Solar Panels | LONGi | LR5-54HABB-400M |  | 0.4 | 3 | 351 | 27 |  | Fixed | Roof
NJADRE1559439491 | Administratively Determined Incentive Program | Glen Gardner | 8826 | 15.6 | Residential | Behind the Meter | No | Solar Energy World | JCP&L |  | Accepted | 2025-04-08 | 2025-05-02 | 2026-05-02 | Solar Panels | LONGi | LR5-54HABB-400M |  | 0.4 | 9 | 261 | 34 |  | Fixed | Roof
NJADRE1559439491 | Administratively Determined Incentive Program | Glen Gardner | 8826 | 15.6 | Residential | Behind the Meter | No | Solar Energy World | JCP&L |  | Accepted | 2025-04-08 | 2025-05-02 | 2026-05-02 | Inverters | Enphase | IQ8+-72-M-US | 290 |  | 39 |  |  | 0.97 |  | Outside
NJADRE1559439491 | Administratively Determined Incentive Program | Glen Gardner | 8826 | 15.6 | Residential | Behind the Meter | No | Solar Energy World | JCP&L |  | Accepted | 2025-04-08 | 2025-05-02 | 2026-05-02 | Electric Storage Battery | Tesla | Powerwall 3 System 1 13.5kWh |  |  | 1 |  |  |  | Lithium Ion |  | outside
NJADRE1559439492 | Administratively Determined Incentive Program | Cape May | 8204 | 19.35 | Residential | Behind the Meter | Yes | EMT Renewables, LLC | AC Electric |  | Accepted | 2025-04-08 | 2025-05-02 | 2026-05-02 | Inverters | ENPHASE | IQ8+ | 290 |  | 45 |  |  | 0.98 |  | Other | UNDER EACH PANEL
NJADRE1559439492 | Administratively Determined Incentive Program | Cape May | 8204 | 19.35 | Residential | Behind the Meter | Yes | EMT Renewables, LLC | AC Electric |  | Accepted | 2025-04-08 | 2025-05-02 | 2026-05-02 | Solar Panels | SEG SOLAR | SEG 430 |  | 0.43 | 1 | 297 | 32 |  | Fixed | Roof
NJADRE1559439492 | Administratively Determined Incentive Program | Cape May | 8204 | 19.35 | Residential | Behind the Meter | Yes | EMT Renewables, LLC | AC Electric |  | Accepted | 2025-04-08 | 2025-05-02 | 2026-05-02 | Solar Panels | SEG SOLAR | SEG 430 |  | 0.43 | 5 | 207 | 25 |  | Fixed | Roof
NJADRE1559439492 | Administratively Determined Incentive Program | Cape May | 8204 | 19.35 | Residential | Behind the Meter | Yes | EMT Renewables, LLC | AC Electric |  | Accepted | 2025-04-08 | 2025-05-02 | 2026-05-02 | Solar Panels | SEG SOLAR | SEG 430 |  | 0.43 | 6 | 117 | 25 |  | Fixed | Roof
NJADRE1559439492 | Administratively Determined Incentive Program | Cape May | 8204 | 19.35 | Residential | Behind the Meter | Yes | EMT Renewables, LLC | AC Electric |  | Accepted | 2025-04-08 | 2025-05-02 | 2026-05-02 | Solar Panels | SEG SOLAR | SEG 430 |  | 0.43 | 1 | 117 | 32 |  | Fixed | Roof
NJADRE1559439492 | Administratively Determined Incentive Program | Cape May | 8204 | 19.35 | Residential | Behind the Meter | Yes | EMT Renewables, LLC | AC Electric |  | Accepted | 2025-04-08 | 2025-05-02 | 2026-05-02 | Solar Panels | SEG SOLAR | SEG 430 |  | 0.43 | 18 | 27 | 25 |  | Fixed | Roof
NJADRE1559439492 | Administratively Determined Incentive Program | Cape May | 8204 | 19.35 | Residential | Behind the Meter | Yes | EMT Renewables, LLC | AC Electric |  | Accepted | 2025-04-08 | 2025-05-02 | 2026-05-02 | Solar Panels | SEG SOLAR | SEG 430 |  | 0.43 | 14 | 207 | 25 |  | Fixed | Roof
NJADRE1559439501 | Administratively Determined Incentive Program | MONROE | 8831 | 11.9 | Residential | Behind the Meter | No | US Clean Energy Construction, Inc. | JCP&L |  | Accepted | 2025-04-08 | 2025-05-02 | 2026-05-02 | Inverters | SMA AMERICA | SMA SBSE-7.7-50 | 7700 |  | 1 |  |  | 0.96 |  | Outdoor
NJADRE1559439501 | Administratively Determined Incentive Program | MONROE | 8831 | 11.9 | Residential | Behind the Meter | No | US Clean Energy Construction, Inc. | JCP&L |  | Accepted | 2025-04-08 | 2025-05-02 | 2026-05-02 | Solar Panels | Trina Solar | Trina 425W |  | 0.425 | 10 | 163 | 30 |  | Fixed | Roof
NJADRE1559439501 | Administratively Determined Incentive Program | MONROE | 8831 | 11.9 | Residential | Behind the Meter | No | US Clean Energy Construction, Inc. | JCP&L |  | Accepted | 2025-04-08 | 2025-05-02 | 2026-05-02 | Meters | VISION METERING | Cat VM-2E2A1P |  |  | 1 |  |  |  | Yes | Outdoor
NJADRE1559439501 | Administratively Determined Incentive Program | MONROE | 8831 | 11.9 | Residential | Behind the Meter | No | US Clean Energy Construction, Inc. | JCP&L |  | Accepted | 2025-04-08 | 2025-05-02 | 2026-05-02 | Solar Panels | Trina Solar | Trina 425W |  | 0.425 | 18 | 253 | 30 |  | Fixed | Roof
NJADRE1559439520 | Administratively Determined Incentive Program | CEDAR GROVE TWP | 7009 | 6.15 | Residential | Behind the Meter | Yes | Sunrun Installation Services, Inc. | PSE&G |  | Accepted | 2025-04-08 | 2025-05-02 | 2026-05-02 | Solar Panels | Hanwha Q-Cells | Q.PEAK DUO BLK ML-G10+ 410 DCA (MD06G100A-017) |  | 0.41 | 8 | 202 | 19 |  | Fixed | Roof
NJADRE1559439520 | Administratively Determined Incentive Program | CEDAR GROVE TWP | 7009 | 6.15 | Residential | Behind the Meter | Yes | Sunrun Installation Services, Inc. | PSE&G |  | Accepted | 2025-04-08 | 2025-05-02 | 2026-05-02 | Inverters | Delta Electronics | E6_BDI | 6000 |  | 1 |  |  | 0.98 |  | Outdoor | Next to meter
NJADRE1559439520 | Administratively Determined Incentive Program | CEDAR GROVE TWP | 7009 | 6.15 | Residential | Behind the Meter | Yes | Sunrun Installation Services, Inc. | PSE&G |  | Accepted | 2025-04-08 | 2025-05-02 | 2026-05-02 | Solar Panels | Hanwha Q-Cells | Q.PEAK DUO BLK ML-G10+ 410 DCA (MD06G100A-017) |  | 0.41 | 7 | 22 | 17 |  | Fixed | Roof
NJADRE1559439524 | Administratively Determined Incentive Program | RAHWAY | 7065 | 6.88 | Residential | Behind the Meter | Yes | EMT Renewables, LLC | PSE&G |  | Accepted | 2025-04-08 | 2025-06-05 | 2026-06-05 | Solar Panels | SEG SOLAR | SEG 430 |  | 0.43 | 4 | 84 | 22 |  | Fixed | Roof
NJADRE1559439524 | Administratively Determined Incentive Program | RAHWAY | 7065 | 6.88 | Residential | Behind the Meter | Yes | EMT Renewables, LLC | PSE&G |  | Accepted | 2025-04-08 | 2025-06-05 | 2026-06-05 | Solar Panels | SEG SOLAR | SEG 430 |  | 0.43 | 8 | 174 | 38 |  | Fixed | Roof
NJADRE1559439524 | Administratively Determined Incentive Program | RAHWAY | 7065 | 6.88 | Residential | Behind the Meter | Yes | EMT Renewables, LLC | PSE&G |  | Accepted | 2025-04-08 | 2025-06-05 | 2026-06-05 | Solar Panels | SEG SOLAR | SEG 430 |  | 0.43 | 4 | 264 | 22 |  | Fixed | Roof
NJADRE1559439524 | Administratively Determined Incentive Program | RAHWAY | 7065 | 6.88 | Residential | Behind the Meter | Yes | EMT Renewables, LLC | PSE&G |  | Accepted | 2025-04-08 | 2025-06-05 | 2026-06-05 | Inverters | ENPHASE | IQ8+ | 290 |  | 16 |  |  | 0.98 |  | Other | UNDER EACH PANEL
NJADRE1559439526 | Administratively Determined Incentive Program | WILLINGBORO | 8046 | 4.1 | Residential | Behind the Meter | Yes | Trinity Solar, LLC | PSE&G |  | Accepted | 2025-04-08 | 2025-05-02 | 2026-05-02 | Solar Panels | Hanwha | Q.PEAK DUO BLK ML-G10+ 410 |  | 0.41 | 10 | 194 | 28 |  | Fixed | Roof
NJADRE1559439526 | Administratively Determined Incentive Program | WILLINGBORO | 8046 | 4.1 | Residential | Behind the Meter | Yes | Trinity Solar, LLC | PSE&G |  | Accepted | 2025-04-08 | 2025-05-02 | 2026-05-02 | Inverters | Solar Edge | SE3800H-US | 3800 |  | 1 |  |  | 0.986 |  | Outside
NJADRE1559439531 | Administratively Determined Incentive Program | TOMS RIVER | 8753 | 14.58 | Residential | Behind the Meter | Yes | Big Wave Roofing and Solar, LLC | JCP&L |  | Accepted | 2025-04-08 | 2025-05-02 | 2026-05-02 | Solar Panels | JA Solar | JAM54S31 405/MR |  | 0.405 | 14 | 101 | 22 |  | Fixed | Roof
NJADRE1559439531 | Administratively Determined Incentive Program | TOMS RIVER | 8753 | 14.58 | Residential | Behind the Meter | Yes | Big Wave Roofing and Solar, LLC | JCP&L |  | Accepted | 2025-04-08 | 2025-05-02 | 2026-05-02 | Inverters | enphase | iq8hc-72-m-dom-us | 380 |  | 36 |  |  | 0.975 |  | Outside
NJADRE1559439531 | Administratively Determined Incentive Program | TOMS RIVER | 8753 | 14.58 | Residential | Behind the Meter | Yes | Big Wave Roofing and Solar, LLC | JCP&L |  | Accepted | 2025-04-08 | 2025-05-02 | 2026-05-02 | Solar Panels | JA Solar | JAM54S31 405/MR |  | 0.405 | 18 | 281 | 22 |  | Fixed | Roof
NJADRE1559439531 | Administratively Determined Incentive Program | TOMS RIVER | 8753 | 14.58 | Residential | Behind the Meter | Yes | Big Wave Roofing and Solar, LLC | JCP&L |  | Accepted | 2025-04-08 | 2025-05-02 | 2026-05-02 | Solar Panels | JA Solar | JAM54S31 405/MR |  | 0.405 | 4 | 281 | 22 |  | Fixed | Roof
NJADRE1559439540 | Administratively Determined Incentive Program | NEW PROVIDENCE | 7974 | 6.64 | Residential | Behind the Meter | Yes | SunnyMac, LLC | JCP&L |  | Accepted | 2025-04-08 | 2025-05-02 | 2026-05-02 | Solar Panels | HANWHA | Q.PEAK DUO BLK ML-G10+ 415W |  | 0.415 | 4 | 149 | 19 |  | Fixed | Roof
NJADRE1559439540 | Administratively Determined Incentive Program | NEW PROVIDENCE | 7974 | 6.64 | Residential | Behind the Meter | Yes | SunnyMac, LLC | JCP&L |  | Accepted | 2025-04-08 | 2025-05-02 | 2026-05-02 | Solar Panels | HANWHA | Q.PEAK DUO BLK ML-G10+ 415W |  | 0.415 | 7 | 239 | 21 |  | Fixed | Roof
NJADRE1559439540 | Administratively Determined Incentive Program | NEW PROVIDENCE | 7974 | 6.64 | Residential | Behind the Meter | Yes | SunnyMac, LLC | JCP&L |  | Accepted | 2025-04-08 | 2025-05-02 | 2026-05-02 | Inverters | SOLAREDGE | SE5700H-US | 5760 |  | 1 |  |  | 0.99 |  | Outdoor | next to meter
NJADRE1559439540 | Administratively Determined Incentive Program | NEW PROVIDENCE | 7974 | 6.64 | Residential | Behind the Meter | Yes | SunnyMac, LLC | JCP&L |  | Accepted | 2025-04-08 | 2025-05-02 | 2026-05-02 | Solar Panels | HANWHA | Q.PEAK DUO BLK ML-G10+ 415W |  | 0.415 | 3 | 149 | 21 |  | Fixed | Roof
NJADRE1559439540 | Administratively Determined Incentive Program | NEW PROVIDENCE | 7974 | 6.64 | Residential | Behind the Meter | Yes | SunnyMac, LLC | JCP&L |  | Accepted | 2025-04-08 | 2025-05-02 | 2026-05-02 | Solar Panels | HANWHA | Q.PEAK DUO BLK ML-G10+ 415W |  | 0.415 | 2 | 149 | 13 |  | Fixed | Roof
NJADRE1559439540 | Administratively Determined Incentive Program | NEW PROVIDENCE | 7974 | 6.64 | Residential | Behind the Meter | Yes | SunnyMac, LLC | JCP&L |  | Accepted | 2025-04-08 | 2025-05-02 | 2026-05-02 | Meters | SOLAREDGE | SE-RGMTR-1D-240C-C |  |  | 1 |  |  |  | Yes | Outdoor
NJADRE1559439556 | Administratively Determined Incentive Program | Rahway | 7065 | 8.17 | Residential | Behind the Meter | Yes | EMT Renewables, LLC | PSE&G |  | Accepted | 2025-04-08 | 2025-05-06 | 2026-05-06 | Inverters | ENPHASE | IQ8+ | 290 |  | 19 |  |  | 0.98 |  | Other | UNDER EACH PANEL
NJADRE1559439556 | Administratively Determined Incentive Program | Rahway | 7065 | 8.17 | Residential | Behind the Meter | Yes | EMT Renewables, LLC | PSE&G |  | Accepted | 2025-04-08 | 2025-05-06 | 2026-05-06 | Solar Panels | SEG SOLAR | SEG 430 |  | 0.43 | 5 | 174 | 7 |  | Fixed | Roof
NJADRE1559439556 | Administratively Determined Incentive Program | Rahway | 7065 | 8.17 | Residential | Behind the Meter | Yes | EMT Renewables, LLC | PSE&G |  | Accepted | 2025-04-08 | 2025-05-06 | 2026-05-06 | Solar Panels | SEG SOLAR | SEG 430 |  | 0.43 | 14 | 174 | 41 |  | Fixed | Roof
NJADRE1559439575 | Administratively Determined Incentive Program | Cherry Hill | 8003 | 11.89 | Residential | Behind the Meter | Yes | Trinity Solar, LLC | PSE&G |  | Accepted | 2025-04-08 | 2025-05-02 | 2026-05-02 | Solar Panels | Hanwha | HANWHA 410 (Q.PEAK DUO BLK ML-G10+ 410) |  | 0.41 | 21 | 103 | 34 |  | Fixed | Roof
NJADRE1559439575 | Administratively Determined Incentive Program | Cherry Hill | 8003 | 11.89 | Residential | Behind the Meter | Yes | Trinity Solar, LLC | PSE&G |  | Accepted | 2025-04-08 | 2025-05-02 | 2026-05-02 | Solar Panels | Hanwha | HANWHA 410 (Q.PEAK DUO BLK ML-G10+ 410) |  | 0.41 | 3 | 102 | 23 |  | Fixed | Roof
NJADRE1559439575 | Administratively Determined Incentive Program | Cherry Hill | 8003 | 11.89 | Residential | Behind the Meter | Yes | Trinity Solar, LLC | PSE&G |  | Accepted | 2025-04-08 | 2025-05-02 | 2026-05-02 | Inverters | Solar Edge | SE10000H-US | 10000 |  | 1 |  |  | 0.97 |  | Outdoor
NJADRE1559439575 | Administratively Determined Incentive Program | Cherry Hill | 8003 | 11.89 | Residential | Behind the Meter | Yes | Trinity Solar, LLC | PSE&G |  | Accepted | 2025-04-08 | 2025-05-02 | 2026-05-02 | Solar Panels | Hanwha | HANWHA 410 (Q.PEAK DUO BLK ML-G10+ 410) |  | 0.41 | 5 | 193 | 25 |  | Fixed | Roof
NJADRE1559439576 | Administratively Determined Incentive Program | SOUTHAMPTON | 8088 | 7.38 | Residential | Behind the Meter | Yes | Trinity Solar, LLC | PSE&G |  | Accepted | 2025-04-08 | 2025-05-02 | 2026-05-02 | Inverters | Solar Edge | USE5700H-US | 5760 |  | 1 |  |  | 0.97 |  | Outside
NJADRE1559439576 | Administratively Determined Incentive Program | SOUTHAMPTON | 8088 | 7.38 | Residential | Behind the Meter | Yes | Trinity Solar, LLC | PSE&G |  | Accepted | 2025-04-08 | 2025-05-02 | 2026-05-02 | Solar Panels | HANWHA | Q.PEAK DUO BLK ML-G10+ 410 |  | 0.41 | 14 | 225 | 17 |  | Fixed | Roof
NJADRE1559439576 | Administratively Determined Incentive Program | SOUTHAMPTON | 8088 | 7.38 | Residential | Behind the Meter | Yes | Trinity Solar, LLC | PSE&G |  | Accepted | 2025-04-08 | 2025-05-02 | 2026-05-02 | Solar Panels | HANWHA | Q.PEAK DUO BLK ML-G10+ 410 |  | 0.41 | 4 | 135 | 18 |  | Fixed | Roof
NJADRE1559439584 | Administratively Determined Incentive Program | WINSLOW | 8004 | 13.33 | Residential | Behind the Meter | Yes | EMT Renewables, LLC | AC Electric |  | Accepted | 2025-04-08 | 2025-05-06 | 2026-05-06 | Solar Panels | SEG SOLAR | SEG 430 |  | 0.43 | 16 | 192 | 10 |  | Fixed | Roof
NJADRE1559439584 | Administratively Determined Incentive Program | WINSLOW | 8004 | 13.33 | Residential | Behind the Meter | Yes | EMT Renewables, LLC | AC Electric |  | Accepted | 2025-04-08 | 2025-05-06 | 2026-05-06 | Solar Panels | SEG SOLAR | SEG 430 |  | 0.43 | 7 | 282 | 23 |  | Fixed | Roof
NJADRE1559439584 | Administratively Determined Incentive Program | WINSLOW | 8004 | 13.33 | Residential | Behind the Meter | Yes | EMT Renewables, LLC | AC Electric |  | Accepted | 2025-04-08 | 2025-05-06 | 2026-05-06 | Inverters | ENPHASE | IQ8+ | 290 |  | 31 |  |  | 0.98 |  | Other | UNDER EACH PANEL
NJADRE1559439584 | Administratively Determined Incentive Program | WINSLOW | 8004 | 13.33 | Residential | Behind the Meter | Yes | EMT Renewables, LLC | AC Electric |  | Accepted | 2025-04-08 | 2025-05-06 | 2026-05-06 | Solar Panels | SEG SOLAR | SEG 430 |  | 0.43 | 8 | 102 | 23 |  | Fixed | Roof
NJADRE1559439593 | Administratively Determined Incentive Program | LAKEWOOD | 8701 | 19.98 | Residential | Behind the Meter | Yes | Whitman Construction, LLC | JCP&L |  | Accepted | 2025-04-08 | 2025-05-02 | 2026-05-02 | Solar Panels | Jinko Solar | JKM425N-54HL4-B |  | 0.425 | 15 | 180 | 18 |  | Fixed | Roof
NJADRE1559439593 | Administratively Determined Incentive Program | LAKEWOOD | 8701 | 19.98 | Residential | Behind the Meter | Yes | Whitman Construction, LLC | JCP&L |  | Accepted | 2025-04-08 | 2025-05-02 | 2026-05-02 | Inverters | ENPHASE | IQ8PLUS-72-2-US | 290 |  | 47 |  |  | 0.975 |  | Outdoor
NJADRE1559439593 | Administratively Determined Incentive Program | LAKEWOOD | 8701 | 19.98 | Residential | Behind the Meter | Yes | Whitman Construction, LLC | JCP&L |  | Accepted | 2025-04-08 | 2025-05-02 | 2026-05-02 | Solar Panels | Jinko Solar | JKM425N-54HL4-B |  | 0.425 | 12 | 90 | 17 |  | Fixed | Roof
NJADRE1559439593 | Administratively Determined Incentive Program | LAKEWOOD | 8701 | 19.98 | Residential | Behind the Meter | Yes | Whitman Construction, LLC | JCP&L |  | Accepted | 2025-04-08 | 2025-05-02 | 2026-05-02 | Solar Panels | Jinko Solar | JKM425N-54HL4-B |  | 0.425 | 20 | 0 | 18 |  | Fixed | Roof
NJADRE1559440374 | Administratively Determined Incentive Program | Clifton | 7011 | 14.76 | Residential | Behind the Meter | Yes | Trinity Solar, LLC | PSE&G |  | Accepted | 2025-04-08 | 2025-05-02 | 2026-05-02 | Solar Panels | Hanwha | Q.PEAK DUO BLK ML-G10+ 410 |  | 0.41 | 22 | 167 | 20 |  | Fixed | Roof
NJADRE1559440374 | Administratively Determined Incentive Program | Clifton | 7011 | 14.76 | Residential | Behind the Meter | Yes | Trinity Solar, LLC | PSE&G |  | Accepted | 2025-04-08 | 2025-05-02 | 2026-05-02 | Inverters | Solar Edge | USE11400H-US | 11400 |  | 1 |  |  | 0.986 |  | Outside
NJADRE1559440374 | Administratively Determined Incentive Program | Clifton | 7011 | 14.76 | Residential | Behind the Meter | Yes | Trinity Solar, LLC | PSE&G |  | Accepted | 2025-04-08 | 2025-05-02 | 2026-05-02 | Solar Panels | Hanwha | Q.PEAK DUO BLK ML-G10+ 410 |  | 0.41 | 14 | 347 | 20 |  | Fixed | Roof
NJADRE1559440487 | Administratively Determined Incentive Program | ORANGE | 7050 | 9.02 | Residential | Behind the Meter | Yes | Sunrun Installation Services, Inc. | PSE&G |  | Accepted | 2025-04-08 | 2025-05-02 | 2026-05-02 | Solar Panels | Hanwha Q-Cells | Q.PEAK DUO BLK ML-G10+ 410 |  | 0.41 | 7 | 126 | 23 |  | Fixed | Roof
NJADRE1559440487 | Administratively Determined Incentive Program | ORANGE | 7050 | 9.02 | Residential | Behind the Meter | Yes | Sunrun Installation Services, Inc. | PSE&G |  | Accepted | 2025-04-08 | 2025-05-02 | 2026-05-02 | Solar Panels | Hanwha Q-Cells | Q.PEAK DUO BLK ML-G10+ 410 |  | 0.41 | 4 | 127 | 22 |  | Fixed | Roof
NJADRE1559440487 | Administratively Determined Incentive Program | ORANGE | 7050 | 9.02 | Residential | Behind the Meter | Yes | Sunrun Installation Services, Inc. | PSE&G |  | Accepted | 2025-04-08 | 2025-05-02 | 2026-05-02 | Inverters | SolarEdge Technologies | SE7600H-USMN | 7600 |  | 1 |  |  | 0.99 |  | Outdoor | Next to meter
NJADRE1559440487 | Administratively Determined Incentive Program | ORANGE | 7050 | 9.02 | Residential | Behind the Meter | Yes | Sunrun Installation Services, Inc. | PSE&G |  | Accepted | 2025-04-08 | 2025-05-02 | 2026-05-02 | Solar Panels | Hanwha Q-Cells | Q.PEAK DUO BLK ML-G10+ 410 |  | 0.41 | 11 | 306 | 23 |  | Fixed | Roof
NJADRE1559440917 | Administratively Determined Incentive Program | BOUND BROOK | 8805 | 8.51 | Residential | Behind the Meter | Yes | Big Wave Roofing and Solar, LLC | PSE&G |  | Accepted | 2025-04-08 | 2025-05-05 | 2026-05-05 | Solar Panels | JA Solar | JAM54S31-405/MR/1500V |  | 0.405 | 21 | 96 | 5 |  | Fixed | Roof
NJADRE1559440917 | Administratively Determined Incentive Program | BOUND BROOK | 8805 | 8.51 | Residential | Behind the Meter | Yes | Big Wave Roofing and Solar, LLC | PSE&G |  | Accepted | 2025-04-08 | 2025-05-05 | 2026-05-05 | Inverters | Enphase | IQ8HC-72-M-DOM-US | 380 |  | 21 |  |  | 0.97 |  | Outside
NJADRE1559440953 | Administratively Determined Incentive Program | SICKLERVILLE | 8081 | 13.12 | Residential | Behind the Meter | Yes | Trinity Solar, LLC | AC Electric |  | Accepted | 2025-04-08 | 2025-05-02 | 2026-05-02 | Inverters | Solar Edge | SE10000H-US | 10000 |  | 1 |  |  | 0.986 |  | Outside
NJADRE1559440953 | Administratively Determined Incentive Program | SICKLERVILLE | 8081 | 13.12 | Residential | Behind the Meter | Yes | Trinity Solar, LLC | AC Electric |  | Accepted | 2025-04-08 | 2025-05-02 | 2026-05-02 | Solar Panels | Hanwha | Q.PEAK DUO BLK ML-G10+ 410 |  | 0.41 | 2 | 222 | 40 |  | Fixed | Roof
NJADRE1559440953 | Administratively Determined Incentive Program | SICKLERVILLE | 8081 | 13.12 | Residential | Behind the Meter | Yes | Trinity Solar, LLC | AC Electric |  | Accepted | 2025-04-08 | 2025-05-02 | 2026-05-02 | Solar Panels | Hanwha | Q.PEAK DUO BLK ML-G10+ 410 |  | 0.41 | 26 | 132 | 32 |  | Fixed | Roof
NJADRE1559440953 | Administratively Determined Incentive Program | SICKLERVILLE | 8081 | 13.12 | Residential | Behind the Meter | Yes | Trinity Solar, LLC | AC Electric |  | Accepted | 2025-04-08 | 2025-05-02 | 2026-05-02 | Solar Panels | Hanwha | Q.PEAK DUO BLK ML-G10+ 410 |  | 0.41 | 4 | 222 | 40 |  | Fixed | Roof
NJADRE1559440996 | Administratively Determined Incentive Program | Pennsville | 8070 | 13.18 | Residential | Behind the Meter | Yes | Whitman Construction, LLC | AC Electric |  | Accepted | 2025-04-08 | 2025-05-02 | 2026-05-02 | Inverters | ENPHASE | IQ8PLUS-72-2-US | 290 |  | 31 |  |  | 0.975 |  | Outdoor
NJADRE1559440996 | Administratively Determined Incentive Program | Pennsville | 8070 | 13.18 | Residential | Behind the Meter | Yes | Whitman Construction, LLC | AC Electric |  | Accepted | 2025-04-08 | 2025-05-02 | 2026-05-02 | Solar Panels | Jinko Solar | JKM425N-54HL4-B |  | 0.425 | 8 | 33 | 31 |  | Fixed | Roof
NJADRE1559440996 | Administratively Determined Incentive Program | Pennsville | 8070 | 13.18 | Residential | Behind the Meter | Yes | Whitman Construction, LLC | AC Electric |  | Accepted | 2025-04-08 | 2025-05-02 | 2026-05-02 | Solar Panels | Jinko Solar | JKM425N-54HL4-B |  | 0.425 | 12 | 123 | 25 |  | Fixed | Roof
NJADRE1559440996 | Administratively Determined Incentive Program | Pennsville | 8070 | 13.18 | Residential | Behind the Meter | Yes | Whitman Construction, LLC | AC Electric |  | Accepted | 2025-04-08 | 2025-05-02 | 2026-05-02 | Solar Panels | Jinko Solar | JKM425N-54HL4-B |  | 0.425 | 11 | 303 | 25 |  | Fixed | Roof
NJADRE1559441012 | Administratively Determined Incentive Program | Penns Grove | 8069 | 9.03 | Residential | Behind the Meter | Yes | EMT Renewables, LLC | AC Electric |  | Accepted | 2025-04-08 | 2025-05-02 | 2026-05-02 | Solar Panels | SEG SOLAR | SEG 430 |  | 0.43 | 14 | 133 | 30 |  | Fixed | Roof
NJADRE1559441012 | Administratively Determined Incentive Program | Penns Grove | 8069 | 9.03 | Residential | Behind the Meter | Yes | EMT Renewables, LLC | AC Electric |  | Accepted | 2025-04-08 | 2025-05-02 | 2026-05-02 | Solar Panels | SEG SOLAR | SEG 430 |  | 0.43 | 7 | 313 | 30 |  | Fixed | Roof
NJADRE1559441012 | Administratively Determined Incentive Program | Penns Grove | 8069 | 9.03 | Residential | Behind the Meter | Yes | EMT Renewables, LLC | AC Electric |  | Accepted | 2025-04-08 | 2025-05-02 | 2026-05-02 | Inverters | ENPHASE | IQ8+ | 290 |  | 21 |  |  | 0.98 |  | Other | UNDER EACH PANEL
NJADRE1559441041 | Administratively Determined Incentive Program | BELVIDERE | 7823 | 9.46 | Residential | Behind the Meter | Yes | EMT Renewables, LLC | JCP&L |  | Accepted | 2025-04-08 | 2025-05-02 | 2026-05-02 | Inverters | ENPHASE | IQ8+ | 290 |  | 22 |  |  | 0.98 |  | Other | UNDER EACH PANEL
NJADRE1559441041 | Administratively Determined Incentive Program | BELVIDERE | 7823 | 9.46 | Residential | Behind the Meter | Yes | EMT Renewables, LLC | JCP&L |  | Accepted | 2025-04-08 | 2025-05-02 | 2026-05-02 | Solar Panels | SEG SOLAR | SEG 430 |  | 0.43 | 22 | 158 | 23 |  | Fixed | Roof
NJADRE1559441059 | Administratively Determined Incentive Program | MANAHAWKIN | 8050 | 11.61 | Residential | Behind the Meter | No | Green Power Energy, LLC | AC Electric |  | Accepted | 2025-04-08 | 2025-05-02 | 2026-05-02 | Inverters | Enphase Energy | IQ8MC-72-M-US [240V] | 320 |  | 27 |  |  | 0.98 |  | Outside | Roof
NJADRE1559441059 | Administratively Determined Incentive Program | MANAHAWKIN | 8050 | 11.61 | Residential | Behind the Meter | No | Green Power Energy, LLC | AC Electric |  | Accepted | 2025-04-08 | 2025-05-02 | 2026-05-02 | Solar Panels | SEG Solar | SEG-430-BTD-BG |  | 0.43 | 7 | 67 | 30 |  | Fixed | Roof
NJADRE1559441059 | Administratively Determined Incentive Program | MANAHAWKIN | 8050 | 11.61 | Residential | Behind the Meter | No | Green Power Energy, LLC | AC Electric |  | Accepted | 2025-04-08 | 2025-05-02 | 2026-05-02 | Solar Panels | SEG Solar | SEG-430-BTD-BG |  | 0.43 | 17 | 247 | 30 |  | Fixed | Roof
NJADRE1559441059 | Administratively Determined Incentive Program | MANAHAWKIN | 8050 | 11.61 | Residential | Behind the Meter | No | Green Power Energy, LLC | AC Electric |  | Accepted | 2025-04-08 | 2025-05-02 | 2026-05-02 | Solar Panels | SEG Solar | SEG-430-BTD-BG |  | 0.43 | 3 | 157 | 30 |  | Fixed | Roof
NJADRE1559441068 | Administratively Determined Incentive Program | CHESILHURST | 8089 | 16.77 | Residential | Behind the Meter | Yes | EMT Renewables, LLC | AC Electric |  | Accepted | 2025-04-08 | 2025-05-05 | 2026-05-05 | Solar Panels | SEG SOLAR | SEG 430 |  | 0.43 | 18 | 198 | 17 |  | Fixed | Roof
NJADRE1559441068 | Administratively Determined Incentive Program | CHESILHURST | 8089 | 16.77 | Residential | Behind the Meter | Yes | EMT Renewables, LLC | AC Electric |  | Accepted | 2025-04-08 | 2025-05-05 | 2026-05-05 | Solar Panels | SEG SOLAR | SEG 430 |  | 0.43 | 21 | 18 | 17 |  | Fixed | Roof
NJADRE1559441068 | Administratively Determined Incentive Program | CHESILHURST | 8089 | 16.77 | Residential | Behind the Meter | Yes | EMT Renewables, LLC | AC Electric |  | Accepted | 2025-04-08 | 2025-05-05 | 2026-05-05 | Inverters | ENPHASE | IQ8+ | 290 |  | 39 |  |  | 0.98 |  | Other | UNDER EACH PANEL
NJADRE1559441084 | Administratively Determined Incentive Program | SICKLERVILLE | 8081 | 10.75 | Residential | Behind the Meter | Yes | EMT Renewables, LLC | AC Electric |  | Accepted | 2025-04-08 | 2025-05-02 | 2026-05-02 | Inverters | ENPHASE | IQ8+ | 290 |  | 25 |  |  | 0.98 |  | Other | UNDER EACH PANEL
NJADRE1559441084 | Administratively Determined Incentive Program | SICKLERVILLE | 8081 | 10.75 | Residential | Behind the Meter | Yes | EMT Renewables, LLC | AC Electric |  | Accepted | 2025-04-08 | 2025-05-02 | 2026-05-02 | Solar Panels | SEG SOLAR | SEG 430 |  | 0.43 | 4 | 96 | 32 |  | Fixed | Roof
NJADRE1559441084 | Administratively Determined Incentive Program | SICKLERVILLE | 8081 | 10.75 | Residential | Behind the Meter | Yes | EMT Renewables, LLC | AC Electric |  | Accepted | 2025-04-08 | 2025-05-02 | 2026-05-02 | Solar Panels | SEG SOLAR | SEG 430 |  | 0.43 | 17 | 276 | 32 |  | Fixed | Roof
NJADRE1559441084 | Administratively Determined Incentive Program | SICKLERVILLE | 8081 | 10.75 | Residential | Behind the Meter | Yes | EMT Renewables, LLC | AC Electric |  | Accepted | 2025-04-08 | 2025-05-02 | 2026-05-02 | Solar Panels | SEG SOLAR | SEG 430 |  | 0.43 | 4 | 96 | 32 |  | Fixed | Roof
NJADRE1559441104 | Administratively Determined Incentive Program | SOMERS POINT | 8244 | 6.08 | Residential | Behind the Meter | Yes | Big Wave Roofing and Solar, LLC | AC Electric |  | Accepted | 2025-04-08 | 2025-05-05 | 2026-05-05 | Solar Panels | JA Solar | JAM54S31-405/MR/1500V |  | 0.405 | 9 | 91 | 26 |  | Fixed | Roof
NJADRE1559441104 | Administratively Determined Incentive Program | SOMERS POINT | 8244 | 6.08 | Residential | Behind the Meter | Yes | Big Wave Roofing and Solar, LLC | AC Electric |  | Accepted | 2025-04-08 | 2025-05-05 | 2026-05-05 | Solar Panels | JA Solar | JAM54S31-405/MR/1500V |  | 0.405 | 6 | 181 | 26 |  | Fixed | Roof
NJADRE1559441104 | Administratively Determined Incentive Program | SOMERS POINT | 8244 | 6.08 | Residential | Behind the Meter | Yes | Big Wave Roofing and Solar, LLC | AC Electric |  | Accepted | 2025-04-08 | 2025-05-05 | 2026-05-05 | Inverters | Enphase | IQ8HC-72-M-DOM-US | 380 |  | 15 |  |  | 0.97 |  | Outside
NJADRE1559441110 | Administratively Determined Incentive Program | NORTH CAPE MAY | 8204 | 12.47 | Residential | Behind the Meter | Yes | EMT Renewables, LLC | AC Electric |  | Accepted | 2025-04-08 | 2025-05-05 | 2026-05-05 | Solar Panels | SEG SOLAR | SEG 430 |  | 0.43 | 15 | 122 | 41 |  | Fixed | Roof
NJADRE1559441110 | Administratively Determined Incentive Program | NORTH CAPE MAY | 8204 | 12.47 | Residential | Behind the Meter | Yes | EMT Renewables, LLC | AC Electric |  | Accepted | 2025-04-08 | 2025-05-05 | 2026-05-05 | Solar Panels | SEG SOLAR | SEG 430 |  | 0.43 | 14 | 302 | 33 |  | Fixed | Roof
NJADRE1559441110 | Administratively Determined Incentive Program | NORTH CAPE MAY | 8204 | 12.47 | Residential | Behind the Meter | Yes | EMT Renewables, LLC | AC Electric |  | Accepted | 2025-04-08 | 2025-05-05 | 2026-05-05 | Inverters | ENPHASE | IQ8+ | 290 |  | 29 |  |  | 0.98 |  | Other | UNDER EACH PANEL
NJADRE1559441128 | Administratively Determined Incentive Program | Roselle | 7203 | 8.17 | Residential | Behind the Meter | Yes | Fusion Solar Energy, LLC | PSE&G |  | Accepted | 2025-04-08 | 2025-05-02 | 2026-05-02 | Inverters | ENPHASE | IQ8HC-72-M-DOM-US | 380 |  | 19 |  |  | 0.973 |  | Outside | Roof
NJADRE1559441128 | Administratively Determined Incentive Program | Roselle | 7203 | 8.17 | Residential | Behind the Meter | Yes | Fusion Solar Energy, LLC | PSE&G |  | Accepted | 2025-04-08 | 2025-05-02 | 2026-05-02 | Solar Panels | SEG SOLAR | SEG-430-BTD-BG |  | 0.43 | 19 | 169.3 | 35 |  | Fixed | Roof
NJADRE1559441143 | Administratively Determined Incentive Program | SWEDESBORO | 8085 | 14.35 | Residential | Behind the Meter | Yes | EMT Renewables, LLC | AC Electric |  | Accepted | 2025-04-08 | 2025-05-06 | 2026-05-06 | Inverters | ENPHASE | IQ8+ | 290 |  | 35 |  |  | 0.98 |  | Other | UNDER EACH PANEL
NJADRE1559441143 | Administratively Determined Incentive Program | SWEDESBORO | 8085 | 14.35 | Residential | Behind the Meter | Yes | EMT Renewables, LLC | AC Electric |  | Accepted | 2025-04-08 | 2025-05-06 | 2026-05-06 | Solar Panels | TRINA | TSM-NE09RC.05 |  | 0.41 | 10 | 113 | 45 |  | Fixed | Roof
NJADRE1559441143 | Administratively Determined Incentive Program | SWEDESBORO | 8085 | 14.35 | Residential | Behind the Meter | Yes | EMT Renewables, LLC | AC Electric |  | Accepted | 2025-04-08 | 2025-05-06 | 2026-05-06 | Solar Panels | TRINA | TSM-NE09RC.05 |  | 0.41 | 25 | 203 | 40 |  | Fixed | Roof
NJADRE1559441146 | Administratively Determined Incentive Program | Caldwell | 7006 | 12.04 | Residential | Behind the Meter | Yes | Venture Home Solar, LLC | PSE&G |  | Accepted | 2025-04-08 | 2025-05-13 | 2026-05-13 | Inverters | Enphase Energy Inc. | IQ8MC-72-M-US | 330 |  | 29 |  |  | 0.9697 |  | Outside
NJADRE1559441146 | Administratively Determined Incentive Program | Caldwell | 7006 | 12.04 | Residential | Behind the Meter | Yes | Venture Home Solar, LLC | PSE&G |  | Accepted | 2025-04-08 | 2025-05-13 | 2026-05-13 | Solar Panels | Hanwha | Q.PEAK DUO BLK ML-G10+ 415W |  | 0.415 | 25 | 165 | 27 |  | Fixed | Roof
NJADRE1559441146 | Administratively Determined Incentive Program | Caldwell | 7006 | 12.04 | Residential | Behind the Meter | Yes | Venture Home Solar, LLC | PSE&G |  | Accepted | 2025-04-08 | 2025-05-13 | 2026-05-13 | Solar Panels | Hanwha | Q.PEAK DUO BLK ML-G10+ 415W |  | 0.415 | 4 | 255 | 27 |  | Fixed | Roof
NJADRE1559441162 | Administratively Determined Incentive Program | WILLINGBORO | 8046 | 5.53 | Residential | Behind the Meter | Yes | Whitman Construction, LLC | PSE&G |  | Accepted | 2025-04-08 | 2025-05-05 | 2026-05-05 | Inverters | ENPHASE | IQ8PLUS-72-2-US | 290 |  | 13 |  |  | 0.975 |  | Outdoor
NJADRE1559441162 | Administratively Determined Incentive Program | WILLINGBORO | 8046 | 5.53 | Residential | Behind the Meter | Yes | Whitman Construction, LLC | PSE&G |  | Accepted | 2025-04-08 | 2025-05-05 | 2026-05-05 | Solar Panels | Jinko Solar | JKM425N-54HL4-B |  | 0.425 | 13 | 194 | 27 |  | Fixed | Roof
NJADRE1559441167 | Administratively Determined Incentive Program | BROWNS MILLS | 8015 | 9.03 | Residential | Behind the Meter | Yes | EMT Renewables, LLC | JCP&L |  | Accepted | 2025-04-08 | 2025-05-20 | 2026-05-20 | Inverters | ENPHASE | IQ8+ | 290 |  | 21 |  |  | 0.98 |  | Other | UNDER EACH PANEL
NJADRE1559441167 | Administratively Determined Incentive Program | BROWNS MILLS | 8015 | 9.03 | Residential | Behind the Meter | Yes | EMT Renewables, LLC | JCP&L |  | Accepted | 2025-04-08 | 2025-05-20 | 2026-05-20 | Solar Panels | SEG SOLAR | SEG 430 |  | 0.43 | 3 | 64 | 22 |  | Fixed | Roof
NJADRE1559441167 | Administratively Determined Incentive Program | BROWNS MILLS | 8015 | 9.03 | Residential | Behind the Meter | Yes | EMT Renewables, LLC | JCP&L |  | Accepted | 2025-04-08 | 2025-05-20 | 2026-05-20 | Solar Panels | SEG SOLAR | SEG 430 |  | 0.43 | 3 | 244 | 22 |  | Fixed | Roof
NJADRE1559441167 | Administratively Determined Incentive Program | BROWNS MILLS | 8015 | 9.03 | Residential | Behind the Meter | Yes | EMT Renewables, LLC | JCP&L |  | Accepted | 2025-04-08 | 2025-05-20 | 2026-05-20 | Solar Panels | SEG SOLAR | SEG 430 |  | 0.43 | 15 | 154 | 22 |  | Fixed | Roof
NJADRE1559441204 | Administratively Determined Incentive Program | Pennsville | 8070 | 12.9 | Residential | Behind the Meter | Yes | EMT Renewables, LLC | AC Electric |  | Accepted | 2025-04-08 | 2025-05-02 | 2026-05-02 | Solar Panels | SEG SOLAR | SEG 430 |  | 0.43 | 8 | 128 | 14 |  | Fixed | Roof
NJADRE1559441204 | Administratively Determined Incentive Program | Pennsville | 8070 | 12.9 | Residential | Behind the Meter | Yes | EMT Renewables, LLC | AC Electric |  | Accepted | 2025-04-08 | 2025-05-02 | 2026-05-02 | Solar Panels | SEG SOLAR | SEG 430 |  | 0.43 | 3 | 128 | 17 |  | Fixed | Roof
NJADRE1559441204 | Administratively Determined Incentive Program | Pennsville | 8070 | 12.9 | Residential | Behind the Meter | Yes | EMT Renewables, LLC | AC Electric |  | Accepted | 2025-04-08 | 2025-05-02 | 2026-05-02 | Solar Panels | SEG SOLAR | SEG 430 |  | 0.43 | 6 | 308 | 14 |  | Fixed | Roof
NJADRE1559441204 | Administratively Determined Incentive Program | Pennsville | 8070 | 12.9 | Residential | Behind the Meter | Yes | EMT Renewables, LLC | AC Electric |  | Accepted | 2025-04-08 | 2025-05-02 | 2026-05-02 | Solar Panels | SEG SOLAR | SEG 430 |  | 0.43 | 13 | 217 | 36 |  | Fixed | Roof
NJADRE1559441204 | Administratively Determined Incentive Program | Pennsville | 8070 | 12.9 | Residential | Behind the Meter | Yes | EMT Renewables, LLC | AC Electric |  | Accepted | 2025-04-08 | 2025-05-02 | 2026-05-02 | Inverters | ENPHASE | IQ8+ | 290 |  | 30 |  |  | 0.98 |  | Other | UNDER EACH PANEL
NJADRE1559441667 | Administratively Determined Incentive Program | Old Bridge | 8857 | 13.18 | Residential | Behind the Meter | Yes | Solar Mite Solutions, LLC | JCP&L |  | Accepted | 2025-04-08 | 2025-05-05 | 2026-05-05 | Solar Panels | Jinko | JKM425N |  | 0.425 | 13 | 51 | 26 |  | Fixed | Roof
NJADRE1559441667 | Administratively Determined Incentive Program | Old Bridge | 8857 | 13.18 | Residential | Behind the Meter | Yes | Solar Mite Solutions, LLC | JCP&L |  | Accepted | 2025-04-08 | 2025-05-05 | 2026-05-05 | Solar Panels | Jinko | JKM425N |  | 0.425 | 8 | 231 | 40 |  | Fixed | Roof
NJADRE1559441667 | Administratively Determined Incentive Program | Old Bridge | 8857 | 13.18 | Residential | Behind the Meter | Yes | Solar Mite Solutions, LLC | JCP&L |  | Accepted | 2025-04-08 | 2025-05-05 | 2026-05-05 | Inverters | Enphase | IQ8HC-72-M-DOM-US | 380 |  | 31 |  |  | 0.97 |  | Outside
NJADRE1559441667 | Administratively Determined Incentive Program | Old Bridge | 8857 | 13.18 | Residential | Behind the Meter | Yes | Solar Mite Solutions, LLC | JCP&L |  | Accepted | 2025-04-08 | 2025-05-05 | 2026-05-05 | Solar Panels | Jinko | JKM425N |  | 0.425 | 10 | 231 | 26 |  | Fixed | Roof
NJADRE1559441823 | Administratively Determined Incentive Program | Rockaway | 7866 | 14.62 | Residential | Behind the Meter | Yes | EMT Renewables, LLC | JCP&L |  | Accepted | 2025-04-08 | 2025-05-05 | 2026-05-05 | Solar Panels | SEG SOLAR | SEG 430 |  | 0.43 | 8 | 227 | 35 |  | Fixed | Roof
NJADRE1559441823 | Administratively Determined Incentive Program | Rockaway | 7866 | 14.62 | Residential | Behind the Meter | Yes | EMT Renewables, LLC | JCP&L |  | Accepted | 2025-04-08 | 2025-05-05 | 2026-05-05 | Inverters | ENPHASE | IQ8+ | 290 |  | 34 |  |  | 0.98 |  | Other | UNDER EACH PANEL
NJADRE1559441823 | Administratively Determined Incentive Program | Rockaway | 7866 | 14.62 | Residential | Behind the Meter | Yes | EMT Renewables, LLC | JCP&L |  | Accepted | 2025-04-08 | 2025-05-05 | 2026-05-05 | Solar Panels | SEG SOLAR | SEG 430 |  | 0.43 | 14 | 137 | 28 |  | Fixed | Roof
NJADRE1559441823 | Administratively Determined Incentive Program | Rockaway | 7866 | 14.62 | Residential | Behind the Meter | Yes | EMT Renewables, LLC | JCP&L |  | Accepted | 2025-04-08 | 2025-05-05 | 2026-05-05 | Solar Panels | SEG SOLAR | SEG 430 |  | 0.43 | 12 | 317 | 31 |  | Fixed | Roof
NJADRE1559441825 | Administratively Determined Incentive Program | HAZLET | 7730 | 10.66 | Residential | Behind the Meter | Yes | Sunrun Installation Services, Inc. | JCP&L |  | Accepted | 2025-04-08 | 2025-05-02 | 2026-05-02 | Solar Panels | Hanwha Q-Cells | Q.PEAK DUO BLK ML-G10+ 410 |  | 0.41 | 9 | 252 | 17 |  | Fixed | Roof
NJADRE1559441825 | Administratively Determined Incentive Program | HAZLET | 7730 | 10.66 | Residential | Behind the Meter | Yes | Sunrun Installation Services, Inc. | JCP&L |  | Accepted | 2025-04-08 | 2025-05-02 | 2026-05-02 | Inverters | SolarEdge Technologies | SE7600H-USMN | 7600 |  | 1 |  |  | 0.99 |  | Outdoor | Next to meter
NJADRE1559441825 | Administratively Determined Incentive Program | HAZLET | 7730 | 10.66 | Residential | Behind the Meter | Yes | Sunrun Installation Services, Inc. | JCP&L |  | Accepted | 2025-04-08 | 2025-05-02 | 2026-05-02 | Solar Panels | Hanwha Q-Cells | Q.PEAK DUO BLK ML-G10+ 410 |  | 0.41 | 17 | 72 | 32 |  | Fixed | Roof
NJADRE1559441831 | Administratively Determined Incentive Program | IRVINGTON TOWN | 7111 | 9.46 | Residential | Behind the Meter | Yes | SeaPoint Solar Energy, LLC | PSE&G |  | Accepted | 2025-04-08 | 2025-05-05 | 2026-05-05 | Solar Panels | SEG SOLAR | SEG-430-BTD-BG |  | 0.43 | 8 | 216 | 41 |  | Fixed | Roof
NJADRE1559441831 | Administratively Determined Incentive Program | IRVINGTON TOWN | 7111 | 9.46 | Residential | Behind the Meter | Yes | SeaPoint Solar Energy, LLC | PSE&G |  | Accepted | 2025-04-08 | 2025-05-05 | 2026-05-05 | Solar Panels | SEG SOLAR | SEG-430-BTD-BG |  | 0.43 | 9 | 305 | 10 |  | Fixed | Roof
NJADRE1559441831 | Administratively Determined Incentive Program | IRVINGTON TOWN | 7111 | 9.46 | Residential | Behind the Meter | Yes | SeaPoint Solar Energy, LLC | PSE&G |  | Accepted | 2025-04-08 | 2025-05-05 | 2026-05-05 | Solar Panels | SEG SOLAR | SEG-430-BTD-BG |  | 0.43 | 5 | 36 | 40 |  | Fixed | Roof
NJADRE1559441831 | Administratively Determined Incentive Program | IRVINGTON TOWN | 7111 | 9.46 | Residential | Behind the Meter | Yes | SeaPoint Solar Energy, LLC | PSE&G |  | Accepted | 2025-04-08 | 2025-05-05 | 2026-05-05 | Inverters | ENPHASE | IQ8PLUS-72-M-US | 290 |  | 22 |  |  | 0.97 |  | Outdoor
NJADRE1559441841 | Administratively Determined Incentive Program | Green Village | 7935 | 48.45 | Non Profit | Behind the Meter | No | Viron Consulting Group, LLC | JCP&L |  | Accepted | 2025-08-06 | 2025-09-03 | 2026-09-03 | Inverters | Enphase | iQ8+ | 349 |  | 114 |  |  | 0 |  | Outside
NJADRE1559441841 | Administratively Determined Incentive Program | Green Village | 7935 | 48.45 | Non Profit | Behind the Meter | No | Viron Consulting Group, LLC | JCP&L |  | Accepted | 2025-08-06 | 2025-09-03 | 2026-09-03 | Solar Panels | Q.Cells | Q.Peak DuoBLK-G10+ 425 |  | 0.425 | 114 | 184 | 29 |  | Fixed | Roof
NJADRE1559441845 | Administratively Determined Incentive Program | MILLVILLE | 8332 | 11.48 | Residential | Behind the Meter | Yes | Sunwise Energy, LLC | AC Electric |  | Accepted | 2025-04-10 | 2025-05-05 | 2026-05-05 | Solar Panels | MISSION SOLAR | MSE410HT0B |  | 0.41 | 28 | 147 | 25 |  | Fixed | Ground
NJADRE1559441845 | Administratively Determined Incentive Program | MILLVILLE | 8332 | 11.48 | Residential | Behind the Meter | Yes | Sunwise Energy, LLC | AC Electric |  | Accepted | 2025-04-10 | 2025-05-05 | 2026-05-05 | Inverters | SOLAREDGE TECHNOLOGY | SE11400H-US | 11400 |  | 1 |  |  | 0.992 |  | Outside
NJADRE1559441867 | Administratively Determined Incentive Program | Vauxhall | 7088 | 10.32 | Residential | Behind the Meter | No | EMT Renewables, LLC | PSE&G |  | Accepted | 2025-04-08 | 2025-06-05 | 2026-06-05 | Solar Panels | Q CELLS | Q TRON |  | 0.43 | 10 | 58 | 35 |  | Fixed | Roof
NJADRE1559441867 | Administratively Determined Incentive Program | Vauxhall | 7088 | 10.32 | Residential | Behind the Meter | No | EMT Renewables, LLC | PSE&G |  | Accepted | 2025-04-08 | 2025-06-05 | 2026-06-05 | Solar Panels | Q CELLS | Q TRON |  | 0.43 | 9 | 238 | 35 |  | Fixed | Roof
NJADRE1559441867 | Administratively Determined Incentive Program | Vauxhall | 7088 | 10.32 | Residential | Behind the Meter | No | EMT Renewables, LLC | PSE&G |  | Accepted | 2025-04-08 | 2025-06-05 | 2026-06-05 | Solar Panels | Q CELLS | Q TRON |  | 0.43 | 5 | 327 | 12 |  | Fixed | Roof
NJADRE1559441867 | Administratively Determined Incentive Program | Vauxhall | 7088 | 10.32 | Residential | Behind the Meter | No | EMT Renewables, LLC | PSE&G |  | Accepted | 2025-04-08 | 2025-06-05 | 2026-06-05 | Inverters | ENPHASE | IQ8+ | 290 |  | 24 |  |  | 0.98 |  | Other | UNDER EACH PANEL
NJADRE1559441881 | Administratively Determined Incentive Program | WOOLWICH TOWNSHIP | 8085 | 8.17 | Residential | Behind the Meter | Yes | EMT Renewables, LLC | AC Electric |  | Accepted | 2025-04-08 | 2025-05-05 | 2026-05-05 | Inverters | ENPHASE | IQ8+ | 290 |  | 19 |  |  | 0.98 |  | Other | UNDER EACH PANEL
NJADRE1559441881 | Administratively Determined Incentive Program | WOOLWICH TOWNSHIP | 8085 | 8.17 | Residential | Behind the Meter | Yes | EMT Renewables, LLC | AC Electric |  | Accepted | 2025-04-08 | 2025-05-05 | 2026-05-05 | Solar Panels | SEG SOLAR | SEG 430 |  | 0.43 | 19 | 168 | 33 |  | Fixed | Roof
NJADRE1559441897 | Administratively Determined Incentive Program | EGG HARBOR TOWNSHIP | 8234 | 10.75 | Residential | Behind the Meter | Yes | EMT Renewables, LLC | AC Electric |  | Accepted | 2025-04-08 | 2025-05-05 | 2026-05-05 | Inverters | ENPHASE | IQ8+ | 290 |  | 25 |  |  | 0.98 |  | Other | UNDER EACH PANEL
NJADRE1559441897 | Administratively Determined Incentive Program | EGG HARBOR TOWNSHIP | 8234 | 10.75 | Residential | Behind the Meter | Yes | EMT Renewables, LLC | AC Electric |  | Accepted | 2025-04-08 | 2025-05-05 | 2026-05-05 | Solar Panels | SEG SOLAR | SEG 430 |  | 0.43 | 15 | 168 | 20 |  | Fixed | Roof
NJADRE1559441897 | Administratively Determined Incentive Program | EGG HARBOR TOWNSHIP | 8234 | 10.75 | Residential | Behind the Meter | Yes | EMT Renewables, LLC | AC Electric |  | Accepted | 2025-04-08 | 2025-05-05 | 2026-05-05 | Solar Panels | SEG SOLAR | SEG 430 |  | 0.43 | 10 | 348 | 20 |  | Fixed | Roof
NJADRE1559441915 | Administratively Determined Incentive Program | EGG HARBOR TOWNSHIP | 8234 | 11.61 | Residential | Behind the Meter | Yes | EMT Renewables, LLC | AC Electric |  | Accepted | 2025-04-08 | 2025-05-05 | 2026-05-05 | Solar Panels | SEG SOLAR | SEG 430 |  | 0.43 | 10 | 291 | 26 |  | Fixed | Roof
NJADRE1559441915 | Administratively Determined Incentive Program | EGG HARBOR TOWNSHIP | 8234 | 11.61 | Residential | Behind the Meter | Yes | EMT Renewables, LLC | AC Electric |  | Accepted | 2025-04-08 | 2025-05-05 | 2026-05-05 | Inverters | ENPHASE | IQ8+ | 290 |  | 27 |  |  | 0.98 |  | Other | UNDER EACH PANEL
NJADRE1559441915 | Administratively Determined Incentive Program | EGG HARBOR TOWNSHIP | 8234 | 11.61 | Residential | Behind the Meter | Yes | EMT Renewables, LLC | AC Electric |  | Accepted | 2025-04-08 | 2025-05-05 | 2026-05-05 | Solar Panels | SEG SOLAR | SEG 430 |  | 0.43 | 13 | 111 | 27 |  | Fixed | Roof
NJADRE1559441915 | Administratively Determined Incentive Program | EGG HARBOR TOWNSHIP | 8234 | 11.61 | Residential | Behind the Meter | Yes | EMT Renewables, LLC | AC Electric |  | Accepted | 2025-04-08 | 2025-05-05 | 2026-05-05 | Solar Panels | SEG SOLAR | SEG 430 |  | 0.43 | 4 | 291 | 27 |  | Fixed | Roof
NJADRE1559441926 | Administratively Determined Incentive Program | Montgomery | 8502 | 15.73 | Residential | Behind the Meter | No | US Clean Energy Construction, Inc. | PSE&G |  | Accepted | 2025-04-08 | 2025-05-05 | 2026-05-05 | Inverters | SMA AMERICA | SMA SBSE- 4.8-50 | 4800 |  | 2 |  |  | 0.98 |  | Outdoor
NJADRE1559441926 | Administratively Determined Incentive Program | Montgomery | 8502 | 15.73 | Residential | Behind the Meter | No | US Clean Energy Construction, Inc. | PSE&G |  | Accepted | 2025-04-08 | 2025-05-05 | 2026-05-05 | Solar Panels | Trina Solar | Trina 425W |  | 0.425 | 6 | 225 | 20 |  | Fixed | Roof
NJADRE1559441926 | Administratively Determined Incentive Program | Montgomery | 8502 | 15.73 | Residential | Behind the Meter | No | US Clean Energy Construction, Inc. | PSE&G |  | Accepted | 2025-04-08 | 2025-05-05 | 2026-05-05 | Meters | VISION METERING | Cat VM-2E2A1P |  |  | 1 |  |  |  | Yes | Outdoor
NJADRE1559441926 | Administratively Determined Incentive Program | Montgomery | 8502 | 15.73 | Residential | Behind the Meter | No | US Clean Energy Construction, Inc. | PSE&G |  | Accepted | 2025-04-08 | 2025-05-05 | 2026-05-05 | Solar Panels | Trina Solar | Trina 425W |  | 0.425 | 31 | 135 | 19 |  | Fixed | Roof
NJADRE1559441928 | Administratively Determined Incentive Program | PENNSAUKEN | 8110 | 6.88 | Residential | Behind the Meter | Yes | EMT Renewables, LLC | PSE&G |  | Accepted | 2025-04-08 | 2025-05-06 | 2026-05-06 | Solar Panels | SEG SOLAR | SEG 430 |  | 0.43 | 16 | 148 | 29 |  | Fixed | Roof
NJADRE1559441928 | Administratively Determined Incentive Program | PENNSAUKEN | 8110 | 6.88 | Residential | Behind the Meter | Yes | EMT Renewables, LLC | PSE&G |  | Accepted | 2025-04-08 | 2025-05-06 | 2026-05-06 | Inverters | ENPHASE | IQ8+ | 290 |  | 16 |  |  | 0.98 |  | Other | UNDER EACH PANEL
NJADRE1559441933 | Administratively Determined Incentive Program | Mendham Township | 7945 | 4.05 | Residential | Behind the Meter | No | GAF Energy | JCP&L |  | Accepted | 2025-04-08 | 2025-05-05 | 2026-05-05 | Inverters | Delta | M6-TL-US | 6 |  | 1 |  |  | 0.975 |  | Outdoor
NJADRE1559441933 | Administratively Determined Incentive Program | Mendham Township | 7945 | 4.05 | Residential | Behind the Meter | No | GAF Energy | JCP&L |  | Accepted | 2025-04-08 | 2025-05-05 | 2026-05-05 | Solar Panels | GAF Energy | TLS-1 |  | 0.046 | 16 | 180 | 27 |  | Fixed | Roof
NJADRE1559441933 | Administratively Determined Incentive Program | Mendham Township | 7945 | 4.05 | Residential | Behind the Meter | No | GAF Energy | JCP&L |  | Accepted | 2025-04-08 | 2025-05-05 | 2026-05-05 | Solar Panels | GAF Energy | TLS-1 |  | 0.046 | 24 | 180 | 27 |  | Fixed | Roof
NJADRE1559441933 | Administratively Determined Incentive Program | Mendham Township | 7945 | 4.05 | Residential | Behind the Meter | No | GAF Energy | JCP&L |  | Accepted | 2025-04-08 | 2025-05-05 | 2026-05-05 | Solar Panels | GAF Energy | TLS-1 |  | 0.046 | 48 | 179 | 26 |  | Fixed | Roof
NJADRE1559441934 | Administratively Determined Incentive Program | East Windsor | 8520 | 5.67 | Residential | Behind the Meter | Yes | Freedom Forever New Jersey, LLC | JCP&L |  | Accepted | 2025-04-08 | 2025-05-05 | 2026-05-05 | Solar Panels | JA Solar | JAM54S31-405/M |  | 0.405 | 14 | 118 | 18 |  | Fixed | Roof
NJADRE1559441934 | Administratively Determined Incentive Program | East Windsor | 8520 | 5.67 | Residential | Behind the Meter | Yes | Freedom Forever New Jersey, LLC | JCP&L |  | Accepted | 2025-04-08 | 2025-05-05 | 2026-05-05 | Inverters | Solar Edge | USE5700H-USMNBL75 | 5760 |  | 1 |  |  | 0.99 |  | Outside
NJADRE1559441939 | Administratively Determined Incentive Program | Sparta | 7871 | 4.3 | Residential | Behind the Meter | Yes | Pro Custom Solar dba Momentum Solar | JCP&L |  | Accepted | 2025-04-08 | 2025-05-05 | 2026-05-05 | Inverters | Enphase | IQ8HC-72-M-DOM-US | 380 |  | 10 |  |  | 0.97 |  | Outdoor
NJADRE1559441939 | Administratively Determined Incentive Program | Sparta | 7871 | 4.3 | Residential | Behind the Meter | Yes | Pro Custom Solar dba Momentum Solar | JCP&L |  | Accepted | 2025-04-08 | 2025-05-05 | 2026-05-05 | Solar Panels | HANWHA | Q.Tron BLK M-G2+ 430 |  | 0.43 | 10 | 245 | 12 |  | Fixed | Roof
NJADRE1559441991 | Administratively Determined Incentive Program | CITY OF ORANGE | 7050 | 6.08 | Residential | Behind the Meter | Yes | Freedom Forever New Jersey, LLC | PSE&G |  | Accepted | 2025-04-08 | 2025-05-20 | 2026-05-20 | Solar Panels | JA Solar | JAM54S31-405/MR |  | 0.405 | 4 | 40 | 45 |  | Fixed | Roof
NJADRE1559441991 | Administratively Determined Incentive Program | CITY OF ORANGE | 7050 | 6.08 | Residential | Behind the Meter | Yes | Freedom Forever New Jersey, LLC | PSE&G |  | Accepted | 2025-04-08 | 2025-05-20 | 2026-05-20 | Inverters | Solar Edge | USE5700H-USMNBL75 | 5760 |  | 1 |  |  | 0.99 |  | Outside
NJADRE1559441991 | Administratively Determined Incentive Program | CITY OF ORANGE | 7050 | 6.08 | Residential | Behind the Meter | Yes | Freedom Forever New Jersey, LLC | PSE&G |  | Accepted | 2025-04-08 | 2025-05-20 | 2026-05-20 | Solar Panels | JA Solar | JAM54S31-405/MR |  | 0.405 | 2 | 130 | 8 |  | Fixed | Roof
NJADRE1559441991 | Administratively Determined Incentive Program | CITY OF ORANGE | 7050 | 6.08 | Residential | Behind the Meter | Yes | Freedom Forever New Jersey, LLC | PSE&G |  | Accepted | 2025-04-08 | 2025-05-20 | 2026-05-20 | Solar Panels | JA Solar | JAM54S31-405/MR |  | 0.405 | 8 | 220 | 45 |  | Fixed | Roof
NJADRE1559441991 | Administratively Determined Incentive Program | CITY OF ORANGE | 7050 | 6.08 | Residential | Behind the Meter | Yes | Freedom Forever New Jersey, LLC | PSE&G |  | Accepted | 2025-04-08 | 2025-05-20 | 2026-05-20 | Solar Panels | JA Solar | JAM54S31-405/MR |  | 0.405 | 1 | 220 | 8 |  | Fixed | Roof
NJADRE1559441992 | Administratively Determined Incentive Program | River Vale | 7675 | 11.89 | Residential | Behind the Meter | Yes | Sunrun Installation Services, Inc. | PSE&G |  | Accepted | 2025-04-08 | 2025-05-05 | 2026-05-05 | Electric Storage Battery | TESLA | Powerwall 3 1707000-xx-y |  |  | 1 |  |  |  | Lithium Ion |  | OUTSIDE
NJADRE1559441992 | Administratively Determined Incentive Program | River Vale | 7675 | 11.89 | Residential | Behind the Meter | Yes | Sunrun Installation Services, Inc. | PSE&G |  | Accepted | 2025-04-08 | 2025-05-05 | 2026-05-05 | Solar Panels | Hanwha Q-Cells | Q.PEAK DUO BLK ML-G10+ 410 |  | 0.41 | 9 | 171 | 19 |  | Fixed | Roof
NJADRE1559441992 | Administratively Determined Incentive Program | River Vale | 7675 | 11.89 | Residential | Behind the Meter | Yes | Sunrun Installation Services, Inc. | PSE&G |  | Accepted | 2025-04-08 | 2025-05-05 | 2026-05-05 | Solar Panels | Hanwha Q-Cells | Q.PEAK DUO BLK ML-G10+ 410 |  | 0.41 | 20 | 171 | 19 |  | Fixed | Roof
NJADRE1559441992 | Administratively Determined Incentive Program | River Vale | 7675 | 11.89 | Residential | Behind the Meter | Yes | Sunrun Installation Services, Inc. | PSE&G |  | Accepted | 2025-04-08 | 2025-05-05 | 2026-05-05 | Inverters | TESLA | Powerwall 3 1707000-xx-y | 11500 |  | 1 |  |  | 0.97 |  | Outdoor | Next to meter
NJADRE1559442071 | Administratively Determined Incentive Program | NEWARK | 7108 | 7.38 | Residential | Behind the Meter | Yes | Pro Custom Solar dba Momentum Solar | PSE&G |  | Accepted | 2025-04-08 | 2025-05-05 | 2026-05-05 | Inverters | Enphase | IQ8HC-72-M-DOM-US | 380 |  | 18 |  |  | 0.97 |  | Outdoor
NJADRE1559442071 | Administratively Determined Incentive Program | NEWARK | 7108 | 7.38 | Residential | Behind the Meter | Yes | Pro Custom Solar dba Momentum Solar | PSE&G |  | Accepted | 2025-04-08 | 2025-05-05 | 2026-05-05 | Solar Panels | HANWHA | Q.Peak Duo BLK ML-G10+ 410 |  | 0.41 | 18 | 108 | 28 |  | Fixed | Roof
NJADRE1559443865 | Administratively Determined Incentive Program | Plainsboro | 8536 | 6.88 | Residential | Behind the Meter | No | Pro Custom Solar dba Momentum Solar | PSE&G |  | Accepted | 2025-04-08 | 2025-05-05 | 2026-05-05 | Inverters | Enphase | IQ8PLUS-72-2-US | 290 |  | 16 |  |  | 0.97 |  | Outdoor
NJADRE1559443865 | Administratively Determined Incentive Program | Plainsboro | 8536 | 6.88 | Residential | Behind the Meter | No | Pro Custom Solar dba Momentum Solar | PSE&G |  | Accepted | 2025-04-08 | 2025-05-05 | 2026-05-05 | Solar Panels | HANWHA | Q.Tron BLK M-G2+ 430 |  | 0.43 | 9 | 224 | 33 |  | Fixed | Roof
NJADRE1559443865 | Administratively Determined Incentive Program | Plainsboro | 8536 | 6.88 | Residential | Behind the Meter | No | Pro Custom Solar dba Momentum Solar | PSE&G |  | Accepted | 2025-04-08 | 2025-05-05 | 2026-05-05 | Solar Panels | HANWHA | Q.Tron BLK M-G2+ 430 |  | 0.43 | 3 | 134 | 40 |  | Fixed | Roof
NJADRE1559443865 | Administratively Determined Incentive Program | Plainsboro | 8536 | 6.88 | Residential | Behind the Meter | No | Pro Custom Solar dba Momentum Solar | PSE&G |  | Accepted | 2025-04-08 | 2025-05-05 | 2026-05-05 | Solar Panels | HANWHA | Q.Tron BLK M-G2+ 430 |  | 0.43 | 4 | 134 | 38 |  | Fixed | Roof
NJADRE1559447850 | Administratively Determined Incentive Program | Hewitt | 7421 | 9.96 | Residential | Behind the Meter | Yes | Venture Home Solar, LLC | Orange Rockland Electric |  | Accepted | 2025-04-09 | 2025-05-06 | 2026-05-06 | Solar Panels | Hanwha | Q.PEAK DUO BLK ML-G10+ 415W |  | 0.415 | 11 | 123 | 27 |  | Fixed | Roof
NJADRE1559447850 | Administratively Determined Incentive Program | Hewitt | 7421 | 9.96 | Residential | Behind the Meter | Yes | Venture Home Solar, LLC | Orange Rockland Electric |  | Accepted | 2025-04-09 | 2025-05-06 | 2026-05-06 | Solar Panels | Hanwha | Q.PEAK DUO BLK ML-G10+ 415W |  | 0.415 | 2 | 213 | 22 |  | Fixed | Roof
NJADRE1559447850 | Administratively Determined Incentive Program | Hewitt | 7421 | 9.96 | Residential | Behind the Meter | Yes | Venture Home Solar, LLC | Orange Rockland Electric |  | Accepted | 2025-04-09 | 2025-05-06 | 2026-05-06 | Solar Panels | Hanwha | Q.PEAK DUO BLK ML-G10+ 415W |  | 0.415 | 2 | 33 | 22 |  | Fixed | Roof
NJADRE1559447850 | Administratively Determined Incentive Program | Hewitt | 7421 | 9.96 | Residential | Behind the Meter | Yes | Venture Home Solar, LLC | Orange Rockland Electric |  | Accepted | 2025-04-09 | 2025-05-06 | 2026-05-06 | Inverters | Enphase Energy Inc. | IQ8PLUS-72-M-US | 330 |  | 1 |  |  | 0.9697 |  | Outside
NJADRE1559447850 | Administratively Determined Incentive Program | Hewitt | 7421 | 9.96 | Residential | Behind the Meter | Yes | Venture Home Solar, LLC | Orange Rockland Electric |  | Accepted | 2025-04-09 | 2025-05-06 | 2026-05-06 | Solar Panels | Hanwha | Q.PEAK DUO BLK ML-G10+ 415W |  | 0.415 | 8 | 303 | 27 |  | Fixed | Roof
NJADRE1559447850 | Administratively Determined Incentive Program | Hewitt | 7421 | 9.96 | Residential | Behind the Meter | Yes | Venture Home Solar, LLC | Orange Rockland Electric |  | Accepted | 2025-04-09 | 2025-05-06 | 2026-05-06 | Solar Panels | Hanwha | Q.PEAK DUO BLK ML-G10+ 415W |  | 0.415 | 1 | 213 | 27 |  | Fixed | Roof
NJADRE1559447896 | Administratively Determined Incentive Program | UNION | 7083 | 8.27 | Residential | Behind the Meter | Yes | Venture Home Solar, LLC | PSE&G |  | Accepted | 2025-04-09 | 2025-05-13 | 2026-05-13 | Solar Panels | Hanwha | Q.TRON BLK M-G2+ 435 |  | 0.435 | 12 | 211 | 46 |  | Fixed | Roof
NJADRE1559447896 | Administratively Determined Incentive Program | UNION | 7083 | 8.27 | Residential | Behind the Meter | Yes | Venture Home Solar, LLC | PSE&G |  | Accepted | 2025-04-09 | 2025-05-13 | 2026-05-13 | Solar Panels | Hanwha | Q.TRON BLK M-G2+ 435 |  | 0.435 | 3 | 211 | 27 |  | Fixed | Roof
NJADRE1559447896 | Administratively Determined Incentive Program | UNION | 7083 | 8.27 | Residential | Behind the Meter | Yes | Venture Home Solar, LLC | PSE&G |  | Accepted | 2025-04-09 | 2025-05-13 | 2026-05-13 | Solar Panels | Hanwha | Q.TRON BLK M-G2+ 435 |  | 0.435 | 4 | 211 | 9 |  | Fixed | Roof
NJADRE1559447896 | Administratively Determined Incentive Program | UNION | 7083 | 8.27 | Residential | Behind the Meter | Yes | Venture Home Solar, LLC | PSE&G |  | Accepted | 2025-04-09 | 2025-05-13 | 2026-05-13 | Inverters | EnPhase | IQ8MC-72-M-US (240V) | 330 |  | 19 |  |  | 0.9697 |  | Outside
NJADRE1559447918 | Administratively Determined Incentive Program | North Arlington | 7031 | 7.47 | Residential | Behind the Meter | Yes | Venture Home Solar, LLC | PSE&G |  | Accepted | 2025-04-09 | 2025-05-06 | 2026-05-06 | Inverters | EnPhase | IQ8MC-72-M-US (240V) | 330 |  | 18 |  |  | 0.9697 |  | Outside
NJADRE1559447918 | Administratively Determined Incentive Program | North Arlington | 7031 | 7.47 | Residential | Behind the Meter | Yes | Venture Home Solar, LLC | PSE&G |  | Accepted | 2025-04-09 | 2025-05-06 | 2026-05-06 | Solar Panels | Hanwha | Q.PEAK DUO BLK ML-G10+ 415W |  | 0.415 | 7 | 214 | 31 |  | Fixed | Roof
NJADRE1559447918 | Administratively Determined Incentive Program | North Arlington | 7031 | 7.47 | Residential | Behind the Meter | Yes | Venture Home Solar, LLC | PSE&G |  | Accepted | 2025-04-09 | 2025-05-06 | 2026-05-06 | Solar Panels | Hanwha | Q.PEAK DUO BLK ML-G10+ 415W |  | 0.415 | 2 | 124 | 20 |  | Fixed | Roof
NJADRE1559447918 | Administratively Determined Incentive Program | North Arlington | 7031 | 7.47 | Residential | Behind the Meter | Yes | Venture Home Solar, LLC | PSE&G |  | Accepted | 2025-04-09 | 2025-05-06 | 2026-05-06 | Solar Panels | Hanwha | Q.PEAK DUO BLK ML-G10+ 415W |  | 0.415 | 9 | 34 | 31 |  | Fixed | Roof
NJADRE1559448260 | Administratively Determined Incentive Program | Jackson | 8527 | 7.23 | Residential | Behind the Meter | Yes | GenSun Roofing and Solar, LLC | JCP&L |  | Accepted | 2025-04-09 | 2025-05-05 | 2026-05-05 | Solar Panels | JINKO SOLAR | JKM425N-54HL4-B 425W |  | 0.425 | 4 | 94 | 39 |  | Fixed | Roof
NJADRE1559448260 | Administratively Determined Incentive Program | Jackson | 8527 | 7.23 | Residential | Behind the Meter | Yes | GenSun Roofing and Solar, LLC | JCP&L |  | Accepted | 2025-04-09 | 2025-05-05 | 2026-05-05 | Inverters | SOLAREDGE | SE7600H-US | 7600 |  | 1 |  |  | 0.99 |  | Outside
NJADRE1559448260 | Administratively Determined Incentive Program | Jackson | 8527 | 7.23 | Residential | Behind the Meter | Yes | GenSun Roofing and Solar, LLC | JCP&L |  | Accepted | 2025-04-09 | 2025-05-05 | 2026-05-05 | Solar Panels | JINKO SOLAR | JKM425N-54HL4-B 425W |  | 0.425 | 13 | 184 | 42 |  | Fixed | Roof
NJADRE1559448279 | Administratively Determined Incentive Program | Millville | 8332 | 91.8 | Commercial | Behind the Meter | No | Uneak Electrical Contractors, LLC | AC Electric |  | Accepted | 2025-04-22 | 2025-06-02 | 2026-06-02 | Solar Panels | HANWHA | Q-CELL |  | 0.425 | 77 | 175 | 3 |  | Fixed | Roof
NJADRE1559448279 | Administratively Determined Incentive Program | Millville | 8332 | 91.8 | Commercial | Behind the Meter | No | Uneak Electrical Contractors, LLC | AC Electric |  | Accepted | 2025-04-22 | 2025-06-02 | 2026-06-02 | Solar Panels | HANWHA | Q-CELL |  | 0.425 | 21 | 175 | 3 |  | Fixed | Roof
NJADRE1559448279 | Administratively Determined Incentive Program | Millville | 8332 | 91.8 | Commercial | Behind the Meter | No | Uneak Electrical Contractors, LLC | AC Electric |  | Accepted | 2025-04-22 | 2025-06-02 | 2026-06-02 | Inverters | APsystems | QT2-480 | 1800 |  | 56 |  |  | 0.956 |  | Outdoor
NJADRE1559448279 | Administratively Determined Incentive Program | Millville | 8332 | 91.8 | Commercial | Behind the Meter | No | Uneak Electrical Contractors, LLC | AC Electric |  | Accepted | 2025-04-22 | 2025-06-02 | 2026-06-02 | Solar Panels | HANWHA | Q-CELL |  | 0.425 | 118 | 355 | 3 |  | Fixed | Roof
NJADRE1559448291 | Administratively Determined Incentive Program | BRIDGETON | 8302 | 14.355 | Residential | Behind the Meter | Yes | SunnyMac, LLC | AC Electric |  | Accepted | 2025-04-09 | 2025-05-05 | 2026-05-05 | Solar Panels | HANWHA | Q.TRON BLK M-G2+ 435W |  | 0.435 | 4 | 342 | 5 |  | Fixed | Roof
NJADRE1559448291 | Administratively Determined Incentive Program | BRIDGETON | 8302 | 14.355 | Residential | Behind the Meter | Yes | SunnyMac, LLC | AC Electric |  | Accepted | 2025-04-09 | 2025-05-05 | 2026-05-05 | Inverters | SOLAREDGE | SE10000H-US | 10000 |  | 1 |  |  | 0.99 |  | Indoor | next to meter
NJADRE1559448291 | Administratively Determined Incentive Program | BRIDGETON | 8302 | 14.355 | Residential | Behind the Meter | Yes | SunnyMac, LLC | AC Electric |  | Accepted | 2025-04-09 | 2025-05-05 | 2026-05-05 | Solar Panels | HANWHA | Q.TRON BLK M-G2+ 435W |  | 0.435 | 3 | 162 | 24 |  | Fixed | Roof
NJADRE1559448291 | Administratively Determined Incentive Program | BRIDGETON | 8302 | 14.355 | Residential | Behind the Meter | Yes | SunnyMac, LLC | AC Electric |  | Accepted | 2025-04-09 | 2025-05-05 | 2026-05-05 | Solar Panels | HANWHA | Q.TRON BLK M-G2+ 435W |  | 0.435 | 13 | 162 | 24 |  | Fixed | Roof
NJADRE1559448291 | Administratively Determined Incentive Program | BRIDGETON | 8302 | 14.355 | Residential | Behind the Meter | Yes | SunnyMac, LLC | AC Electric |  | Accepted | 2025-04-09 | 2025-05-05 | 2026-05-05 | Solar Panels | HANWHA | Q.TRON BLK M-G2+ 435W |  | 0.435 | 13 | 342 | 24 |  | Fixed | Roof
NJADRE1559448291 | Administratively Determined Incentive Program | BRIDGETON | 8302 | 14.355 | Residential | Behind the Meter | Yes | SunnyMac, LLC | AC Electric |  | Accepted | 2025-04-09 | 2025-05-05 | 2026-05-05 | Meters | SOLAREDGE | SE-RGMTR-1D-240C-C |  |  | 1 |  |  |  | Yes | Indoor
NJADRE1559448315 | Administratively Determined Incentive Program | SICKLERVILLE | 8081 | 11.48 | Residential | Behind the Meter | Yes | Whitman Construction, LLC | AC Electric |  | Accepted | 2025-04-09 | 2025-05-05 | 2026-05-05 | Solar Panels | Jinko Solar | JKM425N-54HL4-B |  | 0.425 | 27 | 129 | 34 |  | Fixed | Roof
NJADRE1559448315 | Administratively Determined Incentive Program | SICKLERVILLE | 8081 | 11.48 | Residential | Behind the Meter | Yes | Whitman Construction, LLC | AC Electric |  | Accepted | 2025-04-09 | 2025-05-05 | 2026-05-05 | Inverters | ENPHASE | IQ8PLUS-72-2-US | 290 |  | 27 |  |  | 0.975 |  | Outdoor
NJADRE1559448344 | Administratively Determined Incentive Program | Buena Vista Twp | 8094 | 3.05 | Residential | Behind the Meter | Yes | SunnyMac, LLC | AC Electric |  | Accepted | 2025-04-09 | 2025-05-05 | 2026-05-05 | Solar Panels | HANWHA | Q.TRON BLK M-G2+ 435W |  | 0.435 | 7 | 89 | 20 |  | Fixed | Roof
NJADRE1559448344 | Administratively Determined Incentive Program | Buena Vista Twp | 8094 | 3.05 | Residential | Behind the Meter | Yes | SunnyMac, LLC | AC Electric |  | Accepted | 2025-04-09 | 2025-05-05 | 2026-05-05 | Inverters | ENPHASE | IQ8HC-72-M-US | 380 |  | 7 |  |  | 0.99 |  | Outdoor | next to meter
NJADRE1559448360 | Administratively Determined Incentive Program | East Brunswick | 8816 | 23.38 | Residential | Behind the Meter | No | US Clean Energy Construction, Inc. | JCP&L |  | Accepted | 2025-04-09 | 2025-05-05 | 2026-05-05 | Solar Panels | Trina Solar | Trina 425W |  | 0.425 | 23 | 105 | 20 |  | Fixed | Roof
NJADRE1559448360 | Administratively Determined Incentive Program | East Brunswick | 8816 | 23.38 | Residential | Behind the Meter | No | US Clean Energy Construction, Inc. | JCP&L |  | Accepted | 2025-04-09 | 2025-05-05 | 2026-05-05 | Solar Panels | Trina Solar | Trina 425W |  | 0.425 | 32 | 285 | 20 |  | Fixed | Roof
NJADRE1559448360 | Administratively Determined Incentive Program | East Brunswick | 8816 | 23.38 | Residential | Behind the Meter | No | US Clean Energy Construction, Inc. | JCP&L |  | Accepted | 2025-04-09 | 2025-05-05 | 2026-05-05 | Inverters | SMA AMERICA | SMA SBSE-7.7-50 | 7700 |  | 2 |  |  | 0.98 |  | Outdoor
NJADRE1559448360 | Administratively Determined Incentive Program | East Brunswick | 8816 | 23.38 | Residential | Behind the Meter | No | US Clean Energy Construction, Inc. | JCP&L |  | Accepted | 2025-04-09 | 2025-05-05 | 2026-05-05 | Meters | VISION METERING | Cat VM-2E2A1P |  |  | 1 |  |  |  | Yes | Outdoor
NJADRE1559448417 | Administratively Determined Incentive Program | MANTUA TOWNSHIP | 8080 | 12.47 | Residential | Behind the Meter | Yes | Velocity Energy And Home Solutions | AC Electric |  | Accepted | 2025-04-09 | 2025-05-05 | 2026-05-05 | Solar Panels | seg | 430w |  | 0.43 | 29 | 239 | 31 |  | Fixed | Roof
NJADRE1559448417 | Administratively Determined Incentive Program | MANTUA TOWNSHIP | 8080 | 12.47 | Residential | Behind the Meter | Yes | Velocity Energy And Home Solutions | AC Electric |  | Accepted | 2025-04-09 | 2025-05-05 | 2026-05-05 | Inverters | enphase | iq8hc | 380 |  | 29 |  |  | 0.99 |  | Outside | behind panels
NJADRE1559448431 | Administratively Determined Incentive Program | LAUREL SPRINGS | 8021 | 9.89 | Residential | Behind the Meter | Yes | Velocity Energy And Home Solutions | AC Electric |  | Accepted | 2025-04-09 | 2025-05-05 | 2026-05-05 | Solar Panels | SEG | 430w |  | 0.43 | 16 | 268 | 20 |  | Fixed | Roof
NJADRE1559448431 | Administratively Determined Incentive Program | LAUREL SPRINGS | 8021 | 9.89 | Residential | Behind the Meter | Yes | Velocity Energy And Home Solutions | AC Electric |  | Accepted | 2025-04-09 | 2025-05-05 | 2026-05-05 | Solar Panels | SEG | 430W |  | 0.43 | 7 | 268 | 10 |  | Fixed | Roof
NJADRE1559448431 | Administratively Determined Incentive Program | LAUREL SPRINGS | 8021 | 9.89 | Residential | Behind the Meter | Yes | Velocity Energy And Home Solutions | AC Electric |  | Accepted | 2025-04-09 | 2025-05-05 | 2026-05-05 | Inverters | enphase | iq8plus | 290 |  | 23 |  |  | 0.99 |  | Outside | behind panels
NJADRE1559448464 | Administratively Determined Incentive Program | PAULSBORO | 8066 | 5.33 | Residential | Behind the Meter | Yes | Sunrun Installation Services, Inc. | AC Electric |  | Accepted | 2025-04-09 | 2025-05-05 | 2026-05-05 | Inverters | SolarEdge Technologies | SE3800H-USMN | 3800 |  | 1 |  |  | 0.99 |  | Outdoor | Next to meter
NJADRE1559448464 | Administratively Determined Incentive Program | PAULSBORO | 8066 | 5.33 | Residential | Behind the Meter | Yes | Sunrun Installation Services, Inc. | AC Electric |  | Accepted | 2025-04-09 | 2025-05-05 | 2026-05-05 | Solar Panels | Hanwha Q-Cells | Q.PEAK DUO BLK ML-G10+ 410 |  | 0.41 | 7 | 277 | 34 |  | Fixed | Roof
NJADRE1559448464 | Administratively Determined Incentive Program | PAULSBORO | 8066 | 5.33 | Residential | Behind the Meter | Yes | Sunrun Installation Services, Inc. | AC Electric |  | Accepted | 2025-04-09 | 2025-05-05 | 2026-05-05 | Solar Panels | Hanwha Q-Cells | Q.PEAK DUO BLK ML-G10+ 410 |  | 0.41 | 6 | 97 | 6 |  | Fixed | Roof
NJADRE1559448466 | Administratively Determined Incentive Program | Guttenberg | 7093 | 6.56 | Residential | Behind the Meter | Yes | Sunrun Installation Services, Inc. | PSE&G |  | Accepted | 2025-04-09 | 2025-05-05 | 2026-05-05 | Solar Panels | HANWHA Q-CELLS | Q.PEAK DUO BLK ML-G10+ 410 |  | 0.41 | 16 | 31 | 26 |  | Fixed | Roof
NJADRE1559448466 | Administratively Determined Incentive Program | Guttenberg | 7093 | 6.56 | Residential | Behind the Meter | Yes | Sunrun Installation Services, Inc. | PSE&G |  | Accepted | 2025-04-09 | 2025-05-05 | 2026-05-05 | Inverters | Tesla | POWERWALL 3 1707000-XX-Y | 11500 |  | 1 |  |  | 0.97 |  | Outdoor
NJADRE1559448466 | Administratively Determined Incentive Program | Guttenberg | 7093 | 6.56 | Residential | Behind the Meter | Yes | Sunrun Installation Services, Inc. | PSE&G |  | Accepted | 2025-04-09 | 2025-05-05 | 2026-05-05 | Electric Storage Battery | Tesla | POWERWALL 3 1707000-XX-Y |  |  | 1 |  |  |  | Lithium Ion |  | OUTSIDE
NJADRE1559448499 | Administratively Determined Incentive Program | Linwood | 8221 | 8.6 | Residential | Behind the Meter | Yes | Velocity Energy & Home Solutions, Inc. | AC Electric |  | Accepted | 2025-04-09 | 2025-05-05 | 2026-05-05 | Inverters | enphase | iq8plus | 290 |  | 20 |  |  | 0.99 |  | Outside | behind panels
NJADRE1559448499 | Administratively Determined Incentive Program | Linwood | 8221 | 8.6 | Residential | Behind the Meter | Yes | Velocity Energy & Home Solutions, Inc. | AC Electric |  | Accepted | 2025-04-09 | 2025-05-05 | 2026-05-05 | Solar Panels | seg | 430w |  | 0.43 | 12 | 147 | 23 |  | Fixed | Roof
NJADRE1559448499 | Administratively Determined Incentive Program | Linwood | 8221 | 8.6 | Residential | Behind the Meter | Yes | Velocity Energy & Home Solutions, Inc. | AC Electric |  | Accepted | 2025-04-09 | 2025-05-05 | 2026-05-05 | Solar Panels | seg | 430w |  | 0.43 | 8 | 237 | 23 |  | Fixed | Roof
NJADRE1559448503 | Administratively Determined Incentive Program | Oak Ridge | 7438 | 21.07 | Residential | Behind the Meter | Yes | Pro Custom Solar dba Momentum Solar | JCP&L |  | Accepted | 2025-04-09 | 2025-05-06 | 2026-05-06 | Inverters | ENPHASE | IQ8HC-72-M-DOM-US | 380 |  | 49 |  |  | 0.97 |  | Outdoor
NJADRE1559448503 | Administratively Determined Incentive Program | Oak Ridge | 7438 | 21.07 | Residential | Behind the Meter | Yes | Pro Custom Solar dba Momentum Solar | JCP&L |  | Accepted | 2025-04-09 | 2025-05-06 | 2026-05-06 | Solar Panels | Hanwha | Q.TRON BLK M-G2+430 |  | 0.43 | 17 | 187 | 8 |  | Fixed | Roof
NJADRE1559448503 | Administratively Determined Incentive Program | Oak Ridge | 7438 | 21.07 | Residential | Behind the Meter | Yes | Pro Custom Solar dba Momentum Solar | JCP&L |  | Accepted | 2025-04-09 | 2025-05-06 | 2026-05-06 | Solar Panels | Hanwha | Q.TRON BLK M-G2+430 |  | 0.43 | 15 | 7 | 20 |  | Fixed | Roof
NJADRE1559448503 | Administratively Determined Incentive Program | Oak Ridge | 7438 | 21.07 | Residential | Behind the Meter | Yes | Pro Custom Solar dba Momentum Solar | JCP&L |  | Accepted | 2025-04-09 | 2025-05-06 | 2026-05-06 | Solar Panels | Hanwha | Q.TRON BLK M-G2+430 |  | 0.43 | 17 | 277 | 23 |  | Fixed | Roof
NJADRE1559448523 | Administratively Determined Incentive Program | Hammonton | 8037 | 999.18 | Commercial | Behind the Meter | Yes | AETS Contracting, LLC | AC Electric |  | Accepted | 2025-04-28 | 2025-06-03 | 2026-06-03 | Solar Panels | SEG | SEG-585-BTA-BG |  | 0.585 | 1708 | 180 | 20 |  | Fixed | Ground
NJADRE1559448523 | Administratively Determined Incentive Program | Hammonton | 8037 | 999.18 | Commercial | Behind the Meter | Yes | AETS Contracting, LLC | AC Electric |  | Accepted | 2025-04-28 | 2025-06-03 | 2026-06-03 | Meters | Elkor | Watts-ON |  |  | 1 |  |  |  | Yes | Outdoor
NJADRE1559448523 | Administratively Determined Incentive Program | Hammonton | 8037 | 999.18 | Commercial | Behind the Meter | Yes | AETS Contracting, LLC | AC Electric |  | Accepted | 2025-04-28 | 2025-06-03 | 2026-06-03 | Inverters | Chint Power Systems | SCH100KTL-DO/US-480 | 100000 |  | 8 |  |  | 0.985 |  | Outside
NJADRE1559448523 | Administratively Determined Incentive Program | Hammonton | 8037 | 999.18 | Commercial | Behind the Meter | Yes | AETS Contracting, LLC | AC Electric |  | Accepted | 2025-04-28 | 2025-06-03 | 2026-06-03 | Inverters | Chint Power Systems | SCA25KTL-DO-R/US-480 | 24999 |  | 2 |  |  | 0.985 |  | Outside
NJADRE1559448564 | Administratively Determined Incentive Program | Raritan | 8869 | 6.89 | Residential | Behind the Meter | No | Power Home Remodeling Group | PSE&G |  | Accepted | 2025-04-09 | 2025-05-05 | 2026-05-05 | Meters | SolarEdge | Revenue Grade Data Ansi C12.20 |  |  | 1 |  |  |  | Yes | Outdoor
NJADRE1559448564 | Administratively Determined Incentive Program | Raritan | 8869 | 6.89 | Residential | Behind the Meter | No | Power Home Remodeling Group | PSE&G |  | Accepted | 2025-04-09 | 2025-05-05 | 2026-05-05 | Inverters | SolarEdge | SE5700H-US | 5760 |  | 1 |  |  | 0.99 |  | Outdoor
NJADRE1559448564 | Administratively Determined Incentive Program | Raritan | 8869 | 6.89 | Residential | Behind the Meter | No | Power Home Remodeling Group | PSE&G |  | Accepted | 2025-04-09 | 2025-05-05 | 2026-05-05 | Solar Panels | JA Solar | JAM54S31 405/MR |  | 0.405 | 14 | 257 | 19 |  | Fixed | Roof
NJADRE1559448564 | Administratively Determined Incentive Program | Raritan | 8869 | 6.89 | Residential | Behind the Meter | No | Power Home Remodeling Group | PSE&G |  | Accepted | 2025-04-09 | 2025-05-05 | 2026-05-05 | Solar Panels | JA Solar | JAM54S31 405/MR |  | 0.405 | 3 | 257 | 19 |  | Fixed | Roof
NJADRE1559448574 | Administratively Determined Incentive Program | PENNS GROVE | 8069 | 6.96 | Residential | Behind the Meter | Yes | Venture Home Solar, LLC | AC Electric |  | Accepted | 2025-04-09 | 2025-05-09 | 2026-05-09 | Solar Panels | Hanwha | Q.TRON BLK M-G2+ 435 |  | 0.435 | 13 | 139 | 14 |  | Fixed | Roof
NJADRE1559448574 | Administratively Determined Incentive Program | PENNS GROVE | 8069 | 6.96 | Residential | Behind the Meter | Yes | Venture Home Solar, LLC | AC Electric |  | Accepted | 2025-04-09 | 2025-05-09 | 2026-05-09 | Inverters | Enphase Energy Inc. | IQ8MC-72-M-US | 330 |  | 16 |  |  | 0.9697 |  | Outside
NJADRE1559448574 | Administratively Determined Incentive Program | PENNS GROVE | 8069 | 6.96 | Residential | Behind the Meter | Yes | Venture Home Solar, LLC | AC Electric |  | Accepted | 2025-04-09 | 2025-05-09 | 2026-05-09 | Solar Panels | Hanwha | Q.TRON BLK M-G2+ 435 |  | 0.435 | 3 | 319 | 40 |  | Fixed | Roof
NJADRE1559448580 | Administratively Determined Incentive Program | PLAINFIELD | 7063 | 7.7 | Residential | Behind the Meter | Yes | Big Wave Roofing and Solar, LLC | PSE&G |  | Accepted | 2025-04-09 | 2025-05-06 | 2026-05-06 | Solar Panels | JA Solar | JAM54S31-405/MR/1500V |  | 0.405 | 8 | 140 | 7 |  | Fixed | Roof
NJADRE1559448580 | Administratively Determined Incentive Program | PLAINFIELD | 7063 | 7.7 | Residential | Behind the Meter | Yes | Big Wave Roofing and Solar, LLC | PSE&G |  | Accepted | 2025-04-09 | 2025-05-06 | 2026-05-06 | Solar Panels | JA Solar | JAM54S31-405/MR/1500V |  | 0.405 | 11 | 230 | 45 |  | Fixed | Roof
NJADRE1559448580 | Administratively Determined Incentive Program | PLAINFIELD | 7063 | 7.7 | Residential | Behind the Meter | Yes | Big Wave Roofing and Solar, LLC | PSE&G |  | Accepted | 2025-04-09 | 2025-05-06 | 2026-05-06 | Inverters | Enphase | IQ8HC-72-M-DOM-US | 380 |  | 19 |  |  | 0.97 |  | Outside
NJADRE1559449186 | Administratively Determined Incentive Program | KEARNY | 7032 | 8.61 | Residential | Behind the Meter | Yes | Pro Custom Solar dba Momentum Solar | PSE&G |  | Accepted | 2025-04-09 | 2025-05-05 | 2026-05-05 | Solar Panels | hanwha | q.peak duo blk ml-g10+410 |  | 0.41 | 11 | 36 | 45 |  | Fixed | Roof
NJADRE1559449186 | Administratively Determined Incentive Program | KEARNY | 7032 | 8.61 | Residential | Behind the Meter | Yes | Pro Custom Solar dba Momentum Solar | PSE&G |  | Accepted | 2025-04-09 | 2025-05-05 | 2026-05-05 | Inverters | ENPHASE | IQ8HC-72-M-US | 380 |  | 21 |  |  | 0.97 |  | Outside
NJADRE1559449186 | Administratively Determined Incentive Program | KEARNY | 7032 | 8.61 | Residential | Behind the Meter | Yes | Pro Custom Solar dba Momentum Solar | PSE&G |  | Accepted | 2025-04-09 | 2025-05-05 | 2026-05-05 | Solar Panels | hanwha | q.peak duo blk ml-g10+410 |  | 0.41 | 6 | 216 | 45 |  | Fixed | Roof
NJADRE1559449186 | Administratively Determined Incentive Program | KEARNY | 7032 | 8.61 | Residential | Behind the Meter | Yes | Pro Custom Solar dba Momentum Solar | PSE&G |  | Accepted | 2025-04-09 | 2025-05-05 | 2026-05-05 | Solar Panels | hanwha | q.peak duo blk ml-g10+410 |  | 0.41 | 4 | 216 | 45 |  | Fixed | Roof
NJADRE1559449198 | Administratively Determined Incentive Program | RIVER VALE | 7675 | 10.01 | Residential | Behind the Meter | Yes | Venture Home Solar, LLC | PSE&G |  | Accepted | 2025-04-09 | 2025-05-09 | 2026-05-09 | Inverters | Enphase Energy Inc. | IQ8HC-72-M-DOM-US (240V) | 366 |  | 23 |  |  | 0.98361 |  | Outside
NJADRE1559449198 | Administratively Determined Incentive Program | RIVER VALE | 7675 | 10.01 | Residential | Behind the Meter | Yes | Venture Home Solar, LLC | PSE&G |  | Accepted | 2025-04-09 | 2025-05-09 | 2026-05-09 | Solar Panels | Hanwha | Q.TRON BLK M-G2+ 435 |  | 0.435 | 11 | 171 | 24 |  | Fixed | Roof
NJADRE1559449198 | Administratively Determined Incentive Program | RIVER VALE | 7675 | 10.01 | Residential | Behind the Meter | Yes | Venture Home Solar, LLC | PSE&G |  | Accepted | 2025-04-09 | 2025-05-09 | 2026-05-09 | Solar Panels | Hanwha | Q.TRON BLK M-G2+ 435 |  | 0.435 | 12 | 171 | 23 |  | Fixed | Roof
NJADRE1559449820 | Administratively Determined Incentive Program | Edison | 8820 | 6.89 | Residential | Behind the Meter | Yes | Freedom Forever New Jersey, LLC | PSE&G |  | Accepted | 2025-04-09 | 2025-05-05 | 2026-05-05 | Inverters | Solar Edge | USE5700H-USMNBL75 | 5760 |  | 1 |  |  | 0.99 |  | Outside
NJADRE1559449820 | Administratively Determined Incentive Program | Edison | 8820 | 6.89 | Residential | Behind the Meter | Yes | Freedom Forever New Jersey, LLC | PSE&G |  | Accepted | 2025-04-09 | 2025-05-05 | 2026-05-05 | Solar Panels | JA Solar | JAM54S31-405/MR |  | 0.405 | 7 | 85 | 18 |  | Fixed | Roof
NJADRE1559449820 | Administratively Determined Incentive Program | Edison | 8820 | 6.89 | Residential | Behind the Meter | Yes | Freedom Forever New Jersey, LLC | PSE&G |  | Accepted | 2025-04-09 | 2025-05-05 | 2026-05-05 | Solar Panels | JA Solar | JAM54S31-405/MR |  | 0.405 | 10 | 265 | 18 |  | Fixed | Roof
NJADRE1559449951 | Administratively Determined Incentive Program | Penns Grove | 8069 | 9.6 | Residential | Behind the Meter | No | Solar Energy World, LLC | AC Electric |  | Accepted | 2025-04-09 | 2025-05-05 | 2026-05-05 | Inverters | Enphase | IQ8+-72-M-US | 290 |  | 24 |  |  | 0.97 |  | Outside
NJADRE1559449951 | Administratively Determined Incentive Program | Penns Grove | 8069 | 9.6 | Residential | Behind the Meter | No | Solar Energy World, LLC | AC Electric |  | Accepted | 2025-04-09 | 2025-05-05 | 2026-05-05 | Solar Panels | LONGi | LR5-54HABB-400M |  | 0.4 | 12 | 118 | 37 |  | Fixed | Roof
NJADRE1559449951 | Administratively Determined Incentive Program | Penns Grove | 8069 | 9.6 | Residential | Behind the Meter | No | Solar Energy World, LLC | AC Electric |  | Accepted | 2025-04-09 | 2025-05-05 | 2026-05-05 | Solar Panels | LONGi | LR5-54HABB-400M |  | 0.4 | 12 | 118 | 26 |  | Fixed | Roof
NJADRE1559450235 | Administratively Determined Incentive Program | Waterford | 8004 | 19.92 | Residential | Behind the Meter | Yes | SunnyMac, LLC | AC Electric |  | Accepted | 2025-04-09 | 2025-05-05 | 2026-05-05 | Solar Panels | HANWHA | Q.PEAK DUO BLK ML-G10+ 415W |  | 0.415 | 7 | 236 | 30 |  | Fixed | Roof
NJADRE1559450235 | Administratively Determined Incentive Program | Waterford | 8004 | 19.92 | Residential | Behind the Meter | Yes | SunnyMac, LLC | AC Electric |  | Accepted | 2025-04-09 | 2025-05-05 | 2026-05-05 | Inverters | SOLAREDGE HOME HUB | SE7600H-US | 7600 |  | 1 |  |  | 0.99 |  | Outdoor | next to meter
NJADRE1559450235 | Administratively Determined Incentive Program | Waterford | 8004 | 19.92 | Residential | Behind the Meter | Yes | SunnyMac, LLC | AC Electric |  | Accepted | 2025-04-09 | 2025-05-05 | 2026-05-05 | Solar Panels | HANWHA | Q.PEAK DUO BLK ML-G10+ 415W |  | 0.415 | 18 | 326 | 17 |  | Fixed | Roof
NJADRE1559450235 | Administratively Determined Incentive Program | Waterford | 8004 | 19.92 | Residential | Behind the Meter | Yes | SunnyMac, LLC | AC Electric |  | Accepted | 2025-04-09 | 2025-05-05 | 2026-05-05 | Inverters | SOLAREDGE HOME HUB | SE10000H-US | 10000 |  | 1 |  |  | 0.99 |  | Outdoor | next to meter
NJADRE1559450235 | Administratively Determined Incentive Program | Waterford | 8004 | 19.92 | Residential | Behind the Meter | Yes | SunnyMac, LLC | AC Electric |  | Accepted | 2025-04-09 | 2025-05-05 | 2026-05-05 | Solar Panels | HANWHA | Q.PEAK DUO BLK ML-G10+ 415W |  | 0.415 | 20 | 146 | 17 |  | Fixed | Roof
NJADRE1559450235 | Administratively Determined Incentive Program | Waterford | 8004 | 19.92 | Residential | Behind the Meter | Yes | SunnyMac, LLC | AC Electric |  | Accepted | 2025-04-09 | 2025-05-05 | 2026-05-05 | Solar Panels | HANWHA | Q.PEAK DUO BLK ML-G10+ 415W |  | 0.415 | 3 | 56 | 30 |  | Fixed | Roof
NJADRE1559450238 | Administratively Determined Incentive Program | Passaic | 7055 | 4.1 | Residential | Behind the Meter | Yes | Trinity Solar, LLC | PSE&G |  | Accepted | 2025-04-09 | 2025-05-05 | 2026-05-05 | Inverters | Solar Edge | SE3800H-US | 3800 |  | 1 |  |  | 0.97 |  | Outdoor
NJADRE1559450238 | Administratively Determined Incentive Program | Passaic | 7055 | 4.1 | Residential | Behind the Meter | Yes | Trinity Solar, LLC | PSE&G |  | Accepted | 2025-04-09 | 2025-05-05 | 2026-05-05 | Solar Panels | HANWHA | (Q.PEAK DUO BLK ML-G10+ 410) |  | 0.41 | 3 | 61 | 24 |  | Fixed | Roof
NJADRE1559450238 | Administratively Determined Incentive Program | Passaic | 7055 | 4.1 | Residential | Behind the Meter | Yes | Trinity Solar, LLC | PSE&G |  | Accepted | 2025-04-09 | 2025-05-05 | 2026-05-05 | Solar Panels | HANWHA | (Q.PEAK DUO BLK ML-G10+ 410) |  | 0.41 | 2 | 241 | 24 |  | Fixed | Roof
NJADRE1559450238 | Administratively Determined Incentive Program | Passaic | 7055 | 4.1 | Residential | Behind the Meter | Yes | Trinity Solar, LLC | PSE&G |  | Accepted | 2025-04-09 | 2025-05-05 | 2026-05-05 | Solar Panels | HANWHA | (Q.PEAK DUO BLK ML-G10+ 410) |  | 0.41 | 5 | 151 | 24 |  | Fixed | Roof
NJADRE1559450272 | Administratively Determined Incentive Program | North Bergen | 7047 | 5.16 | Residential | Behind the Meter | Yes | Infinity Solar Systems, LLC | PSE&G |  | Accepted | 2025-04-09 | 2025-05-02 | 2026-05-02 | Solar Panels | SEG SOLAR | SEG-430-BTD-BG |  | 0.43 | 4 | 301 | 13 |  | Fixed | Roof
NJADRE1559450272 | Administratively Determined Incentive Program | North Bergen | 7047 | 5.16 | Residential | Behind the Meter | Yes | Infinity Solar Systems, LLC | PSE&G |  | Accepted | 2025-04-09 | 2025-05-02 | 2026-05-02 | Inverters | Enphase | IQ8MC-72-M-US | 320 |  | 12 |  |  | 0.97 |  | Outdoor
NJADRE1559450272 | Administratively Determined Incentive Program | North Bergen | 7047 | 5.16 | Residential | Behind the Meter | Yes | Infinity Solar Systems, LLC | PSE&G |  | Accepted | 2025-04-09 | 2025-05-02 | 2026-05-02 | Solar Panels | SEG SOLAR | SEG-430-BTD-BG |  | 0.43 | 8 | 301 | 32 |  | Fixed | Roof
NJADRE1559450279 | Administratively Determined Incentive Program | KEARNY | 7032 | 6.15 | Residential | Behind the Meter | Yes | Pro Custom Solar dba Momentum Solar | PSE&G |  | Accepted | 2025-04-09 | 2025-05-05 | 2026-05-05 | Inverters | Enphase | IQ8HC-72-M-DOM-US | 380 |  | 15 |  |  | 0.97 |  | Outdoor
NJADRE1559450279 | Administratively Determined Incentive Program | KEARNY | 7032 | 6.15 | Residential | Behind the Meter | Yes | Pro Custom Solar dba Momentum Solar | PSE&G |  | Accepted | 2025-04-09 | 2025-05-05 | 2026-05-05 | Solar Panels | HANWHA | Q.Peak Duo BLK ML-G10+ 410 |  | 0.41 | 15 | 208 | 4 |  | Fixed | Roof
NJADRE1559450294 | Administratively Determined Incentive Program | Wall Twp | 7719 | 13.12 | Residential | Behind the Meter | Yes | Trinity Solar, LLC | JCP&L |  | Accepted | 2025-04-09 | 2025-05-06 | 2026-05-06 | Inverters | Solar Edge | USE10000H-US | 10000 |  | 1 |  |  | 0.986 |  | Outdoor
NJADRE1559450294 | Administratively Determined Incentive Program | Wall Twp | 7719 | 13.12 | Residential | Behind the Meter | Yes | Trinity Solar, LLC | JCP&L |  | Accepted | 2025-04-09 | 2025-05-06 | 2026-05-06 | Solar Panels | Hanwha | Q.PEAK DUO BLK ML-G10+ 410 |  | 0.41 | 17 | 176 | 18 |  | Fixed | Roof
NJADRE1559450294 | Administratively Determined Incentive Program | Wall Twp | 7719 | 13.12 | Residential | Behind the Meter | Yes | Trinity Solar, LLC | JCP&L |  | Accepted | 2025-04-09 | 2025-05-06 | 2026-05-06 | Solar Panels | Hanwha | Q.PEAK DUO BLK ML-G10+ 410 |  | 0.41 | 15 | 176 | 18 |  | Fixed | Roof
NJADRE1559450312 | Administratively Determined Incentive Program | EWING TOWNSHIP | 8628 | 24.71 | Residential | Behind the Meter | Yes | Freedom Forever New Jersey, LLC | PSE&G |  | Accepted | 2025-04-09 | 2025-05-06 | 2026-05-06 | Solar Panels | JA Solar | JAM54S31-405/MR |  | 0.405 | 18 | 136 | 40 |  | Fixed | Roof
NJADRE1559450312 | Administratively Determined Incentive Program | EWING TOWNSHIP | 8628 | 24.71 | Residential | Behind the Meter | Yes | Freedom Forever New Jersey, LLC | PSE&G |  | Accepted | 2025-04-09 | 2025-05-06 | 2026-05-06 | Solar Panels | JA Solar | JAM54S31-405/MR |  | 0.405 | 7 | 316 | 10 |  | Fixed | Roof
NJADRE1559450312 | Administratively Determined Incentive Program | EWING TOWNSHIP | 8628 | 24.71 | Residential | Behind the Meter | Yes | Freedom Forever New Jersey, LLC | PSE&G |  | Accepted | 2025-04-09 | 2025-05-06 | 2026-05-06 | Inverters | Solar Edge | SE10000H-US | 10000 |  | 2 |  |  | 0.99 |  | Outdoor
NJADRE1559450312 | Administratively Determined Incentive Program | EWING TOWNSHIP | 8628 | 24.71 | Residential | Behind the Meter | Yes | Freedom Forever New Jersey, LLC | PSE&G |  | Accepted | 2025-04-09 | 2025-05-06 | 2026-05-06 | Solar Panels | JA Solar | JAM54S31-405/MR |  | 0.405 | 8 | 316 | 35 |  | Fixed | Roof
NJADRE1559450312 | Administratively Determined Incentive Program | EWING TOWNSHIP | 8628 | 24.71 | Residential | Behind the Meter | Yes | Freedom Forever New Jersey, LLC | PSE&G |  | Accepted | 2025-04-09 | 2025-05-06 | 2026-05-06 | Solar Panels | JA Solar | JAM54S31-405/MR |  | 0.405 | 11 | 46 | 25 |  | Fixed | Roof
NJADRE1559450312 | Administratively Determined Incentive Program | EWING TOWNSHIP | 8628 | 24.71 | Residential | Behind the Meter | Yes | Freedom Forever New Jersey, LLC | PSE&G |  | Accepted | 2025-04-09 | 2025-05-06 | 2026-05-06 | Solar Panels | JA Solar | JAM54S31-405/MR |  | 0.405 | 7 | 316 | 40 |  | Fixed | Roof
NJADRE1559450312 | Administratively Determined Incentive Program | EWING TOWNSHIP | 8628 | 24.71 | Residential | Behind the Meter | Yes | Freedom Forever New Jersey, LLC | PSE&G |  | Accepted | 2025-04-09 | 2025-05-06 | 2026-05-06 | Solar Panels | JA Solar | JAM54S31-405/MR |  | 0.405 | 10 | 226 | 25 |  | Fixed | Roof
NJADRE1559450344 | Administratively Determined Incentive Program | Newark | 7103 | 2.05 | Residential | Behind the Meter | Yes | Pro Custom Solar dba Momentum Solar | PSE&G |  | Accepted | 2025-04-09 | 2025-05-05 | 2026-05-05 | Solar Panels | HANWHA | Q.Peak Duo BLK ML-G10+ 410 |  | 0.41 | 5 | 196 | 40 |  | Fixed | Roof
NJADRE1559450344 | Administratively Determined Incentive Program | Newark | 7103 | 2.05 | Residential | Behind the Meter | Yes | Pro Custom Solar dba Momentum Solar | PSE&G |  | Accepted | 2025-04-09 | 2025-05-05 | 2026-05-05 | Inverters | Enphase | IQ8HC-72-M-DOM-US | 380 |  | 5 |  |  | 0.97 |  | Outdoor
NJADRE1559450349 | Administratively Determined Incentive Program | Egg Harbor Township | 8234 | 14.88 | Residential | Behind the Meter | Yes | Powur, PBC | AC Electric |  | Accepted | 2025-04-09 | 2025-05-14 | 2026-05-14 | Solar Panels | Jinko Solar | JKM425N-54HL4-B |  | 0.425 | 2 | 190 | 31 |  | Fixed | Roof
NJADRE1559450349 | Administratively Determined Incentive Program | Egg Harbor Township | 8234 | 14.88 | Residential | Behind the Meter | Yes | Powur, PBC | AC Electric |  | Accepted | 2025-04-09 | 2025-05-14 | 2026-05-14 | Solar Panels | Jinko Solar | JKM425N-54HL4-B |  | 0.425 | 4 | 190 | 30 |  | Fixed | Roof
NJADRE1559450349 | Administratively Determined Incentive Program | Egg Harbor Township | 8234 | 14.88 | Residential | Behind the Meter | Yes | Powur, PBC | AC Electric |  | Accepted | 2025-04-09 | 2025-05-14 | 2026-05-14 | Solar Panels | Jinko Solar | JKM425N-54HL4-B |  | 0.425 | 9 | 190 | 30 |  | Fixed | Roof
NJADRE1559450349 | Administratively Determined Incentive Program | Egg Harbor Township | 8234 | 14.88 | Residential | Behind the Meter | Yes | Powur, PBC | AC Electric |  | Accepted | 2025-04-09 | 2025-05-14 | 2026-05-14 | Solar Panels | Jinko Solar | JKM425N-54HL4-B |  | 0.425 | 11 | 100 | 30 |  | Fixed | Roof
NJADRE1559450349 | Administratively Determined Incentive Program | Egg Harbor Township | 8234 | 14.88 | Residential | Behind the Meter | Yes | Powur, PBC | AC Electric |  | Accepted | 2025-04-09 | 2025-05-14 | 2026-05-14 | Solar Panels | Jinko Solar | JKM425N-54HL4-B |  | 0.425 | 8 | 100 | 30 |  | Fixed | Roof
NJADRE1559450349 | Administratively Determined Incentive Program | Egg Harbor Township | 8234 | 14.88 | Residential | Behind the Meter | Yes | Powur, PBC | AC Electric |  | Accepted | 2025-04-09 | 2025-05-14 | 2026-05-14 | Inverters | Enphase | IQ8MC-72-M-US | 320 |  | 35 |  |  | 0.97 |  | Outside
NJADRE1559450349 | Administratively Determined Incentive Program | Egg Harbor Township | 8234 | 14.88 | Residential | Behind the Meter | Yes | Powur, PBC | AC Electric |  | Accepted | 2025-04-09 | 2025-05-14 | 2026-05-14 | Solar Panels | Jinko Solar | JKM425N-54HL4-B |  | 0.425 | 1 | 100 | 30 |  | Fixed | Roof
NJADRE1559450360 | Administratively Determined Incentive Program | TOMS RIVER | 8753 | 5.74 | Residential | Behind the Meter | Yes | Trinity Solar, LLC | JCP&L |  | Accepted | 2025-04-09 | 2025-05-05 | 2026-05-05 | Inverters | Solar Edge | USE5700H-US | 5760 |  | 1 |  |  | 0.986 |  | Outdoor
NJADRE1559450360 | Administratively Determined Incentive Program | TOMS RIVER | 8753 | 5.74 | Residential | Behind the Meter | Yes | Trinity Solar, LLC | JCP&L |  | Accepted | 2025-04-09 | 2025-05-05 | 2026-05-05 | Solar Panels | Hanwha | Q.PEAK DUO BLK ML-G10+ 410 |  | 0.41 | 1 | 274 | 31 |  | Fixed | Roof
NJADRE1559450360 | Administratively Determined Incentive Program | TOMS RIVER | 8753 | 5.74 | Residential | Behind the Meter | Yes | Trinity Solar, LLC | JCP&L |  | Accepted | 2025-04-09 | 2025-05-05 | 2026-05-05 | Solar Panels | Hanwha | Q.PEAK DUO BLK ML-G10+ 410 |  | 0.41 | 4 | 184 | 30 |  | Fixed | Roof
NJADRE1559450360 | Administratively Determined Incentive Program | TOMS RIVER | 8753 | 5.74 | Residential | Behind the Meter | Yes | Trinity Solar, LLC | JCP&L |  | Accepted | 2025-04-09 | 2025-05-05 | 2026-05-05 | Solar Panels | Hanwha | Q.PEAK DUO BLK ML-G10+ 410 |  | 0.41 | 4 | 94 | 31 |  | Fixed | Roof
NJADRE1559450360 | Administratively Determined Incentive Program | TOMS RIVER | 8753 | 5.74 | Residential | Behind the Meter | Yes | Trinity Solar, LLC | JCP&L |  | Accepted | 2025-04-09 | 2025-05-05 | 2026-05-05 | Solar Panels | Hanwha | Q.PEAK DUO BLK ML-G10+ 410 |  | 0.41 | 5 | 4 | 30 |  | Fixed | Roof
NJADRE1559450437 | Administratively Determined Incentive Program | HEWITT | 7421 | 9.13 | Residential | Behind the Meter | Yes | SunPurity, LLC | Orange Rockland Electric |  | Accepted | 2025-04-09 | 2025-05-07 | 2026-05-07 | Solar Panels | Hanwha Q Cells | Q.PEAK DOU BLK-ML-G10+(415W) |  | 0.415 | 11 | 8 | 30 |  | Fixed | Roof
NJADRE1559450437 | Administratively Determined Incentive Program | HEWITT | 7421 | 9.13 | Residential | Behind the Meter | Yes | SunPurity, LLC | Orange Rockland Electric |  | Accepted | 2025-04-09 | 2025-05-07 | 2026-05-07 | Inverters | SolarEdge | SE7600H-US | 7600 |  | 1 |  |  | 0.99 |  | Outdoor
NJADRE1559450437 | Administratively Determined Incentive Program | HEWITT | 7421 | 9.13 | Residential | Behind the Meter | Yes | SunPurity, LLC | Orange Rockland Electric |  | Accepted | 2025-04-09 | 2025-05-07 | 2026-05-07 | Solar Panels | Hanwha Q Cells | Q.PEAK DOU BLK-ML-G10+(415W) |  | 0.415 | 11 | 188 | 30 |  | Fixed | Roof
NJADRE1559452274 | Administratively Determined Incentive Program | FORKED RIVER | 8731 | 10.25 | Residential | Behind the Meter | Yes | Sunrun Installation Services, Inc. | JCP&L |  | Accepted | 2025-04-09 | 2025-05-05 | 2026-05-05 | Solar Panels | Hanwha Q-Cells | Q.PEAK DUO BLK ML-G10+ 410 |  | 0.41 | 9 | 106 | 27 |  | Fixed | Roof
NJADRE1559452274 | Administratively Determined Incentive Program | FORKED RIVER | 8731 | 10.25 | Residential | Behind the Meter | Yes | Sunrun Installation Services, Inc. | JCP&L |  | Accepted | 2025-04-09 | 2025-05-05 | 2026-05-05 | Solar Panels | Hanwha Q-Cells | Q.PEAK DUO BLK ML-G10+ 410 |  | 0.41 | 16 | 286 | 25 |  | Fixed | Roof
NJADRE1559452274 | Administratively Determined Incentive Program | FORKED RIVER | 8731 | 10.25 | Residential | Behind the Meter | Yes | Sunrun Installation Services, Inc. | JCP&L |  | Accepted | 2025-04-09 | 2025-05-05 | 2026-05-05 | Inverters | TESLA | Powerwall 3 1707000-xx-y | 11500 |  | 1 |  |  | 0.97 |  | Outdoor | Next to meter
NJADRE1559452274 | Administratively Determined Incentive Program | FORKED RIVER | 8731 | 10.25 | Residential | Behind the Meter | Yes | Sunrun Installation Services, Inc. | JCP&L |  | Accepted | 2025-04-09 | 2025-05-05 | 2026-05-05 | Electric Storage Battery | TESLA | Powerwall 3 1707000-xx-y |  |  | 1 |  |  |  | Lithium Ion |  | OUTSIDE
NJADRE1559452652 | Administratively Determined Incentive Program | Middletown Twp | 7748 | 8.51 | Residential | Behind the Meter | Yes | Freedom Forever New Jersey, LLC | JCP&L |  | Accepted | 2025-04-09 | 2025-05-06 | 2026-05-06 | Inverters | Solar Edge | USE7600H-USMNBL75 | 7600 |  | 1 |  |  | 0.99 |  | Outside
NJADRE1559452652 | Administratively Determined Incentive Program | Middletown Twp | 7748 | 8.51 | Residential | Behind the Meter | Yes | Freedom Forever New Jersey, LLC | JCP&L |  | Accepted | 2025-04-09 | 2025-05-06 | 2026-05-06 | Solar Panels | JA Solar | JAM54S31-405/MR |  | 0.405 | 21 | 242 | 30 |  | Fixed | Roof
NJADRE1559452672 | Administratively Determined Incentive Program | Wallington Boro | 7057 | 3.69 | Residential | Behind the Meter | Yes | Sunrun Installation Services, Inc. | PSE&G |  | Accepted | 2025-04-09 | 2025-05-05 | 2026-05-05 | Inverters | SolarEdge Technologies | SE3800H-USMN | 3800 |  | 1 |  |  | 0.99 |  | Outdoor
NJADRE1559452672 | Administratively Determined Incentive Program | Wallington Boro | 7057 | 3.69 | Residential | Behind the Meter | Yes | Sunrun Installation Services, Inc. | PSE&G |  | Accepted | 2025-04-09 | 2025-05-05 | 2026-05-05 | Solar Panels | Hanwha Q Cells | Q.PEAK DUO BLK ML-G10+ 410 |  | 0.41 | 9 | 145 | 37 |  | Fixed | Roof
NJADRE1559452673 | Administratively Determined Incentive Program | Egg Harbor Twp | 8234 | 7.2 | Residential | Behind the Meter | No | Supreme Solar Services, LLC | AC Electric |  | Accepted | 2025-04-09 | 2025-05-06 | 2026-05-06 | Solar Panels | VSUN | 400 108-bmh |  | 0.4 | 18 | 255 | 14 |  | Fixed | Roof | Outside
NJADRE1559452673 | Administratively Determined Incentive Program | Egg Harbor Twp | 8234 | 7.2 | Residential | Behind the Meter | No | Supreme Solar Services, LLC | AC Electric |  | Accepted | 2025-04-09 | 2025-05-06 | 2026-05-06 | Inverters | Enphase | IQ8A's | 349 |  | 18 |  |  | 0.98 |  | Outside
NJADRE1559452682 | Administratively Determined Incentive Program | Lakewood | 8701 | 9.78 | Residential | Behind the Meter | Yes | SunPurity, LLC | JCP&L |  | Accepted | 2025-04-11 | 2025-05-08 | 2026-05-08 | Solar Panels | Jinko | JKM425N-54HL4-B (425W) |  | 0.425 | 23 | 187 | 27 |  | Fixed | Roof
NJADRE1559452682 | Administratively Determined Incentive Program | Lakewood | 8701 | 9.78 | Residential | Behind the Meter | Yes | SunPurity, LLC | JCP&L |  | Accepted | 2025-04-11 | 2025-05-08 | 2026-05-08 | Inverters | SolarEdge | SE6000H-US | 6000 |  | 1 |  |  | 0.99 |  | Outdoor
NJADRE1559452690 | Administratively Determined Incentive Program | Chesterfield | 8515 | 6.56 | Residential | Behind the Meter | No | Solar Energy World, LLC | PSE&G |  | Accepted | 2025-04-09 | 2025-05-07 | 2026-05-07 | Inverters | Enphase | IQ8+-72-M-US | 290 |  | 16 |  |  | 0.97 |  | Outside
NJADRE1559452690 | Administratively Determined Incentive Program | Chesterfield | 8515 | 6.56 | Residential | Behind the Meter | No | Solar Energy World, LLC | PSE&G |  | Accepted | 2025-04-09 | 2025-05-07 | 2026-05-07 | Solar Panels | Hanwha | Q.PEAK DUO BLK ML-G10+-410W |  | 0.41 | 16 | 271 | 31 |  | Fixed | Roof
NJADRE1559452698 | Administratively Determined Incentive Program | JACKSON | 8527 | 12.87 | Residential | Behind the Meter | Yes | SunPurity, LLC | JCP&L |  | Accepted | 2025-04-10 | 2025-05-05 | 2026-05-05 | Solar Panels | Hanwha Q Cells | Q.PEAK DOU BLK-ML-G10+(415W) |  | 0.415 | 8 | 195 | 40 |  | Fixed | Roof
NJADRE1559452698 | Administratively Determined Incentive Program | JACKSON | 8527 | 12.87 | Residential | Behind the Meter | Yes | SunPurity, LLC | JCP&L |  | Accepted | 2025-04-10 | 2025-05-05 | 2026-05-05 | Solar Panels | Hanwha Q Cells | Q.PEAK DOU BLK-ML-G10+(415W) |  | 0.415 | 17 | 195 | 34 |  | Fixed | Roof
NJADRE1559452698 | Administratively Determined Incentive Program | JACKSON | 8527 | 12.87 | Residential | Behind the Meter | Yes | SunPurity, LLC | JCP&L |  | Accepted | 2025-04-10 | 2025-05-05 | 2026-05-05 | Inverters | Hanwha Q Cells | SE10000H-US | 1000 |  | 1 |  |  | 0.99 |  | Outdoor
NJADRE1559452698 | Administratively Determined Incentive Program | JACKSON | 8527 | 12.87 | Residential | Behind the Meter | Yes | SunPurity, LLC | JCP&L |  | Accepted | 2025-04-10 | 2025-05-05 | 2026-05-05 | Solar Panels | Hanwha Q Cells | Q.PEAK DOU BLK-ML-G10+(415W) |  | 0.415 | 6 | 195 | 40 |  | Fixed | Roof
NJADRE1559452738 | Administratively Determined Incentive Program | Hillside | 7205 | 3.28 | Residential | Behind the Meter | Yes | Sunrun Installation Services, Inc. | PSE&G |  | Accepted | 2025-04-09 | 2025-05-05 | 2026-05-05 | Solar Panels | Hanwha Q-Cells | Q.PEAK DUO BLK ML-G10+ 410 |  | 0.41 | 4 | 125 | 23 |  | Fixed | Roof
NJADRE1559452738 | Administratively Determined Incentive Program | Hillside | 7205 | 3.28 | Residential | Behind the Meter | Yes | Sunrun Installation Services, Inc. | PSE&G |  | Accepted | 2025-04-09 | 2025-05-05 | 2026-05-05 | Solar Panels | Hanwha Q-Cells | Q.PEAK DUO BLK ML-G10+ 410 |  | 0.41 | 4 | 305 | 23 |  | Fixed | Roof
NJADRE1559452738 | Administratively Determined Incentive Program | Hillside | 7205 | 3.28 | Residential | Behind the Meter | Yes | Sunrun Installation Services, Inc. | PSE&G |  | Accepted | 2025-04-09 | 2025-05-05 | 2026-05-05 | Inverters | SolarEdge Technologies | SE3800H-USMN | 3800 |  | 1 |  |  | 0.99 |  | Outdoor | Next to meter
NJADRE1559452738 | Administratively Determined Incentive Program | Hillside | 7205 | 3.28 | Residential | Behind the Meter | Yes | Sunrun Installation Services, Inc. | PSE&G |  | Accepted | 2025-04-09 | 2025-05-05 | 2026-05-05 | Meters | SOLAREDGE TECHNOLOGIES | SE3800H-USMN |  |  | 1 |  |  |  | Yes | Outdoor
NJADRE1559452765 | Administratively Determined Incentive Program | Freehold | 7728 | 17.63 | Residential | Behind the Meter | Yes | Sunrun Installation Services, Inc. | JCP&L |  | Accepted | 2025-04-09 | 2025-05-08 | 2026-05-08 | Solar Panels | Hanwha Q-Cells | Q.PEAK DUO BLK ML-G10+ 410 |  | 0.41 | 13 | 350 | 32 |  | Fixed | Roof
NJADRE1559452765 | Administratively Determined Incentive Program | Freehold | 7728 | 17.63 | Residential | Behind the Meter | Yes | Sunrun Installation Services, Inc. | JCP&L |  | Accepted | 2025-04-09 | 2025-05-08 | 2026-05-08 | Solar Panels | Hanwha Q-Cells | Q.PEAK DUO BLK ML-G10+ 410 |  | 0.41 | 14 | 260 | 33 |  | Fixed | Roof
NJADRE1559452765 | Administratively Determined Incentive Program | Freehold | 7728 | 17.63 | Residential | Behind the Meter | Yes | Sunrun Installation Services, Inc. | JCP&L |  | Accepted | 2025-04-09 | 2025-05-08 | 2026-05-08 | Solar Panels | Hanwha Q-Cells | Q.PEAK DUO BLK ML-G10+ 410 |  | 0.41 | 10 | 171 | 32 |  | Fixed | Roof
NJADRE1559452765 | Administratively Determined Incentive Program | Freehold | 7728 | 17.63 | Residential | Behind the Meter | Yes | Sunrun Installation Services, Inc. | JCP&L |  | Accepted | 2025-04-09 | 2025-05-08 | 2026-05-08 | Inverters | SolarEdge Technologies | SE5700H-USMN | 5760 |  | 1 |  |  | 0.99 |  | Outdoor | Next to meter
NJADRE1559452765 | Administratively Determined Incentive Program | Freehold | 7728 | 17.63 | Residential | Behind the Meter | Yes | Sunrun Installation Services, Inc. | JCP&L |  | Accepted | 2025-04-09 | 2025-05-08 | 2026-05-08 | Solar Panels | Hanwha Q-Cells | Q.PEAK DUO BLK ML-G10+ 410 |  | 0.41 | 6 | 351 | 27 |  | Fixed | Roof
NJADRE1559452765 | Administratively Determined Incentive Program | Freehold | 7728 | 17.63 | Residential | Behind the Meter | Yes | Sunrun Installation Services, Inc. | JCP&L |  | Accepted | 2025-04-09 | 2025-05-08 | 2026-05-08 | Inverters | SolarEdge Technologies | SE7600H-USMN | 7600 |  | 1 |  |  | 0.99 |  | Outdoor | Next to meter
NJADRE1559452765 | Administratively Determined Incentive Program | Freehold | 7728 | 17.63 | Residential | Behind the Meter | Yes | Sunrun Installation Services, Inc. | JCP&L |  | Accepted | 2025-04-09 | 2025-05-08 | 2026-05-08 | Meters | SOLAREDGE TECHNOLOGIES | SE7600H-USMN |  |  | 1 |  |  |  | Yes | Outdoor
NJADRE1559453411 | Administratively Determined Incentive Program | Atlantic City | 8401 | 14.715 | Residential | Behind the Meter | No | SEA BRIGHT SOLAR, LLC | AC Electric |  | Accepted | 2025-06-04 | 2025-06-26 | 2026-06-26 | Solar Panels | SunPower | SPR-E20-327-WHT-AC |  | 0.327 | 45 | 63 | 27 |  | Fixed | Roof
NJADRE1559453411 | Administratively Determined Incentive Program | Atlantic City | 8401 | 14.715 | Residential | Behind the Meter | No | SEA BRIGHT SOLAR, LLC | AC Electric |  | Accepted | 2025-06-04 | 2025-06-26 | 2026-06-26 | Inverters | Enphase | IQ7XS-96-2-US | 315 |  | 45 |  |  | 0.97 |  | Outdoor
NJADRE1559460391 | Administratively Determined Incentive Program | Union City | 7087 | 4.15 | Residential | Behind the Meter | Yes | SunnyMac, LLC | PSE&G |  | Accepted | 2025-04-10 | 2025-05-05 | 2026-05-05 | Solar Panels | HANWHA | Q.PEAK DUO BLK ML-G10+ 415W |  | 0.415 | 10 | 205 | 3 |  | Fixed | Roof
NJADRE1559460391 | Administratively Determined Incentive Program | Union City | 7087 | 4.15 | Residential | Behind the Meter | Yes | SunnyMac, LLC | PSE&G |  | Accepted | 2025-04-10 | 2025-05-05 | 2026-05-05 | Inverters | SOLAREDGE HOME HUB | SE3800H-US | 3800 |  | 1 |  |  | 0.99 |  | Outdoor | next to meter
NJADRE1559460401 | Administratively Determined Incentive Program | Union City | 7087 | 4.57 | Residential | Behind the Meter | Yes | SunnyMac, LLC | PSE&G |  | Accepted | 2025-04-10 | 2025-05-05 | 2026-05-05 | Solar Panels | HANWHA | Q.PEAK DUO BLK ML-G10+ 415W |  | 0.415 | 11 | 205 | 3 |  | Fixed | Roof
NJADRE1559460401 | Administratively Determined Incentive Program | Union City | 7087 | 4.57 | Residential | Behind the Meter | Yes | SunnyMac, LLC | PSE&G |  | Accepted | 2025-04-10 | 2025-05-05 | 2026-05-05 | Inverters | SOLAREDGE HOME HUB | SE3800H-US | 3800 |  | 1 |  |  | 0.99 |  | Outdoor | next to meter
NJADRE1559460422 | Administratively Determined Incentive Program | MAPLE SHADE | 8052 | 10.44 | Residential | Behind the Meter | No | GBC, LLC | PSE&G |  | Accepted | 2025-04-11 | 2025-05-12 | 2026-05-12 | Solar Panels | Hyundai | HiN-T435NF(BK) |  | 0.435 | 2 | 55 | 18 |  | Fixed | Roof
NJADRE1559460422 | Administratively Determined Incentive Program | MAPLE SHADE | 8052 | 10.44 | Residential | Behind the Meter | No | GBC, LLC | PSE&G |  | Accepted | 2025-04-11 | 2025-05-12 | 2026-05-12 | Solar Panels | Hyundai | HiN-T435NF(BK) |  | 0.435 | 11 | 235 | 18 |  | Fixed | Roof
NJADRE1559460422 | Administratively Determined Incentive Program | MAPLE SHADE | 8052 | 10.44 | Residential | Behind the Meter | No | GBC, LLC | PSE&G |  | Accepted | 2025-04-11 | 2025-05-12 | 2026-05-12 | Meters | ENPHASE | X-IQ-AM1-240-5C |  |  | 1 |  |  |  | Yes | Outdoor
NJADRE1559460422 | Administratively Determined Incentive Program | MAPLE SHADE | 8052 | 10.44 | Residential | Behind the Meter | No | GBC, LLC | PSE&G |  | Accepted | 2025-04-11 | 2025-05-12 | 2026-05-12 | Solar Panels | Hyundai | HiN-T435NF(BK) |  | 0.435 | 2 | 145 | 18 |  | Fixed | Roof
NJADRE1559460422 | Administratively Determined Incentive Program | MAPLE SHADE | 8052 | 10.44 | Residential | Behind the Meter | No | GBC, LLC | PSE&G |  | Accepted | 2025-04-11 | 2025-05-12 | 2026-05-12 | Inverters | Enphase | IQ8A-72-2-US | 349 |  | 24 |  |  | 0.977 |  | Outdoor
NJADRE1559460422 | Administratively Determined Incentive Program | MAPLE SHADE | 8052 | 10.44 | Residential | Behind the Meter | No | GBC, LLC | PSE&G |  | Accepted | 2025-04-11 | 2025-05-12 | 2026-05-12 | Solar Panels | Hyundai | HiN-T435NF(BK) |  | 0.435 | 9 | 145 | 18 |  | Fixed | Roof
NJADRE1559460446 | Administratively Determined Incentive Program | Lawnside | 8045 | 7.38 | Residential | Behind the Meter | Yes | Sunrun Installation Services, Inc. | PSE&G |  | Accepted | 2025-04-10 | 2025-05-05 | 2026-05-05 | Inverters | TESLA | Powerwall 3 1707000-xx-y | 11500 |  | 1 |  |  | 0.97 |  | Outdoor | Next to meter
NJADRE1559460446 | Administratively Determined Incentive Program | Lawnside | 8045 | 7.38 | Residential | Behind the Meter | Yes | Sunrun Installation Services, Inc. | PSE&G |  | Accepted | 2025-04-10 | 2025-05-05 | 2026-05-05 | Solar Panels | Hanwha Q-Cells | Q.PEAK DUO BLK ML-G10+ 410 |  | 0.41 | 8 | 269 | 26 |  | Fixed | Roof
NJADRE1559460446 | Administratively Determined Incentive Program | Lawnside | 8045 | 7.38 | Residential | Behind the Meter | Yes | Sunrun Installation Services, Inc. | PSE&G |  | Accepted | 2025-04-10 | 2025-05-05 | 2026-05-05 | Electric Storage Battery | TESLA | Powerwall 3 1707000-xx-y |  |  | 1 |  |  |  | Lithium Ion |  | OUTSIDE
NJADRE1559460446 | Administratively Determined Incentive Program | Lawnside | 8045 | 7.38 | Residential | Behind the Meter | Yes | Sunrun Installation Services, Inc. | PSE&G |  | Accepted | 2025-04-10 | 2025-05-05 | 2026-05-05 | Solar Panels | Hanwha Q-Cells | Q.PEAK DUO BLK ML-G10+ 410 |  | 0.41 | 10 | 89 | 26 |  | Fixed | Roof
NJADRE1559460455 | Administratively Determined Incentive Program | Passaic | 7055 | 12.71 | Residential | Behind the Meter | Yes | Sunrun Installation Services, Inc. | PSE&G |  | Accepted | 2025-04-10 | 2025-05-05 | 2026-05-05 | Solar Panels | HANWHA Q-CELLS | Q.PEAK DUO BLK ML-G10+ 410 |  | 0.41 | 15 | 353 | 30 |  | Fixed | Roof
NJADRE1559460455 | Administratively Determined Incentive Program | Passaic | 7055 | 12.71 | Residential | Behind the Meter | Yes | Sunrun Installation Services, Inc. | PSE&G |  | Accepted | 2025-04-10 | 2025-05-05 | 2026-05-05 | Inverters | SOLAREDGE TECHNOLOGIES | SE10000H-USMN | 10000 |  | 1 |  |  | 0.99 |  | Outdoor
NJADRE1559460455 | Administratively Determined Incentive Program | Passaic | 7055 | 12.71 | Residential | Behind the Meter | Yes | Sunrun Installation Services, Inc. | PSE&G |  | Accepted | 2025-04-10 | 2025-05-05 | 2026-05-05 | Solar Panels | HANWHA Q-CELLS | Q.PEAK DUO BLK ML-G10+ 410 |  | 0.41 | 16 | 173 | 30 |  | Fixed | Roof
NJADRE1559460600 | Administratively Determined Incentive Program | SOUTH AMBOY | 8879 | 5.4 | Residential | Behind the Meter | Yes | SunnyMac, LLC | JCP&L |  | Accepted | 2025-04-10 | 2025-05-05 | 2026-05-05 | Solar Panels | HANWHA | Q.PEAK DUO BLK ML-G10+ 415W |  | 0.415 | 3 | 171 | 33 |  | Fixed | Roof
NJADRE1559460600 | Administratively Determined Incentive Program | SOUTH AMBOY | 8879 | 5.4 | Residential | Behind the Meter | Yes | SunnyMac, LLC | JCP&L |  | Accepted | 2025-04-10 | 2025-05-05 | 2026-05-05 | Inverters | SOLAREDGE HOME HUB | SE3800H-US | 3800 |  | 1 |  |  | 0.99 |  | Outdoor | next to meter
NJADRE1559460600 | Administratively Determined Incentive Program | SOUTH AMBOY | 8879 | 5.4 | Residential | Behind the Meter | Yes | SunnyMac, LLC | JCP&L |  | Accepted | 2025-04-10 | 2025-05-05 | 2026-05-05 | Solar Panels | HANWHA | Q.PEAK DUO BLK ML-G10+ 415W |  | 0.415 | 2 | 171 | 13 |  | Fixed | Roof
NJADRE1559460600 | Administratively Determined Incentive Program | SOUTH AMBOY | 8879 | 5.4 | Residential | Behind the Meter | Yes | SunnyMac, LLC | JCP&L |  | Accepted | 2025-04-10 | 2025-05-05 | 2026-05-05 | Solar Panels | HANWHA | Q.PEAK DUO BLK ML-G10+ 415W |  | 0.415 | 6 | 266 | 33 |  | Fixed | Roof
NJADRE1559460600 | Administratively Determined Incentive Program | SOUTH AMBOY | 8879 | 5.4 | Residential | Behind the Meter | Yes | SunnyMac, LLC | JCP&L |  | Accepted | 2025-04-10 | 2025-05-05 | 2026-05-05 | Solar Panels | HANWHA | Q.PEAK DUO BLK ML-G10+ 415W |  | 0.415 | 2 | 65 | 33 |  | Fixed | Roof
NJADRE1559460608 | Administratively Determined Incentive Program | NEWTON | 7860 | 12.71 | Residential | Behind the Meter | Yes | Trinity Solar, LLC | JCP&L |  | Accepted | 2025-04-10 | 2025-05-05 | 2026-05-05 | Inverters | Solar Edge | SE10000H-US | 10000 |  | 1 |  |  | 0.986 |  | Outside
NJADRE1559460608 | Administratively Determined Incentive Program | NEWTON | 7860 | 12.71 | Residential | Behind the Meter | Yes | Trinity Solar, LLC | JCP&L |  | Accepted | 2025-04-10 | 2025-05-05 | 2026-05-05 | Solar Panels | Hanwha | Q.PEAK DUO BLK ML-G10+ 410 |  | 0.41 | 2 | 184 | 45 |  | Fixed | Roof
NJADRE1559460608 | Administratively Determined Incentive Program | NEWTON | 7860 | 12.71 | Residential | Behind the Meter | Yes | Trinity Solar, LLC | JCP&L |  | Accepted | 2025-04-10 | 2025-05-05 | 2026-05-05 | Solar Panels | Hanwha | Q.PEAK DUO BLK ML-G10+ 410 |  | 0.41 | 13 | 184 | 45 |  | Fixed | Roof
NJADRE1559460608 | Administratively Determined Incentive Program | NEWTON | 7860 | 12.71 | Residential | Behind the Meter | Yes | Trinity Solar, LLC | JCP&L |  | Accepted | 2025-04-10 | 2025-05-05 | 2026-05-05 | Solar Panels | Hanwha | Q.PEAK DUO BLK ML-G10+ 410 |  | 0.41 | 16 | 94 | 45 |  | Fixed | Roof
NJADRE1559460632 | Administratively Determined Incentive Program | HOWELL TOWNSHIP | 7731 | 6.15 | Residential | Behind the Meter | Yes | Trinity Solar, LLC | JCP&L |  | Accepted | 2025-04-10 | 2025-05-05 | 2026-05-05 | Solar Panels | HANWHA | Q.PEAK DUO BLK ML-G10+ 410 |  | 0.41 | 5 | 147 | 19 |  | Fixed | Roof
NJADRE1559460632 | Administratively Determined Incentive Program | HOWELL TOWNSHIP | 7731 | 6.15 | Residential | Behind the Meter | Yes | Trinity Solar, LLC | JCP&L |  | Accepted | 2025-04-10 | 2025-05-05 | 2026-05-05 | Solar Panels | HANWHA | Q.PEAK DUO BLK ML-G10+ 410 |  | 0.41 | 6 | 327 | 19 |  | Fixed | Roof
NJADRE1559460632 | Administratively Determined Incentive Program | HOWELL TOWNSHIP | 7731 | 6.15 | Residential | Behind the Meter | Yes | Trinity Solar, LLC | JCP&L |  | Accepted | 2025-04-10 | 2025-05-05 | 2026-05-05 | Solar Panels | HANWHA | Q.PEAK DUO BLK ML-G10+ 410 |  | 0.41 | 4 | 327 | 19 |  | Fixed | Roof
NJADRE1559460632 | Administratively Determined Incentive Program | HOWELL TOWNSHIP | 7731 | 6.15 | Residential | Behind the Meter | Yes | Trinity Solar, LLC | JCP&L |  | Accepted | 2025-04-10 | 2025-05-05 | 2026-05-05 | Inverters | Solar Edge | USE5700H-US | 5760 |  | 1 |  |  | 0.97 |  | Outside
NJADRE1559460682 | Administratively Determined Incentive Program | Toms River | 8757 | 8.61 | Residential | Behind the Meter | Yes | Trinity Solar, LLC | JCP&L |  | Accepted | 2025-04-10 | 2025-05-08 | 2026-05-08 | Solar Panels | HANWHA | (Q.PEAK DUO BLK ML-G10+ 410) |  | 0.41 | 16 | 121 | 23 |  | Fixed | Roof
NJADRE1559460682 | Administratively Determined Incentive Program | Toms River | 8757 | 8.61 | Residential | Behind the Meter | Yes | Trinity Solar, LLC | JCP&L |  | Accepted | 2025-04-10 | 2025-05-08 | 2026-05-08 | Solar Panels | HANWHA | (Q.PEAK DUO BLK ML-G10+ 410) |  | 0.41 | 5 | 211 | 23 |  | Fixed | Roof
NJADRE1559460682 | Administratively Determined Incentive Program | Toms River | 8757 | 8.61 | Residential | Behind the Meter | Yes | Trinity Solar, LLC | JCP&L |  | Accepted | 2025-04-10 | 2025-05-08 | 2026-05-08 | Inverters | Solar Edge | USE7600H-USMNBL75 | 7600 |  | 1 |  |  | 0.97 |  | Outdoor
NJADRE1559460690 | Administratively Determined Incentive Program | Marlboro | 7746 | 9.46 | Residential | Behind the Meter | Yes | Sunwise Energy, LLC | JCP&L |  | Accepted | 2025-04-10 | 2025-05-06 | 2026-05-06 | Solar Panels | SEG SOLAR | SEG-430-BTD-BG (430W) |  | 0.43 | 5 | 97 | 32 |  | Fixed | Roof
NJADRE1559460690 | Administratively Determined Incentive Program | Marlboro | 7746 | 9.46 | Residential | Behind the Meter | Yes | Sunwise Energy, LLC | JCP&L |  | Accepted | 2025-04-10 | 2025-05-06 | 2026-05-06 | Solar Panels | SEG SOLAR | SEG-430-BTD-BG (430W) |  | 0.43 | 11 | 97 | 32 |  | Fixed | Roof
NJADRE1559460690 | Administratively Determined Incentive Program | Marlboro | 7746 | 9.46 | Residential | Behind the Meter | Yes | Sunwise Energy, LLC | JCP&L |  | Accepted | 2025-04-10 | 2025-05-06 | 2026-05-06 | Inverters | ENPHASE | IQ8HC-72-M-DOM -US (240V) | 380 |  | 22 |  |  | 0.973 |  | Outside
NJADRE1559460690 | Administratively Determined Incentive Program | Marlboro | 7746 | 9.46 | Residential | Behind the Meter | Yes | Sunwise Energy, LLC | JCP&L |  | Accepted | 2025-04-10 | 2025-05-06 | 2026-05-06 | Solar Panels | SEG SOLAR | SEG-430-BTD-BG (430W) |  | 0.43 | 6 | 277 | 32 |  | Fixed | Roof
NJADRE1559460691 | Administratively Determined Incentive Program | BLACKWOOD | 8012 | 4.25 | Residential | Behind the Meter | Yes | Power Energy Solutions, LLC | PSE&G |  | Accepted | 2025-04-10 | 2025-05-05 | 2026-05-05 | Solar Panels | Trina Solar | TSM-425NE09RC.05 |  | 0.425 | 7 | 152 | 25 |  | Fixed | Roof
NJADRE1559460691 | Administratively Determined Incentive Program | BLACKWOOD | 8012 | 4.25 | Residential | Behind the Meter | Yes | Power Energy Solutions, LLC | PSE&G |  | Accepted | 2025-04-10 | 2025-05-05 | 2026-05-05 | Solar Panels | Trina Solar | TSM-425NE09RC.05 |  | 0.425 | 3 | 332 | 14 |  | Fixed | Roof
NJADRE1559460691 | Administratively Determined Incentive Program | BLACKWOOD | 8012 | 4.25 | Residential | Behind the Meter | Yes | Power Energy Solutions, LLC | PSE&G |  | Accepted | 2025-04-10 | 2025-05-05 | 2026-05-05 | Inverters | SolarEdge | SE3800H-US | 4 |  | 1 |  |  | 0.97 |  | Outdoor
NJADRE1559461498 | Administratively Determined Incentive Program | Passaic | 7055 | 3.69 | Residential | Behind the Meter | Yes | Trinity Solar, LLC | PSE&G |  | Accepted | 2025-04-10 | 2025-05-05 | 2026-05-05 | Solar Panels | Hanwha | HANWHA 410 (Q.PEAK DUO BLK ML-G10+ 410) |  | 0.41 | 5 | 34 | 30 |  | Fixed | Roof
NJADRE1559461498 | Administratively Determined Incentive Program | Passaic | 7055 | 3.69 | Residential | Behind the Meter | Yes | Trinity Solar, LLC | PSE&G |  | Accepted | 2025-04-10 | 2025-05-05 | 2026-05-05 | Inverters | Solar Edge | US3800H-US | 3800 |  | 1 |  |  | 0.97 |  | Outdoor
NJADRE1559461498 | Administratively Determined Incentive Program | Passaic | 7055 | 3.69 | Residential | Behind the Meter | Yes | Trinity Solar, LLC | PSE&G |  | Accepted | 2025-04-10 | 2025-05-05 | 2026-05-05 | Solar Panels | Hanwha | HANWHA 410 (Q.PEAK DUO BLK ML-G10+ 410) |  | 0.41 | 4 | 214 | 45 |  | Fixed | Roof
NJADRE1559461868 | Administratively Determined Incentive Program | Verona | 7044 | 9.84 | Residential | Behind the Meter | Yes | Trinity Solar, LLC | PSE&G |  | Accepted | 2025-04-10 | 2025-05-05 | 2026-05-05 | Solar Panels | HANWHA | (Q.PEAK DUO BLK ML-G10+ 410) |  | 0.41 | 13 | 201 | 17 |  | Fixed | Roof
NJADRE1559461868 | Administratively Determined Incentive Program | Verona | 7044 | 9.84 | Residential | Behind the Meter | Yes | Trinity Solar, LLC | PSE&G |  | Accepted | 2025-04-10 | 2025-05-05 | 2026-05-05 | Inverters | Solar Edge | SE7600H-US | 7600 |  | 1 |  |  | 0.97 |  | Outdoor
NJADRE1559461868 | Administratively Determined Incentive Program | Verona | 7044 | 9.84 | Residential | Behind the Meter | Yes | Trinity Solar, LLC | PSE&G |  | Accepted | 2025-04-10 | 2025-05-05 | 2026-05-05 | Solar Panels | HANWHA | (Q.PEAK DUO BLK ML-G10+ 410) |  | 0.41 | 8 | 21 | 17 |  | Fixed | Roof
NJADRE1559461868 | Administratively Determined Incentive Program | Verona | 7044 | 9.84 | Residential | Behind the Meter | Yes | Trinity Solar, LLC | PSE&G |  | Accepted | 2025-04-10 | 2025-05-05 | 2026-05-05 | Solar Panels | HANWHA | (Q.PEAK DUO BLK ML-G10+ 410) |  | 0.41 | 3 | 201 | 37 |  | Fixed | Roof
NJADRE1559461901 | Administratively Determined Incentive Program | HAZLET | 7734 | 6.97 | Residential | Behind the Meter | Yes | Trinity Solar, LLC | JCP&L |  | Accepted | 2025-04-10 | 2025-05-06 | 2026-05-06 | Inverters | Solar Edge | USE5700H-US | 5760 |  | 1 |  |  | 0.97 |  | Outside
NJADRE1559461901 | Administratively Determined Incentive Program | HAZLET | 7734 | 6.97 | Residential | Behind the Meter | Yes | Trinity Solar, LLC | JCP&L |  | Accepted | 2025-04-10 | 2025-05-06 | 2026-05-06 | Solar Panels | HANWHA | Q.PEAK DUO BLK ML-G10+ 410 |  | 0.41 | 13 | 174 | 37 |  | Fixed | Roof
NJADRE1559461901 | Administratively Determined Incentive Program | HAZLET | 7734 | 6.97 | Residential | Behind the Meter | Yes | Trinity Solar, LLC | JCP&L |  | Accepted | 2025-04-10 | 2025-05-06 | 2026-05-06 | Solar Panels | HANWHA | Q.PEAK DUO BLK ML-G10+ 410 |  | 0.41 | 4 | 174 | 35 |  | Fixed | Roof
NJADRE1559461920 | Administratively Determined Incentive Program | PENNSVILLE | 8070 | 18.86 | Residential | Behind the Meter | Yes | Trinity Solar, LLC | AC Electric |  | Accepted | 2025-04-10 | 2025-05-06 | 2026-05-06 | Solar Panels | Hanwha | HANWHA 410 (Q.PEAK DUO BLK ML-G10+ 410) |  | 0.41 | 20 | 235 | 13 |  | Fixed | Roof
NJADRE1559461920 | Administratively Determined Incentive Program | PENNSVILLE | 8070 | 18.86 | Residential | Behind the Meter | Yes | Trinity Solar, LLC | AC Electric |  | Accepted | 2025-04-10 | 2025-05-06 | 2026-05-06 | Inverters | Solar Edge | USE11400H-USMNBL75 | 11400 |  | 1 |  |  | 0.97 |  | Outdoor
NJADRE1559461920 | Administratively Determined Incentive Program | PENNSVILLE | 8070 | 18.86 | Residential | Behind the Meter | Yes | Trinity Solar, LLC | AC Electric |  | Accepted | 2025-04-10 | 2025-05-06 | 2026-05-06 | Solar Panels | Hanwha | HANWHA 410 (Q.PEAK DUO BLK ML-G10+ 410) |  | 0.41 | 26 | 235 | 21 |  | Fixed | Roof
NJADRE1559461920 | Administratively Determined Incentive Program | PENNSVILLE | 8070 | 18.86 | Residential | Behind the Meter | Yes | Trinity Solar, LLC | AC Electric |  | Accepted | 2025-04-10 | 2025-05-06 | 2026-05-06 | Inverters | Solar Edge | USE3800H-USMNBL75 | 3800 |  | 1 |  |  | 0.97 |  | Outdoor
NJADRE1559461993 | Administratively Determined Incentive Program | Laurel Springs | 8021 | 9.46 | Residential | Behind the Meter | Yes | Velocity Energy & Home Solutions, Inc. | AC Electric |  | Accepted | 2025-04-10 | 2025-05-06 | 2026-05-06 | Solar Panels | seg | 430w |  | 0.43 | 18 | 275 | 20 |  | Fixed | Roof
NJADRE1559461993 | Administratively Determined Incentive Program | Laurel Springs | 8021 | 9.46 | Residential | Behind the Meter | Yes | Velocity Energy & Home Solutions, Inc. | AC Electric |  | Accepted | 2025-04-10 | 2025-05-06 | 2026-05-06 | Solar Panels | seg | 430w |  | 0.43 | 4 | 276 | 20 |  | Fixed | Roof
NJADRE1559461993 | Administratively Determined Incentive Program | Laurel Springs | 8021 | 9.46 | Residential | Behind the Meter | Yes | Velocity Energy & Home Solutions, Inc. | AC Electric |  | Accepted | 2025-04-10 | 2025-05-06 | 2026-05-06 | Inverters | enphase | iq8plus | 290 |  | 22 |  |  | 0.99 |  | Outside | behind panels
NJADRE1559462022 | Administratively Determined Incentive Program | BURLINGTON | 8016 | 9.02 | Residential | Behind the Meter | Yes | Trinity Solar, LLC | PSE&G |  | Accepted | 2025-04-10 | 2025-05-06 | 2026-05-06 | Inverters | Solar Edge | USE7600H-USMNBL75 | 7600 |  | 1 |  |  | 0.97 |  | Outdoor
NJADRE1559462022 | Administratively Determined Incentive Program | BURLINGTON | 8016 | 9.02 | Residential | Behind the Meter | Yes | Trinity Solar, LLC | PSE&G |  | Accepted | 2025-04-10 | 2025-05-06 | 2026-05-06 | Solar Panels | HANWHA | (Q.PEAK DUO BLK ML-G10+ 410) |  | 0.41 | 13 | 34 | 27 |  | Fixed | Roof
NJADRE1559462022 | Administratively Determined Incentive Program | BURLINGTON | 8016 | 9.02 | Residential | Behind the Meter | Yes | Trinity Solar, LLC | PSE&G |  | Accepted | 2025-04-10 | 2025-05-06 | 2026-05-06 | Solar Panels | HANWHA | (Q.PEAK DUO BLK ML-G10+ 410) |  | 0.41 | 6 | 214 | 27 |  | Fixed | Roof
NJADRE1559462022 | Administratively Determined Incentive Program | BURLINGTON | 8016 | 9.02 | Residential | Behind the Meter | Yes | Trinity Solar, LLC | PSE&G |  | Accepted | 2025-04-10 | 2025-05-06 | 2026-05-06 | Solar Panels | HANWHA | (Q.PEAK DUO BLK ML-G10+ 410) |  | 0.41 | 3 | 214 | 27 |  | Fixed | Roof
NJADRE1559462061 | Administratively Determined Incentive Program | Galloway | 8205 | 8.2 | Residential | Behind the Meter | Yes | Trinity Solar, LLC | AC Electric |  | Accepted | 2025-04-10 | 2025-05-16 | 2026-05-16 | Solar Panels | Hanwha | Q.PEAK DUO BLK ML-G10+ 410 |  | 0.41 | 5 | 223 | 32 |  | Fixed | Roof
NJADRE1559462061 | Administratively Determined Incentive Program | Galloway | 8205 | 8.2 | Residential | Behind the Meter | Yes | Trinity Solar, LLC | AC Electric |  | Accepted | 2025-04-10 | 2025-05-16 | 2026-05-16 | Solar Panels | Hanwha | Q.PEAK DUO BLK ML-G10+ 410 |  | 0.41 | 15 | 223 | 34 |  | Fixed | Roof
NJADRE1559462061 | Administratively Determined Incentive Program | Galloway | 8205 | 8.2 | Residential | Behind the Meter | Yes | Trinity Solar, LLC | AC Electric |  | Accepted | 2025-04-10 | 2025-05-16 | 2026-05-16 | Inverters | Solar Edge | SE7600H-US | 7600 |  | 1 |  |  | 0.986 |  | Outside
NJADRE1559462077 | Administratively Determined Incentive Program | Brick | 8723 | 8.2 | Residential | Behind the Meter | Yes | Trinity Solar, LLC | JCP&L |  | Accepted | 2025-04-10 | 2025-05-06 | 2026-05-06 | Solar Panels | HANWHA | Q.PEAK DUO BLK ML-G10+ 410 |  | 0.41 | 20 | 242 | 29 |  | Fixed | Roof
NJADRE1559462077 | Administratively Determined Incentive Program | Brick | 8723 | 8.2 | Residential | Behind the Meter | Yes | Trinity Solar, LLC | JCP&L |  | Accepted | 2025-04-10 | 2025-05-06 | 2026-05-06 | Inverters | Solar Edge | USE7600H-US | 7600 |  | 1 |  |  | 0.97 |  | Outside
NJADRE1559462087 | Administratively Determined Incentive Program | NEWARK | 7114 | 12.04 | Residential | Behind the Meter | Yes | VELOCITY ENERGY & HOME SOLUTIONS, INC. | PSE&G |  | Accepted | 2025-04-10 | 2025-05-16 | 2026-05-16 | Solar Panels | seg | 430w |  | 0.43 | 16 | 114 | 20 |  | Fixed | Roof
NJADRE1559462087 | Administratively Determined Incentive Program | NEWARK | 7114 | 12.04 | Residential | Behind the Meter | Yes | VELOCITY ENERGY & HOME SOLUTIONS, INC. | PSE&G |  | Accepted | 2025-04-10 | 2025-05-16 | 2026-05-16 | Inverters | enphase | iq8plus | 290 |  | 28 |  |  | 0.99 |  | Other | behind panels
NJADRE1559462087 | Administratively Determined Incentive Program | NEWARK | 7114 | 12.04 | Residential | Behind the Meter | Yes | VELOCITY ENERGY & HOME SOLUTIONS, INC. | PSE&G |  | Accepted | 2025-04-10 | 2025-05-16 | 2026-05-16 | Solar Panels | seg | 430w |  | 0.43 | 6 | 294 | 20 |  | Fixed | Roof
NJADRE1559462087 | Administratively Determined Incentive Program | NEWARK | 7114 | 12.04 | Residential | Behind the Meter | Yes | VELOCITY ENERGY & HOME SOLUTIONS, INC. | PSE&G |  | Accepted | 2025-04-10 | 2025-05-16 | 2026-05-16 | Solar Panels | seg | 430w |  | 0.43 | 6 | 204 | 20 |  | Fixed | Roof
NJADRE1559462164 | Administratively Determined Incentive Program | Egg Harbor City | 8215 | 5.59 | Residential | Behind the Meter | Yes | Sustainable Energy Systems | AC Electric |  | Accepted | 2025-04-10 | 2025-05-07 | 2026-05-07 | Solar Panels | Hanwha | Q.TRON BLK M-G2+ |  | 0.43 | 8 | 132 | 20 |  | Fixed | Roof
NJADRE1559462164 | Administratively Determined Incentive Program | Egg Harbor City | 8215 | 5.59 | Residential | Behind the Meter | Yes | Sustainable Energy Systems | AC Electric |  | Accepted | 2025-04-10 | 2025-05-07 | 2026-05-07 | Solar Panels | Hanwha | Q.TRON BLK M-G2+ |  | 0.43 | 5 | 222 | 20 |  | Fixed | Roof
NJADRE1559462164 | Administratively Determined Incentive Program | Egg Harbor City | 8215 | 5.59 | Residential | Behind the Meter | Yes | Sustainable Energy Systems | AC Electric |  | Accepted | 2025-04-10 | 2025-05-07 | 2026-05-07 | Inverters | SolarEdge Technologies | SE5700H-US | 6 |  | 1 |  |  | 0.99 |  | Outside
NJADRE1559462239 | Administratively Determined Incentive Program | Sewell | 8080 | 4.1 | Residential | Behind the Meter | Yes | Trinity Solar, LLC | AC Electric |  | Accepted | 2025-04-10 | 2025-05-13 | 2026-05-13 | Solar Panels | Hanwha | HANWHA 410 (Q.PEAK DUO BLK ML-G10+ 410) |  | 0.41 | 10 | 131 | 23 |  | Fixed | Roof
NJADRE1559462239 | Administratively Determined Incentive Program | Sewell | 8080 | 4.1 | Residential | Behind the Meter | Yes | Trinity Solar, LLC | AC Electric |  | Accepted | 2025-04-10 | 2025-05-13 | 2026-05-13 | Inverters | Solar Edge | USE3800H-USMNBL75 | 3800 |  | 1 |  |  | 0.97 |  | Outdoor
NJADRE1559462375 | Administratively Determined Incentive Program | Egg Harbor Township | 8234 | 5.6 | Residential | Behind the Meter | Yes | Solar Energy World | AC Electric |  | Accepted | 2025-04-10 | 2025-05-06 | 2026-05-06 | Inverters | Enphase | IQ8HC-72-M-DOM-US | 384 |  | 14 |  |  | 0.97 |  | Outside
NJADRE1559462375 | Administratively Determined Incentive Program | Egg Harbor Township | 8234 | 5.6 | Residential | Behind the Meter | Yes | Solar Energy World | AC Electric |  | Accepted | 2025-04-10 | 2025-05-06 | 2026-05-06 | Solar Panels | LONGi | LR5-54HABB-400M |  | 0.4 | 14 | 292 | 19 |  | Fixed | Roof
NJADRE1559462411 | Administratively Determined Incentive Program | Woodbury | 8096 | 8.5 | Residential | Behind the Meter | Yes | Whitman Construction, LLC | PSE&G |  | Accepted | 2025-04-10 | 2025-05-06 | 2026-05-06 | Solar Panels | Jinko Solar | JKM425N-54HL4-B |  | 0.425 | 18 | 197 | 39 |  | Fixed | Roof
NJADRE1559462411 | Administratively Determined Incentive Program | Woodbury | 8096 | 8.5 | Residential | Behind the Meter | Yes | Whitman Construction, LLC | PSE&G |  | Accepted | 2025-04-10 | 2025-05-06 | 2026-05-06 | Inverters | ENPHASE | IQ8PLUS-72-2-US | 290 |  | 20 |  |  | 0.975 |  | Outdoor
NJADRE1559462411 | Administratively Determined Incentive Program | Woodbury | 8096 | 8.5 | Residential | Behind the Meter | Yes | Whitman Construction, LLC | PSE&G |  | Accepted | 2025-04-10 | 2025-05-06 | 2026-05-06 | Solar Panels | Jinko Solar | JKM425N-54HL4-B |  | 0.425 | 2 | 17 | 26 |  | Fixed | Roof
NJADRE1559462425 | Administratively Determined Incentive Program | Pitman | 8071 | 6.15 | Residential | Behind the Meter | Yes | Trinity Solar, LLC | AC Electric |  | Accepted | 2025-04-10 | 2025-05-09 | 2026-05-09 | Inverters | Solar Edge | SE6000H-US | 6000 |  | 1 |  |  | 0.989 |  | Outside
NJADRE1559462425 | Administratively Determined Incentive Program | Pitman | 8071 | 6.15 | Residential | Behind the Meter | Yes | Trinity Solar, LLC | AC Electric |  | Accepted | 2025-04-10 | 2025-05-09 | 2026-05-09 | Solar Panels | Hanwha | Q.PEAK DUO BLK ML-G10+ 410 |  | 0.41 | 15 | 161 | 38 |  | Fixed | Roof
NJADRE1559462433 | Administratively Determined Incentive Program | Tuckerton | 8087 | 7.79 | Residential | Behind the Meter | Yes | Trinity Solar, LLC | AC Electric |  | Accepted | 2025-04-10 | 2025-05-06 | 2026-05-06 | Solar Panels | Hanwha | HANWHA 410 (Q.PEAK DUO BLK ML-G10+ 410) |  | 0.41 | 4 | 172 | 30 |  | Fixed | Roof
NJADRE1559462433 | Administratively Determined Incentive Program | Tuckerton | 8087 | 7.79 | Residential | Behind the Meter | Yes | Trinity Solar, LLC | AC Electric |  | Accepted | 2025-04-10 | 2025-05-06 | 2026-05-06 | Inverters | Solar Edge | USE7600H-US | 7600 |  | 1 |  |  | 0.97 |  | Outdoor
NJADRE1559462433 | Administratively Determined Incentive Program | Tuckerton | 8087 | 7.79 | Residential | Behind the Meter | Yes | Trinity Solar, LLC | AC Electric |  | Accepted | 2025-04-10 | 2025-05-06 | 2026-05-06 | Solar Panels | Hanwha | HANWHA 410 (Q.PEAK DUO BLK ML-G10+ 410) |  | 0.41 | 11 | 172 | 33 |  | Fixed | Roof
NJADRE1559462433 | Administratively Determined Incentive Program | Tuckerton | 8087 | 7.79 | Residential | Behind the Meter | Yes | Trinity Solar, LLC | AC Electric |  | Accepted | 2025-04-10 | 2025-05-06 | 2026-05-06 | Solar Panels | Hanwha | HANWHA 410 (Q.PEAK DUO BLK ML-G10+ 410) |  | 0.41 | 4 | 172 | 23 |  | Fixed | Roof
NJADRE1559462442 | Administratively Determined Incentive Program | Ewing | 8638 | 5.95 | Residential | Behind the Meter | Yes | Integrity Solar & Home Solutions, LLC | PSE&G |  | Accepted | 2025-04-10 | 2025-05-06 | 2026-05-06 | Inverters | ENPHASE | IQ8+ | 290 |  | 14 |  |  | 0.98 |  | Other | UNDER EACH PANEL
NJADRE1559462442 | Administratively Determined Incentive Program | Ewing | 8638 | 5.95 | Residential | Behind the Meter | Yes | Integrity Solar & Home Solutions, LLC | PSE&G |  | Accepted | 2025-04-10 | 2025-05-06 | 2026-05-06 | Solar Panels | JINKO | JKM425N-54HL4-B |  | 0.425 | 14 | 217 | 36 |  | Fixed | Roof
NJADRE1559462451 | Administratively Determined Incentive Program | Cherry Hill | 8002 | 6.56 | Residential | Behind the Meter | Yes | Trinity Solar, LLC | PSE&G |  | Accepted | 2025-04-10 | 2025-05-06 | 2026-05-06 | Solar Panels | HANWHA | (Q.PEAK DUO BLK ML-G10+ 410) |  | 0.41 | 16 | 213 | 23 |  | Fixed | Roof
NJADRE1559462451 | Administratively Determined Incentive Program | Cherry Hill | 8002 | 6.56 | Residential | Behind the Meter | Yes | Trinity Solar, LLC | PSE&G |  | Accepted | 2025-04-10 | 2025-05-06 | 2026-05-06 | Inverters | Solar Edge | SE6000H-US | 6000 |  | 1 |  |  | 0.97 |  | Outdoor
NJADRE1559462934 | Administratively Determined Incentive Program | Little Egg Harbor Twp | 8087 | 5.33 | Residential | Behind the Meter | Yes | Trinity Solar, LLC | AC Electric |  | Accepted | 2025-04-10 | 2025-05-06 | 2026-05-06 | Solar Panels | HANWHA | (Q.PEAK DUO BLK ML-G10+ 410) |  | 0.41 | 9 | 119 | 33 |  | Fixed | Roof
NJADRE1559462934 | Administratively Determined Incentive Program | Little Egg Harbor Twp | 8087 | 5.33 | Residential | Behind the Meter | Yes | Trinity Solar, LLC | AC Electric |  | Accepted | 2025-04-10 | 2025-05-06 | 2026-05-06 | Solar Panels | HANWHA | (Q.PEAK DUO BLK ML-G10+ 410) |  | 0.41 | 4 | 29 | 33 |  | Fixed | Roof
NJADRE1559462934 | Administratively Determined Incentive Program | Little Egg Harbor Twp | 8087 | 5.33 | Residential | Behind the Meter | Yes | Trinity Solar, LLC | AC Electric |  | Accepted | 2025-04-10 | 2025-05-06 | 2026-05-06 | Inverters | Solar Edge | USE5700H-USMNBL75 | 5760 |  | 1 |  |  | 0.97 |  | Outdoor
NJADRE1559462969 | Administratively Determined Incentive Program | Lakewood | 8701 | 319 | Non Profit | Behind the Meter | No | Arosa Solar Energy Systems, Inc. | JCP&L |  | Accepted | 2025-04-10 | 2025-05-14 | 2026-05-14 | Solar Panels | NE Solar | NESE 580-720THB-M10 |  | 0.58 | 550 | 1886 | 10 |  | Fixed | Roof
NJADRE1559462969 | Administratively Determined Incentive Program | Lakewood | 8701 | 319 | Non Profit | Behind the Meter | No | Arosa Solar Energy Systems, Inc. | JCP&L |  | Accepted | 2025-04-10 | 2025-05-14 | 2026-05-14 | Inverters | SolarEdge | SE120K US | 120 |  | 2 |  |  | 0.98 |  | Outdoor
NJADRE1559463068 | Administratively Determined Incentive Program | Bloomfield | 7003 | 9.84 | Residential | Behind the Meter | Yes | Sunrun Installation Services, Inc. | PSE&G |  | Accepted | 2025-04-10 | 2025-05-06 | 2026-05-06 | Inverters | TESLA | Powerwall 3 1707000-xx-y | 11500 |  | 1 |  |  | 0.97 |  | Outdoor | Next to meter
NJADRE1559463068 | Administratively Determined Incentive Program | Bloomfield | 7003 | 9.84 | Residential | Behind the Meter | Yes | Sunrun Installation Services, Inc. | PSE&G |  | Accepted | 2025-04-10 | 2025-05-06 | 2026-05-06 | Electric Storage Battery | TESLA | Powerwall 3 Expansion 1807000-xx-y |  |  | 1 |  |  |  | Lithium Ion |  | OUTSIDE
NJADRE1559463068 | Administratively Determined Incentive Program | Bloomfield | 7003 | 9.84 | Residential | Behind the Meter | Yes | Sunrun Installation Services, Inc. | PSE&G |  | Accepted | 2025-04-10 | 2025-05-06 | 2026-05-06 | Solar Panels | Hanwha Q-Cells | Q.PEAK DUO BLK ML-G10+ 410 |  | 0.41 | 8 | 116 | 28 |  | Fixed | Roof
NJADRE1559463068 | Administratively Determined Incentive Program | Bloomfield | 7003 | 9.84 | Residential | Behind the Meter | Yes | Sunrun Installation Services, Inc. | PSE&G |  | Accepted | 2025-04-10 | 2025-05-06 | 2026-05-06 | Electric Storage Battery | TESLA | Powerwall 3 1707000-xx-y |  |  | 1 |  |  |  | Lithium Ion |  | OUTSIDE
NJADRE1559463068 | Administratively Determined Incentive Program | Bloomfield | 7003 | 9.84 | Residential | Behind the Meter | Yes | Sunrun Installation Services, Inc. | PSE&G |  | Accepted | 2025-04-10 | 2025-05-06 | 2026-05-06 | Solar Panels | Hanwha Q-Cells | Q.PEAK DUO BLK ML-G10+ 410 |  | 0.41 | 8 | 116 | 28 |  | Fixed | Roof
NJADRE1559463068 | Administratively Determined Incentive Program | Bloomfield | 7003 | 9.84 | Residential | Behind the Meter | Yes | Sunrun Installation Services, Inc. | PSE&G |  | Accepted | 2025-04-10 | 2025-05-06 | 2026-05-06 | Solar Panels | Hanwha Q-Cells | Q.PEAK DUO BLK ML-G10+ 410 |  | 0.41 | 8 | 296 | 28 |  | Fixed | Roof
NJADRE1559463149 | Administratively Determined Incentive Program | Paramus | 7652 | 5.2 | Residential | Behind the Meter | Yes | Sunrun Installation Services, Inc. | PSE&G |  | Accepted | 2025-04-10 | 2025-05-06 | 2026-05-06 | Electric Storage Battery | TESLA | Powerwall 3 Expansion 1807000-xx-y |  |  | 1 |  |  |  | Lithium Ion |  | OUTSIDE
NJADRE1559463149 | Administratively Determined Incentive Program | Paramus | 7652 | 5.2 | Residential | Behind the Meter | Yes | Sunrun Installation Services, Inc. | PSE&G |  | Accepted | 2025-04-10 | 2025-05-06 | 2026-05-06 | Inverters | TESLA | Powerwall 3 1707000-xx-y | 11500 |  | 1 |  |  | 0.97 |  | Outdoor | Next to meter
NJADRE1559463149 | Administratively Determined Incentive Program | Paramus | 7652 | 5.2 | Residential | Behind the Meter | Yes | Sunrun Installation Services, Inc. | PSE&G |  | Accepted | 2025-04-10 | 2025-05-06 | 2026-05-06 | Solar Panels | Hanwha Q-Cells | Q.PEAK DUO BLK ML-G10+/t 400 |  | 0.4 | 13 | 105 | 23 |  | Fixed | Roof
NJADRE1559463149 | Administratively Determined Incentive Program | Paramus | 7652 | 5.2 | Residential | Behind the Meter | Yes | Sunrun Installation Services, Inc. | PSE&G |  | Accepted | 2025-04-10 | 2025-05-06 | 2026-05-06 | Electric Storage Battery | TESLA | Powerwall 3 1707000-xx-y |  |  | 1 |  |  |  | Lithium Ion |  | OUTSIDE
NJADRE1559463169 | Administratively Determined Incentive Program | Iselin | 8830 | 6.15 | Residential | Behind the Meter | Yes | Pro Custom Solar dba Momentum Solar | PSE&G |  | Accepted | 2025-04-14 | 2025-05-08 | 2026-05-08 | Solar Panels | Hanwha | Q.Peak Duo BLK ML-G10+ 410 |  | 0.41 | 15 | 178 | 32 |  | Fixed | Roof
NJADRE1559463169 | Administratively Determined Incentive Program | Iselin | 8830 | 6.15 | Residential | Behind the Meter | Yes | Pro Custom Solar dba Momentum Solar | PSE&G |  | Accepted | 2025-04-14 | 2025-05-08 | 2026-05-08 | Inverters | Enphase | IQ8HC-72-M-DOM-US | 380 |  | 15 |  |  | 0.97 |  | Outdoor
NJADRE1559463206 | Administratively Determined Incentive Program | EAST WINDSOR | 8520 | 6.15 | Residential | Behind the Meter | Yes | Sunrun Installation Services, Inc. | JCP&L |  | Accepted | 2025-04-10 | 2025-05-06 | 2026-05-06 | Inverters | Growatt New Energy Technology Co Ltd | MIN 6000TL-XH-US | 6000 |  | 1 |  |  | 0.98 |  | Outdoor | Next to meter
NJADRE1559463206 | Administratively Determined Incentive Program | EAST WINDSOR | 8520 | 6.15 | Residential | Behind the Meter | Yes | Sunrun Installation Services, Inc. | JCP&L |  | Accepted | 2025-04-10 | 2025-05-06 | 2026-05-06 | Solar Panels | Hanwha Q-Cells | Q.PEAK DUO BLK ML-G10+ 410 |  | 0.41 | 15 | 186 | 40 |  | Fixed | Roof
NJADRE1559463216 | Administratively Determined Incentive Program | Whiting | 8759 | 7.38 | Residential | Behind the Meter | Yes | Pro Custom Solar dba Momentum Solar | JCP&L |  | Accepted | 2025-04-10 | 2025-05-06 | 2026-05-06 | Solar Panels | HANWHA | Q.PEAK DUO BLK ML-G10+410 |  | 0.41 | 18 | 89 | 18 |  | Fixed | Roof
NJADRE1559463216 | Administratively Determined Incentive Program | Whiting | 8759 | 7.38 | Residential | Behind the Meter | Yes | Pro Custom Solar dba Momentum Solar | JCP&L |  | Accepted | 2025-04-10 | 2025-05-06 | 2026-05-06 | Inverters | Enphase | IQ8HC-72-M-DOM-US | 380 |  | 18 |  |  | 0.97 |  | Outdoor
NJADRE1559464097 | Administratively Determined Incentive Program | Teaneck | 7666 | 10.66 | Residential | Behind the Meter | Yes | Sunrun Installation Services, Inc. | PSE&G |  | Accepted | 2025-04-10 | 2025-05-06 | 2026-05-06 | Solar Panels | Hanwha Q-Cells | Q.PEAK DUO BLK ML-G10+ 410 |  | 0.41 | 14 | 293 | 33 |  | Fixed | Roof
NJADRE1559464097 | Administratively Determined Incentive Program | Teaneck | 7666 | 10.66 | Residential | Behind the Meter | Yes | Sunrun Installation Services, Inc. | PSE&G |  | Accepted | 2025-04-10 | 2025-05-06 | 2026-05-06 | Inverters | SolarEdge Technologies | SE5700H-USMN | 11520 |  | 2 |  |  | 0.99 |  | Outdoor | Next to meter
NJADRE1559464097 | Administratively Determined Incentive Program | Teaneck | 7666 | 10.66 | Residential | Behind the Meter | Yes | Sunrun Installation Services, Inc. | PSE&G |  | Accepted | 2025-04-10 | 2025-05-06 | 2026-05-06 | Solar Panels | Hanwha Q-Cells | Q.PEAK DUO BLK ML-G10+ 410 |  | 0.41 | 12 | 203 | 40 |  | Fixed | Roof
NJADRE1559465083 | Administratively Determined Incentive Program | BARNEGAT | 8005 | 14.35 | Residential | Behind the Meter | Yes | Whitman Construction, LLC | JCP&L |  | Accepted | 2025-04-11 | 2025-05-06 | 2026-05-06 | Solar Panels | Trina Solar | TSM-410NE09RC.05 |  | 0.41 | 11 | 206 | 18 |  | Fixed | Roof
NJADRE1559465083 | Administratively Determined Incentive Program | BARNEGAT | 8005 | 14.35 | Residential | Behind the Meter | Yes | Whitman Construction, LLC | JCP&L |  | Accepted | 2025-04-11 | 2025-05-06 | 2026-05-06 | Inverters | ENPHASE | IQ8PLUS-72-2-US | 290 |  | 35 |  |  | 0.975 |  | Outdoor
NJADRE1559465083 | Administratively Determined Incentive Program | BARNEGAT | 8005 | 14.35 | Residential | Behind the Meter | Yes | Whitman Construction, LLC | JCP&L |  | Accepted | 2025-04-11 | 2025-05-06 | 2026-05-06 | Solar Panels | Trina Solar | TSM-410NE09RC.05 |  | 0.41 | 22 | 126 | 20 |  | Fixed | Roof
NJADRE1559465083 | Administratively Determined Incentive Program | BARNEGAT | 8005 | 14.35 | Residential | Behind the Meter | Yes | Whitman Construction, LLC | JCP&L |  | Accepted | 2025-04-11 | 2025-05-06 | 2026-05-06 | Solar Panels | Trina Solar | TSM-410NE09RC.05 |  | 0.41 | 2 | 216 | 20 |  | Fixed | Roof
NJADRE1559465083 | Administratively Determined Incentive Program | BARNEGAT | 8005 | 14.35 | Residential | Behind the Meter | Yes | Whitman Construction, LLC | JCP&L |  | Accepted | 2025-04-11 | 2025-05-06 | 2026-05-06 | Meters | ENPHASE | X-IQ-AM1-240-5-HDK |  |  | 1 |  |  |  | Yes | Outdoor
NJADRE1559465108 | Administratively Determined Incentive Program | Atlantic City | 8401 | 6.97 | Residential | Behind the Meter | Yes | Trinity Solar, LLC | AC Electric |  | Accepted | 2025-04-11 | 2025-05-06 | 2026-05-06 | Solar Panels | HANWHA | (Q.PEAK DUO BLK ML-G10+ 410) |  | 0.41 | 9 | 19 | 14 |  | Fixed | Roof
NJADRE1559465108 | Administratively Determined Incentive Program | Atlantic City | 8401 | 6.97 | Residential | Behind the Meter | Yes | Trinity Solar, LLC | AC Electric |  | Accepted | 2025-04-11 | 2025-05-06 | 2026-05-06 | Solar Panels | HANWHA | (Q.PEAK DUO BLK ML-G10+ 410) |  | 0.41 | 8 | 199 | 23 |  | Fixed | Roof
NJADRE1559465108 | Administratively Determined Incentive Program | Atlantic City | 8401 | 6.97 | Residential | Behind the Meter | Yes | Trinity Solar, LLC | AC Electric |  | Accepted | 2025-04-11 | 2025-05-06 | 2026-05-06 | Inverters | Solar Edge | USE5700H-USMNBL75 | 5760 |  | 1 |  |  | 0.97 |  | Outdoor
NJADRE1559465119 | Administratively Determined Incentive Program | Brick | 8724 | 13.12 | Residential | Behind the Meter | Yes | Trinity Solar, LLC | JCP&L |  | Accepted | 2025-04-11 | 2025-05-06 | 2026-05-06 | Inverters | Solar Edge | USE10000H-US | 10000 |  | 1 |  |  | 0.97 |  | Outside
NJADRE1559465119 | Administratively Determined Incentive Program | Brick | 8724 | 13.12 | Residential | Behind the Meter | Yes | Trinity Solar, LLC | JCP&L |  | Accepted | 2025-04-11 | 2025-05-06 | 2026-05-06 | Solar Panels | HANWHA | Q.PEAK DUO BLK ML-G10+ 410 |  | 0.41 | 3 | 136 | 28 |  | Fixed | Roof
NJADRE1559465119 | Administratively Determined Incentive Program | Brick | 8724 | 13.12 | Residential | Behind the Meter | Yes | Trinity Solar, LLC | JCP&L |  | Accepted | 2025-04-11 | 2025-05-06 | 2026-05-06 | Solar Panels | HANWHA | Q.PEAK DUO BLK ML-G10+ 410 |  | 0.41 | 14 | 316 | 28 |  | Fixed | Roof
NJADRE1559465119 | Administratively Determined Incentive Program | Brick | 8724 | 13.12 | Residential | Behind the Meter | Yes | Trinity Solar, LLC | JCP&L |  | Accepted | 2025-04-11 | 2025-05-06 | 2026-05-06 | Solar Panels | HANWHA | Q.PEAK DUO BLK ML-G10+ 410 |  | 0.41 | 2 | 46 | 40 |  | Fixed | Roof
NJADRE1559465119 | Administratively Determined Incentive Program | Brick | 8724 | 13.12 | Residential | Behind the Meter | Yes | Trinity Solar, LLC | JCP&L |  | Accepted | 2025-04-11 | 2025-05-06 | 2026-05-06 | Solar Panels | HANWHA | Q.PEAK DUO BLK ML-G10+ 410 |  | 0.41 | 8 | 316 | 28 |  | Fixed | Roof
NJADRE1559465119 | Administratively Determined Incentive Program | Brick | 8724 | 13.12 | Residential | Behind the Meter | Yes | Trinity Solar, LLC | JCP&L |  | Accepted | 2025-04-11 | 2025-05-06 | 2026-05-06 | Solar Panels | HANWHA | Q.PEAK DUO BLK ML-G10+ 410 |  | 0.41 | 5 | 136 | 28 |  | Fixed | Roof
NJADRE1559465138 | Administratively Determined Incentive Program | Carneys Point | 8069 | 19.68 | Residential | Behind the Meter | Yes | Sunrun Installation Services, Inc. | AC Electric |  | Accepted | 2025-04-11 | 2025-05-06 | 2026-05-06 | Solar Panels | Hanwha Q-Cells | Q.PEAK DUO BLK ML-G10+ 410 |  | 0.41 | 26 | 255 | 23 |  | Fixed | Roof
NJADRE1559465138 | Administratively Determined Incentive Program | Carneys Point | 8069 | 19.68 | Residential | Behind the Meter | Yes | Sunrun Installation Services, Inc. | AC Electric |  | Accepted | 2025-04-11 | 2025-05-06 | 2026-05-06 | Inverters | SOLAREDGE TECHNOLOGIES | SE10000H-USMN | 10000 |  | 1 |  |  | 0.99 |  | Outside
NJADRE1559465138 | Administratively Determined Incentive Program | Carneys Point | 8069 | 19.68 | Residential | Behind the Meter | Yes | Sunrun Installation Services, Inc. | AC Electric |  | Accepted | 2025-04-11 | 2025-05-06 | 2026-05-06 | Inverters | SOLAREDGE TECHNOLOGIES | SE3800H-USMN | 3800 |  | 1 |  |  | 0.99 |  | Outside
NJADRE1559465138 | Administratively Determined Incentive Program | Carneys Point | 8069 | 19.68 | Residential | Behind the Meter | Yes | Sunrun Installation Services, Inc. | AC Electric |  | Accepted | 2025-04-11 | 2025-05-06 | 2026-05-06 | Solar Panels | Hanwha Q-Cells | Q.PEAK DUO BLK ML-G10+ 410 |  | 0.41 | 16 | 345 | 15 |  | Fixed | Roof
NJADRE1559465138 | Administratively Determined Incentive Program | Carneys Point | 8069 | 19.68 | Residential | Behind the Meter | Yes | Sunrun Installation Services, Inc. | AC Electric |  | Accepted | 2025-04-11 | 2025-05-06 | 2026-05-06 | Solar Panels | Hanwha Q-Cells | Q.PEAK DUO BLK ML-G10+ 410 |  | 0.41 | 6 | 165 | 15 |  | Fixed | Roof
NJADRE1559465140 | Administratively Determined Incentive Program | Freehold | 7728 | 11.07 | Residential | Behind the Meter | Yes | Sunrun Installation Services, Inc. | JCP&L |  | Accepted | 2025-04-11 | 2025-05-06 | 2026-05-06 | Solar Panels | Hanwha Q-Cells | Q.PEAK DUO BLK ML-G10+ 410 |  | 0.41 | 17 | 145 | 27 |  | Fixed | Roof
NJADRE1559465140 | Administratively Determined Incentive Program | Freehold | 7728 | 11.07 | Residential | Behind the Meter | Yes | Sunrun Installation Services, Inc. | JCP&L |  | Accepted | 2025-04-11 | 2025-05-06 | 2026-05-06 | Solar Panels | Hanwha Q-Cells | Q.PEAK DUO BLK ML-G10+ 410 |  | 0.41 | 10 | 325 | 27 |  | Fixed | Roof
NJADRE1559465140 | Administratively Determined Incentive Program | Freehold | 7728 | 11.07 | Residential | Behind the Meter | Yes | Sunrun Installation Services, Inc. | JCP&L |  | Accepted | 2025-04-11 | 2025-05-06 | 2026-05-06 | Electric Storage Battery | TESLA | Powerwall 3 1707000-xx-y |  |  | 1 |  |  |  | Lithium Ion |  | OUTSIDE
NJADRE1559465140 | Administratively Determined Incentive Program | Freehold | 7728 | 11.07 | Residential | Behind the Meter | Yes | Sunrun Installation Services, Inc. | JCP&L |  | Accepted | 2025-04-11 | 2025-05-06 | 2026-05-06 | Inverters | TESLA | Powerwall 3 1707000-xx-y | 11500 |  | 1 |  |  | 0.97 |  | Outdoor | Next to meter
NJADRE1559465305 | Administratively Determined Incentive Program | Closter | 7624 | 12.3 | Residential | Behind the Meter | Yes | Sunrun Installation Services, Inc. | Orange Rockland Electric |  | Accepted | 2025-04-11 | 2025-05-06 | 2026-05-06 | Solar Panels | HANWHA Q-CELLS | Q.PEAK DUO BLK ML-G10+ 410 |  | 0.41 | 9 | 194 | 22 |  | Fixed | Roof
NJADRE1559465305 | Administratively Determined Incentive Program | Closter | 7624 | 12.3 | Residential | Behind the Meter | Yes | Sunrun Installation Services, Inc. | Orange Rockland Electric |  | Accepted | 2025-04-11 | 2025-05-06 | 2026-05-06 | Electric Storage Battery | Tesla | POWERWALL 3 1707000-XX-Y |  |  | 1 |  |  |  | Lithium Ion |  | OUTSIDE
NJADRE1559465305 | Administratively Determined Incentive Program | Closter | 7624 | 12.3 | Residential | Behind the Meter | Yes | Sunrun Installation Services, Inc. | Orange Rockland Electric |  | Accepted | 2025-04-11 | 2025-05-06 | 2026-05-06 | Solar Panels | HANWHA Q-CELLS | Q.PEAK DUO BLK ML-G10+ 410 |  | 0.41 | 12 | 193 | 20 |  | Fixed | Roof
NJADRE1559465305 | Administratively Determined Incentive Program | Closter | 7624 | 12.3 | Residential | Behind the Meter | Yes | Sunrun Installation Services, Inc. | Orange Rockland Electric |  | Accepted | 2025-04-11 | 2025-05-06 | 2026-05-06 | Inverters | Tesla | POWERWALL 3 1707000-XX-Y | 11500 |  | 1 |  |  | 0.97 |  | Outdoor
NJADRE1559465305 | Administratively Determined Incentive Program | Closter | 7624 | 12.3 | Residential | Behind the Meter | Yes | Sunrun Installation Services, Inc. | Orange Rockland Electric |  | Accepted | 2025-04-11 | 2025-05-06 | 2026-05-06 | Solar Panels | HANWHA Q-CELLS | Q.PEAK DUO BLK ML-G10+ 410 |  | 0.41 | 9 | 14 | 22 |  | Fixed | Roof
NJADRE1559465488 | Administratively Determined Incentive Program | WHITING | 8759 | 9.43 | Residential | Behind the Meter | Yes | Sunrun Installation Services, Inc. | JCP&L |  | Accepted | 2025-04-11 | 2025-05-06 | 2026-05-06 | Inverters | SolarEdge Technologies | SE7600H-USMN | 7600 |  | 1 |  |  | 0.99 |  | Outdoor | Next to meter
NJADRE1559465488 | Administratively Determined Incentive Program | WHITING | 8759 | 9.43 | Residential | Behind the Meter | Yes | Sunrun Installation Services, Inc. | JCP&L |  | Accepted | 2025-04-11 | 2025-05-06 | 2026-05-06 | Solar Panels | Hanwha Q-Cells | Q.PEAK DUO BLK ML-G10+ 410 |  | 0.41 | 23 | 207 | 19 |  | Fixed | Roof
NJADRE1559465510 | Administratively Determined Incentive Program | WASHINGTON TOWNSHIP | 8080 | 3.69 | Residential | Behind the Meter | Yes | Trinity Solar, LLC | AC Electric |  | Accepted | 2025-04-11 | 2025-05-06 | 2026-05-06 | Solar Panels | HANWHA | Q.PEAK DUO BLK ML-G10+ 410 |  | 0.41 | 9 | 179 | 27 |  | Fixed | Roof
NJADRE1559465510 | Administratively Determined Incentive Program | WASHINGTON TOWNSHIP | 8080 | 3.69 | Residential | Behind the Meter | Yes | Trinity Solar, LLC | AC Electric |  | Accepted | 2025-04-11 | 2025-05-06 | 2026-05-06 | Inverters | Solar Edge | USE3800H-US | 3800 |  | 1 |  |  | 0.97 |  | Outside
NJADRE1559465524 | Administratively Determined Incentive Program | WAYNE | 7470 | 19.27 | Residential | Behind the Meter | Yes | Sunrun Installation Services, Inc. | PSE&G |  | Accepted | 2025-04-11 | 2025-05-06 | 2026-05-06 | Solar Panels | Hanwha Q-Cells | Q.PEAK DUO BLK ML-G10+ 410 |  | 0.41 | 15 | 81 | 17 |  | Fixed | Roof
NJADRE1559465524 | Administratively Determined Incentive Program | WAYNE | 7470 | 19.27 | Residential | Behind the Meter | Yes | Sunrun Installation Services, Inc. | PSE&G |  | Accepted | 2025-04-11 | 2025-05-06 | 2026-05-06 | Inverters | SolarEdge Technologies | SE7600H-USMN | 7600 |  | 1 |  |  | 0.99 |  | Outdoor | Next to meter
NJADRE1559465524 | Administratively Determined Incentive Program | WAYNE | 7470 | 19.27 | Residential | Behind the Meter | Yes | Sunrun Installation Services, Inc. | PSE&G |  | Accepted | 2025-04-11 | 2025-05-06 | 2026-05-06 | Solar Panels | Hanwha Q-Cells | Q.PEAK DUO BLK ML-G10+ 410 |  | 0.41 | 8 | 82 | 19 |  | Fixed | Roof
NJADRE1559465524 | Administratively Determined Incentive Program | WAYNE | 7470 | 19.27 | Residential | Behind the Meter | Yes | Sunrun Installation Services, Inc. | PSE&G |  | Accepted | 2025-04-11 | 2025-05-06 | 2026-05-06 | Solar Panels | Hanwha Q-Cells | Q.PEAK DUO BLK ML-G10+ 410 |  | 0.41 | 6 | 261 | 22 |  | Fixed | Roof
NJADRE1559465524 | Administratively Determined Incentive Program | WAYNE | 7470 | 19.27 | Residential | Behind the Meter | Yes | Sunrun Installation Services, Inc. | PSE&G |  | Accepted | 2025-04-11 | 2025-05-06 | 2026-05-06 | Inverters | SolarEdge Technologies | SE5700H-USMN | 5760 |  | 1 |  |  | 0.99 |  | Outdoor | Next to meter
NJADRE1559465524 | Administratively Determined Incentive Program | WAYNE | 7470 | 19.27 | Residential | Behind the Meter | Yes | Sunrun Installation Services, Inc. | PSE&G |  | Accepted | 2025-04-11 | 2025-05-06 | 2026-05-06 | Solar Panels | Hanwha Q-Cells | Q.PEAK DUO BLK ML-G10+ 410 |  | 0.41 | 18 | 260 | 20 |  | Fixed | Roof
NJADRE1559465526 | Administratively Determined Incentive Program | LITTLE EGG HARBOR TOWNSHIP | 8087 | 8.61 | Residential | Behind the Meter | Yes | Trinity Solar, LLC | AC Electric |  | Accepted | 2025-04-11 | 2025-05-06 | 2026-05-06 | Solar Panels | Hanwha | HANWHA 410 (Q.PEAK DUO BLK ML-G10+ 410) |  | 0.41 | 4 | 191 | 18 |  | Fixed | Roof
NJADRE1559465526 | Administratively Determined Incentive Program | LITTLE EGG HARBOR TOWNSHIP | 8087 | 8.61 | Residential | Behind the Meter | Yes | Trinity Solar, LLC | AC Electric |  | Accepted | 2025-04-11 | 2025-05-06 | 2026-05-06 | Inverters | Tesla | TESLA 7.6kW (PV ONLY) | 7600 |  | 1 |  |  | 0.97 |  | Outdoor
NJADRE1559465526 | Administratively Determined Incentive Program | LITTLE EGG HARBOR TOWNSHIP | 8087 | 8.61 | Residential | Behind the Meter | Yes | Trinity Solar, LLC | AC Electric |  | Accepted | 2025-04-11 | 2025-05-06 | 2026-05-06 | Solar Panels | Hanwha | HANWHA 410 (Q.PEAK DUO BLK ML-G10+ 410) |  | 0.41 | 8 | 281 | 18 |  | Fixed | Roof
NJADRE1559465526 | Administratively Determined Incentive Program | LITTLE EGG HARBOR TOWNSHIP | 8087 | 8.61 | Residential | Behind the Meter | Yes | Trinity Solar, LLC | AC Electric |  | Accepted | 2025-04-11 | 2025-05-06 | 2026-05-06 | Solar Panels | Hanwha | HANWHA 410 (Q.PEAK DUO BLK ML-G10+ 410) |  | 0.41 | 9 | 101 | 18 |  | Fixed | Roof
NJADRE1559465529 | Administratively Determined Incentive Program | VILLAS | 8251 | 5.16 | Residential | Behind the Meter | Yes | EMT Renewables, LLC | AC Electric |  | Accepted | 2025-04-11 | 2025-05-06 | 2026-05-06 | Solar Panels | SEG SOLAR | SEG 430 |  | 0.43 | 12 | 102 | 28 |  | Fixed | Roof
NJADRE1559465529 | Administratively Determined Incentive Program | VILLAS | 8251 | 5.16 | Residential | Behind the Meter | Yes | EMT Renewables, LLC | AC Electric |  | Accepted | 2025-04-11 | 2025-05-06 | 2026-05-06 | Inverters | ENPHASE | IQ8+ | 290 |  | 12 |  |  | 0.98 |  | Other | UNDER EACH PANEL
NJADRE1559465541 | Administratively Determined Incentive Program | Passaic | 7055 | 4.1 | Residential | Behind the Meter | Yes | Trinity Solar, LLC | PSE&G |  | Accepted | 2025-04-11 | 2025-05-06 | 2026-05-06 | Inverters | Solar Edge | USE3800H-USMNBL75 | 3800 |  | 1 |  |  | 0.97 |  | Outdoor
NJADRE1559465541 | Administratively Determined Incentive Program | Passaic | 7055 | 4.1 | Residential | Behind the Meter | Yes | Trinity Solar, LLC | PSE&G |  | Accepted | 2025-04-11 | 2025-05-06 | 2026-05-06 | Solar Panels | HANWHA | (Q.PEAK DUO BLK ML-G10+ 410) |  | 0.41 | 10 | 173 | 41 |  | Fixed | Roof
NJADRE1559465547 | Administratively Determined Incentive Program | Lindenwold | 8021 | 4.68 | Residential | Behind the Meter | Yes | Integrity Solar & Home Solutions, LLC | AC Electric |  | Accepted | 2025-04-11 | 2025-05-06 | 2026-05-06 | Inverters | ENPHASE | IQ8+ | 290 |  | 11 |  |  | 0.98 |  | Other | UNDER EACH PANEL
NJADRE1559465547 | Administratively Determined Incentive Program | Lindenwold | 8021 | 4.68 | Residential | Behind the Meter | Yes | Integrity Solar & Home Solutions, LLC | AC Electric |  | Accepted | 2025-04-11 | 2025-05-06 | 2026-05-06 | Solar Panels | JINKO | JKM425N-54HL4-B |  | 0.425 | 11 | 203 | 22 |  | Fixed | Roof
NJADRE1559465551 | Administratively Determined Incentive Program | Cape May | 8204 | 8.6 | Residential | Behind the Meter | Yes | EMT Renewables, LLC | AC Electric |  | Accepted | 2025-04-11 | 2025-05-06 | 2026-05-06 | Inverters | ENPHASE | IQ8+ | 290 |  | 20 |  |  | 0.98 |  | Other | UNDER EACH PANEL
NJADRE1559465551 | Administratively Determined Incentive Program | Cape May | 8204 | 8.6 | Residential | Behind the Meter | Yes | EMT Renewables, LLC | AC Electric |  | Accepted | 2025-04-11 | 2025-05-06 | 2026-05-06 | Solar Panels | SEG SOLAR | SEG 430 |  | 0.43 | 20 | 101 | 32 |  | Fixed | Roof
NJADRE1559465558 | Administratively Determined Incentive Program | Fairfield | 7004 | 15.58 | Residential | Behind the Meter | Yes | Trinity Solar, LLC | PSE&G |  | Accepted | 2025-04-11 | 2025-05-06 | 2026-05-06 | Inverters | Solar Edge | USE7600H-USMNBL75 | 7600 |  | 1 |  |  | 0.97 |  | Outdoor
NJADRE1559465558 | Administratively Determined Incentive Program | Fairfield | 7004 | 15.58 | Residential | Behind the Meter | Yes | Trinity Solar, LLC | PSE&G |  | Accepted | 2025-04-11 | 2025-05-06 | 2026-05-06 | Solar Panels | Hanwha | HANWHA 410 (Q.PEAK DUO BLK ML-G10+ 410) |  | 0.41 | 10 | 295 | 10 |  | Fixed | Roof
NJADRE1559465558 | Administratively Determined Incentive Program | Fairfield | 7004 | 15.58 | Residential | Behind the Meter | Yes | Trinity Solar, LLC | PSE&G |  | Accepted | 2025-04-11 | 2025-05-06 | 2026-05-06 | Inverters | Solar Edge | USE5700H-USMNBL75 | 5700 |  | 1 |  |  | 0.97 |  | Outdoor
NJADRE1559465558 | Administratively Determined Incentive Program | Fairfield | 7004 | 15.58 | Residential | Behind the Meter | Yes | Trinity Solar, LLC | PSE&G |  | Accepted | 2025-04-11 | 2025-05-06 | 2026-05-06 | Solar Panels | Hanwha | HANWHA 410 (Q.PEAK DUO BLK ML-G10+ 410) |  | 0.41 | 19 | 115 | 42 |  | Fixed | Roof
NJADRE1559465558 | Administratively Determined Incentive Program | Fairfield | 7004 | 15.58 | Residential | Behind the Meter | Yes | Trinity Solar, LLC | PSE&G |  | Accepted | 2025-04-11 | 2025-05-06 | 2026-05-06 | Solar Panels | Hanwha | HANWHA 410 (Q.PEAK DUO BLK ML-G10+ 410) |  | 0.41 | 9 | 115 | 41 |  | Fixed | Roof
NJADRE1559465575 | Administratively Determined Incentive Program | Pennsville | 8070 | 17.2 | Residential | Behind the Meter | Yes | EMT Renewables, LLC | AC Electric |  | Accepted | 2025-04-11 | 2025-05-06 | 2026-05-06 | Inverters | ENPHASE | IQ8+ | 290 |  | 40 |  |  | 0.98 |  | Other | UNDER EACH PANEL
NJADRE1559465575 | Administratively Determined Incentive Program | Pennsville | 8070 | 17.2 | Residential | Behind the Meter | Yes | EMT Renewables, LLC | AC Electric |  | Accepted | 2025-04-11 | 2025-05-06 | 2026-05-06 | Solar Panels | SEG SOLAR | SEG 430 |  | 0.43 | 21 | 129 | 23 |  | Fixed | Roof
NJADRE1559465575 | Administratively Determined Incentive Program | Pennsville | 8070 | 17.2 | Residential | Behind the Meter | Yes | EMT Renewables, LLC | AC Electric |  | Accepted | 2025-04-11 | 2025-05-06 | 2026-05-06 | Solar Panels | SEG SOLAR | SEG 430 |  | 0.43 | 19 | 309 | 23 |  | Fixed | Roof
NJADRE1559465591 | Administratively Determined Incentive Program | Old Bridge | 8857 | 10.25 | Residential | Behind the Meter | Yes | Trinity Solar, LLC | JCP&L |  | Accepted | 2025-04-11 | 2025-05-06 | 2026-05-06 | Solar Panels | HANWHA | Q.PEAK DUO BLK ML-G10+ 410 |  | 0.41 | 10 | 109 | 18 |  | Fixed | Roof
NJADRE1559465591 | Administratively Determined Incentive Program | Old Bridge | 8857 | 10.25 | Residential | Behind the Meter | Yes | Trinity Solar, LLC | JCP&L |  | Accepted | 2025-04-11 | 2025-05-06 | 2026-05-06 | Inverters | Solar Edge | SE7600H-US | 7600 |  | 1 |  |  | 0.97 |  | Outside
NJADRE1559465591 | Administratively Determined Incentive Program | Old Bridge | 8857 | 10.25 | Residential | Behind the Meter | Yes | Trinity Solar, LLC | JCP&L |  | Accepted | 2025-04-11 | 2025-05-06 | 2026-05-06 | Solar Panels | HANWHA | Q.PEAK DUO BLK ML-G10+ 410 |  | 0.41 | 4 | 19 | 18 |  | Fixed | Roof
NJADRE1559465591 | Administratively Determined Incentive Program | Old Bridge | 8857 | 10.25 | Residential | Behind the Meter | Yes | Trinity Solar, LLC | JCP&L |  | Accepted | 2025-04-11 | 2025-05-06 | 2026-05-06 | Solar Panels | HANWHA | Q.PEAK DUO BLK ML-G10+ 410 |  | 0.41 | 11 | 199 | 18 |  | Fixed | Roof
NJADRE1559465612 | Administratively Determined Incentive Program | Hightstown | 8520 | 6.15 | Residential | Behind the Meter | Yes | Trinity Solar, LLC | JCP&L |  | Accepted | 2025-04-11 | 2025-05-06 | 2026-05-06 | Inverters | Solar Edge | USE5700H-USMNBL75 | 5760 |  | 1 |  |  | 0.97 |  | Outdoor
NJADRE1559465612 | Administratively Determined Incentive Program | Hightstown | 8520 | 6.15 | Residential | Behind the Meter | Yes | Trinity Solar, LLC | JCP&L |  | Accepted | 2025-04-11 | 2025-05-06 | 2026-05-06 | Solar Panels | HANWHA | (Q.PEAK DUO BLK ML-G10+ 410) |  | 0.41 | 6 | 130 | 40 |  | Fixed | Roof
NJADRE1559465612 | Administratively Determined Incentive Program | Hightstown | 8520 | 6.15 | Residential | Behind the Meter | Yes | Trinity Solar, LLC | JCP&L |  | Accepted | 2025-04-11 | 2025-05-06 | 2026-05-06 | Solar Panels | HANWHA | (Q.PEAK DUO BLK ML-G10+ 410) |  | 0.41 | 9 | 220 | 30 |  | Fixed | Roof
NJADRE1559465620 | Administratively Determined Incentive Program | Mantua | 8051 | 19.27 | Residential | Behind the Meter | Yes | Trinity Solar, LLC | AC Electric |  | Accepted | 2025-04-11 | 2025-05-06 | 2026-05-06 | Inverters | Tesla | TESLA 7.6kW (PV ONLY) | 7600 |  | 2 |  |  | 0.97 |  | Outdoor
NJADRE1559465620 | Administratively Determined Incentive Program | Mantua | 8051 | 19.27 | Residential | Behind the Meter | Yes | Trinity Solar, LLC | AC Electric |  | Accepted | 2025-04-11 | 2025-05-06 | 2026-05-06 | Solar Panels | Hanwha | HANWHA 410 (Q.PEAK DUO BLK ML-G10+ 410) |  | 0.41 | 9 | 85 | 24 |  | Fixed | Roof
NJADRE1559465620 | Administratively Determined Incentive Program | Mantua | 8051 | 19.27 | Residential | Behind the Meter | Yes | Trinity Solar, LLC | AC Electric |  | Accepted | 2025-04-11 | 2025-05-06 | 2026-05-06 | Solar Panels | Hanwha | HANWHA 410 (Q.PEAK DUO BLK ML-G10+ 410) |  | 0.41 | 38 | 265 | 24 |  | Fixed | Roof
NJADRE1559465633 | Administratively Determined Incentive Program | Glassboro | 8028 | 6.53 | Residential | Behind the Meter | Yes | SunnyMac, LLC | AC Electric |  | Accepted | 2025-04-11 | 2025-05-07 | 2026-05-07 | Solar Panels | HANWHA | Q.TRON BLK M-G2+ 435W |  | 0.435 | 3 | 151 | 40 |  | Fixed | Roof
NJADRE1559465633 | Administratively Determined Incentive Program | Glassboro | 8028 | 6.53 | Residential | Behind the Meter | Yes | SunnyMac, LLC | AC Electric |  | Accepted | 2025-04-11 | 2025-05-07 | 2026-05-07 | Inverters | SOLAREDGE | SE5700H-US | 5760 |  | 1 |  |  | 0.99 |  | Outdoor | next to meter
NJADRE1559465633 | Administratively Determined Incentive Program | Glassboro | 8028 | 6.53 | Residential | Behind the Meter | Yes | SunnyMac, LLC | AC Electric |  | Accepted | 2025-04-11 | 2025-05-07 | 2026-05-07 | Solar Panels | HANWHA | Q.TRON BLK M-G2+ 435W |  | 0.435 | 10 | 241 | 23 |  | Fixed | Roof
NJADRE1559465633 | Administratively Determined Incentive Program | Glassboro | 8028 | 6.53 | Residential | Behind the Meter | Yes | SunnyMac, LLC | AC Electric |  | Accepted | 2025-04-11 | 2025-05-07 | 2026-05-07 | Solar Panels | HANWHA | Q.TRON BLK M-G2+ 435W |  | 0.435 | 2 | 61 | 23 |  | Fixed | Roof
NJADRE1559465640 | Administratively Determined Incentive Program | Villas | 8251 | 18.92 | Residential | Behind the Meter | Yes | EMT Renewables, LLC | AC Electric |  | Accepted | 2025-04-11 | 2025-05-07 | 2026-05-07 | Solar Panels | SEG SOLAR | SEG 430 |  | 0.43 | 7 | 29 | 17 |  | Fixed | Roof
NJADRE1559465640 | Administratively Determined Incentive Program | Villas | 8251 | 18.92 | Residential | Behind the Meter | Yes | EMT Renewables, LLC | AC Electric |  | Accepted | 2025-04-11 | 2025-05-07 | 2026-05-07 | Inverters | ENPHASE | IQ8+ | 290 |  | 44 |  |  | 0.98 |  | Other | UNDER EACH PANEL
NJADRE1559465640 | Administratively Determined Incentive Program | Villas | 8251 | 18.92 | Residential | Behind the Meter | Yes | EMT Renewables, LLC | AC Electric |  | Accepted | 2025-04-11 | 2025-05-07 | 2026-05-07 | Solar Panels | SEG SOLAR | SEG 430 |  | 0.43 | 8 | 209 | 17 |  | Fixed | Roof
NJADRE1559465640 | Administratively Determined Incentive Program | Villas | 8251 | 18.92 | Residential | Behind the Meter | Yes | EMT Renewables, LLC | AC Electric |  | Accepted | 2025-04-11 | 2025-05-07 | 2026-05-07 | Solar Panels | SEG SOLAR | SEG 430 |  | 0.43 | 19 | 210 | 17 |  | Fixed | Roof
NJADRE1559465640 | Administratively Determined Incentive Program | Villas | 8251 | 18.92 | Residential | Behind the Meter | Yes | EMT Renewables, LLC | AC Electric |  | Accepted | 2025-04-11 | 2025-05-07 | 2026-05-07 | Solar Panels | SEG SOLAR | SEG 430 |  | 0.43 | 10 | 30 | 17 |  | Fixed | Roof
NJADRE1559465641 | Administratively Determined Incentive Program | Willingboro | 8046 | 10.63 | Residential | Behind the Meter | Yes | Whitman Construction, LLC | PSE&G |  | Accepted | 2025-04-11 | 2025-05-06 | 2026-05-06 | Solar Panels | Jinko Solar | JKM425N-54HL4-B |  | 0.425 | 15 | 147 | 28 |  | Fixed | Roof
NJADRE1559465641 | Administratively Determined Incentive Program | Willingboro | 8046 | 10.63 | Residential | Behind the Meter | Yes | Whitman Construction, LLC | PSE&G |  | Accepted | 2025-04-11 | 2025-05-06 | 2026-05-06 | Solar Panels | Jinko Solar | JKM425N-54HL4-B |  | 0.425 | 10 | 327 | 28 |  | Fixed | Roof
NJADRE1559465641 | Administratively Determined Incentive Program | Willingboro | 8046 | 10.63 | Residential | Behind the Meter | Yes | Whitman Construction, LLC | PSE&G |  | Accepted | 2025-04-11 | 2025-05-06 | 2026-05-06 | Inverters | ENPHASE | IQ8PLUS-72-2-US | 290 |  | 25 |  |  | 0.975 |  | Outdoor
NJADRE1559465650 | Administratively Determined Incentive Program | Closter | 7624 | 11.07 | Residential | Behind the Meter | Yes | Trinity Solar, LLC | Orange Rockland Electric |  | Accepted | 2025-04-11 | 2025-05-06 | 2026-05-06 | Inverters | Solar Edge | USE10000H-USMNBL75 | 10000 |  | 1 |  |  | 0.97 |  | Outdoor
NJADRE1559465650 | Administratively Determined Incentive Program | Closter | 7624 | 11.07 | Residential | Behind the Meter | Yes | Trinity Solar, LLC | Orange Rockland Electric |  | Accepted | 2025-04-11 | 2025-05-06 | 2026-05-06 | Solar Panels | Hanwha | HANWHA 410 (Q.PEAK DUO BLK ML-G10+ 410) |  | 0.41 | 4 | 5 | 30 |  | Fixed | Roof
NJADRE1559465650 | Administratively Determined Incentive Program | Closter | 7624 | 11.07 | Residential | Behind the Meter | Yes | Trinity Solar, LLC | Orange Rockland Electric |  | Accepted | 2025-04-11 | 2025-05-06 | 2026-05-06 | Solar Panels | Hanwha | HANWHA 410 (Q.PEAK DUO BLK ML-G10+ 410) |  | 0.41 | 8 | 275 | 30 |  | Fixed | Roof
NJADRE1559465650 | Administratively Determined Incentive Program | Closter | 7624 | 11.07 | Residential | Behind the Meter | Yes | Trinity Solar, LLC | Orange Rockland Electric |  | Accepted | 2025-04-11 | 2025-05-06 | 2026-05-06 | Solar Panels | Hanwha | HANWHA 410 (Q.PEAK DUO BLK ML-G10+ 410) |  | 0.41 | 4 | 185 | 30 |  | Fixed | Roof
NJADRE1559465650 | Administratively Determined Incentive Program | Closter | 7624 | 11.07 | Residential | Behind the Meter | Yes | Trinity Solar, LLC | Orange Rockland Electric |  | Accepted | 2025-04-11 | 2025-05-06 | 2026-05-06 | Solar Panels | Hanwha | HANWHA 410 (Q.PEAK DUO BLK ML-G10+ 410) |  | 0.41 | 11 | 95 | 30 |  | Fixed | Roof
NJADRE1559465682 | Administratively Determined Incentive Program | Manalapan | 7726 | 28.48 | Residential | Behind the Meter | Yes | Solar Mite Solutions, LLC | JCP&L |  | Accepted | 2025-04-14 | 2025-05-09 | 2026-05-09 | Solar Panels | Jinko | JKM425N |  | 0.425 | 14 | 8 | 30 |  | Fixed | Roof
NJADRE1559465682 | Administratively Determined Incentive Program | Manalapan | 7726 | 28.48 | Residential | Behind the Meter | Yes | Solar Mite Solutions, LLC | JCP&L |  | Accepted | 2025-04-14 | 2025-05-09 | 2026-05-09 | Solar Panels | Jinko | JKM425N |  | 0.425 | 11 | 278 | 30 |  | Fixed | Roof
NJADRE1559465682 | Administratively Determined Incentive Program | Manalapan | 7726 | 28.48 | Residential | Behind the Meter | Yes | Solar Mite Solutions, LLC | JCP&L |  | Accepted | 2025-04-14 | 2025-05-09 | 2026-05-09 | Solar Panels | Jinko | JKM425N |  | 0.425 | 3 | 8 | 30 |  | Fixed | Roof
NJADRE1559465682 | Administratively Determined Incentive Program | Manalapan | 7726 | 28.48 | Residential | Behind the Meter | Yes | Solar Mite Solutions, LLC | JCP&L |  | Accepted | 2025-04-14 | 2025-05-09 | 2026-05-09 | Solar Panels | Jinko | JKM425N |  | 0.425 | 5 | 188 | 30 |  | Fixed | Roof
NJADRE1559465682 | Administratively Determined Incentive Program | Manalapan | 7726 | 28.48 | Residential | Behind the Meter | Yes | Solar Mite Solutions, LLC | JCP&L |  | Accepted | 2025-04-14 | 2025-05-09 | 2026-05-09 | Inverters | Enphase | IQ8HC-72-M-DOM-US | 380 |  | 67 |  |  | 0.97 |  | Outside
NJADRE1559465682 | Administratively Determined Incentive Program | Manalapan | 7726 | 28.48 | Residential | Behind the Meter | Yes | Solar Mite Solutions, LLC | JCP&L |  | Accepted | 2025-04-14 | 2025-05-09 | 2026-05-09 | Solar Panels | Jinko | JKM425N |  | 0.425 | 7 | 278 | 30 |  | Fixed | Roof
NJADRE1559465682 | Administratively Determined Incentive Program | Manalapan | 7726 | 28.48 | Residential | Behind the Meter | Yes | Solar Mite Solutions, LLC | JCP&L |  | Accepted | 2025-04-14 | 2025-05-09 | 2026-05-09 | Solar Panels | Jinko | JKM425N |  | 0.425 | 10 | 98 | 30 |  | Fixed | Roof
NJADRE1559465682 | Administratively Determined Incentive Program | Manalapan | 7726 | 28.48 | Residential | Behind the Meter | Yes | Solar Mite Solutions, LLC | JCP&L |  | Accepted | 2025-04-14 | 2025-05-09 | 2026-05-09 | Solar Panels | Jinko | JKM425N |  | 0.425 | 17 | 188 | 30 |  | Fixed | Roof
NJADRE1559465725 | Administratively Determined Incentive Program | Somerdale | 8083 | 8.93 | Residential | Behind the Meter | Yes | Whitman Construction, LLC | AC Electric |  | Accepted | 2025-04-11 | 2025-05-07 | 2026-05-07 | Solar Panels | Jinko Solar | JKM425N-54HL4-B |  | 0.425 | 17 | 135 | 20 |  | Fixed | Roof
NJADRE1559465725 | Administratively Determined Incentive Program | Somerdale | 8083 | 8.93 | Residential | Behind the Meter | Yes | Whitman Construction, LLC | AC Electric |  | Accepted | 2025-04-11 | 2025-05-07 | 2026-05-07 | Inverters | ENPHASE | IQ8PLUS-72-2-US | 290 |  | 21 |  |  | 0.975 |  | Outdoor
NJADRE1559465725 | Administratively Determined Incentive Program | Somerdale | 8083 | 8.93 | Residential | Behind the Meter | Yes | Whitman Construction, LLC | AC Electric |  | Accepted | 2025-04-11 | 2025-05-07 | 2026-05-07 | Solar Panels | Jinko Solar | JKM425N-54HL4-B |  | 0.425 | 4 | 135 | 23 |  | Fixed | Roof
NJADRE1559465753 | Administratively Determined Incentive Program | Mansfield | 8022 | 9.84 | Residential | Behind the Meter | No | Tesla Energy Operations, Inc. | PSE&G |  | Accepted | 2025-04-11 | 2025-05-06 | 2026-05-06 | Solar Panels | Hanwha | Q.PEAK DUO BLK ML-G10.a+/TS 410 |  | 0.41 | 2 | 313 | 33 |  | Fixed | Roof
NJADRE1559465753 | Administratively Determined Incentive Program | Mansfield | 8022 | 9.84 | Residential | Behind the Meter | No | Tesla Energy Operations, Inc. | PSE&G |  | Accepted | 2025-04-11 | 2025-05-06 | 2026-05-06 | Solar Panels | Hanwha | Q.PEAK DUO BLK ML-G10.a+/TS 410 |  | 0.41 | 4 | 223 | 45 |  | Fixed | Roof
NJADRE1559465753 | Administratively Determined Incentive Program | Mansfield | 8022 | 9.84 | Residential | Behind the Meter | No | Tesla Energy Operations, Inc. | PSE&G |  | Accepted | 2025-04-11 | 2025-05-06 | 2026-05-06 | Solar Panels | Hanwha | Q.PEAK DUO BLK ML-G10.a+/TS 410 |  | 0.41 | 4 | 313 | 33 |  | Fixed | Roof
NJADRE1559465753 | Administratively Determined Incentive Program | Mansfield | 8022 | 9.84 | Residential | Behind the Meter | No | Tesla Energy Operations, Inc. | PSE&G |  | Accepted | 2025-04-11 | 2025-05-06 | 2026-05-06 | Solar Panels | Hanwha | Q.PEAK DUO BLK ML-G10.a+/TS 410 |  | 0.41 | 6 | 43 | 45 |  | Fixed | Roof
NJADRE1559465753 | Administratively Determined Incentive Program | Mansfield | 8022 | 9.84 | Residential | Behind the Meter | No | Tesla Energy Operations, Inc. | PSE&G |  | Accepted | 2025-04-11 | 2025-05-06 | 2026-05-06 | Inverters | Tesla | 1538000-XX-Y | 3800 |  | 1 |  |  | 0.98 |  | Outdoor
NJADRE1559465753 | Administratively Determined Incentive Program | Mansfield | 8022 | 9.84 | Residential | Behind the Meter | No | Tesla Energy Operations, Inc. | PSE&G |  | Accepted | 2025-04-11 | 2025-05-06 | 2026-05-06 | Inverters | Hanwha | 1538000-XX-Y | 5000 |  | 1 |  |  | 0.98 |  | Outdoor
NJADRE1559465753 | Administratively Determined Incentive Program | Mansfield | 8022 | 9.84 | Residential | Behind the Meter | No | Tesla Energy Operations, Inc. | PSE&G |  | Accepted | 2025-04-11 | 2025-05-06 | 2026-05-06 | Solar Panels | Hanwha | Q.PEAK DUO BLK ML-G10.a+/TS 410 |  | 0.41 | 6 | 133 | 33 |  | Fixed | Roof
NJADRE1559465753 | Administratively Determined Incentive Program | Mansfield | 8022 | 9.84 | Residential | Behind the Meter | No | Tesla Energy Operations, Inc. | PSE&G |  | Accepted | 2025-04-11 | 2025-05-06 | 2026-05-06 | Solar Panels | Hanwha | Q.PEAK DUO BLK ML-G10.a+/TS 410 |  | 0.41 | 2 | 133 | 33 |  | Fixed | Roof
NJADRE1559465838 | Administratively Determined Incentive Program | North Bergen | 7047 | 120.45 | Commercial | Behind the Meter | No | Infinity Solar Systems, LLC | PSE&G |  | Accepted | 2025-04-18 | 2025-05-14 | 2026-05-14 | Inverters | SOLAREDGE | TRI-SE120KUS | 120 |  | 1 |  |  | 0.97 |  | Outside
NJADRE1559465838 | Administratively Determined Incentive Program | North Bergen | 7047 | 120.45 | Commercial | Behind the Meter | No | Infinity Solar Systems, LLC | PSE&G |  | Accepted | 2025-04-18 | 2025-05-14 | 2026-05-14 | Solar Panels | JA SOLAR | JAM72D30-550/MB |  | 0.55 | 219 | 207 | 5 |  | Fixed | Roof
NJADRE1559466797 | Administratively Determined Incentive Program | Tuckerton | 8087 | 2.91 | Residential | Behind the Meter | Yes | SunPurity, LLC | AC Electric |  | Accepted | 2025-04-11 | 2025-06-06 | 2026-06-06 | Solar Panels | Hanwha Q Cells | Q.PEAK DOU BLK-ML-G10+(415W) |  | 0.415 | 7 | 114 | 40 |  | Fixed | Roof
NJADRE1559466797 | Administratively Determined Incentive Program | Tuckerton | 8087 | 2.91 | Residential | Behind the Meter | Yes | SunPurity, LLC | AC Electric |  | Accepted | 2025-04-11 | 2025-06-06 | 2026-06-06 | Inverters | SolarEdge | SE3800H-US | 3800 |  | 1 |  |  | 0.99 |  | Outdoor
NJADRE1559466844 | Administratively Determined Incentive Program | Elizabeth | 7208 | 12.04 | Residential | Behind the Meter | No | Solartec Systems, LLC | PSE&G |  | Accepted | 2025-04-11 | 2025-05-08 | 2026-05-08 | Solar Panels | SEG Solar | SEG-430-BTD-BG |  | 0.43 | 28 | 296 | 26 |  | Fixed | Roof
NJADRE1559466844 | Administratively Determined Incentive Program | Elizabeth | 7208 | 12.04 | Residential | Behind the Meter | No | Solartec Systems, LLC | PSE&G |  | Accepted | 2025-04-11 | 2025-05-08 | 2026-05-08 | Inverters | ENPHASE ENERGY | IQ8PLUS-72-M-US | 290 |  | 28 |  |  | 0.975 |  | Outside
NJADRE1559467203 | Administratively Determined Incentive Program | Egg Harbor Twp | 8234 | 9.35 | Residential | Behind the Meter | Yes | Whitman Construction, LLC | AC Electric |  | Accepted | 2025-04-11 | 2025-05-06 | 2026-05-06 | Inverters | ENPHASE | IQ8PLUS-72-2-US | 290 |  | 22 |  |  | 0.975 |  | Outdoor
NJADRE1559467203 | Administratively Determined Incentive Program | Egg Harbor Twp | 8234 | 9.35 | Residential | Behind the Meter | Yes | Whitman Construction, LLC | AC Electric |  | Accepted | 2025-04-11 | 2025-05-06 | 2026-05-06 | Solar Panels | Jinko Solar | JKM425N-54HL4-B |  | 0.425 | 14 | 128 | 30 |  | Fixed | Roof
NJADRE1559467203 | Administratively Determined Incentive Program | Egg Harbor Twp | 8234 | 9.35 | Residential | Behind the Meter | Yes | Whitman Construction, LLC | AC Electric |  | Accepted | 2025-04-11 | 2025-05-06 | 2026-05-06 | Solar Panels | Jinko Solar | JKM425N-54HL4-B |  | 0.425 | 8 | 128 | 30 |  | Fixed | Roof
NJADRE1559467355 | Administratively Determined Incentive Program | Middletown Township | 7758 | 9.43 | Residential | Behind the Meter | No | Trinity Solar, LLC | JCP&L |  | Accepted | 2025-04-11 | 2025-05-07 | 2026-05-07 | Inverters | Solar Edge | USE7600H-US | 7600 |  | 1 |  |  | 0.97 |  | Outside
NJADRE1559467355 | Administratively Determined Incentive Program | Middletown Township | 7758 | 9.43 | Residential | Behind the Meter | No | Trinity Solar, LLC | JCP&L |  | Accepted | 2025-04-11 | 2025-05-07 | 2026-05-07 | Solar Panels | HANWHA | Q.PEAK DUO BLK ML-G10+ 410 |  | 0.41 | 23 | 252 | 22 |  | Fixed | Roof
NJADRE1559467358 | Administratively Determined Incentive Program | CEDAR GROVE | 7009 | 7.38 | Residential | Behind the Meter | Yes | Trinity Solar, LLC | PSE&G |  | Accepted | 2025-04-11 | 2025-05-06 | 2026-05-06 | Inverters | Tesla | TESLA 5.7kW (PV ONLY) | 5700 |  | 1 |  |  | 0.97 |  | Outdoor
NJADRE1559467358 | Administratively Determined Incentive Program | CEDAR GROVE | 7009 | 7.38 | Residential | Behind the Meter | Yes | Trinity Solar, LLC | PSE&G |  | Accepted | 2025-04-11 | 2025-05-06 | 2026-05-06 | Solar Panels | Hanwha | Q.PEAK DUO BLK ML-G10+ 410 |  | 0.41 | 18 | 202 | 24 |  | Fixed | Roof
NJADRE1559467376 | Administratively Determined Incentive Program | Edison | 8817 | 12.47 | Residential | Behind the Meter | Yes | Pro Custom Solar dba Momentum Solar | PSE&G |  | Accepted | 2025-04-11 | 2025-05-07 | 2026-05-07 | Inverters | Enphase | IQ8HC-72-M-DOM-US | 380 |  | 29 |  |  | 0.97 |  | Outdoor
NJADRE1559467376 | Administratively Determined Incentive Program | Edison | 8817 | 12.47 | Residential | Behind the Meter | Yes | Pro Custom Solar dba Momentum Solar | PSE&G |  | Accepted | 2025-04-11 | 2025-05-07 | 2026-05-07 | Solar Panels | HANWHA | Q.Tron BLK M-G2+ 430 |  | 0.43 | 7 | 83 | 9 |  | Fixed | Roof
NJADRE1559467376 | Administratively Determined Incentive Program | Edison | 8817 | 12.47 | Residential | Behind the Meter | Yes | Pro Custom Solar dba Momentum Solar | PSE&G |  | Accepted | 2025-04-11 | 2025-05-07 | 2026-05-07 | Solar Panels | HANWHA | Q.Tron BLK M-G2+ 430 |  | 0.43 | 10 | 173 | 19 |  | Fixed | Roof
NJADRE1559467376 | Administratively Determined Incentive Program | Edison | 8817 | 12.47 | Residential | Behind the Meter | Yes | Pro Custom Solar dba Momentum Solar | PSE&G |  | Accepted | 2025-04-11 | 2025-05-07 | 2026-05-07 | Solar Panels | HANWHA | Q.Tron BLK M-G2+ 430 |  | 0.43 | 12 | 353 | 18 |  | Fixed | Roof
NJADRE1559467384 | Administratively Determined Incentive Program | MONROE TWP | 8831 | 11.07 | Residential | Behind the Meter | Yes | Pro Custom Solar dba Momentum Solar | JCP&L |  | Accepted | 2025-04-11 | 2025-05-08 | 2026-05-08 | Inverters | ENPHASE | IQ8HC-72-M-DOM-US | 380 |  | 27 |  |  | 0.97 |  | Outdoor
NJADRE1559467384 | Administratively Determined Incentive Program | MONROE TWP | 8831 | 11.07 | Residential | Behind the Meter | Yes | Pro Custom Solar dba Momentum Solar | JCP&L |  | Accepted | 2025-04-11 | 2025-05-08 | 2026-05-08 | Solar Panels | Hanwha | q.peak duo blk ml-g10+410 |  | 0.41 | 17 | 106 | 42 |  | Fixed | Roof
NJADRE1559467384 | Administratively Determined Incentive Program | MONROE TWP | 8831 | 11.07 | Residential | Behind the Meter | Yes | Pro Custom Solar dba Momentum Solar | JCP&L |  | Accepted | 2025-04-11 | 2025-05-08 | 2026-05-08 | Solar Panels | hanwha | q.peak duo blk-g10+410 |  | 0.41 | 10 | 105 | 42 |  | Fixed | Roof
NJADRE1559467410 | Administratively Determined Incentive Program | Cape May Court house | 8210 | 10.66 | Residential | Behind the Meter | Yes | Trinity Solar, LLC | AC Electric |  | Accepted | 2025-04-11 | 2025-05-06 | 2026-05-06 | Solar Panels | Hanwha | HANWHA 410 (Q.PEAK DUO BLK ML-G10+ 410) |  | 0.41 | 16 | 287 | 35 |  | Fixed | Roof
NJADRE1559467410 | Administratively Determined Incentive Program | Cape May Court house | 8210 | 10.66 | Residential | Behind the Meter | Yes | Trinity Solar, LLC | AC Electric |  | Accepted | 2025-04-11 | 2025-05-06 | 2026-05-06 | Inverters | Solar Edge | USE10000H-US | 10000 |  | 1 |  |  | 0.97 |  | Outdoor
NJADRE1559467410 | Administratively Determined Incentive Program | Cape May Court house | 8210 | 10.66 | Residential | Behind the Meter | Yes | Trinity Solar, LLC | AC Electric |  | Accepted | 2025-04-11 | 2025-05-06 | 2026-05-06 | Solar Panels | Hanwha | HANWHA 410 (Q.PEAK DUO BLK ML-G10+ 410) |  | 0.41 | 4 | 107 | 32 |  | Fixed | Roof
NJADRE1559467410 | Administratively Determined Incentive Program | Cape May Court house | 8210 | 10.66 | Residential | Behind the Meter | Yes | Trinity Solar, LLC | AC Electric |  | Accepted | 2025-04-11 | 2025-05-06 | 2026-05-06 | Solar Panels | Hanwha | HANWHA 410 (Q.PEAK DUO BLK ML-G10+ 410) |  | 0.41 | 6 | 107 | 34 |  | Fixed | Roof
NJADRE1559467415 | Administratively Determined Incentive Program | SEASIDE PARK | 8752 | 3.28 | Residential | Behind the Meter | Yes | Trinity Solar, LLC | JCP&L |  | Accepted | 2025-04-11 | 2025-05-07 | 2026-05-07 | Inverters | Solar Edge | SE3800H-US | 3800 |  | 1 |  |  | 0.986 |  | Outside
NJADRE1559467415 | Administratively Determined Incentive Program | SEASIDE PARK | 8752 | 3.28 | Residential | Behind the Meter | Yes | Trinity Solar, LLC | JCP&L |  | Accepted | 2025-04-11 | 2025-05-07 | 2026-05-07 | Solar Panels | Hanwha | Q.PEAK DUO BLK ML-G10+ 410 |  | 0.41 | 8 | 187 | 34 |  | Fixed | Roof
NJADRE1559467416 | Administratively Determined Incentive Program | EAST BRUNSWICK | 8816 | 19.78 | Residential | Behind the Meter | Yes | EMT Renewables, LLC | PSE&G |  | Accepted | 2025-04-11 | 2025-05-07 | 2026-05-07 | Solar Panels | SEG SOLAR | SEG 430 |  | 0.43 | 30 | 265 | 20 |  | Fixed | Roof
NJADRE1559467416 | Administratively Determined Incentive Program | EAST BRUNSWICK | 8816 | 19.78 | Residential | Behind the Meter | Yes | EMT Renewables, LLC | PSE&G |  | Accepted | 2025-04-11 | 2025-05-07 | 2026-05-07 | Inverters | ENPHASE | IQ8+ | 290 |  | 46 |  |  | 0.98 |  | Other | UNDER EACH PANEL
NJADRE1559467416 | Administratively Determined Incentive Program | EAST BRUNSWICK | 8816 | 19.78 | Residential | Behind the Meter | Yes | EMT Renewables, LLC | PSE&G |  | Accepted | 2025-04-11 | 2025-05-07 | 2026-05-07 | Solar Panels | SEG SOLAR | SEG 430 |  | 0.43 | 16 | 265 | 13 |  | Fixed | Roof
NJADRE1559467447 | Administratively Determined Incentive Program | Egg Harbor Twp | 8234 | 8.6 | Residential | Behind the Meter | Yes | EMT Renewables, LLC | AC Electric |  | Accepted | 2025-04-11 | 2025-05-06 | 2026-05-06 | Solar Panels | SEG SOLAR | SEG 430 |  | 0.43 | 6 | 168 | 21 |  | Fixed | Roof
NJADRE1559467447 | Administratively Determined Incentive Program | Egg Harbor Twp | 8234 | 8.6 | Residential | Behind the Meter | Yes | EMT Renewables, LLC | AC Electric |  | Accepted | 2025-04-11 | 2025-05-06 | 2026-05-06 | Solar Panels | SEG SOLAR | SEG 430 |  | 0.43 | 14 | 168 | 18 |  | Fixed | Roof
NJADRE1559467447 | Administratively Determined Incentive Program | Egg Harbor Twp | 8234 | 8.6 | Residential | Behind the Meter | Yes | EMT Renewables, LLC | AC Electric |  | Accepted | 2025-04-11 | 2025-05-06 | 2026-05-06 | Inverters | ENPHASE | IQ8+ | 290 |  | 20 |  |  | 0.98 |  | Other | UNDER EACH PANEL
NJADRE1559467461 | Administratively Determined Incentive Program | Westville | 8093 | 13.94 | Residential | Behind the Meter | Yes | Trinity Solar, LLC | PSE&G |  | Accepted | 2025-04-11 | 2025-05-06 | 2026-05-06 | Solar Panels | HANWHA | (Q.PEAK DUO BLK ML-G10+ 410) |  | 0.41 | 16 | 220 | 23 |  | Fixed | Roof
NJADRE1559467461 | Administratively Determined Incentive Program | Westville | 8093 | 13.94 | Residential | Behind the Meter | Yes | Trinity Solar, LLC | PSE&G |  | Accepted | 2025-04-11 | 2025-05-06 | 2026-05-06 | Solar Panels | HANWHA | (Q.PEAK DUO BLK ML-G10+ 410) |  | 0.41 | 18 | 40 | 23 |  | Fixed | Roof
NJADRE1559467461 | Administratively Determined Incentive Program | Westville | 8093 | 13.94 | Residential | Behind the Meter | Yes | Trinity Solar, LLC | PSE&G |  | Accepted | 2025-04-11 | 2025-05-06 | 2026-05-06 | Inverters | Solar Edge | SE11400H-US | 11400 |  | 1 |  |  | 0.97 |  | Outdoor
NJADRE1559467465 | Administratively Determined Incentive Program | Pennsville | 8070 | 13.33 | Residential | Behind the Meter | Yes | EMT Renewables, LLC | AC Electric |  | Accepted | 2025-04-11 | 2025-05-06 | 2026-05-06 | Solar Panels | SEG SOLAR | SEG 430 |  | 0.43 | 6 | 128 | 30 |  | Fixed | Roof
NJADRE1559467465 | Administratively Determined Incentive Program | Pennsville | 8070 | 13.33 | Residential | Behind the Meter | Yes | EMT Renewables, LLC | AC Electric |  | Accepted | 2025-04-11 | 2025-05-06 | 2026-05-06 | Solar Panels | SEG SOLAR | SEG 430 |  | 0.43 | 5 | 308 | 30 |  | Fixed | Roof
NJADRE1559467465 | Administratively Determined Incentive Program | Pennsville | 8070 | 13.33 | Residential | Behind the Meter | Yes | EMT Renewables, LLC | AC Electric |  | Accepted | 2025-04-11 | 2025-05-06 | 2026-05-06 | Inverters | ENPHASE | IQ8+ | 290 |  | 31 |  |  | 0.98 |  | Other | UNDER EACH PANEL
NJADRE1559467465 | Administratively Determined Incentive Program | Pennsville | 8070 | 13.33 | Residential | Behind the Meter | Yes | EMT Renewables, LLC | AC Electric |  | Accepted | 2025-04-11 | 2025-05-06 | 2026-05-06 | Solar Panels | SEG SOLAR | SEG 430 |  | 0.43 | 8 | 38 | 30 |  | Fixed | Roof
NJADRE1559467465 | Administratively Determined Incentive Program | Pennsville | 8070 | 13.33 | Residential | Behind the Meter | Yes | EMT Renewables, LLC | AC Electric |  | Accepted | 2025-04-11 | 2025-05-06 | 2026-05-06 | Solar Panels | SEG SOLAR | SEG 430 |  | 0.43 | 12 | 218 | 30 |  | Fixed | Roof
NJADRE1559467480 | Administratively Determined Incentive Program | Jackson | 8527 | 17.425 | Residential | Behind the Meter | Yes | Whitman Construction, LLC | JCP&L |  | Accepted | 2025-04-11 | 2025-05-08 | 2026-05-08 | Solar Panels | Jinko Solar | JKM425N-54HL4-B |  | 0.425 | 22 | 151 | 20 |  | Fixed | Roof
NJADRE1559467480 | Administratively Determined Incentive Program | Jackson | 8527 | 17.425 | Residential | Behind the Meter | Yes | Whitman Construction, LLC | JCP&L |  | Accepted | 2025-04-11 | 2025-05-08 | 2026-05-08 | Solar Panels | Jinko Solar | JKM425N-54HL4-B |  | 0.425 | 5 | 241 | 14 |  | Fixed | Roof
NJADRE1559467480 | Administratively Determined Incentive Program | Jackson | 8527 | 17.425 | Residential | Behind the Meter | Yes | Whitman Construction, LLC | JCP&L |  | Accepted | 2025-04-11 | 2025-05-08 | 2026-05-08 | Inverters | ENPHASE | IQ8PLUS-72-2-US | 290 |  | 41 |  |  | 0.975 |  | Outdoor
NJADRE1559467480 | Administratively Determined Incentive Program | Jackson | 8527 | 17.425 | Residential | Behind the Meter | Yes | Whitman Construction, LLC | JCP&L |  | Accepted | 2025-04-11 | 2025-05-08 | 2026-05-08 | Solar Panels | Jinko Solar | JKM425N-54HL4-B |  | 0.425 | 14 | 331 | 20 |  | Fixed | Roof
NJADRE1559467480 | Administratively Determined Incentive Program | Jackson | 8527 | 17.425 | Residential | Behind the Meter | Yes | Whitman Construction, LLC | JCP&L |  | Accepted | 2025-04-11 | 2025-05-08 | 2026-05-08 | Meters | ENPHASE | X-IQ-AM1-240-5-HDK |  |  | 1 |  |  |  | Yes | Outdoor
NJADRE1559467489 | Administratively Determined Incentive Program | Newton | 7860 | 13.7 | Residential | Behind the Meter | Yes | Green Power Energy, LLC | JCP&L |  | Accepted | 2025-04-11 | 2025-05-07 | 2026-05-07 | Electric Storage Battery | Tesla | 1707000-xx-y |  |  | 2 |  |  |  | Lithium Ion |  | Inside and Outside
NJADRE1559467489 | Administratively Determined Incentive Program | Newton | 7860 | 13.7 | Residential | Behind the Meter | Yes | Green Power Energy, LLC | JCP&L |  | Accepted | 2025-04-11 | 2025-05-07 | 2026-05-07 | Solar Panels | Hanwha | Q.PEAK DUO BLK ML-G10+ 415 |  | 0.415 | 25 | 212 | 27 |  | Fixed | Roof
NJADRE1559467489 | Administratively Determined Incentive Program | Newton | 7860 | 13.7 | Residential | Behind the Meter | Yes | Green Power Energy, LLC | JCP&L |  | Accepted | 2025-04-11 | 2025-05-07 | 2026-05-07 | Inverters | Tesla | 1707000-xx-y | 11500 |  | 2 |  |  | 0.98 |  | Indoor
NJADRE1559467489 | Administratively Determined Incentive Program | Newton | 7860 | 13.7 | Residential | Behind the Meter | Yes | Green Power Energy, LLC | JCP&L |  | Accepted | 2025-04-11 | 2025-05-07 | 2026-05-07 | Solar Panels | Hanwha | Q.PEAK DUO BLK ML-G10+ 415 |  | 0.415 | 8 | 212 | 27 |  | Fixed | Roof
NJADRE1559467494 | Administratively Determined Incentive Program | Maplewood | 7040 | 6.97 | Residential | Behind the Meter | Yes | Trinity Solar, LLC | PSE&G |  | Accepted | 2025-04-11 | 2025-05-07 | 2026-05-07 | Inverters | Solar Edge | USE5700H-USMNBL75 | 57600 |  | 1 |  |  | 0.97 |  | Outdoor
NJADRE1559467494 | Administratively Determined Incentive Program | Maplewood | 7040 | 6.97 | Residential | Behind the Meter | Yes | Trinity Solar, LLC | PSE&G |  | Accepted | 2025-04-11 | 2025-05-07 | 2026-05-07 | Solar Panels | Hanwha | HANWHA 410 (Q.PEAK DUO BLK ML-G10+ 410) |  | 0.41 | 13 | 260 | 30 |  | Fixed | Roof
NJADRE1559467494 | Administratively Determined Incentive Program | Maplewood | 7040 | 6.97 | Residential | Behind the Meter | Yes | Trinity Solar, LLC | PSE&G |  | Accepted | 2025-04-11 | 2025-05-07 | 2026-05-07 | Solar Panels | Hanwha | HANWHA 410 (Q.PEAK DUO BLK ML-G10+ 410) |  | 0.41 | 4 | 260 | 30 |  | Fixed | Roof
NJADRE1559467501 | Administratively Determined Incentive Program | Pennsville | 8070 | 17.2 | Residential | Behind the Meter | Yes | EMT Renewables, LLC | AC Electric |  | Accepted | 2025-04-11 | 2025-05-07 | 2026-05-07 | Solar Panels | SEG SOLAR | SEG 430 |  | 0.43 | 9 | 219 | 22 |  | Fixed | Roof
NJADRE1559467501 | Administratively Determined Incentive Program | Pennsville | 8070 | 17.2 | Residential | Behind the Meter | Yes | EMT Renewables, LLC | AC Electric |  | Accepted | 2025-04-11 | 2025-05-07 | 2026-05-07 | Solar Panels | SEG SOLAR | SEG 430 |  | 0.43 | 12 | 39 | 21 |  | Fixed | Roof
NJADRE1559467501 | Administratively Determined Incentive Program | Pennsville | 8070 | 17.2 | Residential | Behind the Meter | Yes | EMT Renewables, LLC | AC Electric |  | Accepted | 2025-04-11 | 2025-05-07 | 2026-05-07 | Inverters | ENPHASE | IQ8+ | 290 |  | 40 |  |  | 0.98 |  | Other | UNDER EACH PANEL
NJADRE1559467501 | Administratively Determined Incentive Program | Pennsville | 8070 | 17.2 | Residential | Behind the Meter | Yes | EMT Renewables, LLC | AC Electric |  | Accepted | 2025-04-11 | 2025-05-07 | 2026-05-07 | Solar Panels | SEG SOLAR | SEG 430 |  | 0.43 | 12 | 219 | 21 |  | Fixed | Roof
NJADRE1559467501 | Administratively Determined Incentive Program | Pennsville | 8070 | 17.2 | Residential | Behind the Meter | Yes | EMT Renewables, LLC | AC Electric |  | Accepted | 2025-04-11 | 2025-05-07 | 2026-05-07 | Solar Panels | SEG SOLAR | SEG 430 |  | 0.43 | 7 | 39 | 22 |  | Fixed | Roof
NJADRE1559467507 | Administratively Determined Incentive Program | Newark | 7112 | 3.83 | Residential | Behind the Meter | Yes | Fusion Solar Energy, LLC | PSE&G |  | Accepted | 2025-04-11 | 2025-05-07 | 2026-05-07 | Solar Panels | TRINA SOLAR | TSM-NE09R.05 (425W) |  | 0.425 | 3 | 204.17 | 21 |  | Fixed | Roof
NJADRE1559467507 | Administratively Determined Incentive Program | Newark | 7112 | 3.83 | Residential | Behind the Meter | Yes | Fusion Solar Energy, LLC | PSE&G |  | Accepted | 2025-04-11 | 2025-05-07 | 2026-05-07 | Inverters | ENPHASE | IQ8PLUS-72-M-US | 290 |  | 9 |  |  | 0.97 |  | Outside | Roof
NJADRE1559467507 | Administratively Determined Incentive Program | Newark | 7112 | 3.83 | Residential | Behind the Meter | Yes | Fusion Solar Energy, LLC | PSE&G |  | Accepted | 2025-04-11 | 2025-05-07 | 2026-05-07 | Solar Panels | TRINA SOLAR | TSM-NE09R.05 (425W) |  | 0.425 | 6 | 109.13 | 7 |  | Fixed | Roof
NJADRE1559467519 | Administratively Determined Incentive Program | Paterson | 7503 | 11.61 | Residential | Behind the Meter | Yes | Pro Custom Solar dba Momentum Solar | PSE&G |  | Accepted | 2025-04-11 | 2025-05-07 | 2026-05-07 | Inverters | Enphase | IQ8HC-72-M-DOM-US | 380 |  | 27 |  |  | 0.97 |  | Outdoor
NJADRE1559467519 | Administratively Determined Incentive Program | Paterson | 7503 | 11.61 | Residential | Behind the Meter | Yes | Pro Custom Solar dba Momentum Solar | PSE&G |  | Accepted | 2025-04-11 | 2025-05-07 | 2026-05-07 | Solar Panels | Hanwha | Q.TRON BLK M-G2+430 |  | 0.43 | 5 | 257 | 25 |  | Fixed | Roof
NJADRE1559467519 | Administratively Determined Incentive Program | Paterson | 7503 | 11.61 | Residential | Behind the Meter | Yes | Pro Custom Solar dba Momentum Solar | PSE&G |  | Accepted | 2025-04-11 | 2025-05-07 | 2026-05-07 | Solar Panels | Hanwha | Q.TRON BLK M-G2+430 |  | 0.43 | 9 | 167 | 32 |  | Fixed | Roof
NJADRE1559467519 | Administratively Determined Incentive Program | Paterson | 7503 | 11.61 | Residential | Behind the Meter | Yes | Pro Custom Solar dba Momentum Solar | PSE&G |  | Accepted | 2025-04-11 | 2025-05-07 | 2026-05-07 | Solar Panels | Hanwha | Q.TRON BLK M-G2+430 |  | 0.43 | 5 | 77 | 29 |  | Fixed | Roof
NJADRE1559467519 | Administratively Determined Incentive Program | Paterson | 7503 | 11.61 | Residential | Behind the Meter | Yes | Pro Custom Solar dba Momentum Solar | PSE&G |  | Accepted | 2025-04-11 | 2025-05-07 | 2026-05-07 | Solar Panels | Hanwha | Q.TRON BLK M-G2+430 |  | 0.43 | 8 | 347 | 32 |  | Fixed | Roof
NJADRE1559467526 | Administratively Determined Incentive Program | Wenonah | 8090 | 6.8 | Residential | Behind the Meter | Yes | Integrity Solar & Home Solutions, LLC | AC Electric |  | Accepted | 2025-04-11 | 2025-05-07 | 2026-05-07 | Inverters | ENPHASE | IQ8+ | 290 |  | 16 |  |  | 0.98 |  | Other | UNDER EACH PANEL
NJADRE1559467526 | Administratively Determined Incentive Program | Wenonah | 8090 | 6.8 | Residential | Behind the Meter | Yes | Integrity Solar & Home Solutions, LLC | AC Electric |  | Accepted | 2025-04-11 | 2025-05-07 | 2026-05-07 | Solar Panels | JINKO | JKM425N-54HL4-B |  | 0.425 | 4 | 320 | 20 |  | Fixed | Roof
NJADRE1559467526 | Administratively Determined Incentive Program | Wenonah | 8090 | 6.8 | Residential | Behind the Meter | Yes | Integrity Solar & Home Solutions, LLC | AC Electric |  | Accepted | 2025-04-11 | 2025-05-07 | 2026-05-07 | Solar Panels | JINKO | JKM425N-54HL4-B |  | 0.425 | 12 | 140 | 20 |  | Fixed | Roof
NJADRE1559467529 | Administratively Determined Incentive Program | Cape May | 8204 | 10.66 | Residential | Behind the Meter | Yes | Trinity Solar, LLC | AC Electric |  | Accepted | 2025-04-11 | 2025-05-07 | 2026-05-07 | Solar Panels | Hanwha | HANWHA 410 (Q.PEAK DUO BLK ML-G10+ 410) |  | 0.41 | 6 | 228 | 25 |  | Fixed | Roof
NJADRE1559467529 | Administratively Determined Incentive Program | Cape May | 8204 | 10.66 | Residential | Behind the Meter | Yes | Trinity Solar, LLC | AC Electric |  | Accepted | 2025-04-11 | 2025-05-07 | 2026-05-07 | Inverters | Solar Edge | SE10000H-US | 10000 |  | 1 |  |  | 0.97 |  | Outdoor
NJADRE1559467529 | Administratively Determined Incentive Program | Cape May | 8204 | 10.66 | Residential | Behind the Meter | Yes | Trinity Solar, LLC | AC Electric |  | Accepted | 2025-04-11 | 2025-05-07 | 2026-05-07 | Solar Panels | Hanwha | HANWHA 410 (Q.PEAK DUO BLK ML-G10+ 410) |  | 0.41 | 7 | 138 | 34 |  | Fixed | Roof
NJADRE1559467529 | Administratively Determined Incentive Program | Cape May | 8204 | 10.66 | Residential | Behind the Meter | Yes | Trinity Solar, LLC | AC Electric |  | Accepted | 2025-04-11 | 2025-05-07 | 2026-05-07 | Solar Panels | Hanwha | HANWHA 410 (Q.PEAK DUO BLK ML-G10+ 410) |  | 0.41 | 4 | 228 | 28 |  | Fixed | Roof
NJADRE1559467529 | Administratively Determined Incentive Program | Cape May | 8204 | 10.66 | Residential | Behind the Meter | Yes | Trinity Solar, LLC | AC Electric |  | Accepted | 2025-04-11 | 2025-05-07 | 2026-05-07 | Solar Panels | Hanwha | HANWHA 410 (Q.PEAK DUO BLK ML-G10+ 410) |  | 0.41 | 9 | 228 | 28 |  | Fixed | Roof
NJADRE1559467539 | Administratively Determined Incentive Program | Hazlet | 7730 | 12.8 | Residential | Behind the Meter | No | Solar Energy World | JCP&L |  | Accepted | 2025-04-11 | 2025-05-07 | 2026-05-07 | Solar Panels | LONGi | LR5-54HABB-400M |  | 0.4 | 16 | 177 | 25 |  | Fixed | Roof
NJADRE1559467539 | Administratively Determined Incentive Program | Hazlet | 7730 | 12.8 | Residential | Behind the Meter | No | Solar Energy World | JCP&L |  | Accepted | 2025-04-11 | 2025-05-07 | 2026-05-07 | Solar Panels | LONGi | LR5-54HABB-400M |  | 0.4 | 12 | 257 | 24 |  | Fixed | Roof
NJADRE1559467539 | Administratively Determined Incentive Program | Hazlet | 7730 | 12.8 | Residential | Behind the Meter | No | Solar Energy World | JCP&L |  | Accepted | 2025-04-11 | 2025-05-07 | 2026-05-07 | Inverters | Enphase | IQ8+-72-M-US | 290 |  | 32 |  |  | 0.97 |  | Outside
NJADRE1559467539 | Administratively Determined Incentive Program | Hazlet | 7730 | 12.8 | Residential | Behind the Meter | No | Solar Energy World | JCP&L |  | Accepted | 2025-04-11 | 2025-05-07 | 2026-05-07 | Solar Panels | LONGi | LR5-54HABB-400M |  | 0.4 | 4 | 177 | 25 |  | Fixed | Roof
NJADRE1559467545 | Administratively Determined Incentive Program | Lindenwold | 8021 | 5.16 | Residential | Behind the Meter | Yes | EMT Renewables, LLC | AC Electric |  | Accepted | 2025-04-11 | 2025-05-07 | 2026-05-07 | Inverters | ENPHASE | IQ8+ | 290 |  | 12 |  |  | 0.98 |  | Other | UNDER EACH PANEL
NJADRE1559467545 | Administratively Determined Incentive Program | Lindenwold | 8021 | 5.16 | Residential | Behind the Meter | Yes | EMT Renewables, LLC | AC Electric |  | Accepted | 2025-04-11 | 2025-05-07 | 2026-05-07 | Solar Panels | SEG SOLAR | SEG 430 |  | 0.43 | 12 | 214 | 27 |  | Fixed | Roof
NJADRE1559467554 | Administratively Determined Incentive Program | Freehold | 7728 | 7.38 | Residential | Behind the Meter | Yes | Sunrun Installation Services, Inc. | JCP&L |  | Accepted | 2025-04-11 | 2025-05-07 | 2026-05-07 | Solar Panels | Hanwha Q-Cells | Q.PEAK DUO BLK ML-G10+ 410 |  | 0.41 | 3 | 116 | 13 |  | Fixed | Roof
NJADRE1559467554 | Administratively Determined Incentive Program | Freehold | 7728 | 7.38 | Residential | Behind the Meter | Yes | Sunrun Installation Services, Inc. | JCP&L |  | Accepted | 2025-04-11 | 2025-05-07 | 2026-05-07 | Inverters | SolarEdge Technologies | SE5700H-USMN | 5760 |  | 1 |  |  | 0.99 |  | Outdoor | Next to meter
NJADRE1559467554 | Administratively Determined Incentive Program | Freehold | 7728 | 7.38 | Residential | Behind the Meter | Yes | Sunrun Installation Services, Inc. | JCP&L |  | Accepted | 2025-04-11 | 2025-05-07 | 2026-05-07 | Solar Panels | Hanwha Q-Cells | Q.PEAK DUO BLK ML-G10+ 410 |  | 0.41 | 15 | 116 | 25 |  | Fixed | Roof
NJADRE1559467559 | Administratively Determined Incentive Program | Rockaway | 7866 | 17.2 | Residential | Behind the Meter | Yes | EMT Renewables, LLC | JCP&L |  | Accepted | 2025-04-11 | 2025-05-07 | 2026-05-07 | Inverters | ENPHASE | IQ8+ | 290 |  | 40 |  |  | 0.98 |  | Other | UNDER EACH PANEL
NJADRE1559467559 | Administratively Determined Incentive Program | Rockaway | 7866 | 17.2 | Residential | Behind the Meter | Yes | EMT Renewables, LLC | JCP&L |  | Accepted | 2025-04-11 | 2025-05-07 | 2026-05-07 | Solar Panels | SEG SOLAR | SEG 430 |  | 0.43 | 25 | 327 | 26 |  | Fixed | Roof
NJADRE1559467559 | Administratively Determined Incentive Program | Rockaway | 7866 | 17.2 | Residential | Behind the Meter | Yes | EMT Renewables, LLC | JCP&L |  | Accepted | 2025-04-11 | 2025-05-07 | 2026-05-07 | Solar Panels | SEG SOLAR | SEG 430 |  | 0.43 | 7 | 147 | 26 |  | Fixed | Roof
NJADRE1559467559 | Administratively Determined Incentive Program | Rockaway | 7866 | 17.2 | Residential | Behind the Meter | Yes | EMT Renewables, LLC | JCP&L |  | Accepted | 2025-04-11 | 2025-05-07 | 2026-05-07 | Solar Panels | SEG SOLAR | SEG 430 |  | 0.43 | 8 | 328 | 5 |  | Fixed | Roof
NJADRE1559467686 | Administratively Determined Incentive Program | Newark | 7106 | 15.17 | Residential | Behind the Meter | Yes | Pro Custom Solar dba Momentum Solar | PSE&G |  | Accepted | 2025-04-11 | 2025-05-07 | 2026-05-07 | Solar Panels | Hanwha | q.peak duo blk ml-g10+410 |  | 0.41 | 8 | 22 | 41 |  | Fixed | Roof
NJADRE1559467686 | Administratively Determined Incentive Program | Newark | 7106 | 15.17 | Residential | Behind the Meter | Yes | Pro Custom Solar dba Momentum Solar | PSE&G |  | Accepted | 2025-04-11 | 2025-05-07 | 2026-05-07 | Solar Panels | Hanwha | q.peak duo blk ml-g10+410 |  | 0.41 | 15 | 202 | 5 |  | Fixed | Roof
NJADRE1559467686 | Administratively Determined Incentive Program | Newark | 7106 | 15.17 | Residential | Behind the Meter | Yes | Pro Custom Solar dba Momentum Solar | PSE&G |  | Accepted | 2025-04-11 | 2025-05-07 | 2026-05-07 | Inverters | ENPHASE | IQ8HC-72-M-DOM-US | 380 |  | 37 |  |  | 0.97 |  | Outdoor
NJADRE1559467686 | Administratively Determined Incentive Program | Newark | 7106 | 15.17 | Residential | Behind the Meter | Yes | Pro Custom Solar dba Momentum Solar | PSE&G |  | Accepted | 2025-04-11 | 2025-05-07 | 2026-05-07 | Solar Panels | Hanwha | q.peak duo blk ml-g10+410 |  | 0.41 | 14 | 112 | 22 |  | Fixed | Roof
NJADRE1559467689 | Administratively Determined Incentive Program | Williamstown | 8094 | 13.76 | Residential | Behind the Meter | Yes | EMT Renewables, LLC | AC Electric |  | Accepted | 2025-04-11 | 2025-05-07 | 2026-05-07 | Solar Panels | SEG SOLAR | SEG 430 |  | 0.43 | 5 | 172 | 20 |  | Fixed | Roof
NJADRE1559467689 | Administratively Determined Incentive Program | Williamstown | 8094 | 13.76 | Residential | Behind the Meter | Yes | EMT Renewables, LLC | AC Electric |  | Accepted | 2025-04-11 | 2025-05-07 | 2026-05-07 | Solar Panels | SEG SOLAR | SEG 430 |  | 0.43 | 6 | 172 | 20 |  | Fixed | Roof
NJADRE1559467689 | Administratively Determined Incentive Program | Williamstown | 8094 | 13.76 | Residential | Behind the Meter | Yes | EMT Renewables, LLC | AC Electric |  | Accepted | 2025-04-11 | 2025-05-07 | 2026-05-07 | Solar Panels | SEG SOLAR | SEG 430 |  | 0.43 | 4 | 352 | 20 |  | Fixed | Roof
NJADRE1559467689 | Administratively Determined Incentive Program | Williamstown | 8094 | 13.76 | Residential | Behind the Meter | Yes | EMT Renewables, LLC | AC Electric |  | Accepted | 2025-04-11 | 2025-05-07 | 2026-05-07 | Solar Panels | SEG SOLAR | SEG 430 |  | 0.43 | 3 | 82 | 20 |  | Fixed | Roof
NJADRE1559467689 | Administratively Determined Incentive Program | Williamstown | 8094 | 13.76 | Residential | Behind the Meter | Yes | EMT Renewables, LLC | AC Electric |  | Accepted | 2025-04-11 | 2025-05-07 | 2026-05-07 | Inverters | ENPHASE | IQ8+ | 290 |  | 32 |  |  | 0.98 |  | Other | UNDER EACH PANEL
NJADRE1559467689 | Administratively Determined Incentive Program | Williamstown | 8094 | 13.76 | Residential | Behind the Meter | Yes | EMT Renewables, LLC | AC Electric |  | Accepted | 2025-04-11 | 2025-05-07 | 2026-05-07 | Solar Panels | SEG SOLAR | SEG 430 |  | 0.43 | 11 | 262 | 20 |  | Fixed | Roof
NJADRE1559467689 | Administratively Determined Incentive Program | Williamstown | 8094 | 13.76 | Residential | Behind the Meter | Yes | EMT Renewables, LLC | AC Electric |  | Accepted | 2025-04-11 | 2025-05-07 | 2026-05-07 | Solar Panels | SEG SOLAR | SEG 430 |  | 0.43 | 3 | 82 | 20 |  | Fixed | Roof
NJADRE1559467790 | Administratively Determined Incentive Program | Newark | 7114 | 5.67 | Residential | Behind the Meter | No | Freedom Forever New Jersey, LLC | PSE&G |  | Accepted | 2025-04-11 | 2025-05-07 | 2026-05-07 | Inverters | Solar Edge | SE3800H-USRGM) | 3800 |  | 1 |  |  | 0.99 |  | Outside
NJADRE1559467790 | Administratively Determined Incentive Program | Newark | 7114 | 5.67 | Residential | Behind the Meter | No | Freedom Forever New Jersey, LLC | PSE&G |  | Accepted | 2025-04-11 | 2025-05-07 | 2026-05-07 | Solar Panels | Trina | TSM-405NE09RC.05 |  | 0.405 | 14 | 204 | 24 |  | Fixed | Roof
NJADRE1559467802 | Administratively Determined Incentive Program | Egg Harbor Township | 8234 | 5.33 | Residential | Behind the Meter | Yes | Trinity Solar, LLC | AC Electric |  | Accepted | 2025-04-11 | 2025-05-07 | 2026-05-07 | Solar Panels | Hanwha | HANWHA 410 (Q.PEAK DUO BLK ML-G10+ 410) |  | 0.41 | 13 | 72 | 10 |  | Fixed | Roof
NJADRE1559467802 | Administratively Determined Incentive Program | Egg Harbor Township | 8234 | 5.33 | Residential | Behind the Meter | Yes | Trinity Solar, LLC | AC Electric |  | Accepted | 2025-04-11 | 2025-05-07 | 2026-05-07 | Inverters | Solar Edge | SE6000H-US | 6000 |  | 1 |  |  | 0.97 |  | Outdoor
NJADRE1559468009 | Administratively Determined Incentive Program | Cape May Court House | 8210 | 9.02 | Residential | Behind the Meter | Yes | Sunrun Installation Services, Inc. | AC Electric |  | Accepted | 2025-04-11 | 2025-05-07 | 2026-05-07 | Inverters | SolarEdge Technologies | SE7600H-USMN | 7600 |  | 1 |  |  | 0.99 |  | Outdoor | Next to meter
NJADRE1559468009 | Administratively Determined Incentive Program | Cape May Court House | 8210 | 9.02 | Residential | Behind the Meter | Yes | Sunrun Installation Services, Inc. | AC Electric |  | Accepted | 2025-04-11 | 2025-05-07 | 2026-05-07 | Solar Panels | Hanwha Q-Cells | Q.PEAK DUO BLK ML-G10+ 410 |  | 0.41 | 4 | 114 | 27 |  | Fixed | Roof
NJADRE1559468009 | Administratively Determined Incentive Program | Cape May Court House | 8210 | 9.02 | Residential | Behind the Meter | Yes | Sunrun Installation Services, Inc. | AC Electric |  | Accepted | 2025-04-11 | 2025-05-07 | 2026-05-07 | Solar Panels | Hanwha Q-Cells | Q.PEAK DUO BLK ML-G10+ 410 |  | 0.41 | 18 | 204 | 30 |  | Fixed | Roof
NJADRE1559468019 | Administratively Determined Incentive Program | Chesilhurst | 8089 | 7.31 | Residential | Behind the Meter | Yes | EMT Renewables, LLC | AC Electric |  | Accepted | 2025-04-11 | 2025-05-07 | 2026-05-07 | Inverters | ENPHASE | IQ8+ | 290 |  | 17 |  |  | 0.98 |  | Other | UNDER EACH PANEL
NJADRE1559468019 | Administratively Determined Incentive Program | Chesilhurst | 8089 | 7.31 | Residential | Behind the Meter | Yes | EMT Renewables, LLC | AC Electric |  | Accepted | 2025-04-11 | 2025-05-07 | 2026-05-07 | Solar Panels | SEG SOLAR | SEG 430 |  | 0.43 | 17 | 197 | 20 |  | Fixed | Roof
NJADRE1559468031 | Administratively Determined Incentive Program | Waterford Works | 8089 | 9.89 | Residential | Behind the Meter | Yes | EMT Renewables, LLC | AC Electric |  | Accepted | 2025-04-11 | 2025-05-07 | 2026-05-07 | Solar Panels | SEG SOLAR | SEG 430 |  | 0.43 | 23 | 328 | 7 |  | Fixed | Roof
NJADRE1559468031 | Administratively Determined Incentive Program | Waterford Works | 8089 | 9.89 | Residential | Behind the Meter | Yes | EMT Renewables, LLC | AC Electric |  | Accepted | 2025-04-11 | 2025-05-07 | 2026-05-07 | Inverters | ENPHASE | IQ8+ | 290 |  | 23 |  |  | 0.98 |  | Other | UNDER EACH PANEL
NJADRE1559468044 | Administratively Determined Incentive Program | Ewing | 8618 | 9.02 | Residential | Behind the Meter | Yes | Sunrun Installation Services, Inc. | PSE&G |  | Accepted | 2025-04-11 | 2025-05-07 | 2026-05-07 | Solar Panels | Hanwha Q-Cells | Q.PEAK DUO BLK ML-G10+ 410 |  | 0.41 | 10 | 193 | 43 |  | Fixed | Roof
NJADRE1559468044 | Administratively Determined Incentive Program | Ewing | 8618 | 9.02 | Residential | Behind the Meter | Yes | Sunrun Installation Services, Inc. | PSE&G |  | Accepted | 2025-04-11 | 2025-05-07 | 2026-05-07 | Inverters | SolarEdge Technologies | SE7600H-USMN | 7600 |  | 1 |  |  | 0.99 |  | Outdoor | Next to meter
NJADRE1559468044 | Administratively Determined Incentive Program | Ewing | 8618 | 9.02 | Residential | Behind the Meter | Yes | Sunrun Installation Services, Inc. | PSE&G |  | Accepted | 2025-04-11 | 2025-05-07 | 2026-05-07 | Solar Panels | Hanwha Q-Cells | Q.PEAK DUO BLK ML-G10+ 410 |  | 0.41 | 12 | 13 | 43 |  | Fixed | Roof
NJADRE1559468064 | Administratively Determined Incentive Program | LAWNSIDE | 8045 | 8.4 | Residential | Behind the Meter | No | Solar Energy World | PSE&G |  | Accepted | 2025-04-11 | 2025-05-08 | 2026-05-08 | Solar Panels | LONGi | LR5-54HABB-400M |  | 0.4 | 6 | 226 | 17 |  | Fixed | Roof
NJADRE1559468064 | Administratively Determined Incentive Program | LAWNSIDE | 8045 | 8.4 | Residential | Behind the Meter | No | Solar Energy World | PSE&G |  | Accepted | 2025-04-11 | 2025-05-08 | 2026-05-08 | Inverters | Enphase | IQ8+-72-M-US | 290 |  | 21 |  |  | 0.97 |  | Outside
NJADRE1559468064 | Administratively Determined Incentive Program | LAWNSIDE | 8045 | 8.4 | Residential | Behind the Meter | No | Solar Energy World | PSE&G |  | Accepted | 2025-04-11 | 2025-05-08 | 2026-05-08 | Solar Panels | LONGi | LR5-54HABB-400M |  | 0.4 | 15 | 226 | 23 |  | Fixed | Roof
NJADRE1559468069 | Administratively Determined Incentive Program | Galloway | 8205 | 11.21 | Residential | Behind the Meter | Yes | SunPurity, LLC | AC Electric |  | Accepted | 2025-04-15 | 2025-05-12 | 2026-05-12 | Inverters | SolarEdge | SE10000H-US | 10000 |  | 1 |  |  | 0.99 |  | Outdoor
NJADRE1559468069 | Administratively Determined Incentive Program | Galloway | 8205 | 11.21 | Residential | Behind the Meter | Yes | SunPurity, LLC | AC Electric |  | Accepted | 2025-04-15 | 2025-05-12 | 2026-05-12 | Solar Panels | Hanwha Q Cells | Q.PEAK DOU BLK-ML-G10+(415W) |  | 0.415 | 9 | 281 | 26 |  | Fixed | Roof
NJADRE1559468069 | Administratively Determined Incentive Program | Galloway | 8205 | 11.21 | Residential | Behind the Meter | Yes | SunPurity, LLC | AC Electric |  | Accepted | 2025-04-15 | 2025-05-12 | 2026-05-12 | Solar Panels | Hanwha Q Cells | Q.PEAK DOU BLK-ML-G10+(415W) |  | 0.415 | 11 | 101 | 26 |  | Fixed | Roof
NJADRE1559468069 | Administratively Determined Incentive Program | Galloway | 8205 | 11.21 | Residential | Behind the Meter | Yes | SunPurity, LLC | AC Electric |  | Accepted | 2025-04-15 | 2025-05-12 | 2026-05-12 | Solar Panels | Hanwha Q Cells | Q.PEAK DOU BLK-ML-G10+(415W) |  | 0.415 | 2 | 281 | 20 |  | Fixed | Roof
NJADRE1559468069 | Administratively Determined Incentive Program | Galloway | 8205 | 11.21 | Residential | Behind the Meter | Yes | SunPurity, LLC | AC Electric |  | Accepted | 2025-04-15 | 2025-05-12 | 2026-05-12 | Solar Panels | Hanwha Q Cells | Q.PEAK DOU BLK-ML-G10+(415W) |  | 0.415 | 5 | 101 | 25 |  | Fixed | Roof
NJADRE1559468070 | Administratively Determined Incentive Program | MULLICA HILL | 8062 | 7.38 | Residential | Behind the Meter | No | Tesla Energy Operations, Inc. | PSE&G |  | Accepted | 2025-04-11 | 2025-05-07 | 2026-05-07 | Solar Panels | Hanwha | Q.PEAK DUO BLK ML-G10.a+/TS 410 |  | 0.41 | 3 | 177 | 27 |  | Fixed | Roof
NJADRE1559468070 | Administratively Determined Incentive Program | MULLICA HILL | 8062 | 7.38 | Residential | Behind the Meter | No | Tesla Energy Operations, Inc. | PSE&G |  | Accepted | 2025-04-11 | 2025-05-07 | 2026-05-07 | Solar Panels | Hanwha | Q.PEAK DUO BLK ML-G10.a+/TS 410 |  | 0.41 | 3 | 357 | 34 |  | Fixed | Roof
NJADRE1559468070 | Administratively Determined Incentive Program | MULLICA HILL | 8062 | 7.38 | Residential | Behind the Meter | No | Tesla Energy Operations, Inc. | PSE&G |  | Accepted | 2025-04-11 | 2025-05-07 | 2026-05-07 | Electric Storage Battery | Tesla | Powerwall3 |  |  | 1 |  |  |  | Lithium Ion |  | OUTSIDE
NJADRE1559468070 | Administratively Determined Incentive Program | MULLICA HILL | 8062 | 7.38 | Residential | Behind the Meter | No | Tesla Energy Operations, Inc. | PSE&G |  | Accepted | 2025-04-11 | 2025-05-07 | 2026-05-07 | Inverters | Tesla | 1707000-XX-Y | 10000 |  | 1 |  |  | 0.98 |  | Outside
NJADRE1559468070 | Administratively Determined Incentive Program | MULLICA HILL | 8062 | 7.38 | Residential | Behind the Meter | No | Tesla Energy Operations, Inc. | PSE&G |  | Accepted | 2025-04-11 | 2025-05-07 | 2026-05-07 | Solar Panels | Hanwha | Q.PEAK DUO BLK ML-G10.a+/TS 410 |  | 0.41 | 3 | 357 | 27 |  | Fixed | Roof
NJADRE1559468070 | Administratively Determined Incentive Program | MULLICA HILL | 8062 | 7.38 | Residential | Behind the Meter | No | Tesla Energy Operations, Inc. | PSE&G |  | Accepted | 2025-04-11 | 2025-05-07 | 2026-05-07 | Solar Panels | Hanwha | Q.PEAK DUO BLK ML-G10.a+/TS 410 |  | 0.41 | 6 | 87 | 27 |  | Fixed | Roof
NJADRE1559468070 | Administratively Determined Incentive Program | MULLICA HILL | 8062 | 7.38 | Residential | Behind the Meter | No | Tesla Energy Operations, Inc. | PSE&G |  | Accepted | 2025-04-11 | 2025-05-07 | 2026-05-07 | Solar Panels | Hanwha | Q.PEAK DUO BLK ML-G10.a+/TS 410 |  | 0.41 | 3 | 267 | 27 |  | Fixed | Roof
NJADRE1559468074 | Administratively Determined Incentive Program | LITTLE FALLS TWP | 7424 | 6 | Residential | Behind the Meter | Yes | Sunrun Installation Services, Inc. | PSE&G |  | Accepted | 2025-04-11 | 2025-05-08 | 2026-05-08 | Solar Panels | Hanwha Q-Cells | Q.PEAK DUO BLK ML-G10+/t 400 |  | 0.4 | 3 | 194 | 23 |  | Fixed | Roof
NJADRE1559468074 | Administratively Determined Incentive Program | LITTLE FALLS TWP | 7424 | 6 | Residential | Behind the Meter | Yes | Sunrun Installation Services, Inc. | PSE&G |  | Accepted | 2025-04-11 | 2025-05-08 | 2026-05-08 | Solar Panels | Hanwha Q-Cells | Q.PEAK DUO BLK ML-G10+/t 400 |  | 0.4 | 2 | 102 | 23 |  | Fixed | Roof
NJADRE1559468074 | Administratively Determined Incentive Program | LITTLE FALLS TWP | 7424 | 6 | Residential | Behind the Meter | Yes | Sunrun Installation Services, Inc. | PSE&G |  | Accepted | 2025-04-11 | 2025-05-08 | 2026-05-08 | Inverters | SolarEdge Technologies | SE7600H-USMN | 7600 |  | 1 |  |  | 0.99 |  | Outdoor | Next to meter
NJADRE1559468074 | Administratively Determined Incentive Program | LITTLE FALLS TWP | 7424 | 6 | Residential | Behind the Meter | Yes | Sunrun Installation Services, Inc. | PSE&G |  | Accepted | 2025-04-11 | 2025-05-08 | 2026-05-08 | Solar Panels | Hanwha Q-Cells | Q.PEAK DUO BLK ML-G10+/t 400 |  | 0.4 | 10 | 194 | 23 |  | Fixed | Roof
NJADRE1559468077 | Administratively Determined Incentive Program | VILLAS | 8251 | 3.83 | Residential | Behind the Meter | Yes | Integrity Solar & Home Solutions, LLC | AC Electric |  | Accepted | 2025-04-11 | 2025-05-08 | 2026-05-08 | Solar Panels | JINKO | JKM425N-54HL4-B |  | 0.425 | 9 | 209 | 25 |  | Fixed | Roof
NJADRE1559468077 | Administratively Determined Incentive Program | VILLAS | 8251 | 3.83 | Residential | Behind the Meter | Yes | Integrity Solar & Home Solutions, LLC | AC Electric |  | Accepted | 2025-04-11 | 2025-05-08 | 2026-05-08 | Inverters | ENPHASE | IQ8+ | 290 |  | 9 |  |  | 0.98 |  | Other | UNDER EACH PANEL
NJADRE1559468391 | Administratively Determined Incentive Program | Haworth | 7641 | 21.25 | Residential | Behind the Meter | Yes | Fusion Solar Energy, LLC | PSE&G |  | Accepted | 2025-04-11 | 2025-05-08 | 2026-05-08 | Solar Panels | TRINA SOLAR | TSM-425DE09RC.05 |  | 0.425 | 14 | 93 | 15 |  | Fixed | Roof
NJADRE1559468391 | Administratively Determined Incentive Program | Haworth | 7641 | 21.25 | Residential | Behind the Meter | Yes | Fusion Solar Energy, LLC | PSE&G |  | Accepted | 2025-04-11 | 2025-05-08 | 2026-05-08 | Inverters | ENPHASE | Q8HC-72-M-DOM-US | 380 |  | 50 |  |  | 0.97 |  | Outside | Roof
NJADRE1559468391 | Administratively Determined Incentive Program | Haworth | 7641 | 21.25 | Residential | Behind the Meter | Yes | Fusion Solar Energy, LLC | PSE&G |  | Accepted | 2025-04-11 | 2025-05-08 | 2026-05-08 | Solar Panels | TRINA SOLAR | TSM-425DE09RC.05 |  | 0.425 | 7 | 186 | 32 |  | Fixed | Roof
NJADRE1559468391 | Administratively Determined Incentive Program | Haworth | 7641 | 21.25 | Residential | Behind the Meter | Yes | Fusion Solar Energy, LLC | PSE&G |  | Accepted | 2025-04-11 | 2025-05-08 | 2026-05-08 | Solar Panels | TRINA SOLAR | TSM-425DE09RC.05 |  | 0.425 | 16 | 273 | 19 |  | Fixed | Roof
NJADRE1559468391 | Administratively Determined Incentive Program | Haworth | 7641 | 21.25 | Residential | Behind the Meter | Yes | Fusion Solar Energy, LLC | PSE&G |  | Accepted | 2025-04-11 | 2025-05-08 | 2026-05-08 | Solar Panels | TRINA SOLAR | TSM-425DE09RC.05 |  | 0.425 | 6 | 93 | 29 |  | Fixed | Roof
NJADRE1559468391 | Administratively Determined Incentive Program | Haworth | 7641 | 21.25 | Residential | Behind the Meter | Yes | Fusion Solar Energy, LLC | PSE&G |  | Accepted | 2025-04-11 | 2025-05-08 | 2026-05-08 | Solar Panels | TRINA SOLAR | TSM-425DE09RC.05 |  | 0.425 | 7 | 269 | 15 |  | Fixed | Roof
NJADRE1559468784 | Administratively Determined Incentive Program | Orange | 7050 | 4.05 | Residential | Behind the Meter | Yes | Freedom Forever New Jersey, LLC | PSE&G |  | Accepted | 2025-04-11 | 2025-05-08 | 2026-05-08 | Inverters | Solar Edge | USE3800H-USMNBL75 | 3800 |  | 1 |  |  | 0.99 |  | Outside
NJADRE1559468784 | Administratively Determined Incentive Program | Orange | 7050 | 4.05 | Residential | Behind the Meter | Yes | Freedom Forever New Jersey, LLC | PSE&G |  | Accepted | 2025-04-11 | 2025-05-08 | 2026-05-08 | Solar Panels | JA Solar | JAM54S31-405/MR |  | 0.405 | 10 | 217 | 40 |  | Fixed | Roof
NJADRE1559471731 | Administratively Determined Incentive Program | Linden | 7036 | 5.27 | Residential | Behind the Meter | Yes | Freedom Forever New Jersey, LLC | PSE&G |  | Accepted | 2025-04-14 | 2025-05-07 | 2026-05-07 | Inverters | Solar Edge | SE3800H-US | 3800 |  | 1 |  |  | 0.99 |  | Outside
NJADRE1559471731 | Administratively Determined Incentive Program | Linden | 7036 | 5.27 | Residential | Behind the Meter | Yes | Freedom Forever New Jersey, LLC | PSE&G |  | Accepted | 2025-04-14 | 2025-05-07 | 2026-05-07 | Solar Panels | JA Solar | JAM54S31-405/MR |  | 0.405 | 2 | 268 | 25 |  | Fixed | Roof
NJADRE1559471731 | Administratively Determined Incentive Program | Linden | 7036 | 5.27 | Residential | Behind the Meter | Yes | Freedom Forever New Jersey, LLC | PSE&G |  | Accepted | 2025-04-14 | 2025-05-07 | 2026-05-07 | Solar Panels | JA Solar | JAM54S31-405/MR |  | 0.405 | 11 | 178 | 25 |  | Fixed | Roof
NJADRE1559471769 | Administratively Determined Incentive Program | BURLINGTON | 8016 | 9.78 | Residential | Behind the Meter | Yes | Whitman Construction, LLC | PSE&G |  | Accepted | 2025-04-14 | 2025-05-08 | 2026-05-08 | Solar Panels | JINKO SOLAR | JKM425N-54HL4-B |  | 0.425 | 23 | 24 | 8 |  | Fixed | Roof
NJADRE1559471769 | Administratively Determined Incentive Program | BURLINGTON | 8016 | 9.78 | Residential | Behind the Meter | Yes | Whitman Construction, LLC | PSE&G |  | Accepted | 2025-04-14 | 2025-05-08 | 2026-05-08 | Inverters | ENPHASE | IQ8PLUS-72-2-US | 290 |  | 23 |  |  | 0.975 |  | Outdoor
NJADRE1559471770 | Administratively Determined Incentive Program | BEVERLY | 8010 | 6.64 | Residential | Behind the Meter | Yes | SunnyMac, LLC | PSE&G |  | Accepted | 2025-04-14 | 2025-05-08 | 2026-05-08 | Inverters | SOLAREDGE | SE5700H-US | 5760 |  | 1 |  |  | 0.99 |  | Outdoor | next to meter
NJADRE1559471770 | Administratively Determined Incentive Program | BEVERLY | 8010 | 6.64 | Residential | Behind the Meter | Yes | SunnyMac, LLC | PSE&G |  | Accepted | 2025-04-14 | 2025-05-08 | 2026-05-08 | Solar Panels | HANWHA | Q.PEAK DUO BLK ML-G10+ 415W |  | 0.415 | 11 | 234 | 23 |  | Fixed | Roof
NJADRE1559471770 | Administratively Determined Incentive Program | BEVERLY | 8010 | 6.64 | Residential | Behind the Meter | Yes | SunnyMac, LLC | PSE&G |  | Accepted | 2025-04-14 | 2025-05-08 | 2026-05-08 | Solar Panels | HANWHA | Q.PEAK DUO BLK ML-G10+ 415W |  | 0.415 | 5 | 234 | 23 |  | Fixed | Roof
NJADRE1559471770 | Administratively Determined Incentive Program | BEVERLY | 8010 | 6.64 | Residential | Behind the Meter | Yes | SunnyMac, LLC | PSE&G |  | Accepted | 2025-04-14 | 2025-05-08 | 2026-05-08 | Meters | Solaredge | SE-RGMTR-1D-240C-C |  |  | 1 |  |  |  | Yes | Outdoor
NJADRE1559471773 | Administratively Determined Incentive Program | UNION TWP UNI | 7083 | 12.3 | Residential | Behind the Meter | Yes | Sunrun Installation Services, Inc. | PSE&G |  | Accepted | 2025-04-14 | 2025-05-08 | 2026-05-08 | Solar Panels | Hanwha Q-Cells | Q.PEAK DUO BLK ML-G10+ 410 |  | 0.41 | 18 | 307 | 19 |  | Fixed | Roof
NJADRE1559471773 | Administratively Determined Incentive Program | UNION TWP UNI | 7083 | 12.3 | Residential | Behind the Meter | Yes | Sunrun Installation Services, Inc. | PSE&G |  | Accepted | 2025-04-14 | 2025-05-08 | 2026-05-08 | Solar Panels | Hanwha Q-Cells | Q.PEAK DUO BLK ML-G10+ 410 |  | 0.41 | 12 | 127 | 18 |  | Fixed | Roof
NJADRE1559471773 | Administratively Determined Incentive Program | UNION TWP UNI | 7083 | 12.3 | Residential | Behind the Meter | Yes | Sunrun Installation Services, Inc. | PSE&G |  | Accepted | 2025-04-14 | 2025-05-08 | 2026-05-08 | Inverters | SolarEdge Technologies | SE10000H-USMN | 10000 |  | 1 |  |  | 0.99 |  | Outdoor | Next to meter
NJADRE1559471785 | Administratively Determined Incentive Program | NORTH PLAINFIELD | 7060 | 7.23 | Residential | Behind the Meter | Yes | Whitman Construction, LLC | PSE&G |  | Accepted | 2025-04-14 | 2025-05-08 | 2026-05-08 | Solar Panels | JINKO SOLAR | JKM425N-54HL4-B |  | 0.425 | 11 | 130 | 31 |  | Fixed | Roof
NJADRE1559471785 | Administratively Determined Incentive Program | NORTH PLAINFIELD | 7060 | 7.23 | Residential | Behind the Meter | Yes | Whitman Construction, LLC | PSE&G |  | Accepted | 2025-04-14 | 2025-05-08 | 2026-05-08 | Solar Panels | Enphase | JKM425N-54HL4-B |  | 0.425 | 3 | 310 | 7 |  | Fixed | Roof
NJADRE1559471785 | Administratively Determined Incentive Program | NORTH PLAINFIELD | 7060 | 7.23 | Residential | Behind the Meter | Yes | Whitman Construction, LLC | PSE&G |  | Accepted | 2025-04-14 | 2025-05-08 | 2026-05-08 | Solar Panels | Jinko Solar | JKM425N-54HL4-B |  | 0.425 | 3 | 310 | 31 |  | Fixed | Roof
NJADRE1559471785 | Administratively Determined Incentive Program | NORTH PLAINFIELD | 7060 | 7.23 | Residential | Behind the Meter | Yes | Whitman Construction, LLC | PSE&G |  | Accepted | 2025-04-14 | 2025-05-08 | 2026-05-08 | Inverters | ENPHASE | IQ8PLUS-72-2-US | 290 |  | 17 |  |  | 0.975 |  | Outdoor
NJADRE1559471790 | Administratively Determined Incentive Program | WEST CREEK | 8092 | 12.71 | Residential | Behind the Meter | Yes | Trinity Solar, LLC | AC Electric |  | Accepted | 2025-04-14 | 2025-05-08 | 2026-05-08 | Solar Panels | HANWHA | (Q.PEAK DUO BLK ML-G10+ 410) |  | 0.41 | 6 | 105 | 20 |  | Fixed | Roof
NJADRE1559471790 | Administratively Determined Incentive Program | WEST CREEK | 8092 | 12.71 | Residential | Behind the Meter | Yes | Trinity Solar, LLC | AC Electric |  | Accepted | 2025-04-14 | 2025-05-08 | 2026-05-08 | Inverters | Solar Edge | SE10000H-US | 10000 |  | 1 |  |  | 0.97 |  | Outdoor
NJADRE1559471790 | Administratively Determined Incentive Program | WEST CREEK | 8092 | 12.71 | Residential | Behind the Meter | Yes | Trinity Solar, LLC | AC Electric |  | Accepted | 2025-04-14 | 2025-05-08 | 2026-05-08 | Solar Panels | HANWHA | (Q.PEAK DUO BLK ML-G10+ 410) |  | 0.41 | 18 | 105 | 30 |  | Fixed | Roof
NJADRE1559471790 | Administratively Determined Incentive Program | WEST CREEK | 8092 | 12.71 | Residential | Behind the Meter | Yes | Trinity Solar, LLC | AC Electric |  | Accepted | 2025-04-14 | 2025-05-08 | 2026-05-08 | Solar Panels | HANWHA | (Q.PEAK DUO BLK ML-G10+ 410) |  | 0.41 | 7 | 285 | 30 |  | Fixed | Roof
NJADRE1559471793 | Administratively Determined Incentive Program | FORT LEE | 7024 | 10.25 | Residential | Behind the Meter | Yes | Sunrun Installation Services, Inc. | PSE&G |  | Accepted | 2025-04-14 | 2025-05-09 | 2026-05-09 | Solar Panels | HANWHA Q-CELLS | Q.PEAK DUO BLK ML-G10+ 410 |  | 0.41 | 2 | 310 | 23 |  | Fixed | Roof
NJADRE1559471793 | Administratively Determined Incentive Program | FORT LEE | 7024 | 10.25 | Residential | Behind the Meter | Yes | Sunrun Installation Services, Inc. | PSE&G |  | Accepted | 2025-04-14 | 2025-05-09 | 2026-05-09 | Inverters | SOLAREDGE TECHNOLOGIES | SE7600H-USMN | 7600 |  | 1 |  |  | 0.99 |  | Outdoor
NJADRE1559471793 | Administratively Determined Incentive Program | FORT LEE | 7024 | 10.25 | Residential | Behind the Meter | Yes | Sunrun Installation Services, Inc. | PSE&G |  | Accepted | 2025-04-14 | 2025-05-09 | 2026-05-09 | Solar Panels | HANWHA Q-CELLS | Q.PEAK DUO BLK ML-G10+ 410 |  | 0.41 | 3 | 129 | 22 |  | Fixed | Roof
NJADRE1559471793 | Administratively Determined Incentive Program | FORT LEE | 7024 | 10.25 | Residential | Behind the Meter | Yes | Sunrun Installation Services, Inc. | PSE&G |  | Accepted | 2025-04-14 | 2025-05-09 | 2026-05-09 | Solar Panels | HANWHA Q-CELLS | Q.PEAK DUO BLK ML-G10+ 410 |  | 0.41 | 3 | 309 | 22 |  | Fixed | Roof
NJADRE1559471793 | Administratively Determined Incentive Program | FORT LEE | 7024 | 10.25 | Residential | Behind the Meter | Yes | Sunrun Installation Services, Inc. | PSE&G |  | Accepted | 2025-04-14 | 2025-05-09 | 2026-05-09 | Solar Panels | HANWHA Q-CELLS | Q.PEAK DUO BLK ML-G10+ 410 |  | 0.41 | 6 | 219 | 22 |  | Fixed | Roof
NJADRE1559471793 | Administratively Determined Incentive Program | FORT LEE | 7024 | 10.25 | Residential | Behind the Meter | Yes | Sunrun Installation Services, Inc. | PSE&G |  | Accepted | 2025-04-14 | 2025-05-09 | 2026-05-09 | Solar Panels | HANWHA Q-CELLS | Q.PEAK DUO BLK ML-G10+ 410 |  | 0.41 | 2 | 130 | 20 |  | Fixed | Roof
NJADRE1559471793 | Administratively Determined Incentive Program | FORT LEE | 7024 | 10.25 | Residential | Behind the Meter | Yes | Sunrun Installation Services, Inc. | PSE&G |  | Accepted | 2025-04-14 | 2025-05-09 | 2026-05-09 | Solar Panels | HANWHA Q-CELLS | Q.PEAK DUO BLK ML-G10+ 410 |  | 0.41 | 3 | 39 | 21 |  | Fixed | Roof
NJADRE1559471793 | Administratively Determined Incentive Program | FORT LEE | 7024 | 10.25 | Residential | Behind the Meter | Yes | Sunrun Installation Services, Inc. | PSE&G |  | Accepted | 2025-04-14 | 2025-05-09 | 2026-05-09 | Solar Panels | HANWHA Q-CELLS | Q.PEAK DUO BLK ML-G10+ 410 |  | 0.41 | 6 | 218 | 24 |  | Fixed | Roof
NJADRE1559471800 | Administratively Determined Incentive Program | Belleville | 7109 | 8.4 | Residential | Behind the Meter | No | Sunrun Installation Services, Inc. | PSE&G |  | Accepted | 2025-04-14 | 2025-05-08 | 2026-05-08 | Solar Panels | Hanwha Q Cells | Q.PEAK DUO BLK ML-G10+/T 400 |  | 0.4 | 12 | 112 | 27 |  | Fixed | Roof
NJADRE1559471800 | Administratively Determined Incentive Program | Belleville | 7109 | 8.4 | Residential | Behind the Meter | No | Sunrun Installation Services, Inc. | PSE&G |  | Accepted | 2025-04-14 | 2025-05-08 | 2026-05-08 | Solar Panels | Hanwha Q Cells | Q.PEAK DUO BLK ML-G10+/T 400 |  | 0.4 | 6 | 292 | 27 |  | Fixed | Roof
NJADRE1559471800 | Administratively Determined Incentive Program | Belleville | 7109 | 8.4 | Residential | Behind the Meter | No | Sunrun Installation Services, Inc. | PSE&G |  | Accepted | 2025-04-14 | 2025-05-08 | 2026-05-08 | Inverters | SolarEdge Technologies | SE5700H-USMN | 5760 |  | 1 |  |  | 0.99 |  | Outdoor
NJADRE1559471800 | Administratively Determined Incentive Program | Belleville | 7109 | 8.4 | Residential | Behind the Meter | No | Sunrun Installation Services, Inc. | PSE&G |  | Accepted | 2025-04-14 | 2025-05-08 | 2026-05-08 | Solar Panels | Hanwha Q Cells | Q.PEAK DUO BLK ML-G10+/T 400 |  | 0.4 | 3 | 112 | 27 |  | Fixed | Roof
NJADRE1559471806 | Administratively Determined Incentive Program | Irvington | 7111 | 4.92 | Residential | Behind the Meter | Yes | Sunrun Installation Services, Inc. | PSE&G |  | Accepted | 2025-04-14 | 2025-05-08 | 2026-05-08 | Solar Panels | Hanwha Q-Cells | Q.PEAK DUO BLK ML-G10+ 410 |  | 0.41 | 8 | 224 | 40 |  | Fixed | Roof
NJADRE1559471806 | Administratively Determined Incentive Program | Irvington | 7111 | 4.92 | Residential | Behind the Meter | Yes | Sunrun Installation Services, Inc. | PSE&G |  | Accepted | 2025-04-14 | 2025-05-08 | 2026-05-08 | Inverters | TESLA | Powerwall 3 1707000-xx-y | 11500 |  | 1 |  |  | 0.97 |  | Outdoor | Next to meter
NJADRE1559471806 | Administratively Determined Incentive Program | Irvington | 7111 | 4.92 | Residential | Behind the Meter | Yes | Sunrun Installation Services, Inc. | PSE&G |  | Accepted | 2025-04-14 | 2025-05-08 | 2026-05-08 | Electric Storage Battery | TESLA | Powerwall 3 1707000-xx-y |  |  | 1 |  |  |  | Lithium Ion |  | OUTSIDE
NJADRE1559471806 | Administratively Determined Incentive Program | Irvington | 7111 | 4.92 | Residential | Behind the Meter | Yes | Sunrun Installation Services, Inc. | PSE&G |  | Accepted | 2025-04-14 | 2025-05-08 | 2026-05-08 | Solar Panels | Hanwha Q-Cells | Q.PEAK DUO BLK ML-G10+ 410 |  | 0.41 | 4 | 45 | 42 |  | Fixed | Roof
NJADRE1559471809 | Administratively Determined Incentive Program | WESTAMPTON | 8060 | 15.99 | Residential | Behind the Meter | Yes | Trinity Solar, LLC | PSE&G |  | Accepted | 2025-04-14 | 2025-05-08 | 2026-05-08 | Solar Panels | HANWHA | (Q.PEAK DUO BLK ML-G10+ 410) |  | 0.41 | 20 | 192 | 23 |  | Fixed | Roof
NJADRE1559471809 | Administratively Determined Incentive Program | WESTAMPTON | 8060 | 15.99 | Residential | Behind the Meter | Yes | Trinity Solar, LLC | PSE&G |  | Accepted | 2025-04-14 | 2025-05-08 | 2026-05-08 | Inverters | Tesla | TESLA 5.0kW (1538000-XX-Y) | 5000 |  | 2 |  |  | 0.97 |  | Outdoor
NJADRE1559471809 | Administratively Determined Incentive Program | WESTAMPTON | 8060 | 15.99 | Residential | Behind the Meter | Yes | Trinity Solar, LLC | PSE&G |  | Accepted | 2025-04-14 | 2025-05-08 | 2026-05-08 | Solar Panels | HANWHA | (Q.PEAK DUO BLK ML-G10+ 410) |  | 0.41 | 15 | 102 | 18 |  | Fixed | Roof
NJADRE1559471809 | Administratively Determined Incentive Program | WESTAMPTON | 8060 | 15.99 | Residential | Behind the Meter | Yes | Trinity Solar, LLC | PSE&G |  | Accepted | 2025-04-14 | 2025-05-08 | 2026-05-08 | Solar Panels | HANWHA | (Q.PEAK DUO BLK ML-G10+ 410) |  | 0.41 | 4 | 282 | 18 |  | Fixed | Roof
NJADRE1559471820 | Administratively Determined Incentive Program | Red Bank | 7701 | 15.99 | Residential | Behind the Meter | Yes | Sunrun Installation Services, Inc. | JCP&L |  | Accepted | 2025-04-14 | 2025-05-09 | 2026-05-09 | Solar Panels | HANWHA Q-CELLS | Q.PEAK DUO BLK ML-G10+ 410 |  | 0.41 | 39 | 91 | 34 |  | Fixed | Roof
NJADRE1559471820 | Administratively Determined Incentive Program | Red Bank | 7701 | 15.99 | Residential | Behind the Meter | Yes | Sunrun Installation Services, Inc. | JCP&L |  | Accepted | 2025-04-14 | 2025-05-09 | 2026-05-09 | Inverters | Tesla | POWERWALL 3 170700-XX-Y | 11500 |  | 1 |  |  | 0.97 |  | Outdoor
NJADRE1559471820 | Administratively Determined Incentive Program | Red Bank | 7701 | 15.99 | Residential | Behind the Meter | Yes | Sunrun Installation Services, Inc. | JCP&L |  | Accepted | 2025-04-14 | 2025-05-09 | 2026-05-09 | Electric Storage Battery | Tesla | EXPANSION 180700-XX-Y |  |  | 1 |  |  |  | Lithium Ion |  | OUTSIDE
NJADRE1559471820 | Administratively Determined Incentive Program | Red Bank | 7701 | 15.99 | Residential | Behind the Meter | Yes | Sunrun Installation Services, Inc. | JCP&L |  | Accepted | 2025-04-14 | 2025-05-09 | 2026-05-09 | Electric Storage Battery | Tesla | POWERWALL 3 170700-XX-Y |  |  | 1 |  |  |  | Lithium Ion |  | OUTSIDE
NJADRE1559471825 | Administratively Determined Incentive Program | EGG HARBOR TWP | 8234 | 14.88 | Residential | Behind the Meter | Yes | Whitman Construction, LLC | AC Electric |  | Accepted | 2025-04-14 | 2025-05-09 | 2026-05-09 | Inverters | ENPHASE | IQ8PLUS-72-2-US | 290 |  | 35 |  |  | 0.975 |  | Outdoor
NJADRE1559471825 | Administratively Determined Incentive Program | EGG HARBOR TWP | 8234 | 14.88 | Residential | Behind the Meter | Yes | Whitman Construction, LLC | AC Electric |  | Accepted | 2025-04-14 | 2025-05-09 | 2026-05-09 | Solar Panels | Jinko Solar | JKM425N-54HL4-B |  | 0.425 | 6 | 124 | 23 |  | Fixed | Roof
NJADRE1559471825 | Administratively Determined Incentive Program | EGG HARBOR TWP | 8234 | 14.88 | Residential | Behind the Meter | Yes | Whitman Construction, LLC | AC Electric |  | Accepted | 2025-04-14 | 2025-05-09 | 2026-05-09 | Solar Panels | Jinko Solar | JKM425N-54HL4-B |  | 0.425 | 29 | 304 | 23 |  | Fixed | Roof
NJADRE1559471834 | Administratively Determined Incentive Program | Maywood | 7607 | 4.92 | Residential | Behind the Meter | Yes | Trinity Solar, LLC | PSE&G |  | Accepted | 2025-04-14 | 2025-05-08 | 2026-05-08 | Inverters | Solar Edge | SE3800H-US | 3800 |  | 1 |  |  | 0.97 |  | Outdoor
NJADRE1559471834 | Administratively Determined Incentive Program | Maywood | 7607 | 4.92 | Residential | Behind the Meter | Yes | Trinity Solar, LLC | PSE&G |  | Accepted | 2025-04-14 | 2025-05-08 | 2026-05-08 | Solar Panels | HANWHA | (Q.PEAK DUO BLK ML-G10+ 410) |  | 0.41 | 6 | 218 | 12 |  | Fixed | Roof
NJADRE1559471834 | Administratively Determined Incentive Program | Maywood | 7607 | 4.92 | Residential | Behind the Meter | Yes | Trinity Solar, LLC | PSE&G |  | Accepted | 2025-04-14 | 2025-05-08 | 2026-05-08 | Solar Panels | HANWHA | (Q.PEAK DUO BLK ML-G10+ 410) |  | 0.41 | 6 | 38 | 40 |  | Fixed | Roof
NJADRE1559471856 | Administratively Determined Incentive Program | Cape May | 8204 | 11.07 | Residential | Behind the Meter | Yes | Trinity Solar, LLC | AC Electric |  | Accepted | 2025-04-14 | 2025-05-08 | 2026-05-08 | Inverters | Solar Edge | SE10000H-US | 10000 |  | 1 |  |  | 0.97 |  | Outdoor
NJADRE1559471856 | Administratively Determined Incentive Program | Cape May | 8204 | 11.07 | Residential | Behind the Meter | Yes | Trinity Solar, LLC | AC Electric |  | Accepted | 2025-04-14 | 2025-05-08 | 2026-05-08 | Solar Panels | HANWHA | (Q.PEAK DUO BLK ML-G10+ 410) |  | 0.41 | 14 | 277 | 19 |  | Fixed | Roof
NJADRE1559471856 | Administratively Determined Incentive Program | Cape May | 8204 | 11.07 | Residential | Behind the Meter | Yes | Trinity Solar, LLC | AC Electric |  | Accepted | 2025-04-14 | 2025-05-08 | 2026-05-08 | Solar Panels | HANWHA | (Q.PEAK DUO BLK ML-G10+ 410) |  | 0.41 | 13 | 97 | 18 |  | Fixed | Roof
NJADRE1559471861 | Administratively Determined Incentive Program | Cape May | 8204 | 6.89 | Residential | Behind the Meter | No | Big Wave Roofing and Solar, LLC | AC Electric |  | Accepted | 2025-04-14 | 2025-05-08 | 2026-05-08 | Solar Panels | JA Solar | JAM54S31-405/MR/1500V |  | 0.405 | 2 | 141 | 13 |  | Fixed | Roof
NJADRE1559471861 | Administratively Determined Incentive Program | Cape May | 8204 | 6.89 | Residential | Behind the Meter | No | Big Wave Roofing and Solar, LLC | AC Electric |  | Accepted | 2025-04-14 | 2025-05-08 | 2026-05-08 | Solar Panels | JA Solar | JAM54S31-405/MR/1500V |  | 0.405 | 2 | 323 | 38 |  | Fixed | Roof
NJADRE1559471861 | Administratively Determined Incentive Program | Cape May | 8204 | 6.89 | Residential | Behind the Meter | No | Big Wave Roofing and Solar, LLC | AC Electric |  | Accepted | 2025-04-14 | 2025-05-08 | 2026-05-08 | Solar Panels | JA Solar | JAM54S31-405/MR/1500V |  | 0.405 | 13 | 229 | 37 |  | Fixed | Roof
NJADRE1559471861 | Administratively Determined Incentive Program | Cape May | 8204 | 6.89 | Residential | Behind the Meter | No | Big Wave Roofing and Solar, LLC | AC Electric |  | Accepted | 2025-04-14 | 2025-05-08 | 2026-05-08 | Inverters | Enphase | IQ8PLUS-72-M-US | 290 |  | 17 |  |  | 0.97 |  | Outside
NJADRE1559471884 | Administratively Determined Incentive Program | Perth Amboy | 8861 | 7.79 | Residential | Behind the Meter | Yes | Trinity Solar, LLC | PSE&G |  | Accepted | 2025-04-14 | 2025-05-13 | 2026-05-13 | Inverters | Solar Edge | SE6000H-US | 6000 |  | 1 |  |  | 0.97 |  | Outdoor
NJADRE1559471884 | Administratively Determined Incentive Program | Perth Amboy | 8861 | 7.79 | Residential | Behind the Meter | Yes | Trinity Solar, LLC | PSE&G |  | Accepted | 2025-04-14 | 2025-05-13 | 2026-05-13 | Solar Panels | HANWHA | (Q.PEAK DUO BLK ML-G10+ 410) |  | 0.41 | 8 | 291 | 35 |  | Fixed | Roof
NJADRE1559471884 | Administratively Determined Incentive Program | Perth Amboy | 8861 | 7.79 | Residential | Behind the Meter | Yes | Trinity Solar, LLC | PSE&G |  | Accepted | 2025-04-14 | 2025-05-13 | 2026-05-13 | Solar Panels | HANWHA | Q.PEAK DUO BLK ML-G10+ 410 |  | 0.41 | 4 | 18 | 20 |  | Fixed | Roof
NJADRE1559471884 | Administratively Determined Incentive Program | Perth Amboy | 8861 | 7.79 | Residential | Behind the Meter | Yes | Trinity Solar, LLC | PSE&G |  | Accepted | 2025-04-14 | 2025-05-13 | 2026-05-13 | Solar Panels | HANWHA | (Q.PEAK DUO BLK ML-G10+ 410) |  | 0.41 | 7 | 111 | 14 |  | Fixed | Roof
NJADRE1559471900 | Administratively Determined Incentive Program | Piscataway | 8854 | 7.29 | Residential | Behind the Meter | No | Power Home Remodeling Group | PSE&G |  | Accepted | 2025-04-14 | 2025-05-14 | 2026-05-14 | Meters | SolarEdge | Revenue Grade Data Ansi C12.20 |  |  | 1 |  |  |  | Yes | Outdoor
NJADRE1559471900 | Administratively Determined Incentive Program | Piscataway | 8854 | 7.29 | Residential | Behind the Meter | No | Power Home Remodeling Group | PSE&G |  | Accepted | 2025-04-14 | 2025-05-14 | 2026-05-14 | Solar Panels | JA Solar | JAM54S31 405/MR |  | 0.405 | 14 | 145 | 26 |  | Fixed | Roof
NJADRE1559471900 | Administratively Determined Incentive Program | Piscataway | 8854 | 7.29 | Residential | Behind the Meter | No | Power Home Remodeling Group | PSE&G |  | Accepted | 2025-04-14 | 2025-05-14 | 2026-05-14 | Inverters | SolarEdge | SE5700H-US | 5760 |  | 1 |  |  | 0.99 |  | Outdoor
NJADRE1559471900 | Administratively Determined Incentive Program | Piscataway | 8854 | 7.29 | Residential | Behind the Meter | No | Power Home Remodeling Group | PSE&G |  | Accepted | 2025-04-14 | 2025-05-14 | 2026-05-14 | Solar Panels | JA Solar | JAM54S31 405/MR |  | 0.405 | 4 | 325 | 10 |  | Fixed | Roof
NJADRE1559471910 | Administratively Determined Incentive Program | West Orange | 7052 | 24.8 | Residential | Behind the Meter | No | Maier Solar Engineering dba Solar Me | PSE&G |  | Accepted | 2025-04-15 | 2025-05-12 | 2026-05-12 | Solar Panels | Hanwha | Q.TRON M-G2+435W |  | 0.435 | 17 | 211 | 23 |  | Fixed | Roof
NJADRE1559471910 | Administratively Determined Incentive Program | West Orange | 7052 | 24.8 | Residential | Behind the Meter | No | Maier Solar Engineering dba Solar Me | PSE&G |  | Accepted | 2025-04-15 | 2025-05-12 | 2026-05-12 | Solar Panels | Hanwha | Q.TRON M-G2+435W |  | 0.435 | 40 | 211 | 23 |  | Fixed | Roof
NJADRE1559471910 | Administratively Determined Incentive Program | West Orange | 7052 | 24.8 | Residential | Behind the Meter | No | Maier Solar Engineering dba Solar Me | PSE&G |  | Accepted | 2025-04-15 | 2025-05-12 | 2026-05-12 | Inverters | Enphase | IQ8A | 349 |  | 57 |  |  | 0.96 |  | Outdoor | Next to meter
NJADRE1559471920 | Administratively Determined Incentive Program | Pleasantville | 8232 | 15.23 | Residential | Behind the Meter | Yes | SunnyMac, LLC | AC Electric |  | Accepted | 2025-04-14 | 2025-05-08 | 2026-05-08 | Solar Panels | HANWHA | Q.TRON BLK M-G2+ 435W |  | 0.435 | 2 | 24 | 29 |  | Fixed | Roof
NJADRE1559471920 | Administratively Determined Incentive Program | Pleasantville | 8232 | 15.23 | Residential | Behind the Meter | Yes | SunnyMac, LLC | AC Electric |  | Accepted | 2025-04-14 | 2025-05-08 | 2026-05-08 | Solar Panels | HANWHA | Q.TRON BLK M-G2+ 435W |  | 0.435 | 14 | 294 | 29 |  | Fixed | Roof
NJADRE1559471920 | Administratively Determined Incentive Program | Pleasantville | 8232 | 15.23 | Residential | Behind the Meter | Yes | SunnyMac, LLC | AC Electric |  | Accepted | 2025-04-14 | 2025-05-08 | 2026-05-08 | Solar Panels | HANWHA | Q.TRON BLK M-G2+ 435W |  | 0.435 | 5 | 204 | 29 |  | Fixed | Roof
NJADRE1559471920 | Administratively Determined Incentive Program | Pleasantville | 8232 | 15.23 | Residential | Behind the Meter | Yes | SunnyMac, LLC | AC Electric |  | Accepted | 2025-04-14 | 2025-05-08 | 2026-05-08 | Inverters | SOLAREDGE HOME HUB | SE10000H-US | 10000 |  | 1 |  |  | 0.99 |  | Outdoor | next to meter
NJADRE1559471920 | Administratively Determined Incentive Program | Pleasantville | 8232 | 15.23 | Residential | Behind the Meter | Yes | SunnyMac, LLC | AC Electric |  | Accepted | 2025-04-14 | 2025-05-08 | 2026-05-08 | Solar Panels | HANWHA | Q.TRON BLK M-G2+ 435W |  | 0.435 | 14 | 114 | 29 |  | Fixed | Roof
NJADRE1559471921 | Administratively Determined Incentive Program | Belle Mead | 8502 | 9.02 | Residential | Behind the Meter | Yes | Trinity Solar, LLC | PSE&G |  | Accepted | 2025-04-14 | 2025-05-13 | 2026-05-13 | Inverters | Solar Edge | SE7600H-US | 7600 |  | 1 |  |  | 0.97 |  | Outdoor
NJADRE1559471921 | Administratively Determined Incentive Program | Belle Mead | 8502 | 9.02 | Residential | Behind the Meter | Yes | Trinity Solar, LLC | PSE&G |  | Accepted | 2025-04-14 | 2025-05-13 | 2026-05-13 | Solar Panels | HANWHA | (Q.PEAK DUO BLK ML-G10+ 410) |  | 0.41 | 14 | 204 | 12 |  | Fixed | Roof
NJADRE1559471921 | Administratively Determined Incentive Program | Belle Mead | 8502 | 9.02 | Residential | Behind the Meter | Yes | Trinity Solar, LLC | PSE&G |  | Accepted | 2025-04-14 | 2025-05-13 | 2026-05-13 | Solar Panels | HANWHA | (Q.PEAK DUO BLK ML-G10+ 410) |  | 0.41 | 8 | 204 | 22 |  | Fixed | Roof
NJADRE1559471946 | Administratively Determined Incentive Program | West Deptford | 8096 | 11.05 | Residential | Behind the Meter | Yes | Whitman Construction, LLC | PSE&G |  | Accepted | 2025-04-14 | 2025-05-08 | 2026-05-08 | Solar Panels | Jinko Solar | JKM425N-54HL4-B |  | 0.425 | 3 | 209 | 30 |  | Fixed | Roof
NJADRE1559471946 | Administratively Determined Incentive Program | West Deptford | 8096 | 11.05 | Residential | Behind the Meter | Yes | Whitman Construction, LLC | PSE&G |  | Accepted | 2025-04-14 | 2025-05-08 | 2026-05-08 | Solar Panels | Jinko Solar | JKM425N-54HL4-B |  | 0.425 | 3 | 299 | 30 |  | Fixed | Roof
NJADRE1559471946 | Administratively Determined Incentive Program | West Deptford | 8096 | 11.05 | Residential | Behind the Meter | Yes | Whitman Construction, LLC | PSE&G |  | Accepted | 2025-04-14 | 2025-05-08 | 2026-05-08 | Solar Panels | Jinko Solar | JKM425N-54HL4-B |  | 0.425 | 4 | 209 | 27 |  | Fixed | Roof
NJADRE1559471946 | Administratively Determined Incentive Program | West Deptford | 8096 | 11.05 | Residential | Behind the Meter | Yes | Whitman Construction, LLC | PSE&G |  | Accepted | 2025-04-14 | 2025-05-08 | 2026-05-08 | Solar Panels | Jinko Solar | JKM425N-54HL4-B |  | 0.425 | 8 | 209 | 42 |  | Fixed | Roof
NJADRE1559471946 | Administratively Determined Incentive Program | West Deptford | 8096 | 11.05 | Residential | Behind the Meter | Yes | Whitman Construction, LLC | PSE&G |  | Accepted | 2025-04-14 | 2025-05-08 | 2026-05-08 | Solar Panels | Jinko Solar | JKM425N-54HL4-B |  | 0.425 | 3 | 119 | 42 |  | Fixed | Roof
NJADRE1559471946 | Administratively Determined Incentive Program | West Deptford | 8096 | 11.05 | Residential | Behind the Meter | Yes | Whitman Construction, LLC | PSE&G |  | Accepted | 2025-04-14 | 2025-05-08 | 2026-05-08 | Solar Panels | Jinko Solar | JKM425N-54HL4-B |  | 0.425 | 5 | 299 | 43 |  | Fixed | Roof
NJADRE1559471946 | Administratively Determined Incentive Program | West Deptford | 8096 | 11.05 | Residential | Behind the Meter | Yes | Whitman Construction, LLC | PSE&G |  | Accepted | 2025-04-14 | 2025-05-08 | 2026-05-08 | Inverters | ENPHASE | IQ8PLUS-72-2-US | 290 |  | 26 |  |  | 0.975 |  | Outdoor
NJADRE1559471956 | Administratively Determined Incentive Program | Little Egg Harbor Twp | 8087 | 8.6 | Residential | Behind the Meter | Yes | EMT Renewables, LLC | AC Electric |  | Accepted | 2025-04-14 | 2025-05-08 | 2026-05-08 | Solar Panels | SEG SOLAR | SEG 430 |  | 0.43 | 1 | 201 | 30 |  | Fixed | Roof
NJADRE1559471956 | Administratively Determined Incentive Program | Little Egg Harbor Twp | 8087 | 8.6 | Residential | Behind the Meter | Yes | EMT Renewables, LLC | AC Electric |  | Accepted | 2025-04-14 | 2025-05-08 | 2026-05-08 | Solar Panels | SEG SOLAR | SEG 430 |  | 0.43 | 6 | 201 | 30 |  | Fixed | Roof
NJADRE1559471956 | Administratively Determined Incentive Program | Little Egg Harbor Twp | 8087 | 8.6 | Residential | Behind the Meter | Yes | EMT Renewables, LLC | AC Electric |  | Accepted | 2025-04-14 | 2025-05-08 | 2026-05-08 | Solar Panels | SEG SOLAR | SEG 430 |  | 0.43 | 2 | 201 | 30 |  | Fixed | Roof
NJADRE1559471956 | Administratively Determined Incentive Program | Little Egg Harbor Twp | 8087 | 8.6 | Residential | Behind the Meter | Yes | EMT Renewables, LLC | AC Electric |  | Accepted | 2025-04-14 | 2025-05-08 | 2026-05-08 | Solar Panels | SEG SOLAR | SEG 430 |  | 0.43 | 4 | 201 | 25 |  | Fixed | Roof
NJADRE1559471956 | Administratively Determined Incentive Program | Little Egg Harbor Twp | 8087 | 8.6 | Residential | Behind the Meter | Yes | EMT Renewables, LLC | AC Electric |  | Accepted | 2025-04-14 | 2025-05-08 | 2026-05-08 | Solar Panels | SEG SOLAR | SEG 430 |  | 0.43 | 7 | 21 | 27 |  | Fixed | Roof
NJADRE1559471956 | Administratively Determined Incentive Program | Little Egg Harbor Twp | 8087 | 8.6 | Residential | Behind the Meter | Yes | EMT Renewables, LLC | AC Electric |  | Accepted | 2025-04-14 | 2025-05-08 | 2026-05-08 | Inverters | ENPHASE | IQ8+ | 290 |  | 20 |  |  | 0.98 |  | Other | UNDER EACH PANEL
NJADRE1559471989 | Administratively Determined Incentive Program | BEVERLY | 8010 | 10.32 | Residential | Behind the Meter | Yes | EMT Renewables, LLC | PSE&G |  | Accepted | 2025-04-14 | 2025-05-08 | 2026-05-08 | Inverters | ENPHASE | IQ8+ | 290 |  | 24 |  |  | 0.98 |  | Other | UNDER EACH PANEL
NJADRE1559471989 | Administratively Determined Incentive Program | BEVERLY | 8010 | 10.32 | Residential | Behind the Meter | Yes | EMT Renewables, LLC | PSE&G |  | Accepted | 2025-04-14 | 2025-05-08 | 2026-05-08 | Solar Panels | SEG SOLAR | SEG 430 |  | 0.43 | 7 | 97 | 16 |  | Fixed | Roof
NJADRE1559471989 | Administratively Determined Incentive Program | BEVERLY | 8010 | 10.32 | Residential | Behind the Meter | Yes | EMT Renewables, LLC | PSE&G |  | Accepted | 2025-04-14 | 2025-05-08 | 2026-05-08 | Solar Panels | SEG SOLAR | SEG 430 |  | 0.43 | 5 | 6 | 20 |  | Fixed | Roof
NJADRE1559471989 | Administratively Determined Incentive Program | BEVERLY | 8010 | 10.32 | Residential | Behind the Meter | Yes | EMT Renewables, LLC | PSE&G |  | Accepted | 2025-04-14 | 2025-05-08 | 2026-05-08 | Solar Panels | SEG SOLAR | SEG 430 |  | 0.43 | 12 | 186 | 20 |  | Fixed | Roof
NJADRE1559472001 | Administratively Determined Incentive Program | MILLVILLE | 8332 | 15.3 | Residential | Behind the Meter | Yes | Whitman Construction, LLC | AC Electric |  | Accepted | 2025-04-14 | 2025-05-08 | 2026-05-08 | Inverters | ENPHASE | IQ8PLUS-72-2-US | 290 |  | 36 |  |  | 0.975 |  | Outdoor
NJADRE1559472001 | Administratively Determined Incentive Program | MILLVILLE | 8332 | 15.3 | Residential | Behind the Meter | Yes | Whitman Construction, LLC | AC Electric |  | Accepted | 2025-04-14 | 2025-05-08 | 2026-05-08 | Solar Panels | Jinko Solar | JKM425N-54HL4-B |  | 0.425 | 21 | 93 | 9 |  | Fixed | Roof
NJADRE1559472001 | Administratively Determined Incentive Program | MILLVILLE | 8332 | 15.3 | Residential | Behind the Meter | Yes | Whitman Construction, LLC | AC Electric |  | Accepted | 2025-04-14 | 2025-05-08 | 2026-05-08 | Solar Panels | Jinko Solar | JKM425N-54HL4-B |  | 0.425 | 5 | 273 | 28 |  | Fixed | Roof
NJADRE1559472001 | Administratively Determined Incentive Program | MILLVILLE | 8332 | 15.3 | Residential | Behind the Meter | Yes | Whitman Construction, LLC | AC Electric |  | Accepted | 2025-04-14 | 2025-05-08 | 2026-05-08 | Solar Panels | Jinko Solar | JKM425N-54HL4-B |  | 0.425 | 10 | 93 | 28 |  | Fixed | Roof
NJADRE1559472005 | Administratively Determined Incentive Program | GIBBSTOWN | 8027 | 14.45 | Residential | Behind the Meter | Yes | Power Energy Solutions, LLC | AC Electric |  | Accepted | 2025-04-14 | 2025-05-08 | 2026-05-08 | Solar Panels | Trina Solar | TSM-425NE09RC.05 |  | 0.425 | 19 | 72 | 34 |  | Fixed | Roof
NJADRE1559472005 | Administratively Determined Incentive Program | GIBBSTOWN | 8027 | 14.45 | Residential | Behind the Meter | Yes | Power Energy Solutions, LLC | AC Electric |  | Accepted | 2025-04-14 | 2025-05-08 | 2026-05-08 | Inverters | SolarEdge | SE7600H-US | 8 |  | 1 |  |  | 0.97 |  | Outdoor
NJADRE1559472005 | Administratively Determined Incentive Program | GIBBSTOWN | 8027 | 14.45 | Residential | Behind the Meter | Yes | Power Energy Solutions, LLC | AC Electric |  | Accepted | 2025-04-14 | 2025-05-08 | 2026-05-08 | Solar Panels | Trina Solar | TSM-425NE09RC.05 |  | 0.425 | 15 | 252 | 34 |  | Fixed | Roof
NJADRE1559472006 | Administratively Determined Incentive Program | ROSELAND | 7068 | 12.62 | Residential | Behind the Meter | Yes | SunnyMac, LLC | PSE&G |  | Accepted | 2025-04-14 | 2025-05-08 | 2026-05-08 | Solar Panels | HANWHA | Q.TRON BLK M-G2+ 435W |  | 0.435 | 8 | 108 | 37 |  | Fixed | Roof
NJADRE1559472006 | Administratively Determined Incentive Program | ROSELAND | 7068 | 12.62 | Residential | Behind the Meter | Yes | SunnyMac, LLC | PSE&G |  | Accepted | 2025-04-14 | 2025-05-08 | 2026-05-08 | Solar Panels | HANWHA | Q.TRON BLK M-G2+ 435W |  | 0.435 | 17 | 108 | 37 |  | Fixed | Roof
NJADRE1559472006 | Administratively Determined Incentive Program | ROSELAND | 7068 | 12.62 | Residential | Behind the Meter | Yes | SunnyMac, LLC | PSE&G |  | Accepted | 2025-04-14 | 2025-05-08 | 2026-05-08 | Inverters | SOLAREDGE HOME HUB | SE10000H-US | 10000 |  | 1 |  |  | 0.99 |  | Outdoor | next to meter
NJADRE1559472006 | Administratively Determined Incentive Program | ROSELAND | 7068 | 12.62 | Residential | Behind the Meter | Yes | SunnyMac, LLC | PSE&G |  | Accepted | 2025-04-14 | 2025-05-08 | 2026-05-08 | Solar Panels | HANWHA | Q.TRON BLK M-G2+ 435W |  | 0.435 | 4 | 108 | 37 |  | Fixed | Roof
NJADRE1559472011 | Administratively Determined Incentive Program | ABSECON | 8201 | 11.18 | Residential | Behind the Meter | Yes | EMT Renewables, LLC | AC Electric |  | Accepted | 2025-04-14 | 2025-05-08 | 2026-05-08 | Inverters | ENPHASE | IQ8+ | 290 |  | 26 |  |  | 0.98 |  | Other | UNDER EACH PANEL
NJADRE1559472011 | Administratively Determined Incentive Program | ABSECON | 8201 | 11.18 | Residential | Behind the Meter | Yes | EMT Renewables, LLC | AC Electric |  | Accepted | 2025-04-14 | 2025-05-08 | 2026-05-08 | Solar Panels | SEG SOLAR | SEG 430 |  | 0.43 | 8 | 103 | 31 |  | Fixed | Roof
NJADRE1559472011 | Administratively Determined Incentive Program | ABSECON | 8201 | 11.18 | Residential | Behind the Meter | Yes | EMT Renewables, LLC | AC Electric |  | Accepted | 2025-04-14 | 2025-05-08 | 2026-05-08 | Solar Panels | SEG SOLAR | SEG 430 |  | 0.43 | 2 | 193 | 23 |  | Fixed | Roof
NJADRE1559472011 | Administratively Determined Incentive Program | ABSECON | 8201 | 11.18 | Residential | Behind the Meter | Yes | EMT Renewables, LLC | AC Electric |  | Accepted | 2025-04-14 | 2025-05-08 | 2026-05-08 | Solar Panels | SEG SOLAR | SEG 430 |  | 0.43 | 11 | 283 | 31 |  | Fixed | Roof
NJADRE1559472011 | Administratively Determined Incentive Program | ABSECON | 8201 | 11.18 | Residential | Behind the Meter | Yes | EMT Renewables, LLC | AC Electric |  | Accepted | 2025-04-14 | 2025-05-08 | 2026-05-08 | Solar Panels | SEG SOLAR | SEG 430 |  | 0.43 | 2 | 13 | 23 |  | Fixed | Roof
NJADRE1559472011 | Administratively Determined Incentive Program | ABSECON | 8201 | 11.18 | Residential | Behind the Meter | Yes | EMT Renewables, LLC | AC Electric |  | Accepted | 2025-04-14 | 2025-05-08 | 2026-05-08 | Solar Panels | SEG SOLAR | SEG 430 |  | 0.43 | 1 | 193 | 31 |  | Fixed | Roof
NJADRE1559472011 | Administratively Determined Incentive Program | ABSECON | 8201 | 11.18 | Residential | Behind the Meter | Yes | EMT Renewables, LLC | AC Electric |  | Accepted | 2025-04-14 | 2025-05-08 | 2026-05-08 | Solar Panels | SEG SOLAR | SEG 430 |  | 0.43 | 2 | 13 | 31 |  | Fixed | Roof
NJADRE1559472016 | Administratively Determined Incentive Program | HILLSBOROUGH | 8844 | 13.92 | Residential | Behind the Meter | No | Maier Solar Engineering dba Solar Me | PSE&G |  | Accepted | 2025-04-14 | 2025-05-08 | 2026-05-08 | Solar Panels | Hanwha | Q.TRON M-G2+435W |  | 0.435 | 1 | 184 | 26 |  | Fixed | Roof
NJADRE1559472016 | Administratively Determined Incentive Program | HILLSBOROUGH | 8844 | 13.92 | Residential | Behind the Meter | No | Maier Solar Engineering dba Solar Me | PSE&G |  | Accepted | 2025-04-14 | 2025-05-08 | 2026-05-08 | Solar Panels | Hanwha | Q.TRON M-G2+435W |  | 0.435 | 1 | 274 | 23 |  | Fixed | Roof
NJADRE1559472016 | Administratively Determined Incentive Program | HILLSBOROUGH | 8844 | 13.92 | Residential | Behind the Meter | No | Maier Solar Engineering dba Solar Me | PSE&G |  | Accepted | 2025-04-14 | 2025-05-08 | 2026-05-08 | Inverters | Enphase | IQ8A | 349 |  | 41 |  |  | 0.96 |  | Outdoor | Next to meter
NJADRE1559472016 | Administratively Determined Incentive Program | HILLSBOROUGH | 8844 | 13.92 | Residential | Behind the Meter | No | Maier Solar Engineering dba Solar Me | PSE&G |  | Accepted | 2025-04-14 | 2025-05-08 | 2026-05-08 | Solar Panels | Hanwha | Q.TRON M-G2+435W |  | 0.435 | 9 | 184 | 26 |  | Fixed | Roof
NJADRE1559472016 | Administratively Determined Incentive Program | HILLSBOROUGH | 8844 | 13.92 | Residential | Behind the Meter | No | Maier Solar Engineering dba Solar Me | PSE&G |  | Accepted | 2025-04-14 | 2025-05-08 | 2026-05-08 | Solar Panels | Hanwha | Q.TRON M-G2+435W |  | 0.435 | 13 | 274 | 26 |  | Fixed | Roof
NJADRE1559472016 | Administratively Determined Incentive Program | HILLSBOROUGH | 8844 | 13.92 | Residential | Behind the Meter | No | Maier Solar Engineering dba Solar Me | PSE&G |  | Accepted | 2025-04-14 | 2025-05-08 | 2026-05-08 | Solar Panels | Hanwha | Q.TRON M-G2+435W |  | 0.435 | 8 | 94 | 26 |  | Fixed | Roof
NJADRE1559472017 | Administratively Determined Incentive Program | CALDWELL | 7006 | 11.05 | Residential | Behind the Meter | Yes | GenSun Roofing and Solar, LLC | PSE&G |  | Accepted | 2025-04-14 | 2025-05-08 | 2026-05-08 | Inverters | ENPHASE | IQ8HC-72-M-DOM-US | 380 |  | 26 |  |  | 0.99 |  | Outside
NJADRE1559472017 | Administratively Determined Incentive Program | CALDWELL | 7006 | 11.05 | Residential | Behind the Meter | Yes | GenSun Roofing and Solar, LLC | PSE&G |  | Accepted | 2025-04-14 | 2025-05-08 | 2026-05-08 | Solar Panels | HANWHA QCELLS | QTRON BLK M-G2+425w |  | 0.425 | 18 | 220 | 27 |  | Fixed | Roof
NJADRE1559472017 | Administratively Determined Incentive Program | CALDWELL | 7006 | 11.05 | Residential | Behind the Meter | Yes | GenSun Roofing and Solar, LLC | PSE&G |  | Accepted | 2025-04-14 | 2025-05-08 | 2026-05-08 | Solar Panels | HANWHA QCELLS | QTRON BLK M-G2+425w |  | 0.425 | 8 | 40 | 27 |  | Fixed | Roof
NJADRE1559472036 | Administratively Determined Incentive Program | BRIDGETON | 8302 | 6.88 | Residential | Behind the Meter | Yes | EMT Renewables, LLC | AC Electric |  | Accepted | 2025-04-14 | 2025-05-09 | 2026-05-09 | Solar Panels | SEG SOLAR | SEG 430 |  | 0.43 | 16 | 84 | 23 |  | Fixed | Roof
NJADRE1559472036 | Administratively Determined Incentive Program | BRIDGETON | 8302 | 6.88 | Residential | Behind the Meter | Yes | EMT Renewables, LLC | AC Electric |  | Accepted | 2025-04-14 | 2025-05-09 | 2026-05-09 | Inverters | ENPHASE | IQ8+ | 290 |  | 16 |  |  | 0.98 |  | Other | UNDER EACH PANEL
NJADRE1559472042 | Administratively Determined Incentive Program | BEACHWOOD | 8722 | 6.64 | Residential | Behind the Meter | Yes | SunnyMac, LLC | JCP&L |  | Accepted | 2025-04-14 | 2025-05-08 | 2026-05-08 | Solar Panels | HANWHA | Q.PEAK DUO BLK ML-G10+ 415W |  | 0.415 | 16 | 133 | 15 |  | Fixed | Roof
NJADRE1559472042 | Administratively Determined Incentive Program | BEACHWOOD | 8722 | 6.64 | Residential | Behind the Meter | Yes | SunnyMac, LLC | JCP&L |  | Accepted | 2025-04-14 | 2025-05-08 | 2026-05-08 | Inverters | ENPHASE | IQ8HC-72-M-US | 380 |  | 16 |  |  | 0.99 |  | Outdoor | next to meter
NJADRE1559472052 | Administratively Determined Incentive Program | ELMWOOD PARK | 7407 | 10.32 | Residential | Behind the Meter | Yes | EMT Renewables, LLC | PSE&G |  | Accepted | 2025-04-14 | 2025-05-08 | 2026-05-08 | Solar Panels | SEG SOLAR | SEG 430 |  | 0.43 | 9 | 161 | 22 |  | Fixed | Roof
NJADRE1559472052 | Administratively Determined Incentive Program | ELMWOOD PARK | 7407 | 10.32 | Residential | Behind the Meter | Yes | EMT Renewables, LLC | PSE&G |  | Accepted | 2025-04-14 | 2025-05-08 | 2026-05-08 | Solar Panels | SEG SOLAR | SEG 430 |  | 0.43 | 4 | 71 | 22 |  | Fixed | Roof
NJADRE1559472052 | Administratively Determined Incentive Program | ELMWOOD PARK | 7407 | 10.32 | Residential | Behind the Meter | Yes | EMT Renewables, LLC | PSE&G |  | Accepted | 2025-04-14 | 2025-05-08 | 2026-05-08 | Inverters | ENPHASE | IQ8+ | 290 |  | 24 |  |  | 0.98 |  | Other | UNDER EACH PANEL
NJADRE1559472052 | Administratively Determined Incentive Program | ELMWOOD PARK | 7407 | 10.32 | Residential | Behind the Meter | Yes | EMT Renewables, LLC | PSE&G |  | Accepted | 2025-04-14 | 2025-05-08 | 2026-05-08 | Solar Panels | SEG SOLAR | SEG 430 |  | 0.43 | 6 | 251 | 22 |  | Fixed | Roof
NJADRE1559472052 | Administratively Determined Incentive Program | ELMWOOD PARK | 7407 | 10.32 | Residential | Behind the Meter | Yes | EMT Renewables, LLC | PSE&G |  | Accepted | 2025-04-14 | 2025-05-08 | 2026-05-08 | Solar Panels | SEG SOLAR | SEG 430 |  | 0.43 | 5 | 341 | 22 |  | Fixed | Roof
NJADRE1559472072 | Administratively Determined Incentive Program | SICKLERVILLE | 8081 | 16.34 | Residential | Behind the Meter | Yes | AllSeason Solar | AC Electric |  | Accepted | 2025-04-14 | 2025-05-08 | 2026-05-08 | Solar Panels | SEG Solar | SEG430BTD-BG |  | 0.43 | 18 | 143 | 14 |  | Fixed | Roof
NJADRE1559472072 | Administratively Determined Incentive Program | SICKLERVILLE | 8081 | 16.34 | Residential | Behind the Meter | Yes | AllSeason Solar | AC Electric |  | Accepted | 2025-04-14 | 2025-05-08 | 2026-05-08 | Solar Panels | SEG Solar | SEG430BTD-BG |  | 0.43 | 11 | 323 | 14 |  | Fixed | Roof
NJADRE1559472072 | Administratively Determined Incentive Program | SICKLERVILLE | 8081 | 16.34 | Residential | Behind the Meter | Yes | AllSeason Solar | AC Electric |  | Accepted | 2025-04-14 | 2025-05-08 | 2026-05-08 | Solar Panels | SEG Solar | SEG430BTD-BG |  | 0.43 | 9 | 233 | 17 |  | Fixed | Roof
NJADRE1559472072 | Administratively Determined Incentive Program | SICKLERVILLE | 8081 | 16.34 | Residential | Behind the Meter | Yes | AllSeason Solar | AC Electric |  | Accepted | 2025-04-14 | 2025-05-08 | 2026-05-08 | Inverters | Enphase | IQ8 Plus | 290 |  | 38 |  |  | 0.97 |  | Outdoor
NJADRE1559472145 | Administratively Determined Incentive Program | HAMMONTON | 8037 | 18.49 | Residential | Behind the Meter | Yes | EMT Renewables, LLC | AC Electric |  | Accepted | 2025-04-14 | 2025-05-08 | 2026-05-08 | Solar Panels | SEG SOLAR | SEG 430 |  | 0.43 | 8 | 41 | 14 |  | Fixed | Roof
NJADRE1559472145 | Administratively Determined Incentive Program | HAMMONTON | 8037 | 18.49 | Residential | Behind the Meter | Yes | EMT Renewables, LLC | AC Electric |  | Accepted | 2025-04-14 | 2025-05-08 | 2026-05-08 | Inverters | ENPHASE | IQ8+ | 290 |  | 43 |  |  | 0.98 |  | Other | UNDER EACH PANEL
NJADRE1559472145 | Administratively Determined Incentive Program | HAMMONTON | 8037 | 18.49 | Residential | Behind the Meter | Yes | EMT Renewables, LLC | AC Electric |  | Accepted | 2025-04-14 | 2025-05-08 | 2026-05-08 | Solar Panels | SEG SOLAR | SEG 430 |  | 0.43 | 20 | 221 | 28 |  | Fixed | Roof
NJADRE1559472145 | Administratively Determined Incentive Program | HAMMONTON | 8037 | 18.49 | Residential | Behind the Meter | Yes | EMT Renewables, LLC | AC Electric |  | Accepted | 2025-04-14 | 2025-05-08 | 2026-05-08 | Solar Panels | SEG SOLAR | SEG 430 |  | 0.43 | 11 | 221 | 27 |  | Fixed | Roof
NJADRE1559472145 | Administratively Determined Incentive Program | HAMMONTON | 8037 | 18.49 | Residential | Behind the Meter | Yes | EMT Renewables, LLC | AC Electric |  | Accepted | 2025-04-14 | 2025-05-08 | 2026-05-08 | Solar Panels | SEG SOLAR | SEG 430 |  | 0.43 | 4 | 41 | 26 |  | Fixed | Roof
NJADRE1559472280 | Administratively Determined Incentive Program | HADDON TOWNSHIP | 8107 | 6.38 | Residential | Behind the Meter | Yes | Power Energy Solutions, LLC | PSE&G |  | Accepted | 2025-04-14 | 2025-05-08 | 2026-05-08 | Inverters | Enphase | IQ8+-72-2-US | 290 |  | 15 |  |  | 0.97 |  | Outdoor
NJADRE1559472280 | Administratively Determined Incentive Program | HADDON TOWNSHIP | 8107 | 6.38 | Residential | Behind the Meter | Yes | Power Energy Solutions, LLC | PSE&G |  | Accepted | 2025-04-14 | 2025-05-08 | 2026-05-08 | Solar Panels | Trina Solar | TSM-425NE09RC.05 |  | 0.425 | 3 | 336 | 35 |  | Fixed | Roof
NJADRE1559472280 | Administratively Determined Incentive Program | HADDON TOWNSHIP | 8107 | 6.38 | Residential | Behind the Meter | Yes | Power Energy Solutions, LLC | PSE&G |  | Accepted | 2025-04-14 | 2025-05-08 | 2026-05-08 | Solar Panels | Trina Solar | TSM-425NE09RC.05 |  | 0.425 | 2 | 336 | 15 |  | Fixed | Roof
NJADRE1559472280 | Administratively Determined Incentive Program | HADDON TOWNSHIP | 8107 | 6.38 | Residential | Behind the Meter | Yes | Power Energy Solutions, LLC | PSE&G |  | Accepted | 2025-04-14 | 2025-05-08 | 2026-05-08 | Solar Panels | Trina Solar | TSM-425NE09RC.05 |  | 0.425 | 5 | 246 | 23 |  | Fixed | Roof
NJADRE1559472280 | Administratively Determined Incentive Program | HADDON TOWNSHIP | 8107 | 6.38 | Residential | Behind the Meter | Yes | Power Energy Solutions, LLC | PSE&G |  | Accepted | 2025-04-14 | 2025-05-08 | 2026-05-08 | Solar Panels | Trina Solar | TSM-425NE09RC.05 |  | 0.425 | 5 | 66 | 23 |  | Fixed | Roof
NJADRE1559472339 | Administratively Determined Incentive Program | BELMAR | 7719 | 7.38 | Residential | Behind the Meter | Yes | Pro Custom Solar dba Momentum Solar | JCP&L |  | Accepted | 2025-04-14 | 2025-05-08 | 2026-05-08 | Solar Panels | Hanwha | Q.Peak Duo BLK ML-G10+ 410 |  | 0.41 | 4 | 55 | 9 |  | Fixed | Roof
NJADRE1559472339 | Administratively Determined Incentive Program | BELMAR | 7719 | 7.38 | Residential | Behind the Meter | Yes | Pro Custom Solar dba Momentum Solar | JCP&L |  | Accepted | 2025-04-14 | 2025-05-08 | 2026-05-08 | Solar Panels | Hanwha | Q.Peak Duo BLK ML-G10+ 410 |  | 0.41 | 5 | 235 | 9 |  | Fixed | Roof
NJADRE1559472339 | Administratively Determined Incentive Program | BELMAR | 7719 | 7.38 | Residential | Behind the Meter | Yes | Pro Custom Solar dba Momentum Solar | JCP&L |  | Accepted | 2025-04-14 | 2025-05-08 | 2026-05-08 | Solar Panels | Hanwha | Q.Peak Duo BLK ML-G10+ 410 |  | 0.41 | 5 | 146 | 8 |  | Fixed | Roof
NJADRE1559472339 | Administratively Determined Incentive Program | BELMAR | 7719 | 7.38 | Residential | Behind the Meter | Yes | Pro Custom Solar dba Momentum Solar | JCP&L |  | Accepted | 2025-04-14 | 2025-05-08 | 2026-05-08 | Inverters | Enphase | IQ8HC-72-M-DOM-US | 380 |  | 18 |  |  | 0.97 |  | Outdoor
NJADRE1559472339 | Administratively Determined Incentive Program | BELMAR | 7719 | 7.38 | Residential | Behind the Meter | Yes | Pro Custom Solar dba Momentum Solar | JCP&L |  | Accepted | 2025-04-14 | 2025-05-08 | 2026-05-08 | Solar Panels | Hanwha | Q.Peak Duo BLK ML-G10+ 410 |  | 0.41 | 4 | 145 | 9 |  | Fixed | Roof
NJADRE1559472457 | Administratively Determined Incentive Program | SICKLERVILLE | 8081 | 11.05 | Residential | Behind the Meter | Yes | Whitman Construction, LLC | AC Electric |  | Accepted | 2025-04-14 | 2025-05-08 | 2026-05-08 | Solar Panels | Jinko Solar | JKM425N-54HL4-B |  | 0.425 | 6 | 219 | 30 |  | Fixed | Roof
NJADRE1559472457 | Administratively Determined Incentive Program | SICKLERVILLE | 8081 | 11.05 | Residential | Behind the Meter | Yes | Whitman Construction, LLC | AC Electric |  | Accepted | 2025-04-14 | 2025-05-08 | 2026-05-08 | Solar Panels | Jinko Solar | JKM425N-54HL4-B |  | 0.425 | 4 | 219 | 30 |  | Fixed | Roof
NJADRE1559472457 | Administratively Determined Incentive Program | SICKLERVILLE | 8081 | 11.05 | Residential | Behind the Meter | Yes | Whitman Construction, LLC | AC Electric |  | Accepted | 2025-04-14 | 2025-05-08 | 2026-05-08 | Solar Panels | Jinko Solar | JKM425N-54HL4-B |  | 0.425 | 16 | 39 | 27 |  | Fixed | Roof
NJADRE1559472457 | Administratively Determined Incentive Program | SICKLERVILLE | 8081 | 11.05 | Residential | Behind the Meter | Yes | Whitman Construction, LLC | AC Electric |  | Accepted | 2025-04-14 | 2025-05-08 | 2026-05-08 | Inverters | ENPHASE | IQ8PLUS-72-2-US | 290 |  | 26 |  |  | 0.975 |  | Outdoor
NJADRE1559472504 | Administratively Determined Incentive Program | Leesburg | 8327 | 9.03 | Residential | Behind the Meter | Yes | EMT Renewables, LLC | AC Electric |  | Accepted | 2025-04-14 | 2025-05-13 | 2026-05-13 | Solar Panels | SEG SOLAR | SEG 430 |  | 0.43 | 5 | 211 | 18 |  | Fixed | Roof
NJADRE1559472504 | Administratively Determined Incentive Program | Leesburg | 8327 | 9.03 | Residential | Behind the Meter | Yes | EMT Renewables, LLC | AC Electric |  | Accepted | 2025-04-14 | 2025-05-13 | 2026-05-13 | Solar Panels | SEG SOLAR | SEG 430 |  | 0.43 | 10 | 301 | 20 |  | Fixed | Roof
NJADRE1559472504 | Administratively Determined Incentive Program | Leesburg | 8327 | 9.03 | Residential | Behind the Meter | Yes | EMT Renewables, LLC | AC Electric |  | Accepted | 2025-04-14 | 2025-05-13 | 2026-05-13 | Solar Panels | SEG SOLAR | SEG 430 |  | 0.43 | 4 | 31 | 18 |  | Fixed | Pole
NJADRE1559472504 | Administratively Determined Incentive Program | Leesburg | 8327 | 9.03 | Residential | Behind the Meter | Yes | EMT Renewables, LLC | AC Electric |  | Accepted | 2025-04-14 | 2025-05-13 | 2026-05-13 | Inverters | ENPHASE | IQ8+ | 290 |  | 21 |  |  | 0.98 |  | Other | UNDER EACH PANEL
NJADRE1559472504 | Administratively Determined Incentive Program | Leesburg | 8327 | 9.03 | Residential | Behind the Meter | Yes | EMT Renewables, LLC | AC Electric |  | Accepted | 2025-04-14 | 2025-05-13 | 2026-05-13 | Solar Panels | SEG SOLAR | SEG 430 |  | 0.43 | 2 | 121 | 20 |  | Fixed | Roof
NJADRE1559472505 | Administratively Determined Incentive Program | BRIDGEWATER | 8807 | 5.52 | Residential | Behind the Meter | No | Infinity Solar Systems, LLC | JCP&L |  | Accepted | 2025-04-14 | 2025-05-08 | 2026-05-08 | Inverters | Tesla | Powerwall 3 | 12 |  | 1 |  |  | 0.97 |  | Indoor
NJADRE1559472505 | Administratively Determined Incentive Program | BRIDGEWATER | 8807 | 5.52 | Residential | Behind the Meter | No | Infinity Solar Systems, LLC | JCP&L |  | Accepted | 2025-04-14 | 2025-05-08 | 2026-05-08 | Solar Panels | REC Solar | REC 460AA PURE-RX |  | 0.46 | 12 | 266 | 23 |  | Fixed | Roof
NJADRE1559472661 | Administratively Determined Incentive Program | MARGATE CITY | 8402 | 6.56 | Residential | Behind the Meter | Yes | AllSeason Solar | AC Electric |  | Accepted | 2025-04-14 | 2025-05-08 | 2026-05-08 | Solar Panels | SEG Solar | SEG410BMD-HV |  | 0.41 | 16 | 234 | 23 |  | Fixed | Roof
NJADRE1559472661 | Administratively Determined Incentive Program | MARGATE CITY | 8402 | 6.56 | Residential | Behind the Meter | Yes | AllSeason Solar | AC Electric |  | Accepted | 2025-04-14 | 2025-05-08 | 2026-05-08 | Inverters | Enphase | IQ8 Plus | 290 |  | 16 |  |  | 0.97 |  | Outside
NJADRE1559472663 | Administratively Determined Incentive Program | NORTH BERGEN | 7047 | 3.28 | Residential | Behind the Meter | Yes | Sunrun Installation Services, Inc. | PSE&G |  | Accepted | 2025-04-14 | 2025-05-08 | 2026-05-08 | Inverters | SolarEdge Technologies | SE3800H-USMN | 3800 |  | 1 |  |  | 0.99 |  | Outdoor | Next to meter
NJADRE1559472663 | Administratively Determined Incentive Program | NORTH BERGEN | 7047 | 3.28 | Residential | Behind the Meter | Yes | Sunrun Installation Services, Inc. | PSE&G |  | Accepted | 2025-04-14 | 2025-05-08 | 2026-05-08 | Solar Panels | Hanwha Q-Cells | Q.PEAK DUO BLK ML-G10+ 410 |  | 0.41 | 8 | 100 | 15 |  | Fixed | Roof
NJADRE1559472669 | Administratively Determined Incentive Program | LINDEN | 7036 | 4.3 | Residential | Behind the Meter | Yes | PosiGen Developer, LLC | PSE&G |  | Accepted | 2025-04-14 | 2025-05-08 | 2026-05-08 | Inverters | SOLAREDGE | SE3800H-US | 3800 |  | 1 |  |  | 0 |  | Outside | within ten feet of meter
NJADRE1559472669 | Administratively Determined Incentive Program | LINDEN | 7036 | 4.3 | Residential | Behind the Meter | Yes | PosiGen Developer, LLC | PSE&G |  | Accepted | 2025-04-14 | 2025-05-08 | 2026-05-08 | Solar Panels | JINKO EAGLE G6R | JKM430N-54HL4-B |  | 0.43 | 2 | 218 | 30 |  | Fixed | Roof
NJADRE1559472669 | Administratively Determined Incentive Program | LINDEN | 7036 | 4.3 | Residential | Behind the Meter | Yes | PosiGen Developer, LLC | PSE&G |  | Accepted | 2025-04-14 | 2025-05-08 | 2026-05-08 | Solar Panels | JINKO EAGLE G6R | JKM430N-54HL4-B |  | 0.43 | 2 | 38 | 31 |  | Fixed | Roof
NJADRE1559472669 | Administratively Determined Incentive Program | LINDEN | 7036 | 4.3 | Residential | Behind the Meter | Yes | PosiGen Developer, LLC | PSE&G |  | Accepted | 2025-04-14 | 2025-05-08 | 2026-05-08 | Solar Panels | JINKO EAGLE G6R | JKM430N-54HL4-B |  | 0.43 | 2 | 38 | 31 |  | Fixed | Roof
NJADRE1559472669 | Administratively Determined Incentive Program | LINDEN | 7036 | 4.3 | Residential | Behind the Meter | Yes | PosiGen Developer, LLC | PSE&G |  | Accepted | 2025-04-14 | 2025-05-08 | 2026-05-08 | Solar Panels | JINKO EAGLE G6R | JKM430N-54HL4-B |  | 0.43 | 2 | 218 | 31 |  | Fixed | Roof
NJADRE1559472669 | Administratively Determined Incentive Program | LINDEN | 7036 | 4.3 | Residential | Behind the Meter | Yes | PosiGen Developer, LLC | PSE&G |  | Accepted | 2025-04-14 | 2025-05-08 | 2026-05-08 | Solar Panels | JINKO EAGLE G6R | JKM430N-54HL4-B |  | 0.43 | 2 | 128 | 31 |  | Fixed | Roof
NJADRE1559472670 | Administratively Determined Incentive Program | MONMOUTH BEACH | 7750 | 7.395 | Residential | Behind the Meter | Yes | SEA BRIGHT SOLAR, LLC | JCP&L |  | Accepted | 2025-04-30 | 2025-05-29 | 2026-05-29 | Inverters | Enphase | IQ8AC-72-M-US | 349 |  | 17 |  |  | 0.97 |  | Outdoor
NJADRE1559472670 | Administratively Determined Incentive Program | MONMOUTH BEACH | 7750 | 7.395 | Residential | Behind the Meter | Yes | SEA BRIGHT SOLAR, LLC | JCP&L |  | Accepted | 2025-04-30 | 2025-05-29 | 2026-05-29 | Solar Panels | QCell | Q.TRON BLK M-G2+ 435 |  | 0.435 | 17 | 174 | 50 |  | Fixed | Roof
NJADRE1559472670 | Administratively Determined Incentive Program | MONMOUTH BEACH | 7750 | 7.395 | Residential | Behind the Meter | Yes | SEA BRIGHT SOLAR, LLC | JCP&L |  | Accepted | 2025-04-30 | 2025-05-29 | 2026-05-29 | Meters | Enphase | IQ Combiner 5C |  |  | 1 |  |  |  | Yes | Outdoor
NJADRE1559472671 | Administratively Determined Incentive Program | Union | 7083 | 7.225 | Residential | Behind the Meter | Yes | Divine Solar, LLC | PSE&G |  | Accepted | 2025-04-16 | 2025-05-12 | 2026-05-12 | Inverters | Enphase | IQ8+ | 425 |  | 15 |  |  | 0.97 |  | Outdoor
NJADRE1559472671 | Administratively Determined Incentive Program | Union | 7083 | 7.225 | Residential | Behind the Meter | Yes | Divine Solar, LLC | PSE&G |  | Accepted | 2025-04-16 | 2025-05-12 | 2026-05-12 | Solar Panels | Jinko | JKM425N-54HL4R-B425W |  | 0.425 | 15 | 170 | 30 |  | Fixed | Roof
NJADRE1559472671 | Administratively Determined Incentive Program | Union | 7083 | 7.225 | Residential | Behind the Meter | Yes | Divine Solar, LLC | PSE&G |  | Accepted | 2025-04-16 | 2025-05-12 | 2026-05-12 | Meters | Enphase | IQ Combiner 4/4C |  |  | 1 |  |  |  | Yes | Outdoor
NJADRE1559472671 | Administratively Determined Incentive Program | Union | 7083 | 7.225 | Residential | Behind the Meter | Yes | Divine Solar, LLC | PSE&G |  | Accepted | 2025-04-16 | 2025-05-12 | 2026-05-12 | Solar Panels | Jinko | JKM425N-54HL4R-B425W |  | 0.425 | 2 | 170 | 30 |  | Fixed | Roof
NJADRE1559472671 | Administratively Determined Incentive Program | Union | 7083 | 7.225 | Residential | Behind the Meter | Yes | Divine Solar, LLC | PSE&G |  | Accepted | 2025-04-16 | 2025-05-12 | 2026-05-12 | Inverters | Enphase | IQ8+ | 425 |  | 2 |  |  | 0.97 |  | Outdoor
NJADRE1559472685 | Administratively Determined Incentive Program | Franklinville | 8322 | 11.05 | Residential | Behind the Meter | Yes | Whitman Construction, LLC | AC Electric |  | Accepted | 2025-04-14 | 2025-05-08 | 2026-05-08 | Inverters | ENPHASE | IQ8PLUS-72-2-US | 290 |  | 26 |  |  | 0.975 |  | Outdoor
NJADRE1559472685 | Administratively Determined Incentive Program | Franklinville | 8322 | 11.05 | Residential | Behind the Meter | Yes | Whitman Construction, LLC | AC Electric |  | Accepted | 2025-04-14 | 2025-05-08 | 2026-05-08 | Solar Panels | Jinko Solar | JKM425N-54HL4-B |  | 0.425 | 4 | 172 | 30 |  | Fixed | Roof
NJADRE1559472685 | Administratively Determined Incentive Program | Franklinville | 8322 | 11.05 | Residential | Behind the Meter | Yes | Whitman Construction, LLC | AC Electric |  | Accepted | 2025-04-14 | 2025-05-08 | 2026-05-08 | Solar Panels | Trina Solar | JKM425N-54HL4-B |  | 0.425 | 22 | 172 | 30 |  | Fixed | Roof
NJADRE1559472698 | Administratively Determined Incentive Program | Elizabethport | 7206 | 10.13 | Residential | Behind the Meter | Yes | Freedom Forever New Jersey, LLC | PSE&G |  | Accepted | 2025-04-14 | 2025-05-15 | 2026-05-15 | Inverters | Solar Edge | SE7600H-US | 7600 |  | 1 |  |  | 0.99 |  | Outdoor
NJADRE1559472698 | Administratively Determined Incentive Program | Elizabethport | 7206 | 10.13 | Residential | Behind the Meter | Yes | Freedom Forever New Jersey, LLC | PSE&G |  | Accepted | 2025-04-14 | 2025-05-15 | 2026-05-15 | Solar Panels | JA Solar | JAM54S31-405/MR |  | 0.405 | 15 | 144 | 26 |  | Fixed | Roof
NJADRE1559472698 | Administratively Determined Incentive Program | Elizabethport | 7206 | 10.13 | Residential | Behind the Meter | Yes | Freedom Forever New Jersey, LLC | PSE&G |  | Accepted | 2025-04-14 | 2025-05-15 | 2026-05-15 | Solar Panels | JA Solar | JAM54S31-405/MR |  | 0.405 | 10 | 324 | 26 |  | Fixed | Roof
NJADRE1559472702 | Administratively Determined Incentive Program | FRANKLIN TOWNSHIP | 8873 | 7.2 | Residential | Behind the Meter | No | AllSeason Solar | PSE&G |  | Accepted | 2025-04-14 | 2025-05-09 | 2026-05-09 | Solar Panels | Certainteed | CT400HC11-09 |  | 0.4 | 18 | 129 | 24 |  | Fixed | Roof
NJADRE1559472702 | Administratively Determined Incentive Program | FRANKLIN TOWNSHIP | 8873 | 7.2 | Residential | Behind the Meter | No | AllSeason Solar | PSE&G |  | Accepted | 2025-04-14 | 2025-05-09 | 2026-05-09 | Inverters | Enphase | IQ8 Plus | 290 |  | 18 |  |  | 0.97 |  | Outside
NJADRE1559472705 | Administratively Determined Incentive Program | West Creek | 8092 | 11.07 | Residential | Behind the Meter | Yes | Trinity Solar, LLC | AC Electric |  | Accepted | 2025-04-14 | 2025-05-12 | 2026-05-12 | Solar Panels | HANWHA | (Q.PEAK DUO BLK ML-G10+ 410) |  | 0.41 | 14 | 236 | 33 |  | Fixed | Roof
NJADRE1559472705 | Administratively Determined Incentive Program | West Creek | 8092 | 11.07 | Residential | Behind the Meter | Yes | Trinity Solar, LLC | AC Electric |  | Accepted | 2025-04-14 | 2025-05-12 | 2026-05-12 | Inverters | Solar Edge | USE10000H-USMNBL75 | 10000 |  | 1 |  |  | 0.97 |  | Outdoor
NJADRE1559472705 | Administratively Determined Incentive Program | West Creek | 8092 | 11.07 | Residential | Behind the Meter | Yes | Trinity Solar, LLC | AC Electric |  | Accepted | 2025-04-14 | 2025-05-12 | 2026-05-12 | Solar Panels | HANWHA | (Q.PEAK DUO BLK ML-G10+ 410) |  | 0.41 | 13 | 56 | 33 |  | Fixed | Roof
NJADRE1559472726 | Administratively Determined Incentive Program | FLORENCE | 8554 | 7.89 | Residential | Behind the Meter | Yes | Venture Home Solar, LLC | PSE&G |  | Accepted | 2025-04-14 | 2025-05-20 | 2026-05-20 | Inverters | EnPhase | IQ8HC-72-M-DOM-US (240V) | 366 |  | 19 |  |  | 0.98361 |  | Outside
NJADRE1559472726 | Administratively Determined Incentive Program | FLORENCE | 8554 | 7.89 | Residential | Behind the Meter | Yes | Venture Home Solar, LLC | PSE&G |  | Accepted | 2025-04-14 | 2025-05-20 | 2026-05-20 | Solar Panels | Hanwha | Q.PEAK DUO BLK ML-G10+ 415W |  | 0.415 | 16 | 239 | 34 |  | Fixed | Roof
NJADRE1559472726 | Administratively Determined Incentive Program | FLORENCE | 8554 | 7.89 | Residential | Behind the Meter | Yes | Venture Home Solar, LLC | PSE&G |  | Accepted | 2025-04-14 | 2025-05-20 | 2026-05-20 | Solar Panels | Hanwha | Q.PEAK DUO BLK ML-G10+ 415W |  | 0.415 | 3 | 239 | 8 |  | Fixed | Roof
NJADRE1559472738 | Administratively Determined Incentive Program | ELIZABETH | 7202 | 7.79 | Residential | Behind the Meter | Yes | Sunrun Installation Services, Inc. | PSE&G |  | Accepted | 2025-04-14 | 2025-05-08 | 2026-05-08 | Inverters | SOLAREDGE TECHNOLOGIES | SE5700H-USMN | 5760 |  | 1 |  |  | 0.99 |  | Outdoor
NJADRE1559472738 | Administratively Determined Incentive Program | ELIZABETH | 7202 | 7.79 | Residential | Behind the Meter | Yes | Sunrun Installation Services, Inc. | PSE&G |  | Accepted | 2025-04-14 | 2025-05-08 | 2026-05-08 | Solar Panels | HANWHA Q-CELLS | Q.PEAK DUO BLK ML-G10+ 410 |  | 0.41 | 19 | 148 | 39 |  | Fixed | Roof
NJADRE1559472769 | Administratively Determined Incentive Program | SECAUCUS | 7094 | 6.15 | Residential | Behind the Meter | Yes | Pro Custom Solar dba Momentum Solar | PSE&G |  | Accepted | 2025-04-14 | 2025-05-09 | 2026-05-09 | Solar Panels | Hanwha | q.peak duo blk ml-g10+410 |  | 0.41 | 15 | 218 | 17 |  | Fixed | Roof
NJADRE1559472769 | Administratively Determined Incentive Program | SECAUCUS | 7094 | 6.15 | Residential | Behind the Meter | Yes | Pro Custom Solar dba Momentum Solar | PSE&G |  | Accepted | 2025-04-14 | 2025-05-09 | 2026-05-09 | Inverters | Enphase | IQ8HC-72-M-DOM-US | 380 |  | 15 |  |  | 0.97 |  | Outdoor
NJADRE1559472789 | Administratively Determined Incentive Program | Sewell | 8080 | 3.69 | Residential | Behind the Meter | Yes | Trinity Solar, LLC | AC Electric |  | Accepted | 2025-04-14 | 2025-05-08 | 2026-05-08 | Inverters | Solar Edge | USE3800H-USMNBL75 | 3800 |  | 1 |  |  | 0.97 |  | Outdoor
NJADRE1559472789 | Administratively Determined Incentive Program | Sewell | 8080 | 3.69 | Residential | Behind the Meter | Yes | Trinity Solar, LLC | AC Electric |  | Accepted | 2025-04-14 | 2025-05-08 | 2026-05-08 | Solar Panels | HANWHA | (Q.PEAK DUO BLK ML-G10+ 410) |  | 0.41 | 9 | 180 | 27 |  | Fixed | Roof
NJADRE1559472793 | Administratively Determined Incentive Program | MONMOUTH JUNCTION | 8852 | 15.12 | Residential | Behind the Meter | No | NJ Solar Power, LLC | PSE&G |  | Accepted | 2025-04-14 | 2025-05-08 | 2026-05-08 | Solar Panels | Panasonic | EVPV420HK2 |  | 0.42 | 23 | 181 | 27 |  | Fixed | Roof | Roof 2
NJADRE1559472793 | Administratively Determined Incentive Program | MONMOUTH JUNCTION | 8852 | 15.12 | Residential | Behind the Meter | No | NJ Solar Power, LLC | PSE&G |  | Accepted | 2025-04-14 | 2025-05-08 | 2026-05-08 | Solar Panels | Panasonic | EVPV420HK2 |  | 0.42 | 3 | 91 | 34 |  | Fixed | Roof | Roof 4
NJADRE1559472793 | Administratively Determined Incentive Program | MONMOUTH JUNCTION | 8852 | 15.12 | Residential | Behind the Meter | No | NJ Solar Power, LLC | PSE&G |  | Accepted | 2025-04-14 | 2025-05-08 | 2026-05-08 | Inverters | Enphase | IQ8H-240-72-2-US | 13680 |  | 36 |  |  | 0.976 |  | Outdoor
NJADRE1559472793 | Administratively Determined Incentive Program | MONMOUTH JUNCTION | 8852 | 15.12 | Residential | Behind the Meter | No | NJ Solar Power, LLC | PSE&G |  | Accepted | 2025-04-14 | 2025-05-08 | 2026-05-08 | Solar Panels | Panasonic | EVPV420HK2 |  | 0.42 | 7 | 271 | 27 |  | Fixed | Roof | Roof 1
NJADRE1559472793 | Administratively Determined Incentive Program | MONMOUTH JUNCTION | 8852 | 15.12 | Residential | Behind the Meter | No | NJ Solar Power, LLC | PSE&G |  | Accepted | 2025-04-14 | 2025-05-08 | 2026-05-08 | Solar Panels | Panasonic | EVPV420HK2 |  | 0.42 | 3 | 271 | 34 |  | Fixed | Roof | Roof 3
NJADRE1559472794 | Administratively Determined Incentive Program | MORRIS PLAINS | 7950 | 17.85 | Residential | Behind the Meter | No | Fusion Solar Energy, LLC | JCP&L |  | Accepted | 2025-04-14 | 2025-05-09 | 2026-05-09 | Solar Panels | JINKO SOLAR | JKM425N-54HL4R-B |  | 0.425 | 8 | 32.39 | 34 |  | Fixed | Roof
NJADRE1559472794 | Administratively Determined Incentive Program | MORRIS PLAINS | 7950 | 17.85 | Residential | Behind the Meter | No | Fusion Solar Energy, LLC | JCP&L |  | Accepted | 2025-04-14 | 2025-05-09 | 2026-05-09 | Solar Panels | JINKO SOLAR | JKM425N-54HL4R-B |  | 0.425 | 14 | 302.4 | 34 |  | Fixed | Roof
NJADRE1559472794 | Administratively Determined Incentive Program | MORRIS PLAINS | 7950 | 17.85 | Residential | Behind the Meter | No | Fusion Solar Energy, LLC | JCP&L |  | Accepted | 2025-04-14 | 2025-05-09 | 2026-05-09 | Solar Panels | JINKO SOLAR | JKM425N-54HL4R-B |  | 0.425 | 7 | 122.4 | 35 |  | Fixed | Roof
NJADRE1559472794 | Administratively Determined Incentive Program | MORRIS PLAINS | 7950 | 17.85 | Residential | Behind the Meter | No | Fusion Solar Energy, LLC | JCP&L |  | Accepted | 2025-04-14 | 2025-05-09 | 2026-05-09 | Inverters | ENPHASE | IQ8PLUS-72-2-US | 290 |  | 42 |  |  | 0.973 |  | Outside | Roof
NJADRE1559472794 | Administratively Determined Incentive Program | MORRIS PLAINS | 7950 | 17.85 | Residential | Behind the Meter | No | Fusion Solar Energy, LLC | JCP&L |  | Accepted | 2025-04-14 | 2025-05-09 | 2026-05-09 | Solar Panels | JINKO SOLAR | JKM425N-54HL4R-B |  | 0.425 | 13 | 212.39 | 34 |  | Fixed | Roof
NJADRE1559472801 | Administratively Determined Incentive Program | MONTGOMERY | 8502 | 16 | Residential | Behind the Meter | No | AllSeason Solar | PSE&G |  | Accepted | 2025-04-14 | 2025-05-09 | 2026-05-09 | Inverters | Enphase | IQ8 Plus | 290 |  | 40 |  |  | 0.97 |  | Outside
NJADRE1559472801 | Administratively Determined Incentive Program | MONTGOMERY | 8502 | 16 | Residential | Behind the Meter | No | AllSeason Solar | PSE&G |  | Accepted | 2025-04-14 | 2025-05-09 | 2026-05-09 | Solar Panels | Certainteed | CT400HC11-09 |  | 0.4 | 40 | 180 | 25 |  | Fixed | Ground
NJADRE1559472802 | Administratively Determined Incentive Program | Paterson | 7504 | 6.97 | Residential | Behind the Meter | Yes | Freedom Forever New Jersey, LLC | PSE&G |  | Accepted | 2025-04-16 | 2025-05-12 | 2026-05-12 | Solar Panels | Hanwha | Q.PEAK DUO BLK ML-G10+ 410 |  | 0.41 | 9 | 279 | 13 |  | Fixed | Roof
NJADRE1559472802 | Administratively Determined Incentive Program | Paterson | 7504 | 6.97 | Residential | Behind the Meter | Yes | Freedom Forever New Jersey, LLC | PSE&G |  | Accepted | 2025-04-16 | 2025-05-12 | 2026-05-12 | Solar Panels | Hanwha | Q.PEAK DUO BLK ML-G10+ 410 |  | 0.41 | 8 | 279 | 35 |  | Fixed | Roof
NJADRE1559472802 | Administratively Determined Incentive Program | Paterson | 7504 | 6.97 | Residential | Behind the Meter | Yes | Freedom Forever New Jersey, LLC | PSE&G |  | Accepted | 2025-04-16 | 2025-05-12 | 2026-05-12 | Inverters | Solar Edge | SE5700H-US | 5760 |  | 1 |  |  | 0.99 |  | Outside
NJADRE1559472829 | Administratively Determined Incentive Program | Little Egg Harbor Twp | 8087 | 5.33 | Residential | Behind the Meter | Yes | Trinity Solar, LLC | AC Electric |  | Accepted | 2025-04-14 | 2025-05-08 | 2026-05-08 | Solar Panels | HANWHA | (Q.PEAK DUO BLK ML-G10+ 410) |  | 0.41 | 10 | 143 | 18 |  | Fixed | Roof
NJADRE1559472829 | Administratively Determined Incentive Program | Little Egg Harbor Twp | 8087 | 5.33 | Residential | Behind the Meter | Yes | Trinity Solar, LLC | AC Electric |  | Accepted | 2025-04-14 | 2025-05-08 | 2026-05-08 | Solar Panels | HANWHA | (Q.PEAK DUO BLK ML-G10+ 410) |  | 0.41 | 3 | 143 | 18 |  | Fixed | Roof
NJADRE1559472829 | Administratively Determined Incentive Program | Little Egg Harbor Twp | 8087 | 5.33 | Residential | Behind the Meter | Yes | Trinity Solar, LLC | AC Electric |  | Accepted | 2025-04-14 | 2025-05-08 | 2026-05-08 | Inverters | Solar Edge | SE5000H-US | 5000 |  | 1 |  |  | 0.97 |  | Outdoor
NJADRE1559472863 | Administratively Determined Incentive Program | TOMS RIVER | 8755 | 13.2 | Residential | Behind the Meter | No | AllSeason Solar | JCP&L |  | Accepted | 2025-04-14 | 2025-05-09 | 2026-05-09 | Inverters | Enphase | IQ8 Plus | 290 |  | 33 |  |  | 0.97 |  | Outside
NJADRE1559472863 | Administratively Determined Incentive Program | TOMS RIVER | 8755 | 13.2 | Residential | Behind the Meter | No | AllSeason Solar | JCP&L |  | Accepted | 2025-04-14 | 2025-05-09 | 2026-05-09 | Solar Panels | Certainteed | CT400HC11-06 |  | 0.4 | 11 | 359 | 20 |  | Fixed | Roof
NJADRE1559472863 | Administratively Determined Incentive Program | TOMS RIVER | 8755 | 13.2 | Residential | Behind the Meter | No | AllSeason Solar | JCP&L |  | Accepted | 2025-04-14 | 2025-05-09 | 2026-05-09 | Solar Panels | Certainteed | CT400HC11-06 |  | 0.4 | 22 | 179 | 20 |  | Fixed | Roof
NJADRE1559472865 | Administratively Determined Incentive Program | EGG HARBOR TOWNSHIP | 8234 | 6.8 | Residential | Behind the Meter | Yes | Whitman Construction, LLC | AC Electric |  | Accepted | 2025-04-14 | 2025-05-13 | 2026-05-13 | Solar Panels | Jinko Solar | JKM425N-54HL4-B |  | 0.425 | 16 | 259 | 19 |  | Fixed | Roof
NJADRE1559472865 | Administratively Determined Incentive Program | EGG HARBOR TOWNSHIP | 8234 | 6.8 | Residential | Behind the Meter | Yes | Whitman Construction, LLC | AC Electric |  | Accepted | 2025-04-14 | 2025-05-13 | 2026-05-13 | Inverters | ENPHASE | IQ8PLUS-72-2-US | 290 |  | 16 |  |  | 0.975 |  | Outdoor
NJADRE1559473100 | Administratively Determined Incentive Program | CAPE MAY COURT HOUSE | 8210 | 15.2 | Residential | Behind the Meter | No | AllSeason Solar | AC Electric |  | Accepted | 2025-04-14 | 2025-05-09 | 2026-05-09 | Solar Panels | Certainteed | CT400HC11-06 |  | 0.4 | 17 | 285 | 23 |  | Fixed | Roof
NJADRE1559473100 | Administratively Determined Incentive Program | CAPE MAY COURT HOUSE | 8210 | 15.2 | Residential | Behind the Meter | No | AllSeason Solar | AC Electric |  | Accepted | 2025-04-14 | 2025-05-09 | 2026-05-09 | Inverters | Enphase | IQ8 Plus | 290 |  | 38 |  |  | 0.97 |  | Outside
NJADRE1559473100 | Administratively Determined Incentive Program | CAPE MAY COURT HOUSE | 8210 | 15.2 | Residential | Behind the Meter | No | AllSeason Solar | AC Electric |  | Accepted | 2025-04-14 | 2025-05-09 | 2026-05-09 | Solar Panels | Certainteed | CT400HC11-06 |  | 0.4 | 21 | 105 | 23 |  | Fixed | Roof
NJADRE1559473265 | Administratively Determined Incentive Program | MYSTIC ISLANDS | 8087 | 3.08 | Residential | Behind the Meter | Yes | Freedom Forever New Jersey, LLC | AC Electric |  | Accepted | 2025-04-14 | 2025-05-09 | 2026-05-09 | Solar Panels | JINKO SOLAR | JKM385M-6RL3-B |  | 0.385 | 6 | 277 | 21 |  | Fixed | Roof
NJADRE1559473265 | Administratively Determined Incentive Program | MYSTIC ISLANDS | 8087 | 3.08 | Residential | Behind the Meter | Yes | Freedom Forever New Jersey, LLC | AC Electric |  | Accepted | 2025-04-14 | 2025-05-09 | 2026-05-09 | Solar Panels | JINKO SOLAR | JKM385M-6RL3-B |  | 0.385 | 2 | 277 | 10 |  | Fixed | Roof
NJADRE1559473265 | Administratively Determined Incentive Program | MYSTIC ISLANDS | 8087 | 3.08 | Residential | Behind the Meter | Yes | Freedom Forever New Jersey, LLC | AC Electric |  | Accepted | 2025-04-14 | 2025-05-09 | 2026-05-09 | Inverters | Solar Edge | SE3800H-USRGM [SI1 | 3800 |  | 1 |  |  | 0.99 |  | Outside
NJADRE1559473580 | Administratively Determined Incentive Program | Upper Township | 8223 | 16.4 | Residential | Behind the Meter | No | AllSeason Solar | AC Electric |  | Accepted | 2025-04-14 | 2025-04-30 | 2026-04-30 | Inverters | Enphase | IQ8 Plus | 290 |  | 41 |  |  | 0.97 |  | Outside
NJADRE1559473580 | Administratively Determined Incentive Program | Upper Township | 8223 | 16.4 | Residential | Behind the Meter | No | AllSeason Solar | AC Electric |  | Accepted | 2025-04-14 | 2025-04-30 | 2026-04-30 | Solar Panels | Certainteed | CT400HC11-06 |  | 0.4 | 21 | 119 | 30 |  | Fixed | Roof
NJADRE1559473580 | Administratively Determined Incentive Program | Upper Township | 8223 | 16.4 | Residential | Behind the Meter | No | AllSeason Solar | AC Electric |  | Accepted | 2025-04-14 | 2025-04-30 | 2026-04-30 | Solar Panels | Certainteed | CT400HC11-06 |  | 0.4 | 5 | 299 | 30 |  | Fixed | Roof
NJADRE1559473580 | Administratively Determined Incentive Program | Upper Township | 8223 | 16.4 | Residential | Behind the Meter | No | AllSeason Solar | AC Electric |  | Accepted | 2025-04-14 | 2025-04-30 | 2026-04-30 | Solar Panels | Certainteed | CT400HC11-06 |  | 0.4 | 9 | 299 | 30 |  | Fixed | Roof
NJADRE1559473580 | Administratively Determined Incentive Program | Upper Township | 8223 | 16.4 | Residential | Behind the Meter | No | AllSeason Solar | AC Electric |  | Accepted | 2025-04-14 | 2025-04-30 | 2026-04-30 | Solar Panels | Certainteed | CT400HC11-06 |  | 0.4 | 6 | 119 | 30 |  | Fixed | Roof
NJADRE1559473605 | Administratively Determined Incentive Program | HASBROUCK HEIGHTS | 7604 | 18.63 | Residential | Behind the Meter | Yes | Freedom Forever New Jersey, LLC | PSE&G |  | Accepted | 2025-04-14 | 2025-05-09 | 2026-05-09 | Solar Panels | JA Solar | JAM54S31-405/MR |  | 0.405 | 10 | 307 | 17 |  | Fixed | Roof
NJADRE1559473605 | Administratively Determined Incentive Program | HASBROUCK HEIGHTS | 7604 | 18.63 | Residential | Behind the Meter | Yes | Freedom Forever New Jersey, LLC | PSE&G |  | Accepted | 2025-04-14 | 2025-05-09 | 2026-05-09 | Inverters | Solar Edge | SE10000H-US | 10000 |  | 1 |  |  | 0.99 |  | Outdoor
NJADRE1559473605 | Administratively Determined Incentive Program | HASBROUCK HEIGHTS | 7604 | 18.63 | Residential | Behind the Meter | Yes | Freedom Forever New Jersey, LLC | PSE&G |  | Accepted | 2025-04-14 | 2025-05-09 | 2026-05-09 | Solar Panels | JA Solar | JAM54S31-405/MR |  | 0.405 | 36 | 127 | 29 |  | Fixed | Roof
NJADRE1559473605 | Administratively Determined Incentive Program | HASBROUCK HEIGHTS | 7604 | 18.63 | Residential | Behind the Meter | Yes | Freedom Forever New Jersey, LLC | PSE&G |  | Accepted | 2025-04-14 | 2025-05-09 | 2026-05-09 | Inverters | Solar Edge | SE3800H-US | 3800 |  | 1 |  |  | 0.99 |  | Outdoor
NJADRE1559473611 | Administratively Determined Incentive Program | HOWELL | 7731 | 9.43 | Residential | Behind the Meter | Yes | Trinity Solar, LLC | JCP&L |  | Accepted | 2025-04-14 | 2025-05-09 | 2026-05-09 | Inverters | Solar Edge | USE7600H-US | 7600 |  | 1 |  |  | 0.986 |  | Outside
NJADRE1559473611 | Administratively Determined Incentive Program | HOWELL | 7731 | 9.43 | Residential | Behind the Meter | Yes | Trinity Solar, LLC | JCP&L |  | Accepted | 2025-04-14 | 2025-05-09 | 2026-05-09 | Solar Panels | Hanwha | Q.PEAK DUO BLK ML-G10+ 410 |  | 0.41 | 3 | 154 | 20 |  | Fixed | Roof
NJADRE1559473611 | Administratively Determined Incentive Program | HOWELL | 7731 | 9.43 | Residential | Behind the Meter | Yes | Trinity Solar, LLC | JCP&L |  | Accepted | 2025-04-14 | 2025-05-09 | 2026-05-09 | Solar Panels | Hanwha | Q.PEAK DUO BLK ML-G10+ 410 |  | 0.41 | 4 | 244 | 16 |  | Fixed | Roof
NJADRE1559473611 | Administratively Determined Incentive Program | HOWELL | 7731 | 9.43 | Residential | Behind the Meter | Yes | Trinity Solar, LLC | JCP&L |  | Accepted | 2025-04-14 | 2025-05-09 | 2026-05-09 | Solar Panels | Hanwha | Q.PEAK DUO BLK ML-G10+ 410 |  | 0.41 | 8 | 154 | 18 |  | Fixed | Roof
NJADRE1559473611 | Administratively Determined Incentive Program | HOWELL | 7731 | 9.43 | Residential | Behind the Meter | Yes | Trinity Solar, LLC | JCP&L |  | Accepted | 2025-04-14 | 2025-05-09 | 2026-05-09 | Solar Panels | Hanwha | Q.PEAK DUO BLK ML-G10+ 410 |  | 0.41 | 8 | 64 | 16 |  | Fixed | Roof
NJADRE1559473634 | Administratively Determined Incentive Program | SOUTH BRUNSWICK | 8852 | 20.4 | Residential | Behind the Meter | No | US Clean Energy Construction, Inc. | PSE&G |  | Accepted | 2025-04-14 | 2025-05-09 | 2026-05-09 | Meters | VISION METERING | Cat VM-2E2A1P |  |  | 1 |  |  |  | Yes | Outdoor
NJADRE1559473634 | Administratively Determined Incentive Program | SOUTH BRUNSWICK | 8852 | 20.4 | Residential | Behind the Meter | No | US Clean Energy Construction, Inc. | PSE&G |  | Accepted | 2025-04-14 | 2025-05-09 | 2026-05-09 | Solar Panels | Trina Solar | Trina 425W |  | 0.425 | 10 | 134 | 30 |  | Fixed | Roof
NJADRE1559473634 | Administratively Determined Incentive Program | SOUTH BRUNSWICK | 8852 | 20.4 | Residential | Behind the Meter | No | US Clean Energy Construction, Inc. | PSE&G |  | Accepted | 2025-04-14 | 2025-05-09 | 2026-05-09 | Solar Panels | Trina Solar | Trina 425W |  | 0.425 | 38 | 314 | 30 |  | Fixed | Roof
NJADRE1559473634 | Administratively Determined Incentive Program | SOUTH BRUNSWICK | 8852 | 20.4 | Residential | Behind the Meter | No | US Clean Energy Construction, Inc. | PSE&G |  | Accepted | 2025-04-14 | 2025-05-09 | 2026-05-09 | Inverters | SMA AMERICA | SMA SB-5.8-US | 5800 |  | 1 |  |  | 0.96 |  | Outdoor
NJADRE1559473634 | Administratively Determined Incentive Program | SOUTH BRUNSWICK | 8852 | 20.4 | Residential | Behind the Meter | No | US Clean Energy Construction, Inc. | PSE&G |  | Accepted | 2025-04-14 | 2025-05-09 | 2026-05-09 | Inverters | SMA AMERICA | SMA SBSE-7.7-50 | 7700 |  | 1 |  |  | 0.96 |  | Outdoor
NJADRE1559473637 | Administratively Determined Incentive Program | PERTH AMBOY CITY | 8861 | 9.43 | Residential | Behind the Meter | Yes | Sunrun Installation Services, Inc. | PSE&G |  | Accepted | 2025-04-14 | 2025-05-09 | 2026-05-09 | Inverters | SolarEdge Technologies | SE7600H-USMN | 7600 |  | 1 |  |  | 0.99 |  | Outdoor | Next to meter
NJADRE1559473637 | Administratively Determined Incentive Program | PERTH AMBOY CITY | 8861 | 9.43 | Residential | Behind the Meter | Yes | Sunrun Installation Services, Inc. | PSE&G |  | Accepted | 2025-04-14 | 2025-05-09 | 2026-05-09 | Solar Panels | Hanwha Q-Cells | Q.PEAK DUO BLK ML-G10+ 410 |  | 0.41 | 8 | 17 | 22 |  | Fixed | Roof
NJADRE1559473637 | Administratively Determined Incentive Program | PERTH AMBOY CITY | 8861 | 9.43 | Residential | Behind the Meter | Yes | Sunrun Installation Services, Inc. | PSE&G |  | Accepted | 2025-04-14 | 2025-05-09 | 2026-05-09 | Solar Panels | Hanwha Q-Cells | Q.PEAK DUO BLK ML-G10+ 410 |  | 0.41 | 15 | 198 | 22 |  | Fixed | Roof
NJADRE1559473654 | Administratively Determined Incentive Program | HAMMONTON | 8037 | 24 | Residential | Behind the Meter | No | AllSeason Solar | AC Electric |  | Accepted | 2025-04-14 | 2025-05-09 | 2026-05-09 | Solar Panels | Certainteed | CT400HC11-06 |  | 0.4 | 60 | 180 | 25 |  | Fixed | Ground
NJADRE1559473654 | Administratively Determined Incentive Program | HAMMONTON | 8037 | 24 | Residential | Behind the Meter | No | AllSeason Solar | AC Electric |  | Accepted | 2025-04-14 | 2025-05-09 | 2026-05-09 | Inverters | Enphase | IQ8 Plus | 290 |  | 60 |  |  | 0.97 |  | Outside
NJADRE1559473668 | Administratively Determined Incentive Program | NEWARK | 7106 | 3.69 | Residential | Behind the Meter | Yes | Pro Custom Solar dba Momentum Solar | PSE&G |  | Accepted | 2025-04-14 | 2025-05-09 | 2026-05-09 | Solar Panels | HANWHA | Q.Peak Duo BLK ML-G10+ 410 |  | 0.41 | 4 | 6 | 27 |  | Fixed | Roof
NJADRE1559473668 | Administratively Determined Incentive Program | NEWARK | 7106 | 3.69 | Residential | Behind the Meter | Yes | Pro Custom Solar dba Momentum Solar | PSE&G |  | Accepted | 2025-04-14 | 2025-05-09 | 2026-05-09 | Solar Panels | HANWHA | Q.Peak Duo BLK ML-G10+ 410 |  | 0.41 | 5 | 186 | 27 |  | Fixed | Roof
NJADRE1559473668 | Administratively Determined Incentive Program | NEWARK | 7106 | 3.69 | Residential | Behind the Meter | Yes | Pro Custom Solar dba Momentum Solar | PSE&G |  | Accepted | 2025-04-14 | 2025-05-09 | 2026-05-09 | Inverters | Enphase | IQ8HC-72-M-DOM-US | 380 |  | 9 |  |  | 0.97 |  | Outdoor
NJADRE1559473690 | Administratively Determined Incentive Program | HAMMONTON | 8037 | 6.8 | Residential | Behind the Meter | No | AllSeason Solar | AC Electric |  | Accepted | 2025-04-14 | 2025-05-09 | 2026-05-09 | Solar Panels | Certainteed | CT400HC11-06 |  | 0.4 | 17 | 151 | 18 |  | Fixed | Roof
NJADRE1559473690 | Administratively Determined Incentive Program | HAMMONTON | 8037 | 6.8 | Residential | Behind the Meter | No | AllSeason Solar | AC Electric |  | Accepted | 2025-04-14 | 2025-05-09 | 2026-05-09 | Inverters | Enphase | IQ8 Plus | 290 |  | 17 |  |  | 0.97 |  | Outside
NJADRE1559473699 | Administratively Determined Incentive Program | MORRIS PLAINS | 7950 | 13.2 | Residential | Behind the Meter | Yes | Bright Ops, Inc. | JCP&L |  | Accepted | 2025-04-14 | 2025-05-09 | 2026-05-09 | Solar Panels | Hanwha Q-Cells | Q.PEAK DUO BLK ML-G10+ 400 |  | 0.4 | 2 | 213 | 23 |  | Fixed | Roof
NJADRE1559473699 | Administratively Determined Incentive Program | MORRIS PLAINS | 7950 | 13.2 | Residential | Behind the Meter | Yes | Bright Ops, Inc. | JCP&L |  | Accepted | 2025-04-14 | 2025-05-09 | 2026-05-09 | Solar Panels | Hanwha Q-Cells | Q.PEAK DUO BLK ML-G10+ 400 |  | 0.4 | 9 | 214 | 30 |  | Fixed | Roof
NJADRE1559473699 | Administratively Determined Incentive Program | MORRIS PLAINS | 7950 | 13.2 | Residential | Behind the Meter | Yes | Bright Ops, Inc. | JCP&L |  | Accepted | 2025-04-14 | 2025-05-09 | 2026-05-09 | Inverters | SolarEdge Technologies | SE10000H - USSN | 10000 |  | 1 |  |  | 0.98 |  | Outdoor | Outside
NJADRE1559473699 | Administratively Determined Incentive Program | MORRIS PLAINS | 7950 | 13.2 | Residential | Behind the Meter | Yes | Bright Ops, Inc. | JCP&L |  | Accepted | 2025-04-14 | 2025-05-09 | 2026-05-09 | Solar Panels | Hanwha Q-Cells | Q.PEAK DUO BLK ML-G10+ 400 |  | 0.4 | 5 | 304 | 30 |  | Fixed | Roof
NJADRE1559473699 | Administratively Determined Incentive Program | MORRIS PLAINS | 7950 | 13.2 | Residential | Behind the Meter | Yes | Bright Ops, Inc. | JCP&L |  | Accepted | 2025-04-14 | 2025-05-09 | 2026-05-09 | Solar Panels | Hanwha Q-Cells | Q.PEAK DUO BLK ML-G10+ 400 |  | 0.4 | 10 | 124 | 30 |  | Fixed | Roof
NJADRE1559473699 | Administratively Determined Incentive Program | MORRIS PLAINS | 7950 | 13.2 | Residential | Behind the Meter | Yes | Bright Ops, Inc. | JCP&L |  | Accepted | 2025-04-14 | 2025-05-09 | 2026-05-09 | Solar Panels | Hanwha Q-Cells | Q.PEAK DUO BLK ML-G10+ 400 |  | 0.4 | 7 | 304 | 30 |  | Fixed | Roof
NJADRE1559473705 | Administratively Determined Incentive Program | BAYVILLE | 8721 | 11.48 | Residential | Behind the Meter | Yes | Sunrun Installation Services, Inc. | JCP&L |  | Accepted | 2025-04-14 | 2025-05-09 | 2026-05-09 | Solar Panels | Hanwha Q-Cells | Q.PEAK DUO BLK ML-G10+ 410 |  | 0.41 | 5 | 354 | 33 |  | Fixed | Roof
NJADRE1559473705 | Administratively Determined Incentive Program | BAYVILLE | 8721 | 11.48 | Residential | Behind the Meter | Yes | Sunrun Installation Services, Inc. | JCP&L |  | Accepted | 2025-04-14 | 2025-05-09 | 2026-05-09 | Inverters | SolarEdge Technologies | SE10000H-USMN | 10000 |  | 1 |  |  | 0.99 |  | Outdoor | Next to meter
NJADRE1559473705 | Administratively Determined Incentive Program | BAYVILLE | 8721 | 11.48 | Residential | Behind the Meter | Yes | Sunrun Installation Services, Inc. | JCP&L |  | Accepted | 2025-04-14 | 2025-05-09 | 2026-05-09 | Solar Panels | Hanwha Q-Cells | Q.PEAK DUO BLK ML-G10+ 410 |  | 0.41 | 20 | 174 | 34 |  | Fixed | Roof
NJADRE1559473705 | Administratively Determined Incentive Program | BAYVILLE | 8721 | 11.48 | Residential | Behind the Meter | Yes | Sunrun Installation Services, Inc. | JCP&L |  | Accepted | 2025-04-14 | 2025-05-09 | 2026-05-09 | Solar Panels | Hanwha Q-Cells | Q.PEAK DUO BLK ML-G10+ 410 |  | 0.41 | 3 | 354 | 33 |  | Fixed | Roof
NJADRE1559473711 | Administratively Determined Incentive Program | MORRIS PLAINS | 7950 | 13.92 | Residential | Behind the Meter | No | NJ Solar Power, LLC | JCP&L |  | Accepted | 2025-04-14 | 2025-05-09 | 2026-05-09 | Solar Panels | Hanwha | Q.TRON BLK M-G2+ 435 |  | 0.435 | 20 | 174 | 39 |  | Fixed | Roof | Roof 1
NJADRE1559473711 | Administratively Determined Incentive Program | MORRIS PLAINS | 7950 | 13.92 | Residential | Behind the Meter | No | NJ Solar Power, LLC | JCP&L |  | Accepted | 2025-04-14 | 2025-05-09 | 2026-05-09 | Inverters | SolarEdge | SE10000H-US | 10000 |  | 1 |  |  | 0 |  | Outside
NJADRE1559473711 | Administratively Determined Incentive Program | MORRIS PLAINS | 7950 | 13.92 | Residential | Behind the Meter | No | NJ Solar Power, LLC | JCP&L |  | Accepted | 2025-04-14 | 2025-05-09 | 2026-05-09 | Solar Panels | Hanwha | Q.TRON BLK M-G2+ 435 |  | 0.435 | 12 | 174 | 27 |  | Fixed | Roof | Roof 2
NJADRE1559473722 | Administratively Determined Incentive Program | MEDFORD | 8055 | 11.76 | Residential | Behind the Meter | No | Public Service Solar, LLC | AC Electric |  | Accepted | 2025-04-23 | 2025-05-20 | 2026-05-20 | Solar Panels | Panasonic | EVPV420HK2 |  | 0.42 | 14 | 286 | 27 |  | Fixed | Roof
NJADRE1559473722 | Administratively Determined Incentive Program | MEDFORD | 8055 | 11.76 | Residential | Behind the Meter | No | Public Service Solar, LLC | AC Electric |  | Accepted | 2025-04-23 | 2025-05-20 | 2026-05-20 | Inverters | Enphase | iQ8HC-72-M-US | 380 |  | 28 |  |  | 0.96 |  | Outdoor | Under Panels
NJADRE1559473722 | Administratively Determined Incentive Program | MEDFORD | 8055 | 11.76 | Residential | Behind the Meter | No | Public Service Solar, LLC | AC Electric |  | Accepted | 2025-04-23 | 2025-05-20 | 2026-05-20 | Solar Panels | Panasonic | EVPV420HK2 |  | 0.42 | 14 | 106 | 27 |  | Fixed | Roof
NJADRE1559473726 | Administratively Determined Incentive Program | BURLINGTON | 8016 | 3.32 | Residential | Behind the Meter | Yes | SunPurity, LLC | PSE&G |  | Accepted | 2025-04-14 | 2025-05-09 | 2026-05-09 | Solar Panels | Hanwha Q Cells | Q.PEAK DOU BLK-ML-G10+(415W) |  | 0.415 | 6 | 170 | 35 |  | Fixed | Roof
NJADRE1559473726 | Administratively Determined Incentive Program | BURLINGTON | 8016 | 3.32 | Residential | Behind the Meter | Yes | SunPurity, LLC | PSE&G |  | Accepted | 2025-04-14 | 2025-05-09 | 2026-05-09 | Solar Panels | Hanwha Q Cells | Q.PEAK DOU BLK-ML-G10+(415W) |  | 0.415 | 2 | 350 | 35 |  | Fixed | Roof
NJADRE1559473726 | Administratively Determined Incentive Program | BURLINGTON | 8016 | 3.32 | Residential | Behind the Meter | Yes | SunPurity, LLC | PSE&G |  | Accepted | 2025-04-14 | 2025-05-09 | 2026-05-09 | Inverters | SolarEdge | SE3800H-US | 3800 |  | 1 |  |  | 0.99 |  | Outdoor
NJADRE1559473730 | Administratively Determined Incentive Program | Plainfield City | 7059 | 8.61 | Residential | Behind the Meter | Yes | Sunrun Installation Services, Inc. | PSE&G |  | Accepted | 2025-04-16 | 2025-05-12 | 2026-05-12 | Inverters | SOLAREDGE TECHNOLOGIES | SE3800H-USMN | 3800 |  | 2 |  |  | 0.99 |  | Outdoor
NJADRE1559473730 | Administratively Determined Incentive Program | Plainfield City | 7059 | 8.61 | Residential | Behind the Meter | Yes | Sunrun Installation Services, Inc. | PSE&G |  | Accepted | 2025-04-16 | 2025-05-12 | 2026-05-12 | Solar Panels | HANWHA Q-CELLS | Q.PEAK DUO BLK ML-G10+ 410 |  | 0.41 | 6 | 228 | 34 |  | Fixed | Roof
NJADRE1559473730 | Administratively Determined Incentive Program | Plainfield City | 7059 | 8.61 | Residential | Behind the Meter | Yes | Sunrun Installation Services, Inc. | PSE&G |  | Accepted | 2025-04-16 | 2025-05-12 | 2026-05-12 | Solar Panels | HANWHA Q-CELLS | Q.PEAK DUO BLK ML-G10+ 410 |  | 0.41 | 2 | 138 | 36 |  | Fixed | Roof
NJADRE1559473730 | Administratively Determined Incentive Program | Plainfield City | 7059 | 8.61 | Residential | Behind the Meter | Yes | Sunrun Installation Services, Inc. | PSE&G |  | Accepted | 2025-04-16 | 2025-05-12 | 2026-05-12 | Solar Panels | HANWHA Q-CELLS | Q.PEAK DUO BLK ML-G10+ 410 |  | 0.41 | 2 | 228 | 14 |  | Fixed | Roof
NJADRE1559473730 | Administratively Determined Incentive Program | Plainfield City | 7059 | 8.61 | Residential | Behind the Meter | Yes | Sunrun Installation Services, Inc. | PSE&G |  | Accepted | 2025-04-16 | 2025-05-12 | 2026-05-12 | Solar Panels | HANWHA Q-CELLS | Q.PEAK DUO BLK ML-G10+ 410 |  | 0.41 | 3 | 48 | 33 |  | Fixed | Roof
NJADRE1559473730 | Administratively Determined Incentive Program | Plainfield City | 7059 | 8.61 | Residential | Behind the Meter | Yes | Sunrun Installation Services, Inc. | PSE&G |  | Accepted | 2025-04-16 | 2025-05-12 | 2026-05-12 | Solar Panels | HANWHA Q-CELLS | Q.PEAK DUO BLK ML-G10+ 410 |  | 0.41 | 8 | 318 | 38 |  | Fixed | Roof
NJADRE1559473778 | Administratively Determined Incentive Program | FLORENCE | 8518 | 4.1 | Residential | Behind the Meter | Yes | Pro Custom Solar dba Momentum Solar | PSE&G |  | Accepted | 2025-04-14 | 2025-05-09 | 2026-05-09 | Solar Panels | HANWHA | Q.Peak Duo BLK ML-G10+ 410 |  | 0.41 | 6 | 108 | 35 |  | Fixed | Roof
NJADRE1559473778 | Administratively Determined Incentive Program | FLORENCE | 8518 | 4.1 | Residential | Behind the Meter | Yes | Pro Custom Solar dba Momentum Solar | PSE&G |  | Accepted | 2025-04-14 | 2025-05-09 | 2026-05-09 | Solar Panels | HANWHA | Q.Peak Duo BLK ML-G10+ 410 |  | 0.41 | 4 | 288 | 15 |  | Fixed | Roof
NJADRE1559473778 | Administratively Determined Incentive Program | FLORENCE | 8518 | 4.1 | Residential | Behind the Meter | Yes | Pro Custom Solar dba Momentum Solar | PSE&G |  | Accepted | 2025-04-14 | 2025-05-09 | 2026-05-09 | Inverters | Enphase | IQ8HC-72-M-DOM-US | 380 |  | 10 |  |  | 0.97 |  | Outdoor
NJADRE1559475061 | Administratively Determined Incentive Program | Andover | 7821 | 17.22 | Residential | Behind the Meter | Yes | Trinity Solar, LLC | JCP&L |  | Accepted | 2025-04-15 | 2025-05-09 | 2026-05-09 | Solar Panels | HANWHA | Q.PEAK DUO BLK ML-G10+ 410 |  | 0.41 | 26 | 124 | 37 |  | Fixed | Roof
NJADRE1559475061 | Administratively Determined Incentive Program | Andover | 7821 | 17.22 | Residential | Behind the Meter | Yes | Trinity Solar, LLC | JCP&L |  | Accepted | 2025-04-15 | 2025-05-09 | 2026-05-09 | Solar Panels | HANWHA | Q.PEAK DUO BLK ML-G10+ 410 |  | 0.41 | 16 | 214 | 43 |  | Fixed | Roof
NJADRE1559475061 | Administratively Determined Incentive Program | Andover | 7821 | 17.22 | Residential | Behind the Meter | Yes | Trinity Solar, LLC | JCP&L |  | Accepted | 2025-04-15 | 2025-05-09 | 2026-05-09 | Inverters | Solar Edge | SE7600H-US | 7600 |  | 1 |  |  | 0.97 |  | Outside
NJADRE1559475061 | Administratively Determined Incentive Program | Andover | 7821 | 17.22 | Residential | Behind the Meter | Yes | Trinity Solar, LLC | JCP&L |  | Accepted | 2025-04-15 | 2025-05-09 | 2026-05-09 | Inverters | Solar Edge | SE6000H-US | 6000 |  | 1 |  |  | 0.97 |  | Outside
NJADRE1559475072 | Administratively Determined Incentive Program | Millville | 8332 | 7.74 | Residential | Behind the Meter | Yes | PosiGen Developer, LLC | AC Electric |  | Accepted | 2025-04-15 | 2025-05-09 | 2026-05-09 | Solar Panels | JINKO EAGLE G6R | JKM430N-54HL4-B |  | 0.43 | 18 | 273 | 27 |  | Fixed | Roof
NJADRE1559475072 | Administratively Determined Incentive Program | Millville | 8332 | 7.74 | Residential | Behind the Meter | Yes | PosiGen Developer, LLC | AC Electric |  | Accepted | 2025-04-15 | 2025-05-09 | 2026-05-09 | Inverters | SolarEdge | SE7600H-US | 7600 |  | 1 |  |  | 0.99 |  | Outside | within ten feet of meter
NJADRE1559475077 | Administratively Determined Incentive Program | BERLIN | 8009 | 4.92 | Residential | Behind the Meter | Yes | Sunrun Installation Services, Inc. | AC Electric |  | Accepted | 2025-04-15 | 2025-05-09 | 2026-05-09 | Inverters | SOLAREDGE TECHNOLOGIES | SE3800H-USMN | 3800 |  | 1 |  |  | 0.99 |  | Outside
NJADRE1559475077 | Administratively Determined Incentive Program | BERLIN | 8009 | 4.92 | Residential | Behind the Meter | Yes | Sunrun Installation Services, Inc. | AC Electric |  | Accepted | 2025-04-15 | 2025-05-09 | 2026-05-09 | Solar Panels | Hanwha Q-Cells | Q.PEAK DUO BLK ML-G10+ 410 |  | 0.41 | 2 | 154 | 37 |  | Fixed | Roof
NJADRE1559475077 | Administratively Determined Incentive Program | BERLIN | 8009 | 4.92 | Residential | Behind the Meter | Yes | Sunrun Installation Services, Inc. | AC Electric |  | Accepted | 2025-04-15 | 2025-05-09 | 2026-05-09 | Solar Panels | Hanwha Q-Cells | Q.PEAK DUO BLK ML-G10+ 410 |  | 0.41 | 2 | 154 | 37 |  | Fixed | Roof
NJADRE1559475077 | Administratively Determined Incentive Program | BERLIN | 8009 | 4.92 | Residential | Behind the Meter | Yes | Sunrun Installation Services, Inc. | AC Electric |  | Accepted | 2025-04-15 | 2025-05-09 | 2026-05-09 | Solar Panels | Hanwha Q-Cells | Q.PEAK DUO BLK ML-G10+ 410 |  | 0.41 | 6 | 334 | 38 |  | Fixed | Roof
NJADRE1559475077 | Administratively Determined Incentive Program | BERLIN | 8009 | 4.92 | Residential | Behind the Meter | Yes | Sunrun Installation Services, Inc. | AC Electric |  | Accepted | 2025-04-15 | 2025-05-09 | 2026-05-09 | Solar Panels | Hanwha Q-Cells | Q.PEAK DUO BLK ML-G10+ 410 |  | 0.41 | 2 | 244 | 37 |  | Fixed | Roof
NJADRE1559475093 | Administratively Determined Incentive Program | Stanhope | 7874 | 12.3 | Residential | Behind the Meter | Yes | Trinity Solar, LLC | JCP&L |  | Accepted | 2025-04-15 | 2025-05-09 | 2026-05-09 | Solar Panels | Hanwha | Q.PEAK DUO BLK ML-G10+ 410 |  | 0.41 | 18 | 117 | 23 |  | Fixed | Roof
NJADRE1559475093 | Administratively Determined Incentive Program | Stanhope | 7874 | 12.3 | Residential | Behind the Meter | Yes | Trinity Solar, LLC | JCP&L |  | Accepted | 2025-04-15 | 2025-05-09 | 2026-05-09 | Solar Panels | Hanwha | Q.PEAK DUO BLK ML-G10+ 410 |  | 0.41 | 12 | 297 | 23 |  | Fixed | Roof
NJADRE1559475093 | Administratively Determined Incentive Program | Stanhope | 7874 | 12.3 | Residential | Behind the Meter | Yes | Trinity Solar, LLC | JCP&L |  | Accepted | 2025-04-15 | 2025-05-09 | 2026-05-09 | Inverters | Solar Edge | USE10000H-US | 10000 |  | 1 |  |  | 0.986 |  | Outside
NJADRE1559475107 | Administratively Determined Incentive Program | OCEAN TOWNSHIP | 7712 | 13.12 | Residential | Behind the Meter | Yes | Trinity Solar, LLC | JCP&L |  | Accepted | 2025-04-15 | 2025-05-09 | 2026-05-09 | Solar Panels | HANWHA | Q.PEAK DUO BLK ML-G10+ 410 |  | 0.41 | 4 | 345 | 37 |  | Fixed | Roof
NJADRE1559475107 | Administratively Determined Incentive Program | OCEAN TOWNSHIP | 7712 | 13.12 | Residential | Behind the Meter | Yes | Trinity Solar, LLC | JCP&L |  | Accepted | 2025-04-15 | 2025-05-09 | 2026-05-09 | Solar Panels | HANWHA | Q.PEAK DUO BLK ML-G10+ 410 |  | 0.41 | 3 | 345 | 37 |  | Fixed | Roof
NJADRE1559475107 | Administratively Determined Incentive Program | OCEAN TOWNSHIP | 7712 | 13.12 | Residential | Behind the Meter | Yes | Trinity Solar, LLC | JCP&L |  | Accepted | 2025-04-15 | 2025-05-09 | 2026-05-09 | Solar Panels | HANWHA | Q.PEAK DUO BLK ML-G10+ 410 |  | 0.41 | 3 | 255 | 37 |  | Fixed | Roof
NJADRE1559475107 | Administratively Determined Incentive Program | OCEAN TOWNSHIP | 7712 | 13.12 | Residential | Behind the Meter | Yes | Trinity Solar, LLC | JCP&L |  | Accepted | 2025-04-15 | 2025-05-09 | 2026-05-09 | Solar Panels | HANWHA | Q.PEAK DUO BLK ML-G10+ 410 |  | 0.41 | 2 | 255 | 37 |  | Fixed | Roof
NJADRE1559475107 | Administratively Determined Incentive Program | OCEAN TOWNSHIP | 7712 | 13.12 | Residential | Behind the Meter | Yes | Trinity Solar, LLC | JCP&L |  | Accepted | 2025-04-15 | 2025-05-09 | 2026-05-09 | Solar Panels | HANWHA | Q.PEAK DUO BLK ML-G10+ 410 |  | 0.41 | 6 | 255 | 37 |  | Fixed | Roof
NJADRE1559475107 | Administratively Determined Incentive Program | OCEAN TOWNSHIP | 7712 | 13.12 | Residential | Behind the Meter | Yes | Trinity Solar, LLC | JCP&L |  | Accepted | 2025-04-15 | 2025-05-09 | 2026-05-09 | Solar Panels | HANWHA | Q.PEAK DUO BLK ML-G10+ 410 |  | 0.41 | 3 | 75 | 39 |  | Fixed | Roof
NJADRE1559475107 | Administratively Determined Incentive Program | OCEAN TOWNSHIP | 7712 | 13.12 | Residential | Behind the Meter | Yes | Trinity Solar, LLC | JCP&L |  | Accepted | 2025-04-15 | 2025-05-09 | 2026-05-09 | Inverters | Solar Edge | USE10000H-US | 10000 |  | 1 |  |  | 0.97 |  | Outside
NJADRE1559475107 | Administratively Determined Incentive Program | OCEAN TOWNSHIP | 7712 | 13.12 | Residential | Behind the Meter | Yes | Trinity Solar, LLC | JCP&L |  | Accepted | 2025-04-15 | 2025-05-09 | 2026-05-09 | Solar Panels | HANWHA | Q.PEAK DUO BLK ML-G10+ 410 |  | 0.41 | 8 | 165 | 37 |  | Fixed | Roof
NJADRE1559475107 | Administratively Determined Incentive Program | OCEAN TOWNSHIP | 7712 | 13.12 | Residential | Behind the Meter | Yes | Trinity Solar, LLC | JCP&L |  | Accepted | 2025-04-15 | 2025-05-09 | 2026-05-09 | Solar Panels | HANWHA | Q.PEAK DUO BLK ML-G10+ 410 |  | 0.41 | 3 | 75 | 37 |  | Fixed | Roof
NJADRE1559475116 | Administratively Determined Incentive Program | Elmwood Park | 7407 | 3.28 | Residential | Behind the Meter | Yes | Sunrun Installation Services, Inc. | PSE&G |  | Accepted | 2025-04-15 | 2025-05-09 | 2026-05-09 | Solar Panels | Hanwha Q-Cells | Q.PEAK DUO BLK ML-G10+ 410 |  | 0.41 | 3 | 345 | 28 |  | Fixed | Roof
NJADRE1559475116 | Administratively Determined Incentive Program | Elmwood Park | 7407 | 3.28 | Residential | Behind the Meter | Yes | Sunrun Installation Services, Inc. | PSE&G |  | Accepted | 2025-04-15 | 2025-05-09 | 2026-05-09 | Inverters | SOLAREDGE TECHNOLOGIES | SE3800H-USMN | 3800 |  | 1 |  |  | 0.99 |  | Outside
NJADRE1559475116 | Administratively Determined Incentive Program | Elmwood Park | 7407 | 3.28 | Residential | Behind the Meter | Yes | Sunrun Installation Services, Inc. | PSE&G |  | Accepted | 2025-04-15 | 2025-05-09 | 2026-05-09 | Solar Panels | Hanwha Q-Cells | Q.PEAK DUO BLK ML-G10+ 410 |  | 0.41 | 3 | 165 | 28 |  | Fixed | Roof
NJADRE1559475116 | Administratively Determined Incentive Program | Elmwood Park | 7407 | 3.28 | Residential | Behind the Meter | Yes | Sunrun Installation Services, Inc. | PSE&G |  | Accepted | 2025-04-15 | 2025-05-09 | 2026-05-09 | Solar Panels | Hanwha Q-Cells | Q.PEAK DUO BLK ML-G10+ 410 |  | 0.41 | 1 | 76 | 28 |  | Fixed | Roof
NJADRE1559475116 | Administratively Determined Incentive Program | Elmwood Park | 7407 | 3.28 | Residential | Behind the Meter | Yes | Sunrun Installation Services, Inc. | PSE&G |  | Accepted | 2025-04-15 | 2025-05-09 | 2026-05-09 | Solar Panels | Hanwha Q-Cells | Q.PEAK DUO BLK ML-G10+ 410 |  | 0.41 | 1 | 255 | 28 |  | Fixed | Roof
NJADRE1559475118 | Administratively Determined Incentive Program | East Orange | 7017 | 10.25 | Residential | Behind the Meter | Yes | Sunrun Installation Services, Inc. | PSE&G |  | Accepted | 2025-04-15 | 2025-05-09 | 2026-05-09 | Solar Panels | HANWHA Q-CELLS | Q.PEAK DUO BLK ML-G10+ 410 |  | 0.41 | 10 | 223 | 18 |  | Fixed | Roof
NJADRE1559475118 | Administratively Determined Incentive Program | East Orange | 7017 | 10.25 | Residential | Behind the Meter | Yes | Sunrun Installation Services, Inc. | PSE&G |  | Accepted | 2025-04-15 | 2025-05-09 | 2026-05-09 | Solar Panels | HANWHA Q-CELLS | Q.PEAK DUO BLK ML-G10+ 410 |  | 0.41 | 7 | 39 | 21 |  | Fixed | Roof
NJADRE1559475118 | Administratively Determined Incentive Program | East Orange | 7017 | 10.25 | Residential | Behind the Meter | Yes | Sunrun Installation Services, Inc. | PSE&G |  | Accepted | 2025-04-15 | 2025-05-09 | 2026-05-09 | Inverters | SOLAREDGE TECHNOLOGIES | SE7600H-USMN | 7600 |  | 1 |  |  | 0.99 |  | Outdoor
NJADRE1559475118 | Administratively Determined Incentive Program | East Orange | 7017 | 10.25 | Residential | Behind the Meter | Yes | Sunrun Installation Services, Inc. | PSE&G |  | Accepted | 2025-04-15 | 2025-05-09 | 2026-05-09 | Solar Panels | HANWHA Q-CELLS | Q.PEAK DUO BLK ML-G10+ 410 |  | 0.41 | 8 | 221 | 35 |  | Fixed | Roof
NJADRE1559475121 | Administratively Determined Incentive Program | EDISON | 8820 | 4.51 | Residential | Behind the Meter | Yes | Pro Custom Solar dba Momentum Solar | PSE&G |  | Accepted | 2025-04-15 | 2025-05-09 | 2026-05-09 | Solar Panels | Hanwha | q.peak duo blk ml-g10+410 |  | 0.41 | 11 | 221 | 23 |  | Fixed | Roof
NJADRE1559475121 | Administratively Determined Incentive Program | EDISON | 8820 | 4.51 | Residential | Behind the Meter | Yes | Pro Custom Solar dba Momentum Solar | PSE&G |  | Accepted | 2025-04-15 | 2025-05-09 | 2026-05-09 | Inverters | ENPHASE | IQ8HC-72-M-DOM-US | 380 |  | 11 |  |  | 0.97 |  | Outdoor
NJADRE1559475147 | Administratively Determined Incentive Program | BARNEGAT LIGHT | 8006 | 6.56 | Residential | Behind the Meter | Yes | Sunrun Installation Services, Inc. | AC Electric |  | Accepted | 2025-04-15 | 2025-05-12 | 2026-05-12 | Solar Panels | HANWHA Q-CELLS | Q.PEAK DUO BLK ML-G10+ 410 |  | 0.41 | 2 | 115 | 16 |  | Fixed | Roof
NJADRE1559475147 | Administratively Determined Incentive Program | BARNEGAT LIGHT | 8006 | 6.56 | Residential | Behind the Meter | Yes | Sunrun Installation Services, Inc. | AC Electric |  | Accepted | 2025-04-15 | 2025-05-12 | 2026-05-12 | Solar Panels | HANWHA Q-CELLS | Q.PEAK DUO BLK ML-G10+ 410 |  | 0.41 | 9 | 25 | 16 |  | Fixed | Roof
NJADRE1559475147 | Administratively Determined Incentive Program | BARNEGAT LIGHT | 8006 | 6.56 | Residential | Behind the Meter | Yes | Sunrun Installation Services, Inc. | AC Electric |  | Accepted | 2025-04-15 | 2025-05-12 | 2026-05-12 | Inverters | SOLAREDGE TECHNOLOGIES | SE5700H-USMN | 5760 |  | 1 |  |  | 0.99 |  | Outdoor
NJADRE1559475147 | Administratively Determined Incentive Program | BARNEGAT LIGHT | 8006 | 6.56 | Residential | Behind the Meter | Yes | Sunrun Installation Services, Inc. | AC Electric |  | Accepted | 2025-04-15 | 2025-05-12 | 2026-05-12 | Solar Panels | HANWHA Q-CELLS | Q.PEAK DUO BLK ML-G10+ 410 |  | 0.41 | 5 | 205 | 16 |  | Fixed | Roof
NJADRE1559475198 | Administratively Determined Incentive Program | LEONIA | 7605 | 8.2 | Residential | Behind the Meter | Yes | Trinity Solar, LLC | PSE&G |  | Accepted | 2025-04-15 | 2025-05-09 | 2026-05-09 | Inverters | Solar Edge | SE7600H-US | 7600 |  | 1 |  |  | 0.97 |  | Outdoor
NJADRE1559475198 | Administratively Determined Incentive Program | LEONIA | 7605 | 8.2 | Residential | Behind the Meter | Yes | Trinity Solar, LLC | PSE&G |  | Accepted | 2025-04-15 | 2025-05-09 | 2026-05-09 | Solar Panels | HANWHA | (Q.PEAK DUO BLK ML-G10+ 410) |  | 0.41 | 3 | 115 | 30 |  | Fixed | Roof
NJADRE1559475198 | Administratively Determined Incentive Program | LEONIA | 7605 | 8.2 | Residential | Behind the Meter | Yes | Trinity Solar, LLC | PSE&G |  | Accepted | 2025-04-15 | 2025-05-09 | 2026-05-09 | Solar Panels | HANWHA | (Q.PEAK DUO BLK ML-G10+ 410) |  | 0.41 | 17 | 115 | 30 |  | Fixed | Roof
NJADRE1559475199 | Administratively Determined Incentive Program | UNION BEACH | 7716 | 7.74 | Residential | Behind the Meter | No | EMT Renewables, LLC | JCP&L |  | Accepted | 2025-04-15 | 2025-05-09 | 2026-05-09 | Inverters | ENPHASE | IQ8+ | 290 |  | 18 |  |  | 0.98 |  | Other | UNDER EACH PANEL
NJADRE1559475199 | Administratively Determined Incentive Program | UNION BEACH | 7716 | 7.74 | Residential | Behind the Meter | No | EMT Renewables, LLC | JCP&L |  | Accepted | 2025-04-15 | 2025-05-09 | 2026-05-09 | Solar Panels | Q CELLS | Q TRON |  | 0.43 | 2 | 265 | 16 |  | Fixed | Roof
NJADRE1559475199 | Administratively Determined Incentive Program | UNION BEACH | 7716 | 7.74 | Residential | Behind the Meter | No | EMT Renewables, LLC | JCP&L |  | Accepted | 2025-04-15 | 2025-05-09 | 2026-05-09 | Solar Panels | Q CELLS | Q TRON |  | 0.43 | 7 | 265 | 35 |  | Fixed | Roof
NJADRE1559475199 | Administratively Determined Incentive Program | UNION BEACH | 7716 | 7.74 | Residential | Behind the Meter | No | EMT Renewables, LLC | JCP&L |  | Accepted | 2025-04-15 | 2025-05-09 | 2026-05-09 | Solar Panels | Q CELLS | Q TRON |  | 0.43 | 7 | 85 | 35 |  | Fixed | Roof
NJADRE1559475199 | Administratively Determined Incentive Program | UNION BEACH | 7716 | 7.74 | Residential | Behind the Meter | No | EMT Renewables, LLC | JCP&L |  | Accepted | 2025-04-15 | 2025-05-09 | 2026-05-09 | Solar Panels | Q CELLS | Q TRON |  | 0.43 | 2 | 85 | 16 |  | Fixed | Roof
NJADRE1559475205 | Administratively Determined Incentive Program | Middle Twp | 8210 | 6.56 | Residential | Behind the Meter | Yes | Trinity Solar, LLC | AC Electric |  | Accepted | 2025-04-15 | 2025-05-12 | 2026-05-12 | Inverters | Solar Edge | USE5700H-US | 5760 |  | 1 |  |  | 0.986 |  | Outside
NJADRE1559475205 | Administratively Determined Incentive Program | Middle Twp | 8210 | 6.56 | Residential | Behind the Meter | Yes | Trinity Solar, LLC | AC Electric |  | Accepted | 2025-04-15 | 2025-05-12 | 2026-05-12 | Solar Panels | Hanwha | QPEAK DUO BLK-ML-G10+/TS |  | 0.41 | 16 | 125 | 18 |  | Fixed | Roof
NJADRE1559475229 | Administratively Determined Incentive Program | BEACHWOOD | 8722 | 14.79 | Residential | Behind the Meter | No | NJ Solar Power, LLC | JCP&L |  | Accepted | 2025-04-15 | 2025-05-09 | 2026-05-09 | Inverters | SolarEdge | SE7600H-US | 7600 |  | 1 |  |  | 0.99 |  | Outside
NJADRE1559475229 | Administratively Determined Incentive Program | BEACHWOOD | 8722 | 14.79 | Residential | Behind the Meter | No | NJ Solar Power, LLC | JCP&L |  | Accepted | 2025-04-15 | 2025-05-09 | 2026-05-09 | Solar Panels | Hanwha | Q.TRON BLK M-G2+ 435 |  | 0.435 | 34 | 216 | 21 |  | Fixed | Roof | Roof 1
NJADRE1559475229 | Administratively Determined Incentive Program | BEACHWOOD | 8722 | 14.79 | Residential | Behind the Meter | No | NJ Solar Power, LLC | JCP&L |  | Accepted | 2025-04-15 | 2025-05-09 | 2026-05-09 | Inverters | Solar Edge | SE5700H-US | 5760 |  | 1 |  |  | 0.99 |  | Outside
NJADRE1559475257 | Administratively Determined Incentive Program | Union | 7083 | 5.1 | Residential | Behind the Meter | Yes | Divine Solar LLC | PSE&G |  | Accepted | 2025-05-08 | 2025-06-06 | 2026-06-06 | Inverters | Enphase | ENPHASE IQ8PLUS-72-2-US | 300 |  | 3 |  |  | 0.97 |  | Outdoor
NJADRE1559475257 | Administratively Determined Incentive Program | Union | 7083 | 5.1 | Residential | Behind the Meter | Yes | Divine Solar LLC | PSE&G |  | Accepted | 2025-05-08 | 2025-06-06 | 2026-06-06 | Solar Panels | Jinko | JKM425N-54HL4R-B 425W MONO MODULES |  | 0.425 | 3 | 110 | 24 |  | Fixed | Roof
NJADRE1559475257 | Administratively Determined Incentive Program | Union | 7083 | 5.1 | Residential | Behind the Meter | Yes | Divine Solar LLC | PSE&G |  | Accepted | 2025-05-08 | 2025-06-06 | 2026-06-06 | Inverters | Enphase | ENPHASE IQ8PLUS-72-2-US | 300 |  | 3 |  |  | 0.97 |  | Outdoor
NJADRE1559475257 | Administratively Determined Incentive Program | Union | 7083 | 5.1 | Residential | Behind the Meter | Yes | Divine Solar LLC | PSE&G |  | Accepted | 2025-05-08 | 2025-06-06 | 2026-06-06 | Inverters | Enphase | ENPHASE IQ8PLUS-72-2-US | 300 |  | 2 |  |  | 0.97 |  | Outdoor
NJADRE1559475257 | Administratively Determined Incentive Program | Union | 7083 | 5.1 | Residential | Behind the Meter | Yes | Divine Solar LLC | PSE&G |  | Accepted | 2025-05-08 | 2025-06-06 | 2026-06-06 | Solar Panels | Jinko | JKM425N-54HL4R-B 425W MONO MODULES |  | 0.425 | 2 | 110 | 24 |  | Fixed | Roof
NJADRE1559475257 | Administratively Determined Incentive Program | Union | 7083 | 5.1 | Residential | Behind the Meter | Yes | Divine Solar LLC | PSE&G |  | Accepted | 2025-05-08 | 2025-06-06 | 2026-06-06 | Inverters | Enphase | ENPHASE IQ8PLUS-72-2-US | 300 |  | 3 |  |  | 0.97 |  | Outdoor
NJADRE1559475257 | Administratively Determined Incentive Program | Union | 7083 | 5.1 | Residential | Behind the Meter | Yes | Divine Solar LLC | PSE&G |  | Accepted | 2025-05-08 | 2025-06-06 | 2026-06-06 | Solar Panels | Jinko | JKM425N-54HL4R-B 425W MONO MODULES |  | 0.425 | 3 | 110 | 24 |  | Fixed | Roof
NJADRE1559475257 | Administratively Determined Incentive Program | Union | 7083 | 5.1 | Residential | Behind the Meter | Yes | Divine Solar LLC | PSE&G |  | Accepted | 2025-05-08 | 2025-06-06 | 2026-06-06 | Solar Panels | Jinko | JKM425N-54HL4R-B 425W MONO MODULES |  | 0.425 | 1 | 110 | 24 |  | Fixed | Roof
NJADRE1559475257 | Administratively Determined Incentive Program | Union | 7083 | 5.1 | Residential | Behind the Meter | Yes | Divine Solar LLC | PSE&G |  | Accepted | 2025-05-08 | 2025-06-06 | 2026-06-06 | Solar Panels | Jinko | JKM425N-54HL4R-B 425W MONO MODULES |  | 0.425 | 3 | 110 | 24 |  | Fixed | Roof
NJADRE1559475257 | Administratively Determined Incentive Program | Union | 7083 | 5.1 | Residential | Behind the Meter | Yes | Divine Solar LLC | PSE&G |  | Accepted | 2025-05-08 | 2025-06-06 | 2026-06-06 | Meters | ENPHASE | IQ Combiner 4/4C |  |  | 1 |  |  |  | Yes | Outdoor
NJADRE1559475257 | Administratively Determined Incentive Program | Union | 7083 | 5.1 | Residential | Behind the Meter | Yes | Divine Solar LLC | PSE&G |  | Accepted | 2025-05-08 | 2025-06-06 | 2026-06-06 | Inverters | Enphase | ENPHASE IQ8PLUS-72-2-US | 300 |  | 1 |  |  | 0.97 |  | Outdoor
NJADRE1559475259 | Administratively Determined Incentive Program | LAWNSIDE | 8045 | 5.95 | Residential | Behind the Meter | Yes | Brilliant Installations, Inc. | PSE&G |  | Accepted | 2025-04-15 | 2025-05-12 | 2026-05-12 | Inverters | SolarEdge Technologies Inc. | USE5700H-USMNUBL75 | 5700 |  | 1 |  |  | 0.97 |  | Outside
NJADRE1559475259 | Administratively Determined Incentive Program | LAWNSIDE | 8045 | 5.95 | Residential | Behind the Meter | Yes | Brilliant Installations, Inc. | PSE&G |  | Accepted | 2025-04-15 | 2025-05-12 | 2026-05-12 | Solar Panels | JINKO SOLAR | JKM425N-54HL-4-B |  | 0.425 | 6 | 254 | 40 |  | Fixed | Roof
NJADRE1559475259 | Administratively Determined Incentive Program | LAWNSIDE | 8045 | 5.95 | Residential | Behind the Meter | Yes | Brilliant Installations, Inc. | PSE&G |  | Accepted | 2025-04-15 | 2025-05-12 | 2026-05-12 | Solar Panels | JINKO SOLAR | JKM425N-54HL-4-B |  | 0.425 | 8 | 73 | 40 |  | Fixed | Roof
NJADRE1559475269 | Administratively Determined Incentive Program | Jersey City | 7304 | 5.52 | Residential | Behind the Meter | No | Green Power Energy, LLC | PSE&G |  | Accepted | 2025-04-15 | 2025-05-09 | 2026-05-09 | Inverters | Enphase Energy | IQ8X-80-M-US [240V] | 380 |  | 12 |  |  | 0.98 |  | Outside | Roof
NJADRE1559475269 | Administratively Determined Incentive Program | Jersey City | 7304 | 5.52 | Residential | Behind the Meter | No | Green Power Energy, LLC | PSE&G |  | Accepted | 2025-04-15 | 2025-05-09 | 2026-05-09 | Solar Panels | REC Solar | REC460AA PURE-RX |  | 0.46 | 12 | 120 | 45 |  | Fixed | Roof
NJADRE1559475277 | Administratively Determined Incentive Program | East Orange | 7018 | 8.925 | Residential | Behind the Meter | Yes | Divine Solar, LLC | PSE&G |  | Accepted | 2025-05-01 | 2025-05-29 | 2026-05-29 | Solar Panels | Jinko | JINKO SOLAR JKM425N-54HL4R-B |  | 0.425 | 8 | 110 | 5 |  | Fixed | Roof
NJADRE1559475277 | Administratively Determined Incentive Program | East Orange | 7018 | 8.925 | Residential | Behind the Meter | Yes | Divine Solar, LLC | PSE&G |  | Accepted | 2025-05-01 | 2025-05-29 | 2026-05-29 | Inverters | Enphase | ENPHASE IQ8PLUS-72-2-US | 425 |  | 8 |  |  | 0.977 |  | Outdoor
NJADRE1559475277 | Administratively Determined Incentive Program | East Orange | 7018 | 8.925 | Residential | Behind the Meter | Yes | Divine Solar, LLC | PSE&G |  | Accepted | 2025-05-01 | 2025-05-29 | 2026-05-29 | Inverters | Enphase | ENPHASE IQ8PLUS-72-2-US | 425 |  | 5 |  |  | 0.977 |  | Outdoor
NJADRE1559475277 | Administratively Determined Incentive Program | East Orange | 7018 | 8.925 | Residential | Behind the Meter | Yes | Divine Solar, LLC | PSE&G |  | Accepted | 2025-05-01 | 2025-05-29 | 2026-05-29 | Meters | ENPHASE | IQ Combiner 4/4C |  |  | 1 |  |  |  | Yes | Outdoor
NJADRE1559475277 | Administratively Determined Incentive Program | East Orange | 7018 | 8.925 | Residential | Behind the Meter | Yes | Divine Solar, LLC | PSE&G |  | Accepted | 2025-05-01 | 2025-05-29 | 2026-05-29 | Solar Panels | Jinko | JINKO SOLAR JKM425N-54HL4R-B |  | 0.425 | 2 | 110 | 5 |  | Fixed | Roof
NJADRE1559475277 | Administratively Determined Incentive Program | East Orange | 7018 | 8.925 | Residential | Behind the Meter | Yes | Divine Solar, LLC | PSE&G |  | Accepted | 2025-05-01 | 2025-05-29 | 2026-05-29 | Inverters | Enphase | ENPHASE IQ8PLUS-72-2-US | 425 |  | 2 |  |  | 0.977 |  | Outdoor
NJADRE1559475277 | Administratively Determined Incentive Program | East Orange | 7018 | 8.925 | Residential | Behind the Meter | Yes | Divine Solar, LLC | PSE&G |  | Accepted | 2025-05-01 | 2025-05-29 | 2026-05-29 | Solar Panels | Jinko | JINKO SOLAR JKM425N-54HL4R-B |  | 0.425 | 5 | 110 | 5 |  | Fixed | Roof
NJADRE1559475277 | Administratively Determined Incentive Program | East Orange | 7018 | 8.925 | Residential | Behind the Meter | Yes | Divine Solar, LLC | PSE&G |  | Accepted | 2025-05-01 | 2025-05-29 | 2026-05-29 | Solar Panels | Jinko | JINKO SOLAR JKM425N-54HL4R-B |  | 0.425 | 4 | 110 | 5 |  | Fixed | Roof
NJADRE1559475277 | Administratively Determined Incentive Program | East Orange | 7018 | 8.925 | Residential | Behind the Meter | Yes | Divine Solar, LLC | PSE&G |  | Accepted | 2025-05-01 | 2025-05-29 | 2026-05-29 | Inverters | Enphase | ENPHASE IQ8PLUS-72-2-US | 425 |  | 4 |  |  | 0.977 |  | Outdoor
NJADRE1559475277 | Administratively Determined Incentive Program | East Orange | 7018 | 8.925 | Residential | Behind the Meter | Yes | Divine Solar, LLC | PSE&G |  | Accepted | 2025-05-01 | 2025-05-29 | 2026-05-29 | Solar Panels | Jinko | JINKO SOLAR JKM425N-54HL4R-B |  | 0.425 | 2 | 110 | 5 |  | Fixed | Roof
NJADRE1559475277 | Administratively Determined Incentive Program | East Orange | 7018 | 8.925 | Residential | Behind the Meter | Yes | Divine Solar, LLC | PSE&G |  | Accepted | 2025-05-01 | 2025-05-29 | 2026-05-29 | Inverters | Enphase | ENPHASE IQ8PLUS-72-2-US | 425 |  | 2 |  |  | 0.977 |  | Outdoor
NJADRE1559475281 | Administratively Determined Incentive Program | PASSAIC | 7055 | 4.51 | Residential | Behind the Meter | Yes | Trinity Solar, LLC | PSE&G |  | Accepted | 2025-04-15 | 2025-05-09 | 2026-05-09 | Inverters | Solar Edge | SE3800H-US | 3800 |  | 1 |  |  | 0.97 |  | Outdoor
NJADRE1559475281 | Administratively Determined Incentive Program | PASSAIC | 7055 | 4.51 | Residential | Behind the Meter | Yes | Trinity Solar, LLC | PSE&G |  | Accepted | 2025-04-15 | 2025-05-09 | 2026-05-09 | Solar Panels | HANWHA | (Q.PEAK DUO BLK ML-G10+ 410) |  | 0.41 | 2 | 134 | 46 |  | Fixed | Roof
NJADRE1559475281 | Administratively Determined Incentive Program | PASSAIC | 7055 | 4.51 | Residential | Behind the Meter | Yes | Trinity Solar, LLC | PSE&G |  | Accepted | 2025-04-15 | 2025-05-09 | 2026-05-09 | Solar Panels | HANWHA | (Q.PEAK DUO BLK ML-G10+ 410) |  | 0.41 | 5 | 44 | 44 |  | Fixed | Roof
NJADRE1559475281 | Administratively Determined Incentive Program | PASSAIC | 7055 | 4.51 | Residential | Behind the Meter | Yes | Trinity Solar, LLC | PSE&G |  | Accepted | 2025-04-15 | 2025-05-09 | 2026-05-09 | Solar Panels | HANWHA | (Q.PEAK DUO BLK ML-G10+ 410) |  | 0.41 | 2 | 224 | 44 |  | Fixed | Roof
NJADRE1559475281 | Administratively Determined Incentive Program | PASSAIC | 7055 | 4.51 | Residential | Behind the Meter | Yes | Trinity Solar, LLC | PSE&G |  | Accepted | 2025-04-15 | 2025-05-09 | 2026-05-09 | Solar Panels | HANWHA | (Q.PEAK DUO BLK ML-G10+ 410) |  | 0.41 | 2 | 314 | 46 |  | Fixed | Roof
NJADRE1559475298 | Administratively Determined Incentive Program | Hammonton | 8037 | 3.44 | Residential | Behind the Meter | Yes | Velocity Energy & Home Solutions, LLC | AC Electric |  | Accepted | 2025-04-15 | 2025-05-09 | 2026-05-09 | Inverters | enphase | iq8hc | 380 |  | 8 |  |  | 0.99 |  | Outside | behind panels
NJADRE1559475298 | Administratively Determined Incentive Program | Hammonton | 8037 | 3.44 | Residential | Behind the Meter | Yes | Velocity Energy & Home Solutions, LLC | AC Electric |  | Accepted | 2025-04-15 | 2025-05-09 | 2026-05-09 | Solar Panels | seg | 430w |  | 0.43 | 4 | 132 | 25 |  | Double Axis | Roof
NJADRE1559475298 | Administratively Determined Incentive Program | Hammonton | 8037 | 3.44 | Residential | Behind the Meter | Yes | Velocity Energy & Home Solutions, LLC | AC Electric |  | Accepted | 2025-04-15 | 2025-05-09 | 2026-05-09 | Solar Panels | seg | 430w |  | 0.43 | 4 | 312 | 25 |  | Fixed | Roof
NJADRE1559475303 | Administratively Determined Incentive Program | SKILLMAN | 8558 | 10.5 | Residential | Behind the Meter | No | Public Service Solar, LLC | PSE&G |  | Accepted | 2025-04-15 | 2025-05-12 | 2026-05-12 | Solar Panels | Panasonic | EVPV420HK2 |  | 0.42 | 18 | 87 | 26 |  | Fixed | Roof
NJADRE1559475303 | Administratively Determined Incentive Program | SKILLMAN | 8558 | 10.5 | Residential | Behind the Meter | No | Public Service Solar, LLC | PSE&G |  | Accepted | 2025-04-15 | 2025-05-12 | 2026-05-12 | Solar Panels | Panasonic | EVPV420HK2 |  | 0.42 | 7 | 177 | 26 |  | Fixed | Roof
NJADRE1559475303 | Administratively Determined Incentive Program | SKILLMAN | 8558 | 10.5 | Residential | Behind the Meter | No | Public Service Solar, LLC | PSE&G |  | Accepted | 2025-04-15 | 2025-05-12 | 2026-05-12 | Inverters | Enphase | iQ8HC-72-M-US | 380 |  | 25 |  |  | 0.96 |  | Outdoor | Under Panels
NJADRE1559475306 | Administratively Determined Incentive Program | North Bergen | 7047 | 12.47 | Residential | Behind the Meter | No | EMT Renewables, LLC | PSE&G |  | Accepted | 2025-04-15 | 2025-05-12 | 2026-05-12 | Inverters | ENPHASE | IQ8+ | 290 |  | 29 |  |  | 0.98 |  | Other | UNDER EACH PANEL
NJADRE1559475306 | Administratively Determined Incentive Program | North Bergen | 7047 | 12.47 | Residential | Behind the Meter | No | EMT Renewables, LLC | PSE&G |  | Accepted | 2025-04-15 | 2025-05-12 | 2026-05-12 | Solar Panels | Q CELLS | Q TRON |  | 0.43 | 3 | 118 | 18 |  | Fixed | Roof
NJADRE1559475306 | Administratively Determined Incentive Program | North Bergen | 7047 | 12.47 | Residential | Behind the Meter | No | EMT Renewables, LLC | PSE&G |  | Accepted | 2025-04-15 | 2025-05-12 | 2026-05-12 | Solar Panels | Q CELLS | Q TRON |  | 0.43 | 26 | 208 | 18 |  | Fixed | Roof
NJADRE1559475310 | Administratively Determined Incentive Program | Pine Hill | 8021 | 7.29 | Residential | Behind the Meter | Yes | Define Solar, LLC | AC Electric |  | Accepted | 2025-04-15 | 2025-05-09 | 2026-05-09 | Solar Panels | Znshine | ZXM7-SH108 405 |  | 0.405 | 5 | 145 | 32 |  | Fixed | Roof
NJADRE1559475310 | Administratively Determined Incentive Program | Pine Hill | 8021 | 7.29 | Residential | Behind the Meter | Yes | Define Solar, LLC | AC Electric |  | Accepted | 2025-04-15 | 2025-05-09 | 2026-05-09 | Solar Panels | Znshine | ZXM7-SH108 405 |  | 0.405 | 3 | 325 | 31 |  | Fixed | Roof
NJADRE1559475310 | Administratively Determined Incentive Program | Pine Hill | 8021 | 7.29 | Residential | Behind the Meter | Yes | Define Solar, LLC | AC Electric |  | Accepted | 2025-04-15 | 2025-05-09 | 2026-05-09 | Inverters | Enphase | IQ8PLUS-72-2-US | 290 |  | 6 |  |  | 0.976 |  | Outside | Under each pv panel
NJADRE1559475310 | Administratively Determined Incentive Program | Pine Hill | 8021 | 7.29 | Residential | Behind the Meter | Yes | Define Solar, LLC | AC Electric |  | Accepted | 2025-04-15 | 2025-05-09 | 2026-05-09 | Inverters | Enphase | IQ8PLUS-72-2-US | 290 |  | 4 |  |  | 0.976 |  | Outside | Under each pv panel
NJADRE1559475310 | Administratively Determined Incentive Program | Pine Hill | 8021 | 7.29 | Residential | Behind the Meter | Yes | Define Solar, LLC | AC Electric |  | Accepted | 2025-04-15 | 2025-05-09 | 2026-05-09 | Solar Panels | Znshine | ZXM7-SH108 405 |  | 0.405 | 6 | 235 | 10 |  | Fixed | Roof
NJADRE1559475310 | Administratively Determined Incentive Program | Pine Hill | 8021 | 7.29 | Residential | Behind the Meter | Yes | Define Solar, LLC | AC Electric |  | Accepted | 2025-04-15 | 2025-05-09 | 2026-05-09 | Solar Panels | Znshine | ZXM7-SH108 405 |  | 0.405 | 4 | 147 | 20 |  | Fixed | Roof
NJADRE1559475310 | Administratively Determined Incentive Program | Pine Hill | 8021 | 7.29 | Residential | Behind the Meter | Yes | Define Solar, LLC | AC Electric |  | Accepted | 2025-04-15 | 2025-05-09 | 2026-05-09 | Inverters | Enphase | IQ8PLUS-72-2-US | 290 |  | 5 |  |  | 0.976 |  | Outside | Under each pv panel
NJADRE1559475310 | Administratively Determined Incentive Program | Pine Hill | 8021 | 7.29 | Residential | Behind the Meter | Yes | Define Solar, LLC | AC Electric |  | Accepted | 2025-04-15 | 2025-05-09 | 2026-05-09 | Inverters | Enphase | IQ8PLUS-72-2-US | 290 |  | 3 |  |  | 0.976 |  | Outside | Under each pv panel
NJADRE1559475312 | Administratively Determined Incentive Program | Andover | 7821 | 11.31 | Residential | Behind the Meter | No | Divine Solar, LLC | JCP&L |  | Accepted | 2025-05-07 | 2025-06-05 | 2026-06-05 | Inverters | Hanhwa Q Cell | Q.MI.349B-G1 | 349 |  | 16 |  |  | 0.97 |  | Outdoor
NJADRE1559475312 | Administratively Determined Incentive Program | Andover | 7821 | 11.31 | Residential | Behind the Meter | No | Divine Solar, LLC | JCP&L |  | Accepted | 2025-05-07 | 2025-06-05 | 2026-06-05 | Solar Panels | Hanhwa Q Cell | Q.Tron BLK M-G2+ |  | 0.435 | 16 | 167 | 22 |  | Fixed | Roof
NJADRE1559475312 | Administratively Determined Incentive Program | Andover | 7821 | 11.31 | Residential | Behind the Meter | No | Divine Solar, LLC | JCP&L |  | Accepted | 2025-05-07 | 2025-06-05 | 2026-06-05 | Inverters | Hanhwa Q Cell | Q.MI.349B-G1 | 349 |  | 10 |  |  | 0.97 |  | Outdoor
NJADRE1559475312 | Administratively Determined Incentive Program | Andover | 7821 | 11.31 | Residential | Behind the Meter | No | Divine Solar, LLC | JCP&L |  | Accepted | 2025-05-07 | 2025-06-05 | 2026-06-05 | Solar Panels | Hanhwa Q Cell | Q.Tron BLK M-G2+ |  | 0.435 | 10 | 167 | 22 |  | Fixed | Roof
NJADRE1559475312 | Administratively Determined Incentive Program | Andover | 7821 | 11.31 | Residential | Behind the Meter | No | Divine Solar, LLC | JCP&L |  | Accepted | 2025-05-07 | 2025-06-05 | 2026-06-05 | Meters | Hanhwa Q Cell | Q home combiner 80- G1 |  |  | 1 |  |  |  | Yes | Outdoor
NJADRE1559475323 | Administratively Determined Incentive Program | Tuckerton | 8087 | 9.55 | Residential | Behind the Meter | No | EMT Renewables, LLC | AC Electric |  | Accepted | 2025-04-15 | 2025-05-09 | 2026-05-09 | Solar Panels | Q CELLS | Q PEAK DUO BLK |  | 0.415 | 11 | 217 | 34 |  | Fixed | Roof
NJADRE1559475323 | Administratively Determined Incentive Program | Tuckerton | 8087 | 9.55 | Residential | Behind the Meter | No | EMT Renewables, LLC | AC Electric |  | Accepted | 2025-04-15 | 2025-05-09 | 2026-05-09 | Solar Panels | Q CELLS | Q PEAK DUO BLK |  | 0.415 | 7 | 217 | 34 |  | Fixed | Roof
NJADRE1559475323 | Administratively Determined Incentive Program | Tuckerton | 8087 | 9.55 | Residential | Behind the Meter | No | EMT Renewables, LLC | AC Electric |  | Accepted | 2025-04-15 | 2025-05-09 | 2026-05-09 | Inverters | ENPHASE | IQ8+ | 290 |  | 23 |  |  | 0.98 |  | Other | UNDER EACH PANEL
NJADRE1559475323 | Administratively Determined Incentive Program | Tuckerton | 8087 | 9.55 | Residential | Behind the Meter | No | EMT Renewables, LLC | AC Electric |  | Accepted | 2025-04-15 | 2025-05-09 | 2026-05-09 | Solar Panels | Q CELLS | Q PEAK DUO BLK |  | 0.415 | 2 | 37 | 34 |  | Fixed | Roof
NJADRE1559475323 | Administratively Determined Incentive Program | Tuckerton | 8087 | 9.55 | Residential | Behind the Meter | No | EMT Renewables, LLC | AC Electric |  | Accepted | 2025-04-15 | 2025-05-09 | 2026-05-09 | Solar Panels | Q CELLS | Q PEAK DUO BLK |  | 0.415 | 3 | 37 | 34 |  | Fixed | Roof
NJADRE1559475324 | Administratively Determined Incentive Program | MANALAPAN | 7726 | 14.99 | Residential | Behind the Meter | Yes | Define Solar, LLC | JCP&L |  | Accepted | 2025-04-15 | 2025-05-12 | 2026-05-12 | Solar Panels | Znshine | ZXM7-SH108 405 |  | 0.405 | 5 | 105 | 37 |  | Fixed | Roof
NJADRE1559475324 | Administratively Determined Incentive Program | MANALAPAN | 7726 | 14.99 | Residential | Behind the Meter | Yes | Define Solar, LLC | JCP&L |  | Accepted | 2025-04-15 | 2025-05-12 | 2026-05-12 | Inverters | Enphase | IQ8PLUS-72-2-US | 290 |  | 17 |  |  | 0.976 |  | Outside | Under each pv panel
NJADRE1559475324 | Administratively Determined Incentive Program | MANALAPAN | 7726 | 14.99 | Residential | Behind the Meter | Yes | Define Solar, LLC | JCP&L |  | Accepted | 2025-04-15 | 2025-05-12 | 2026-05-12 | Solar Panels | Znshine | ZXM7-SH108 405 |  | 0.405 | 17 | 285 | 36 |  | Fixed | Roof
NJADRE1559475324 | Administratively Determined Incentive Program | MANALAPAN | 7726 | 14.99 | Residential | Behind the Meter | Yes | Define Solar, LLC | JCP&L |  | Accepted | 2025-04-15 | 2025-05-12 | 2026-05-12 | Inverters | Enphase | IQ8PLUS-72-2-US | 290 |  | 10 |  |  | 0.976 |  | Outside | Under each pv panel
NJADRE1559475324 | Administratively Determined Incentive Program | MANALAPAN | 7726 | 14.99 | Residential | Behind the Meter | Yes | Define Solar, LLC | JCP&L |  | Accepted | 2025-04-15 | 2025-05-12 | 2026-05-12 | Inverters | Enphase | IQ8PLUS-72-2-US | 290 |  | 5 |  |  | 0.976 |  | Outside | Under each pv panel
NJADRE1559475324 | Administratively Determined Incentive Program | MANALAPAN | 7726 | 14.99 | Residential | Behind the Meter | Yes | Define Solar, LLC | JCP&L |  | Accepted | 2025-04-15 | 2025-05-12 | 2026-05-12 | Solar Panels | Znshine | ZXM7-SH108 405 |  | 0.405 | 10 | 195 | 36 |  | Fixed | Roof
NJADRE1559475324 | Administratively Determined Incentive Program | MANALAPAN | 7726 | 14.99 | Residential | Behind the Meter | Yes | Define Solar, LLC | JCP&L |  | Accepted | 2025-04-15 | 2025-05-12 | 2026-05-12 | Inverters | Enphase | IQ8PLUS-72-2-US | 290 |  | 5 |  |  | 0.976 |  | Outside | Under each pv panel
NJADRE1559475324 | Administratively Determined Incentive Program | MANALAPAN | 7726 | 14.99 | Residential | Behind the Meter | Yes | Define Solar, LLC | JCP&L |  | Accepted | 2025-04-15 | 2025-05-12 | 2026-05-12 | Solar Panels | Znshine | ZXM7-SH108 405 |  | 0.405 | 5 | 105 | 36 |  | Fixed | Roof
NJADRE1559475343 | Administratively Determined Incentive Program | Egg Harbor Township | 8234 | 6.48 | Residential | Behind the Meter | Yes | Define Solar, LLC | AC Electric |  | Accepted | 2025-04-15 | 2025-05-14 | 2026-05-14 | Inverters | Enphase | IQ8PLUS-72-2-US | 290 |  | 10 |  |  | 0.976 |  | Outside | Under each pv panel
NJADRE1559475343 | Administratively Determined Incentive Program | Egg Harbor Township | 8234 | 6.48 | Residential | Behind the Meter | Yes | Define Solar, LLC | AC Electric |  | Accepted | 2025-04-15 | 2025-05-14 | 2026-05-14 | Inverters | Enphase | IQ8PLUS-72-2-US | 290 |  | 6 |  |  | 0.976 |  | Outside | Under each pv panel
NJADRE1559475343 | Administratively Determined Incentive Program | Egg Harbor Township | 8234 | 6.48 | Residential | Behind the Meter | Yes | Define Solar, LLC | AC Electric |  | Accepted | 2025-04-15 | 2025-05-14 | 2026-05-14 | Solar Panels | Znshine | ZXM7-SH108 405 |  | 0.405 | 10 | 111 | 20 |  | Fixed | Roof
NJADRE1559475343 | Administratively Determined Incentive Program | Egg Harbor Township | 8234 | 6.48 | Residential | Behind the Meter | Yes | Define Solar, LLC | AC Electric |  | Accepted | 2025-04-15 | 2025-05-14 | 2026-05-14 | Solar Panels | Znshine | ZXM7-SH108 405 |  | 0.405 | 6 | 291 | 20 |  | Fixed | Roof
NJADRE1559475357 | Administratively Determined Incentive Program | Lyndenhurst | 7071 | 9.84 | Residential | Behind the Meter | Yes | Trinity Solar, LLC | PSE&G |  | Accepted | 2025-04-15 | 2025-05-09 | 2026-05-09 | Inverters | Solar Edge | SE7600H-US | 7600 |  | 1 |  |  | 0.97 |  | Outdoor
NJADRE1559475357 | Administratively Determined Incentive Program | Lyndenhurst | 7071 | 9.84 | Residential | Behind the Meter | Yes | Trinity Solar, LLC | PSE&G |  | Accepted | 2025-04-15 | 2025-05-09 | 2026-05-09 | Solar Panels | HANWHA | (Q.PEAK DUO BLK ML-G10+ 410) |  | 0.41 | 6 | 218 | 40 |  | Fixed | Roof
NJADRE1559475357 | Administratively Determined Incentive Program | Lyndenhurst | 7071 | 9.84 | Residential | Behind the Meter | Yes | Trinity Solar, LLC | PSE&G |  | Accepted | 2025-04-15 | 2025-05-09 | 2026-05-09 | Solar Panels | HANWHA | (Q.PEAK DUO BLK ML-G10+ 410) |  | 0.41 | 6 | 128 | 34 |  | Fixed | Roof
NJADRE1559475357 | Administratively Determined Incentive Program | Lyndenhurst | 7071 | 9.84 | Residential | Behind the Meter | Yes | Trinity Solar, LLC | PSE&G |  | Accepted | 2025-04-15 | 2025-05-09 | 2026-05-09 | Solar Panels | HANWHA 410 (Q.PEAK DUO BLK ML-G10+ 410) | (Q.PEAK DUO BLK ML-G10+ 410) |  | 0.41 | 6 | 38 | 40 |  | Fixed | Roof
NJADRE1559475357 | Administratively Determined Incentive Program | Lyndenhurst | 7071 | 9.84 | Residential | Behind the Meter | Yes | Trinity Solar, LLC | PSE&G |  | Accepted | 2025-04-15 | 2025-05-09 | 2026-05-09 | Solar Panels | HANWHA | (Q.PEAK DUO BLK ML-G10+ 410) |  | 0.41 | 6 | 308 | 34 |  | Fixed | Roof
NJADRE1559475361 | Administratively Determined Incentive Program | HI-Nella Boro | 8083 | 12.3 | Residential | Behind the Meter | Yes | Sunrun Installation Services, Inc. | PSE&G |  | Accepted | 2025-04-15 | 2025-05-09 | 2026-05-09 | Solar Panels | Hanwha Q-Cells | Q.PEAK DUO BLK ML-G10+ 410 |  | 0.41 | 9 | 28 | 21 |  | Fixed | Roof
NJADRE1559475361 | Administratively Determined Incentive Program | HI-Nella Boro | 8083 | 12.3 | Residential | Behind the Meter | Yes | Sunrun Installation Services, Inc. | PSE&G |  | Accepted | 2025-04-15 | 2025-05-09 | 2026-05-09 | Solar Panels | Hanwha Q-Cells | Q.PEAK DUO BLK ML-G10+ 410 |  | 0.41 | 21 | 208 | 22 |  | Fixed | Roof
NJADRE1559475361 | Administratively Determined Incentive Program | HI-Nella Boro | 8083 | 12.3 | Residential | Behind the Meter | Yes | Sunrun Installation Services, Inc. | PSE&G |  | Accepted | 2025-04-15 | 2025-05-09 | 2026-05-09 | Inverters | SolarEdge Technologies | SE10000H-USMN | 10000 |  | 1 |  |  | 0.99 |  | Outdoor | Next to meter
NJADRE1559475374 | Administratively Determined Incentive Program | PLAINFIELD | 7062 | 10.53 | Residential | Behind the Meter | Yes | Define Solar, LLC | PSE&G |  | Accepted | 2025-04-15 | 2025-05-09 | 2026-05-09 | Inverters | Enphase | IQ8PLUS-72-2-US | 290 |  | 14 |  |  | 0.976 |  | Outside | Under each pv panel
NJADRE1559475374 | Administratively Determined Incentive Program | PLAINFIELD | 7062 | 10.53 | Residential | Behind the Meter | Yes | Define Solar, LLC | PSE&G |  | Accepted | 2025-04-15 | 2025-05-09 | 2026-05-09 | Solar Panels | Znshine | ZXM7-SH108 405 |  | 0.405 | 14 | 218 | 34 |  | Fixed | Roof
NJADRE1559475374 | Administratively Determined Incentive Program | PLAINFIELD | 7062 | 10.53 | Residential | Behind the Meter | Yes | Define Solar, LLC | PSE&G |  | Accepted | 2025-04-15 | 2025-05-09 | 2026-05-09 | Solar Panels | Znshine | ZXM7-SH108 405 |  | 0.405 | 12 | 129 | 14 |  | Fixed | Roof
NJADRE1559475374 | Administratively Determined Incentive Program | PLAINFIELD | 7062 | 10.53 | Residential | Behind the Meter | Yes | Define Solar, LLC | PSE&G |  | Accepted | 2025-04-15 | 2025-05-09 | 2026-05-09 | Inverters | Enphase | IQ8PLUS-72-2-US | 290 |  | 12 |  |  | 0.976 |  | Outside | Under each pv panel
NJADRE1559475385 | Administratively Determined Incentive Program | TOMS RIVER | 8757 | 6.23 | Residential | Behind the Meter | No | EMT Renewables, LLC | JCP&L |  | Accepted | 2025-04-15 | 2025-05-09 | 2026-05-09 | Inverters | ENPHASE | IQ8+ | 290 |  | 15 |  |  | 0.98 |  | Other | UNDER EACH PANEL
NJADRE1559475385 | Administratively Determined Incentive Program | TOMS RIVER | 8757 | 6.23 | Residential | Behind the Meter | No | EMT Renewables, LLC | JCP&L |  | Accepted | 2025-04-15 | 2025-05-09 | 2026-05-09 | Solar Panels | Q CELLS | Q PEAK DUO BLK |  | 0.415 | 15 | 149 | 31 |  | Fixed | Roof
NJADRE1559475401 | Administratively Determined Incentive Program | MANCHESTER TOWNSHIP | 8759 | 9.43 | Residential | Behind the Meter | Yes | Trinity Solar, LLC | JCP&L |  | Accepted | 2025-04-15 | 2025-05-12 | 2026-05-12 | Inverters | Solar Edge | USE7600H-US | 7600 |  | 1 |  |  | 0.97 |  | Outside
NJADRE1559475401 | Administratively Determined Incentive Program | MANCHESTER TOWNSHIP | 8759 | 9.43 | Residential | Behind the Meter | Yes | Trinity Solar, LLC | JCP&L |  | Accepted | 2025-04-15 | 2025-05-12 | 2026-05-12 | Solar Panels | HANWHA | Q.PEAK DUO BLK ML-G10+ 410 |  | 0.41 | 21 | 105 | 35 |  | Fixed | Roof
NJADRE1559475401 | Administratively Determined Incentive Program | MANCHESTER TOWNSHIP | 8759 | 9.43 | Residential | Behind the Meter | Yes | Trinity Solar, LLC | JCP&L |  | Accepted | 2025-04-15 | 2025-05-12 | 2026-05-12 | Solar Panels | HANWHA | Q.PEAK DUO BLK ML-G10+ 410 |  | 0.41 | 2 | 285 | 34 |  | Fixed | Roof
NJADRE1559475605 | Administratively Determined Incentive Program | ABSECON | 8201 | 4.86 | Residential | Behind the Meter | Yes | Define Solar, LLC | AC Electric |  | Accepted | 2025-04-15 | 2025-05-09 | 2026-05-09 | Inverters | Enphase | IQ8PLUS-72-2-US | 290 |  | 3 |  |  | 0.976 |  | Outside | Under each pv panel
NJADRE1559475605 | Administratively Determined Incentive Program | ABSECON | 8201 | 4.86 | Residential | Behind the Meter | Yes | Define Solar, LLC | AC Electric |  | Accepted | 2025-04-15 | 2025-05-09 | 2026-05-09 | Inverters | Enphase | IQ8PLUS-72-2-US | 290 |  | 9 |  |  | 0.976 |  | Outside | Under each pv panel
NJADRE1559475605 | Administratively Determined Incentive Program | ABSECON | 8201 | 4.86 | Residential | Behind the Meter | Yes | Define Solar, LLC | AC Electric |  | Accepted | 2025-04-15 | 2025-05-09 | 2026-05-09 | Solar Panels | Znshine | ZXM7-SH108 405 |  | 0.405 | 9 | 174 | 29 |  | Fixed | Roof
NJADRE1559475605 | Administratively Determined Incentive Program | ABSECON | 8201 | 4.86 | Residential | Behind the Meter | Yes | Define Solar, LLC | AC Electric |  | Accepted | 2025-04-15 | 2025-05-09 | 2026-05-09 | Solar Panels | Znshine | ZXM7-SH108 405 |  | 0.405 | 3 | 354 | 9 |  | Fixed | Roof
NJADRE1559475672 | Administratively Determined Incentive Program | PEDRICKTOWN | 8067 | 5.33 | Residential | Behind the Meter | Yes | Sunrun Installation Services, Inc. | AC Electric |  | Accepted | 2025-04-15 | 2025-05-09 | 2026-05-09 | Inverters | SolarEdge Technologies | SE3800H-USMN | 3800 |  | 1 |  |  | 0.99 |  | Outdoor | Next to meter
NJADRE1559475672 | Administratively Determined Incentive Program | PEDRICKTOWN | 8067 | 5.33 | Residential | Behind the Meter | Yes | Sunrun Installation Services, Inc. | AC Electric |  | Accepted | 2025-04-15 | 2025-05-09 | 2026-05-09 | Solar Panels | Hanwha Q-Cells | Q.PEAK DUO BLK ML-G10+ 410 |  | 0.41 | 13 | 148 | 30 |  | Fixed | Roof
NJADRE1559475681 | Administratively Determined Incentive Program | WOODCLIFF LAKE BORO | 7677 | 9.13 | Residential | Behind the Meter | No | Green Power Energy, LLC | PSE&G |  | Accepted | 2025-04-15 | 2025-05-09 | 2026-05-09 | Electric Storage Battery | Tesla | 1707000-xx-y |  |  | 1 |  |  |  | Lithium Ion |  | Inside and Outside
NJADRE1559475681 | Administratively Determined Incentive Program | WOODCLIFF LAKE BORO | 7677 | 9.13 | Residential | Behind the Meter | No | Green Power Energy, LLC | PSE&G |  | Accepted | 2025-04-15 | 2025-05-09 | 2026-05-09 | Solar Panels | Hanwha | Q.PEAK DUO BLK ML-G10+ 415 |  | 0.415 | 22 | 199 | 10 |  | Fixed | Roof
NJADRE1559475681 | Administratively Determined Incentive Program | WOODCLIFF LAKE BORO | 7677 | 9.13 | Residential | Behind the Meter | No | Green Power Energy, LLC | PSE&G |  | Accepted | 2025-04-15 | 2025-05-09 | 2026-05-09 | Inverters | Enphase Energy | IQ8MC-72-M-US [240V] | 320 |  | 22 |  |  | 0.98 |  | Outside | Roof
NJADRE1559475694 | Administratively Determined Incentive Program | CHESILHURST | 8089 | 13.53 | Residential | Behind the Meter | Yes | Sunrun Installation Services, Inc. | AC Electric |  | Accepted | 2025-04-15 | 2025-05-09 | 2026-05-09 | Inverters | SOLAREDGE TECHNOLOGIES | SE10000H-USSN | 10000 |  | 1 |  |  | 0.99 |  | Outdoor
NJADRE1559475694 | Administratively Determined Incentive Program | CHESILHURST | 8089 | 13.53 | Residential | Behind the Meter | Yes | Sunrun Installation Services, Inc. | AC Electric |  | Accepted | 2025-04-15 | 2025-05-09 | 2026-05-09 | Solar Panels | HANWHA Q-CELLS | Q.PEAK DUO BLK ML-G10+ 410 |  | 0.41 | 18 | 18 | 19 |  | Fixed | Roof
NJADRE1559475694 | Administratively Determined Incentive Program | CHESILHURST | 8089 | 13.53 | Residential | Behind the Meter | Yes | Sunrun Installation Services, Inc. | AC Electric |  | Accepted | 2025-04-15 | 2025-05-09 | 2026-05-09 | Solar Panels | HANWHA Q-CELLS | Q.PEAK DUO BLK ML-G10+ 410 |  | 0.41 | 15 | 198 | 18 |  | Fixed | Roof
NJADRE1559475704 | Administratively Determined Incentive Program | Lebanon | 8833 | 13.12 | Residential | Behind the Meter | Yes | Trinity Solar, LLC | JCP&L |  | Accepted | 2025-04-15 | 2025-05-09 | 2026-05-09 | Solar Panels | HANWHA | Q.PEAK DUO BLK ML-G10+ 410 |  | 0.41 | 22 | 153 | 44 |  | Fixed | Roof
NJADRE1559475704 | Administratively Determined Incentive Program | Lebanon | 8833 | 13.12 | Residential | Behind the Meter | Yes | Trinity Solar, LLC | JCP&L |  | Accepted | 2025-04-15 | 2025-05-09 | 2026-05-09 | Solar Panels | HANWHA | Q.PEAK DUO BLK ML-G10+ 410 |  | 0.41 | 10 | 153 | 27 |  | Fixed | Roof
NJADRE1559475704 | Administratively Determined Incentive Program | Lebanon | 8833 | 13.12 | Residential | Behind the Meter | Yes | Trinity Solar, LLC | JCP&L |  | Accepted | 2025-04-15 | 2025-05-09 | 2026-05-09 | Inverters | Solar Edge | USE10000H-US | 10000 |  | 1 |  |  | 0.97 |  | Outside
NJADRE1559475724 | Administratively Determined Incentive Program | Brick | 8723 | 10.94 | Residential | Behind the Meter | Yes | Freedom Forever New Jersey, LLC | JCP&L |  | Accepted | 2025-04-15 | 2025-05-09 | 2026-05-09 | Inverters | Solar Edge | SE7600H-US | 7600 |  | 1 |  |  | 0.99 |  | Outside
NJADRE1559475724 | Administratively Determined Incentive Program | Brick | 8723 | 10.94 | Residential | Behind the Meter | Yes | Freedom Forever New Jersey, LLC | JCP&L |  | Accepted | 2025-04-15 | 2025-05-09 | 2026-05-09 | Solar Panels | JA Solar | JAM54S31-405/MR |  | 0.405 | 2 | 277 | 22 |  | Fixed | Roof
NJADRE1559475724 | Administratively Determined Incentive Program | Brick | 8723 | 10.94 | Residential | Behind the Meter | Yes | Freedom Forever New Jersey, LLC | JCP&L |  | Accepted | 2025-04-15 | 2025-05-09 | 2026-05-09 | Solar Panels | JA Solar | JAM54S31-405/MR |  | 0.405 | 16 | 97 | 22 |  | Fixed | Roof
NJADRE1559475724 | Administratively Determined Incentive Program | Brick | 8723 | 10.94 | Residential | Behind the Meter | Yes | Freedom Forever New Jersey, LLC | JCP&L |  | Accepted | 2025-04-15 | 2025-05-09 | 2026-05-09 | Solar Panels | JA Solar | JAM54S31-405/MR |  | 0.405 | 6 | 7 | 20 |  | Fixed | Roof
NJADRE1559475724 | Administratively Determined Incentive Program | Brick | 8723 | 10.94 | Residential | Behind the Meter | Yes | Freedom Forever New Jersey, LLC | JCP&L |  | Accepted | 2025-04-15 | 2025-05-09 | 2026-05-09 | Solar Panels | JA Solar | JAM54S31-405/MR |  | 0.405 | 3 | 187 | 20 |  | Fixed | Roof
NJADRE1559476131 | Administratively Determined Incentive Program | Phillipsburg | 8865 | 11.75 | Residential | Behind the Meter | Yes | Define Solar, LLC | JCP&L |  | Accepted | 2025-04-15 | 2025-05-09 | 2026-05-09 | Solar Panels | Znshine | ZXM7-SH108 405 |  | 0.405 | 3 | 227 | 38 |  | Fixed | Roof
NJADRE1559476131 | Administratively Determined Incentive Program | Phillipsburg | 8865 | 11.75 | Residential | Behind the Meter | Yes | Define Solar, LLC | JCP&L |  | Accepted | 2025-04-15 | 2025-05-09 | 2026-05-09 | Solar Panels | Znshine | ZXM7-SH108 405 |  | 0.405 | 5 | 47 | 41 |  | Fixed | Roof
NJADRE1559476131 | Administratively Determined Incentive Program | Phillipsburg | 8865 | 11.75 | Residential | Behind the Meter | Yes | Define Solar, LLC | JCP&L |  | Accepted | 2025-04-15 | 2025-05-09 | 2026-05-09 | Solar Panels | Znshine | ZXM7-SH108 405 |  | 0.405 | 7 | 317 | 35 |  | Fixed | Roof
NJADRE1559476131 | Administratively Determined Incentive Program | Phillipsburg | 8865 | 11.75 | Residential | Behind the Meter | Yes | Define Solar, LLC | JCP&L |  | Accepted | 2025-04-15 | 2025-05-09 | 2026-05-09 | Inverters | Enphase | IQ8PLUS-72-2-US | 290 |  | 3 |  |  | 0.976 |  | Outside | Under each pv panel
NJADRE1559476131 | Administratively Determined Incentive Program | Phillipsburg | 8865 | 11.75 | Residential | Behind the Meter | Yes | Define Solar, LLC | JCP&L |  | Accepted | 2025-04-15 | 2025-05-09 | 2026-05-09 | Inverters | Enphase | IQ8PLUS-72-2-US | 290 |  | 3 |  |  | 0.976 |  | Outside | Under each pv panel
NJADRE1559476131 | Administratively Determined Incentive Program | Phillipsburg | 8865 | 11.75 | Residential | Behind the Meter | Yes | Define Solar, LLC | JCP&L |  | Accepted | 2025-04-15 | 2025-05-09 | 2026-05-09 | Solar Panels | Znshine | ZXM7-SH108 405 |  | 0.405 | 9 | 137 | 38 |  | Fixed | Roof
NJADRE1559476131 | Administratively Determined Incentive Program | Phillipsburg | 8865 | 11.75 | Residential | Behind the Meter | Yes | Define Solar, LLC | JCP&L |  | Accepted | 2025-04-15 | 2025-05-09 | 2026-05-09 | Solar Panels | Znshine | ZXM7-SH108 405 |  | 0.405 | 3 | 228 | 42 |  | Fixed | Roof
NJADRE1559476131 | Administratively Determined Incentive Program | Phillipsburg | 8865 | 11.75 | Residential | Behind the Meter | Yes | Define Solar, LLC | JCP&L |  | Accepted | 2025-04-15 | 2025-05-09 | 2026-05-09 | Inverters | Enphase | IQ8PLUS-72-2-US | 290 |  | 9 |  |  | 0.976 |  | Outside | Under each pv panel
NJADRE1559476131 | Administratively Determined Incentive Program | Phillipsburg | 8865 | 11.75 | Residential | Behind the Meter | Yes | Define Solar, LLC | JCP&L |  | Accepted | 2025-04-15 | 2025-05-09 | 2026-05-09 | Inverters | Enphase | IQ8PLUS-72-2-US | 290 |  | 5 |  |  | 0.976 |  | Outside | Under each pv panel
NJADRE1559476131 | Administratively Determined Incentive Program | Phillipsburg | 8865 | 11.75 | Residential | Behind the Meter | Yes | Define Solar, LLC | JCP&L |  | Accepted | 2025-04-15 | 2025-05-09 | 2026-05-09 | Solar Panels | Znshine | ZXM7-SH108 405 |  | 0.405 | 2 | 317 | 33 |  | Fixed | Roof
NJADRE1559476131 | Administratively Determined Incentive Program | Phillipsburg | 8865 | 11.75 | Residential | Behind the Meter | Yes | Define Solar, LLC | JCP&L |  | Accepted | 2025-04-15 | 2025-05-09 | 2026-05-09 | Inverters | Enphase | IQ8PLUS-72-2-US | 290 |  | 7 |  |  | 0.976 |  | Outside | Under each pv panel
NJADRE1559476131 | Administratively Determined Incentive Program | Phillipsburg | 8865 | 11.75 | Residential | Behind the Meter | Yes | Define Solar, LLC | JCP&L |  | Accepted | 2025-04-15 | 2025-05-09 | 2026-05-09 | Inverters | Enphase | IQ8PLUS-72-2-US | 290 |  | 2 |  |  | 0.976 |  | Outside | Under each pv panel
NJADRE1559476144 | Administratively Determined Incentive Program | MOUNT HOLLY | 8060 | 9.66 | Residential | Behind the Meter | No | Public Service Solar, LLC | PSE&G |  | Accepted | 2025-04-15 | 2025-05-12 | 2026-05-12 | Inverters | Enphase | iQ8HC-72-M-US | 380 |  | 23 |  |  | 0.96 |  | Outdoor | Under Panels
NJADRE1559476144 | Administratively Determined Incentive Program | MOUNT HOLLY | 8060 | 9.66 | Residential | Behind the Meter | No | Public Service Solar, LLC | PSE&G |  | Accepted | 2025-04-15 | 2025-05-12 | 2026-05-12 | Solar Panels | Panasonic | EVPV420HK2 |  | 0.42 | 15 | 123 | 30 |  | Fixed | Roof
NJADRE1559476144 | Administratively Determined Incentive Program | MOUNT HOLLY | 8060 | 9.66 | Residential | Behind the Meter | No | Public Service Solar, LLC | PSE&G |  | Accepted | 2025-04-15 | 2025-05-12 | 2026-05-12 | Solar Panels | Panasonic | EVPV420HK2 |  | 0.42 | 8 | 303 | 30 |  | Fixed | Roof
NJADRE1559476148 | Administratively Determined Incentive Program | Marlton | 8053 | 8.61 | Residential | Behind the Meter | Yes | Trinity Solar, LLC | AC Electric |  | Accepted | 2025-04-15 | 2025-05-09 | 2026-05-09 | Inverters | Solar Edge | USE7600H-US | 7600 |  | 1 |  |  | 0.97 |  | Outside
NJADRE1559476148 | Administratively Determined Incentive Program | Marlton | 8053 | 8.61 | Residential | Behind the Meter | Yes | Trinity Solar, LLC | AC Electric |  | Accepted | 2025-04-15 | 2025-05-09 | 2026-05-09 | Solar Panels | HANWHA | Q.PEAK DUO BLK ML-G10+ 410 |  | 0.41 | 13 | 164 | 35 |  | Fixed | Roof
NJADRE1559476148 | Administratively Determined Incentive Program | Marlton | 8053 | 8.61 | Residential | Behind the Meter | Yes | Trinity Solar, LLC | AC Electric |  | Accepted | 2025-04-15 | 2025-05-09 | 2026-05-09 | Solar Panels | HANWHA | Q.PEAK DUO BLK ML-G10+ 410 |  | 0.41 | 8 | 74 | 6 |  | Fixed | Roof
NJADRE1559476166 | Administratively Determined Incentive Program | PRINCETON JUNCTION | 8550 | 16.1 | Residential | Behind the Meter | No | Solar Energy World | JCP&L |  | Accepted | 2025-04-15 | 2025-05-12 | 2026-05-12 | Solar Panels | Hanwha | Q.TRON BLK M-G2+ 435W |  | 0.435 | 12 | 138 | 42 |  | Fixed | Roof
NJADRE1559476166 | Administratively Determined Incentive Program | PRINCETON JUNCTION | 8550 | 16.1 | Residential | Behind the Meter | No | Solar Energy World | JCP&L |  | Accepted | 2025-04-15 | 2025-05-12 | 2026-05-12 | Solar Panels | Hanwha | Q.TRON BLK M-G2+ 435W |  | 0.435 | 25 | 138 | 25 |  | Fixed | Roof
NJADRE1559476166 | Administratively Determined Incentive Program | PRINCETON JUNCTION | 8550 | 16.1 | Residential | Behind the Meter | No | Solar Energy World | JCP&L |  | Accepted | 2025-04-15 | 2025-05-12 | 2026-05-12 | Inverters | Enphase | IQ8MC-72-M-US | 320 |  | 37 |  |  | 0.97 |  | Outside
NJADRE1559476181 | Administratively Determined Incentive Program | North Bergen | 7047 | 5.95 | Residential | Behind the Meter | Yes | Savkat, Inc. | PSE&G |  | Accepted | 2025-04-15 | 2025-05-12 | 2026-05-12 | Inverters | Solaredge | se5700H-US | 5700 |  | 1 |  |  | 0.99 |  | Outdoor
NJADRE1559476181 | Administratively Determined Incentive Program | North Bergen | 7047 | 5.95 | Residential | Behind the Meter | Yes | Savkat, Inc. | PSE&G |  | Accepted | 2025-04-15 | 2025-05-12 | 2026-05-12 | Solar Panels | Jinko | Jinko JKM425N-54HL4-B |  | 0.425 | 12 | 122 | 45 |  | Fixed | Roof
NJADRE1559476181 | Administratively Determined Incentive Program | North Bergen | 7047 | 5.95 | Residential | Behind the Meter | Yes | Savkat, Inc. | PSE&G |  | Accepted | 2025-04-15 | 2025-05-12 | 2026-05-12 | Solar Panels | Jinko | Jinko JKM425N-54HL4-B |  | 0.425 | 2 | 122 | 13 |  | Fixed | Roof
NJADRE1559476198 | Administratively Determined Incentive Program | Northfield | 8225 | 5.27 | Residential | Behind the Meter | Yes | Define Solar, LLC | AC Electric |  | Accepted | 2025-04-15 | 2025-05-12 | 2026-05-12 | Solar Panels | Znshine | ZXM7-SH108 405 |  | 0.405 | 13 | 224 | 24 |  | Fixed | Roof
NJADRE1559476198 | Administratively Determined Incentive Program | Northfield | 8225 | 5.27 | Residential | Behind the Meter | Yes | Define Solar, LLC | AC Electric |  | Accepted | 2025-04-15 | 2025-05-12 | 2026-05-12 | Inverters | Enphase | IQ8PLUS-72-2-US | 290 |  | 13 |  |  | 0.976 |  | Outside | Under each pv panel
NJADRE1559476207 | Administratively Determined Incentive Program | Franklin | 7416 | 4.92 | Residential | Behind the Meter | Yes | Trinity Solar, LLC | JCP&L |  | Accepted | 2025-04-15 | 2025-05-09 | 2026-05-09 | Inverters | Solar Edge | USE3800H-US | 3800 |  | 1 |  |  | 0.97 |  | Outside
NJADRE1559476207 | Administratively Determined Incentive Program | Franklin | 7416 | 4.92 | Residential | Behind the Meter | Yes | Trinity Solar, LLC | JCP&L |  | Accepted | 2025-04-15 | 2025-05-09 | 2026-05-09 | Solar Panels | HANWHA | Q.PEAK DUO BLK ML-G10+ 410 |  | 0.41 | 12 | 200 | 21 |  | Fixed | Roof
NJADRE1559476231 | Administratively Determined Incentive Program | MONROE TOWNSHIP | 8831 | 9.02 | Residential | Behind the Meter | No | Powur, PBC | JCP&L |  | Accepted | 2025-04-15 | 2025-05-12 | 2026-05-12 | Solar Panels | Q-Cells | Q.PEAK DUO BLK ML-G10 |  | 0.41 | 18 | 180 | 34 |  | Fixed | Roof
NJADRE1559476231 | Administratively Determined Incentive Program | MONROE TOWNSHIP | 8831 | 9.02 | Residential | Behind the Meter | No | Powur, PBC | JCP&L |  | Accepted | 2025-04-15 | 2025-05-12 | 2026-05-12 | Solar Panels | Q-Cells | Q.PEAK DUO BLK ML-G10 |  | 0.41 | 4 | 180 | 34 |  | Fixed | Roof
NJADRE1559476231 | Administratively Determined Incentive Program | MONROE TOWNSHIP | 8831 | 9.02 | Residential | Behind the Meter | No | Powur, PBC | JCP&L |  | Accepted | 2025-04-15 | 2025-05-12 | 2026-05-12 | Inverters | Enphase | IQ8MC-72-M-US | 380 |  | 22 |  |  | 0.97 |  | Outside
NJADRE1559476239 | Administratively Determined Incentive Program | MOORESTOWN | 8057 | 13.18 | Residential | Behind the Meter | No | Power Energy Solutions, LLC | PSE&G |  | Accepted | 2025-04-15 | 2025-05-12 | 2026-05-12 | Solar Panels | Trina Solar | TSM-425NE09RC.05 |  | 0.425 | 23 | 117 | 23 |  | Fixed | Roof
NJADRE1559476239 | Administratively Determined Incentive Program | MOORESTOWN | 8057 | 13.18 | Residential | Behind the Meter | No | Power Energy Solutions, LLC | PSE&G |  | Accepted | 2025-04-15 | 2025-05-12 | 2026-05-12 | Solar Panels | Trina Solar | TSM-425NE09RC.05 |  | 0.425 | 8 | 207 | 30 |  | Fixed | Roof
NJADRE1559476239 | Administratively Determined Incentive Program | MOORESTOWN | 8057 | 13.18 | Residential | Behind the Meter | No | Power Energy Solutions, LLC | PSE&G |  | Accepted | 2025-04-15 | 2025-05-12 | 2026-05-12 | Inverters | SolarEdge | SE7600H-US | 8 |  | 1 |  |  | 0.97 |  | Outdoor
NJADRE1559476246 | Administratively Determined Incentive Program | Pennsauken Township | 8110 | 5.74 | Residential | Behind the Meter | Yes | Trinity Solar, LLC | PSE&G |  | Accepted | 2025-04-15 | 2025-07-11 | 2026-07-11 | Inverters | Tesla | 1707000-XX-Y | 11500 |  | 1 |  |  | 0.97 |  | Outside
NJADRE1559476246 | Administratively Determined Incentive Program | Pennsauken Township | 8110 | 5.74 | Residential | Behind the Meter | Yes | Trinity Solar, LLC | PSE&G |  | Accepted | 2025-04-15 | 2025-07-11 | 2026-07-11 | Solar Panels | Hanwha | Q.PEAK DUO BLK ML-G10+ 410 |  | 0.41 | 9 | 228 | 38 |  | Fixed | Roof
NJADRE1559476246 | Administratively Determined Incentive Program | Pennsauken Township | 8110 | 5.74 | Residential | Behind the Meter | Yes | Trinity Solar, LLC | PSE&G |  | Accepted | 2025-04-15 | 2025-07-11 | 2026-07-11 | Electric Storage Battery | Tesla | 1707000-xx-y |  |  | 2 |  |  |  | Lithium Ion |  | Outdoors
NJADRE1559476246 | Administratively Determined Incentive Program | Pennsauken Township | 8110 | 5.74 | Residential | Behind the Meter | Yes | Trinity Solar, LLC | PSE&G |  | Accepted | 2025-04-15 | 2025-07-11 | 2026-07-11 | Solar Panels | Hanwha | Q.PEAK DUO BLK ML-G10+ 410 |  | 0.41 | 5 | 48 | 38 |  | Fixed | Roof
NJADRE1559476261 | Administratively Determined Incentive Program | Highland Park | 8904 | 10.08 | Residential | Behind the Meter | No | Public Service Solar, LLC | PSE&G |  | Accepted | 2025-04-15 | 2025-05-12 | 2026-05-12 | Solar Panels | Panasonic | EVPV420HK2 |  | 0.42 | 11 | 343 | 37 |  | Fixed | Roof
NJADRE1559476261 | Administratively Determined Incentive Program | Highland Park | 8904 | 10.08 | Residential | Behind the Meter | No | Public Service Solar, LLC | PSE&G |  | Accepted | 2025-04-15 | 2025-05-12 | 2026-05-12 | Solar Panels | Panasonic | EVPV420HK2 |  | 0.42 | 13 | 163 | 37 |  | Fixed | Roof
NJADRE1559476261 | Administratively Determined Incentive Program | Highland Park | 8904 | 10.08 | Residential | Behind the Meter | No | Public Service Solar, LLC | PSE&G |  | Accepted | 2025-04-15 | 2025-05-12 | 2026-05-12 | Inverters | Enphase | iQ8HC-72-M-US | 380 |  | 24 |  |  | 0.96 |  | Outdoor | Under Panels
NJADRE1559476272 | Administratively Determined Incentive Program | CAMDEN | 8104 | 5.67 | Residential | Behind the Meter | Yes | Define Solar, LLC | PSE&G |  | Accepted | 2025-04-15 | 2025-05-12 | 2026-05-12 | Solar Panels | Znshine | ZXM7-SH108 405 |  | 0.405 | 14 | 181 | 1 |  | Fixed | Roof
NJADRE1559476272 | Administratively Determined Incentive Program | CAMDEN | 8104 | 5.67 | Residential | Behind the Meter | Yes | Define Solar, LLC | PSE&G |  | Accepted | 2025-04-15 | 2025-05-12 | 2026-05-12 | Inverters | Enphase | IQ8PLUS-72-2-US | 290 |  | 14 |  |  | 0.976 |  | Outside | Under each pv panel
NJADRE1559476289 | Administratively Determined Incentive Program | Hammonton | 8037 | 12.04 | Residential | Behind the Meter | Yes | Velocity Energy & Home Solutions, Inc. | AC Electric |  | Accepted | 2025-04-15 | 2025-05-12 | 2026-05-12 | Inverters | enphase | iq8hc | 380 |  | 28 |  |  | 0.9 |  | Outside | behins pasnel
NJADRE1559476289 | Administratively Determined Incentive Program | Hammonton | 8037 | 12.04 | Residential | Behind the Meter | Yes | Velocity Energy & Home Solutions, Inc. | AC Electric |  | Accepted | 2025-04-15 | 2025-05-12 | 2026-05-12 | Solar Panels | sef | 430w |  | 0.43 | 3 | 132 | 10 |  | Fixed | Roof
NJADRE1559476289 | Administratively Determined Incentive Program | Hammonton | 8037 | 12.04 | Residential | Behind the Meter | Yes | Velocity Energy & Home Solutions, Inc. | AC Electric |  | Accepted | 2025-04-15 | 2025-05-12 | 2026-05-12 | Solar Panels | seg | 0430w |  | 0.43 | 4 | 41 | 42 |  | Fixed | Roof
NJADRE1559476289 | Administratively Determined Incentive Program | Hammonton | 8037 | 12.04 | Residential | Behind the Meter | Yes | Velocity Energy & Home Solutions, Inc. | AC Electric |  | Accepted | 2025-04-15 | 2025-05-12 | 2026-05-12 | Solar Panels | seg | 430w |  | 0.43 | 2 | 222 | 20 |  | Fixed | Roof
NJADRE1559476289 | Administratively Determined Incentive Program | Hammonton | 8037 | 12.04 | Residential | Behind the Meter | Yes | Velocity Energy & Home Solutions, Inc. | AC Electric |  | Accepted | 2025-04-15 | 2025-05-12 | 2026-05-12 | Solar Panels | seg | 430w |  | 0.43 | 5 | 131 | 36 |  | Fixed | Roof
NJADRE1559476289 | Administratively Determined Incentive Program | Hammonton | 8037 | 12.04 | Residential | Behind the Meter | Yes | Velocity Energy & Home Solutions, Inc. | AC Electric |  | Accepted | 2025-04-15 | 2025-05-12 | 2026-05-12 | Solar Panels | seg | 430w |  | 0.43 | 2 | 221 | 32 |  | Fixed | Roof
NJADRE1559476289 | Administratively Determined Incentive Program | Hammonton | 8037 | 12.04 | Residential | Behind the Meter | Yes | Velocity Energy & Home Solutions, Inc. | AC Electric |  | Accepted | 2025-04-15 | 2025-05-12 | 2026-05-12 | Solar Panels | seg | 430w |  | 0.43 | 12 | 41 | 10 |  | Fixed | Roof
NJADRE1559476304 | Administratively Determined Incentive Program | Wenonah | 8090 | 6.88 | Residential | Behind the Meter | Yes | Velocity Energy & Home Solutions, Inc. | AC Electric |  | Accepted | 2025-04-15 | 2025-05-12 | 2026-05-12 | Inverters | enphase | iq8hc | 380 |  | 16 |  |  | 0.99 |  | Outside | behind panels
NJADRE1559476304 | Administratively Determined Incentive Program | Wenonah | 8090 | 6.88 | Residential | Behind the Meter | Yes | Velocity Energy & Home Solutions, Inc. | AC Electric |  | Accepted | 2025-04-15 | 2025-05-12 | 2026-05-12 | Solar Panels | seg | 430w |  | 0.43 | 5 | 258 | 35 |  | Double Axis | Roof
NJADRE1559476304 | Administratively Determined Incentive Program | Wenonah | 8090 | 6.88 | Residential | Behind the Meter | Yes | Velocity Energy & Home Solutions, Inc. | AC Electric |  | Accepted | 2025-04-15 | 2025-05-12 | 2026-05-12 | Solar Panels | seg | 430w |  | 0.43 | 11 | 78 | 35 |  | Fixed | Roof
NJADRE1559476306 | Administratively Determined Incentive Program | PERTH AMBOY | 8861 | 699.6 | Commercial | Behind the Meter | No | PowerFlex Solar, LLC | PSE&G |  | Accepted | 2025-04-22 | 2025-05-23 | 2026-05-23 | Inverters | SolarEdge | SE40KUS | 40 |  | 1 |  |  | 0.975 |  | Outside
NJADRE1559476306 | Administratively Determined Incentive Program | PERTH AMBOY | 8861 | 699.6 | Commercial | Behind the Meter | No | PowerFlex Solar, LLC | PSE&G |  | Accepted | 2025-04-22 | 2025-05-23 | 2026-05-23 | Inverters | SolarEdge | SE120KUS | 120 |  | 4 |  |  | 0.985 |  | Outside
NJADRE1559476306 | Administratively Determined Incentive Program | PERTH AMBOY | 8861 | 699.6 | Commercial | Behind the Meter | No | PowerFlex Solar, LLC | PSE&G |  | Accepted | 2025-04-22 | 2025-05-23 | 2026-05-23 | Solar Panels | Canadian Solar | CSI Solar Co., Ltd., CS6W-530MB-AG 1500V (530W) |  | 0.53 | 1320 | 162 | 10 |  | Fixed | Roof
NJADRE1559476325 | Administratively Determined Incentive Program | Wayne | 7470 | 23.09 | Residential | Behind the Meter | Yes | Freedom Forever New Jersey, LLC | PSE&G |  | Accepted | 2025-04-15 | 2025-05-12 | 2026-05-12 | Inverters | Solar Edge | SE10000H-US | 10000 |  | 1 |  |  | 0.99 |  | Outside
NJADRE1559476325 | Administratively Determined Incentive Program | Wayne | 7470 | 23.09 | Residential | Behind the Meter | Yes | Freedom Forever New Jersey, LLC | PSE&G |  | Accepted | 2025-04-15 | 2025-05-12 | 2026-05-12 | Solar Panels | JA Solar | JAM54S31-405/MR |  | 0.405 | 9 | 266 | 20 |  | Fixed | Roof
NJADRE1559476325 | Administratively Determined Incentive Program | Wayne | 7470 | 23.09 | Residential | Behind the Meter | Yes | Freedom Forever New Jersey, LLC | PSE&G |  | Accepted | 2025-04-15 | 2025-05-12 | 2026-05-12 | Solar Panels | JA Solar | JAM54S31-405/MR |  | 0.405 | 6 | 356 | 19 |  | Fixed | Roof
NJADRE1559476325 | Administratively Determined Incentive Program | Wayne | 7470 | 23.09 | Residential | Behind the Meter | Yes | Freedom Forever New Jersey, LLC | PSE&G |  | Accepted | 2025-04-15 | 2025-05-12 | 2026-05-12 | Solar Panels | JA Solar | JAM54S31-405/MR |  | 0.405 | 5 | 177 | 20 |  | Fixed | Roof
NJADRE1559476325 | Administratively Determined Incentive Program | Wayne | 7470 | 23.09 | Residential | Behind the Meter | Yes | Freedom Forever New Jersey, LLC | PSE&G |  | Accepted | 2025-04-15 | 2025-05-12 | 2026-05-12 | Solar Panels | JA Solar | JAM54S31-405/MR |  | 0.405 | 5 | 84 | 20 |  | Fixed | Roof
NJADRE1559476325 | Administratively Determined Incentive Program | Wayne | 7470 | 23.09 | Residential | Behind the Meter | Yes | Freedom Forever New Jersey, LLC | PSE&G |  | Accepted | 2025-04-15 | 2025-05-12 | 2026-05-12 | Inverters | Solar Edge | SE7600H-US | 7600 |  | 1 |  |  | 0.99 |  | Outside
NJADRE1559476325 | Administratively Determined Incentive Program | Wayne | 7470 | 23.09 | Residential | Behind the Meter | Yes | Freedom Forever New Jersey, LLC | PSE&G |  | Accepted | 2025-04-15 | 2025-05-12 | 2026-05-12 | Solar Panels | JA Solar | JAM54S31-405/MR |  | 0.405 | 15 | 85 | 12 |  | Fixed | Roof
NJADRE1559476325 | Administratively Determined Incentive Program | Wayne | 7470 | 23.09 | Residential | Behind the Meter | Yes | Freedom Forever New Jersey, LLC | PSE&G |  | Accepted | 2025-04-15 | 2025-05-12 | 2026-05-12 | Solar Panels | JA Solar | JAM54S31-405/MR |  | 0.405 | 6 | 266 | 20 |  | Fixed | Roof
NJADRE1559476325 | Administratively Determined Incentive Program | Wayne | 7470 | 23.09 | Residential | Behind the Meter | Yes | Freedom Forever New Jersey, LLC | PSE&G |  | Accepted | 2025-04-15 | 2025-05-12 | 2026-05-12 | Solar Panels | JA Solar | JAM54S31-405/MR |  | 0.405 | 5 | 265 | 12 |  | Fixed | Roof
NJADRE1559476325 | Administratively Determined Incentive Program | Wayne | 7470 | 23.09 | Residential | Behind the Meter | Yes | Freedom Forever New Jersey, LLC | PSE&G |  | Accepted | 2025-04-15 | 2025-05-12 | 2026-05-12 | Solar Panels | JA Solar | JAM54S31-405/MR |  | 0.405 | 6 | 177 | 19 |  | Fixed | Roof
NJADRE1559476326 | Administratively Determined Incentive Program | Hainesport | 8036 | 15.39 | Residential | Behind the Meter | Yes | Define Solar, LLC | PSE&G |  | Accepted | 2025-04-15 | 2025-05-12 | 2026-05-12 | Solar Panels | Znshine | ZXM7-SH108 405 |  | 0.405 | 17 | 211 | 37 |  | Fixed | Roof
NJADRE1559476326 | Administratively Determined Incentive Program | Hainesport | 8036 | 15.39 | Residential | Behind the Meter | Yes | Define Solar, LLC | PSE&G |  | Accepted | 2025-04-15 | 2025-05-12 | 2026-05-12 | Inverters | Enphase | IQ8PLUS-72-2-US | 290 |  | 3 |  |  | 0.976 |  | Outside | Under each pv panel
NJADRE1559476326 | Administratively Determined Incentive Program | Hainesport | 8036 | 15.39 | Residential | Behind the Meter | Yes | Define Solar, LLC | PSE&G |  | Accepted | 2025-04-15 | 2025-05-12 | 2026-05-12 | Solar Panels | Znshine | ZXM7-SH108 405 |  | 0.405 | 3 | 121 | 36 |  | Fixed | Roof
NJADRE1559476326 | Administratively Determined Incentive Program | Hainesport | 8036 | 15.39 | Residential | Behind the Meter | Yes | Define Solar, LLC | PSE&G |  | Accepted | 2025-04-15 | 2025-05-12 | 2026-05-12 | Solar Panels | Znshine | ZXM7-SH108 405 |  | 0.405 | 18 | 31 | 15 |  | Fixed | Roof
NJADRE1559476326 | Administratively Determined Incentive Program | Hainesport | 8036 | 15.39 | Residential | Behind the Meter | Yes | Define Solar, LLC | PSE&G |  | Accepted | 2025-04-15 | 2025-05-12 | 2026-05-12 | Inverters | Enphase | IQ8PLUS-72-2-US | 290 |  | 17 |  |  | 0.976 |  | Outside | Under each pv panel
NJADRE1559476326 | Administratively Determined Incentive Program | Hainesport | 8036 | 15.39 | Residential | Behind the Meter | Yes | Define Solar, LLC | PSE&G |  | Accepted | 2025-04-15 | 2025-05-12 | 2026-05-12 | Inverters | Enphase | IQ8PLUS-72-2-US | 290 |  | 18 |  |  | 0.976 |  | Outside | Under each pv panel
NJADRE1559476360 | Administratively Determined Incentive Program | Matawan | 7747 | 13.6 | Residential | Behind the Meter | Yes | Power Energy Solutions, LLC | JCP&L |  | Accepted | 2025-04-15 | 2025-05-12 | 2026-05-12 | Solar Panels | Trina Solar | TSM-425NE09RC.05 |  | 0.425 | 10 | 214 | 22 |  | Fixed | Roof
NJADRE1559476360 | Administratively Determined Incentive Program | Matawan | 7747 | 13.6 | Residential | Behind the Meter | Yes | Power Energy Solutions, LLC | JCP&L |  | Accepted | 2025-04-15 | 2025-05-12 | 2026-05-12 | Solar Panels | Trina Solar | TSM-425NE09RC.05 |  | 0.425 | 5 | 214 | 23 |  | Fixed | Roof
NJADRE1559476360 | Administratively Determined Incentive Program | Matawan | 7747 | 13.6 | Residential | Behind the Meter | Yes | Power Energy Solutions, LLC | JCP&L |  | Accepted | 2025-04-15 | 2025-05-12 | 2026-05-12 | Inverters | SolarEdge | SE7600H-US | 8 |  | 1 |  |  | 0.97 |  | Outdoor
NJADRE1559476360 | Administratively Determined Incentive Program | Matawan | 7747 | 13.6 | Residential | Behind the Meter | Yes | Power Energy Solutions, LLC | JCP&L |  | Accepted | 2025-04-15 | 2025-05-12 | 2026-05-12 | Solar Panels | Trina Solar | TSM-425NE09RC.05 |  | 0.425 | 3 | 124 | 23 |  | Fixed | Roof
NJADRE1559476360 | Administratively Determined Incentive Program | Matawan | 7747 | 13.6 | Residential | Behind the Meter | Yes | Power Energy Solutions, LLC | JCP&L |  | Accepted | 2025-04-15 | 2025-05-12 | 2026-05-12 | Solar Panels | Trina Solar | TSM-425NE09RC.05 |  | 0.425 | 9 | 34 | 22 |  | Fixed | Roof
NJADRE1559476360 | Administratively Determined Incentive Program | Matawan | 7747 | 13.6 | Residential | Behind the Meter | Yes | Power Energy Solutions, LLC | JCP&L |  | Accepted | 2025-04-15 | 2025-05-12 | 2026-05-12 | Solar Panels | Trina Solar | TSM-425NE09RC.05 |  | 0.425 | 5 | 302 | 23 |  | Fixed | Roof
NJADRE1559476361 | Administratively Determined Incentive Program | FRANKLIN PARK | 8823 | 21.32 | Residential | Behind the Meter | No | NJ Solar Power, LLC | PSE&G |  | Accepted | 2025-04-15 | 2025-05-12 | 2026-05-12 | Solar Panels | SolarEdge | Q.TRON BLK M-G2+ 435 |  | 0.435 | 19 | 205 | 30 |  | Fixed | Roof | Roof 2
NJADRE1559476361 | Administratively Determined Incentive Program | FRANKLIN PARK | 8823 | 21.32 | Residential | Behind the Meter | No | NJ Solar Power, LLC | PSE&G |  | Accepted | 2025-04-15 | 2025-05-12 | 2026-05-12 | Solar Panels | Hanwha | Q.TRON BLK M-G2+ 435 |  | 0.435 | 26 | 23 | 30 |  | Fixed | Roof | Roof 1
NJADRE1559476361 | Administratively Determined Incentive Program | FRANKLIN PARK | 8823 | 21.32 | Residential | Behind the Meter | No | NJ Solar Power, LLC | PSE&G |  | Accepted | 2025-04-15 | 2025-05-12 | 2026-05-12 | Solar Panels | Hanwha | Q.TRON BLK M-G2+ 435 |  | 0.435 | 4 | 205 | 30 |  | Fixed | Roof | Roof 3
NJADRE1559476361 | Administratively Determined Incentive Program | FRANKLIN PARK | 8823 | 21.32 | Residential | Behind the Meter | No | NJ Solar Power, LLC | PSE&G |  | Accepted | 2025-04-15 | 2025-05-12 | 2026-05-12 | Inverters | SolarEdge | SE10000H-US | 20000 |  | 2 |  |  | 0.99 |  | Outdoor
NJADRE1559476849 | Administratively Determined Incentive Program | New Brunswick | 8901 | 4.1 | Residential | Behind the Meter | Yes | Pro Custom Solar dba Momentum Solar | PSE&G |  | Accepted | 2025-04-15 | 2025-05-12 | 2026-05-12 | Solar Panels | HANWHA | Q.Peak Duo BLK ML-G10+ 410 |  | 0.41 | 8 | 117 | 48 |  | Fixed | Roof
NJADRE1559476849 | Administratively Determined Incentive Program | New Brunswick | 8901 | 4.1 | Residential | Behind the Meter | Yes | Pro Custom Solar dba Momentum Solar | PSE&G |  | Accepted | 2025-04-15 | 2025-05-12 | 2026-05-12 | Inverters | Enphase | IQ8HC-72-M-DOM-US | 380 |  | 10 |  |  | 0.97 |  | Outdoor
NJADRE1559476849 | Administratively Determined Incentive Program | New Brunswick | 8901 | 4.1 | Residential | Behind the Meter | Yes | Pro Custom Solar dba Momentum Solar | PSE&G |  | Accepted | 2025-04-15 | 2025-05-12 | 2026-05-12 | Solar Panels | HANWHA | Q.Peak Duo BLK ML-G10+ 410 |  | 0.41 | 2 | 297 | 48 |  | Fixed | Roof
NJADRE1559476855 | Administratively Determined Incentive Program | Wantage | 7461 | 10.25 | Residential | Behind the Meter | Yes | Trinity Solar, LLC | JCP&L |  | Accepted | 2025-04-15 | 2025-05-12 | 2026-05-12 | Solar Panels | Hanwha | Q.PEAK DUO BLK ML-G10+ 410 |  | 0.41 | 10 | 130 | 20 |  | Fixed | Roof
NJADRE1559476855 | Administratively Determined Incentive Program | Wantage | 7461 | 10.25 | Residential | Behind the Meter | Yes | Trinity Solar, LLC | JCP&L |  | Accepted | 2025-04-15 | 2025-05-12 | 2026-05-12 | Inverters | Solar Edge | SE7600H-US | 7600 |  | 1 |  |  | 0.986 |  | Outside
NJADRE1559476855 | Administratively Determined Incentive Program | Wantage | 7461 | 10.25 | Residential | Behind the Meter | Yes | Trinity Solar, LLC | JCP&L |  | Accepted | 2025-04-15 | 2025-05-12 | 2026-05-12 | Solar Panels | Hanwha | Q.PEAK DUO BLK ML-G10+ 410 |  | 0.41 | 10 | 310 | 20 |  | Fixed | Roof
NJADRE1559476855 | Administratively Determined Incentive Program | Wantage | 7461 | 10.25 | Residential | Behind the Meter | Yes | Trinity Solar, LLC | JCP&L |  | Accepted | 2025-04-15 | 2025-05-12 | 2026-05-12 | Solar Panels | Hanwha | Q.PEAK DUO BLK ML-G10+ 410 |  | 0.41 | 5 | 130 | 44 |  | Fixed | Roof
NJADRE1559477277 | Administratively Determined Incentive Program | FREEHOLD TOWNSHIP | 7728 | 4.33 | Residential | Behind the Meter | No | GAF Energy | JCP&L |  | Accepted | 2025-04-15 | 2025-05-12 | 2026-05-12 | Solar Panels | GAF Energy | TLS-2 |  | 0.057 | 33 | 209 | 28 |  | Fixed | Roof
NJADRE1559477277 | Administratively Determined Incentive Program | FREEHOLD TOWNSHIP | 7728 | 4.33 | Residential | Behind the Meter | No | GAF Energy | JCP&L |  | Accepted | 2025-04-15 | 2025-05-12 | 2026-05-12 | Solar Panels | GAF Energy | TLS-2 |  | 0.057 | 26 | 299 | 23 |  | Fixed | Roof
NJADRE1559477277 | Administratively Determined Incentive Program | FREEHOLD TOWNSHIP | 7728 | 4.33 | Residential | Behind the Meter | No | GAF Energy | JCP&L |  | Accepted | 2025-04-15 | 2025-05-12 | 2026-05-12 | Inverters | Delta | M6-TL-US | 6 |  | 1 |  |  | 0.975 |  | Outdoor
NJADRE1559477277 | Administratively Determined Incentive Program | FREEHOLD TOWNSHIP | 7728 | 4.33 | Residential | Behind the Meter | No | GAF Energy | JCP&L |  | Accepted | 2025-04-15 | 2025-05-12 | 2026-05-12 | Solar Panels | GAF Energy | TLS-2 |  | 0.057 | 17 | 119 | 23 |  | Fixed | Roof
NJADRE1559477284 | Administratively Determined Incentive Program | Whiting | 8759 | 13.12 | Residential | Behind the Meter | Yes | Trinity Solar, LLC | JCP&L |  | Accepted | 2025-04-15 | 2025-05-12 | 2026-05-12 | Solar Panels | Hanwha | Q.PEAK DUO BLK ML-G10+ 410 |  | 0.41 | 18 | 297 | 18 |  | Fixed | Roof
NJADRE1559477284 | Administratively Determined Incentive Program | Whiting | 8759 | 13.12 | Residential | Behind the Meter | Yes | Trinity Solar, LLC | JCP&L |  | Accepted | 2025-04-15 | 2025-05-12 | 2026-05-12 | Solar Panels | Hanwha | Q.PEAK DUO BLK ML-G10+ 410 |  | 0.41 | 14 | 117 | 30 |  | Fixed | Roof
NJADRE1559477284 | Administratively Determined Incentive Program | Whiting | 8759 | 13.12 | Residential | Behind the Meter | Yes | Trinity Solar, LLC | JCP&L |  | Accepted | 2025-04-15 | 2025-05-12 | 2026-05-12 | Inverters | Solar Edge | SE11400H-US | 11400 |  | 1 |  |  | 0.986 |  | Outside
NJADRE1559477317 | Administratively Determined Incentive Program | LEESBURG | 8327 | 8.6 | Residential | Behind the Meter | Yes | EMT Renewables, LLC | AC Electric |  | Accepted | 2025-04-15 | 2025-05-12 | 2026-05-12 | Inverters | ENPHASE | IQ8+ | 290 |  | 20 |  |  | 0.98 |  | Other | UNDER EACH PANEL
NJADRE1559477317 | Administratively Determined Incentive Program | LEESBURG | 8327 | 8.6 | Residential | Behind the Meter | Yes | EMT Renewables, LLC | AC Electric |  | Accepted | 2025-04-15 | 2025-05-12 | 2026-05-12 | Solar Panels | SEG SOLAR | SEG 430 |  | 0.43 | 20 | 301 | 13 |  | Fixed | Roof
NJADRE1559477321 | Administratively Determined Incentive Program | MIDDLESEX | 8846 | 10 | Residential | Behind the Meter | Yes | Solar Energy World | PSE&G |  | Accepted | 2025-04-15 | 2025-05-12 | 2026-05-12 | Solar Panels | LONGi | LR5-54HABB-400M |  | 0.4 | 8 | 12 | 18 |  | Fixed | Roof
NJADRE1559477321 | Administratively Determined Incentive Program | MIDDLESEX | 8846 | 10 | Residential | Behind the Meter | Yes | Solar Energy World | PSE&G |  | Accepted | 2025-04-15 | 2025-05-12 | 2026-05-12 | Solar Panels | LONGi | LR5-54HABB-400M |  | 0.4 | 17 | 192 | 18 |  | Fixed | Roof
NJADRE1559477321 | Administratively Determined Incentive Program | MIDDLESEX | 8846 | 10 | Residential | Behind the Meter | Yes | Solar Energy World | PSE&G |  | Accepted | 2025-04-15 | 2025-05-12 | 2026-05-12 | Inverters | Enphase | IQ8HC-72-M-DOM-US | 384 |  | 25 |  |  | 0.97 |  | Outside
NJADRE1559477356 | Administratively Determined Incentive Program | CHERRY HILL | 8003 | 6.45 | Residential | Behind the Meter | Yes | EMT Renewables, LLC | PSE&G |  | Accepted | 2025-04-15 | 2025-05-12 | 2026-05-12 | Inverters | ENPHASE | IQ8+ | 290 |  | 15 |  |  | 0.98 |  | Other | UNDER EACH PANEL
NJADRE1559477356 | Administratively Determined Incentive Program | CHERRY HILL | 8003 | 6.45 | Residential | Behind the Meter | Yes | EMT Renewables, LLC | PSE&G |  | Accepted | 2025-04-15 | 2025-05-12 | 2026-05-12 | Solar Panels | SEG SOLAR | SEG 430 |  | 0.43 | 6 | 194 | 33 |  | Fixed | Roof
NJADRE1559477356 | Administratively Determined Incentive Program | CHERRY HILL | 8003 | 6.45 | Residential | Behind the Meter | Yes | EMT Renewables, LLC | PSE&G |  | Accepted | 2025-04-15 | 2025-05-12 | 2026-05-12 | Solar Panels | SEG SOLAR | SEG 430 |  | 0.43 | 9 | 194 | 35 |  | Fixed | Roof
NJADRE1559477367 | Administratively Determined Incentive Program | PRINCETON TWP | 8540 | 9.43 | Residential | Behind the Meter | No | Tesla Energy Operations, Inc. | PSE&G |  | Accepted | 2025-04-15 | 2025-05-12 | 2026-05-12 | Inverters | Tesla | 1538000-XX-Y | 7600 |  | 1 |  |  | 0.98 |  | Outside
NJADRE1559477367 | Administratively Determined Incentive Program | PRINCETON TWP | 8540 | 9.43 | Residential | Behind the Meter | No | Tesla Energy Operations, Inc. | PSE&G |  | Accepted | 2025-04-15 | 2025-05-12 | 2026-05-12 | Solar Panels | Hanwha | Q.PEAK DUO BLK ML-G10.a+/TS 410 |  | 0.41 | 11 | 118 | 38 |  | Fixed | Roof
NJADRE1559477367 | Administratively Determined Incentive Program | PRINCETON TWP | 8540 | 9.43 | Residential | Behind the Meter | No | Tesla Energy Operations, Inc. | PSE&G |  | Accepted | 2025-04-15 | 2025-05-12 | 2026-05-12 | Solar Panels | Hanwha | Q.PEAK DUO BLK ML-G10.a+/TS 410 |  | 0.41 | 12 | 298 | 38 |  | Fixed | Roof
NJADRE1559477376 | Administratively Determined Incentive Program | BEDMINSTER | 7921 | 14.76 | Residential | Behind the Meter | Yes | Freedom Forever New Jersey, LLC | JCP&L |  | Accepted | 2025-04-15 | 2025-05-12 | 2026-05-12 | Solar Panels | Hanwha | Q.PEAK DUO BLK ML-G10+ 410 |  | 0.41 | 18 | 194 | 30 |  | Fixed | Roof
NJADRE1559477376 | Administratively Determined Incentive Program | BEDMINSTER | 7921 | 14.76 | Residential | Behind the Meter | Yes | Freedom Forever New Jersey, LLC | JCP&L |  | Accepted | 2025-04-15 | 2025-05-12 | 2026-05-12 | Inverters | Tesla | TESLA POWERWALL 3 | 11500 |  | 1 |  |  | 0.99 |  | Outside
NJADRE1559477376 | Administratively Determined Incentive Program | BEDMINSTER | 7921 | 14.76 | Residential | Behind the Meter | Yes | Freedom Forever New Jersey, LLC | JCP&L |  | Accepted | 2025-04-15 | 2025-05-12 | 2026-05-12 | Solar Panels | Hanwha | Q.PEAK DUO BLK ML-G10+ 410 |  | 0.41 | 18 | 104 | 30 |  | Fixed | Roof
NJADRE1559477382 | Administratively Determined Incentive Program | WOODBRIDGE TWP | 7001 | 6.56 | Residential | Behind the Meter | Yes | Sunrun Installation Services, Inc. | PSE&G |  | Accepted | 2025-04-15 | 2025-05-12 | 2026-05-12 | Inverters | SOLAREDGE TECHNOLOGIES | SE5700H-USMN | 5760 |  | 1 |  |  | 0.99 |  | Outdoor
NJADRE1559477382 | Administratively Determined Incentive Program | WOODBRIDGE TWP | 7001 | 6.56 | Residential | Behind the Meter | Yes | Sunrun Installation Services, Inc. | PSE&G |  | Accepted | 2025-04-15 | 2025-05-12 | 2026-05-12 | Solar Panels | HANWHA Q-CELLS | Q.PEAK DUO BLK ML-G10+ 410 |  | 0.41 | 12 | 188 | 8 |  | Fixed | Roof
NJADRE1559477382 | Administratively Determined Incentive Program | WOODBRIDGE TWP | 7001 | 6.56 | Residential | Behind the Meter | Yes | Sunrun Installation Services, Inc. | PSE&G |  | Accepted | 2025-04-15 | 2025-05-12 | 2026-05-12 | Solar Panels | HANWHA Q-CELLS | Q.PEAK DUO BLK ML-G10+ 410 |  | 0.41 | 4 | 188 | 38 |  | Fixed | Roof
NJADRE1559477392 | Administratively Determined Incentive Program | MONTVILLE | 7045 | 10.25 | Residential | Behind the Meter | Yes | Sunrun Installation Services, Inc. | JCP&L |  | Accepted | 2025-04-15 | 2025-05-12 | 2026-05-12 | Solar Panels | Hanwha Q-Cells | Q.PEAK DUO BLK ML-G10+ 410 |  | 0.41 | 3 | 175 | 33 |  | Fixed | Roof
NJADRE1559477392 | Administratively Determined Incentive Program | MONTVILLE | 7045 | 10.25 | Residential | Behind the Meter | Yes | Sunrun Installation Services, Inc. | JCP&L |  | Accepted | 2025-04-15 | 2025-05-12 | 2026-05-12 | Solar Panels | Hanwha Q-Cells | Q.PEAK DUO BLK ML-G10+ 410 |  | 0.41 | 4 | 265 | 34 |  | Fixed | Roof
NJADRE1559477392 | Administratively Determined Incentive Program | MONTVILLE | 7045 | 10.25 | Residential | Behind the Meter | Yes | Sunrun Installation Services, Inc. | JCP&L |  | Accepted | 2025-04-15 | 2025-05-12 | 2026-05-12 | Inverters | SolarEdge Technologies | SE7600H-USMN | 7600 |  | 1 |  |  | 0.99 |  | Outdoor | Next to meter
NJADRE1559477392 | Administratively Determined Incentive Program | MONTVILLE | 7045 | 10.25 | Residential | Behind the Meter | Yes | Sunrun Installation Services, Inc. | JCP&L |  | Accepted | 2025-04-15 | 2025-05-12 | 2026-05-12 | Solar Panels | Hanwha Q-Cells | Q.PEAK DUO BLK ML-G10+ 410 |  | 0.41 | 9 | 265 | 34 |  | Fixed | Roof
NJADRE1559477392 | Administratively Determined Incentive Program | MONTVILLE | 7045 | 10.25 | Residential | Behind the Meter | Yes | Sunrun Installation Services, Inc. | JCP&L |  | Accepted | 2025-04-15 | 2025-05-12 | 2026-05-12 | Solar Panels | Hanwha Q-Cells | Q.PEAK DUO BLK ML-G10+ 410 |  | 0.41 | 9 | 275 | 36 |  | Fixed | Roof
NJADRE1559479947 | Administratively Determined Incentive Program | Egg Harbor Twp | 8234 | 16.15 | Residential | Behind the Meter | Yes | Sun Up Zero Down, LLC | AC Electric |  | Accepted | 2025-04-16 | 2025-05-12 | 2026-05-12 | Inverters | Enphase | IQ8PLUS-72-2-US | 290 |  | 38 |  |  | 0.976 |  | Outdoor
NJADRE1559479947 | Administratively Determined Incentive Program | Egg Harbor Twp | 8234 | 16.15 | Residential | Behind the Meter | Yes | Sun Up Zero Down, LLC | AC Electric |  | Accepted | 2025-04-16 | 2025-05-12 | 2026-05-12 | Meters | Enphase | TBD |  |  | 1 |  |  |  | Yes | Outdoor
NJADRE1559479947 | Administratively Determined Incentive Program | Egg Harbor Twp | 8234 | 16.15 | Residential | Behind the Meter | Yes | Sun Up Zero Down, LLC | AC Electric |  | Accepted | 2025-04-16 | 2025-05-12 | 2026-05-12 | Solar Panels | TRINA | TSM-425-NE09RC.05 |  | 0.425 | 38 | 202 | 30 |  | Fixed | Roof
NJADRE1559480195 | Administratively Determined Incentive Program | PITMAN | 8071 | 2.46 | Residential | Behind the Meter | Yes | Trinity Solar, LLC | AC Electric |  | Accepted | 2025-04-16 | 2025-05-12 | 2026-05-12 | Inverters | Solar Edge | SE3800H-USMNBBL14 | 3800 |  | 1 |  |  | 0.97 |  | Outdoor
NJADRE1559480195 | Administratively Determined Incentive Program | PITMAN | 8071 | 2.46 | Residential | Behind the Meter | Yes | Trinity Solar, LLC | AC Electric |  | Accepted | 2025-04-16 | 2025-05-12 | 2026-05-12 | Solar Panels | HANWHA | (Q.PEAK DUO BLK ML-G10+ 410) |  | 0.41 | 6 | 226 | 24 |  | Fixed | Roof
NJADRE1559480206 | Administratively Determined Incentive Program | Marlboro | 7746 | 9.43 | Residential | Behind the Meter | Yes | Sunrun Installation Services, Inc. | JCP&L |  | Accepted | 2025-04-16 | 2025-05-12 | 2026-05-12 | Solar Panels | Hanwha Q-Cells | Q.PEAK DUO BLK ML-G10+ 410 |  | 0.41 | 11 | 2 | 23 |  | Fixed | Roof
NJADRE1559480206 | Administratively Determined Incentive Program | Marlboro | 7746 | 9.43 | Residential | Behind the Meter | Yes | Sunrun Installation Services, Inc. | JCP&L |  | Accepted | 2025-04-16 | 2025-05-12 | 2026-05-12 | Solar Panels | Hanwha Q-Cells | Q.PEAK DUO BLK ML-G10+ 410 |  | 0.41 | 6 | 2 | 23 |  | Fixed | Roof
NJADRE1559480206 | Administratively Determined Incentive Program | Marlboro | 7746 | 9.43 | Residential | Behind the Meter | Yes | Sunrun Installation Services, Inc. | JCP&L |  | Accepted | 2025-04-16 | 2025-05-12 | 2026-05-12 | Solar Panels | Hanwha Q-Cells | Q.PEAK DUO BLK ML-G10+ 410 |  | 0.41 | 6 | 272 | 23 |  | Fixed | Roof
NJADRE1559480206 | Administratively Determined Incentive Program | Marlboro | 7746 | 9.43 | Residential | Behind the Meter | Yes | Sunrun Installation Services, Inc. | JCP&L |  | Accepted | 2025-04-16 | 2025-05-12 | 2026-05-12 | Inverters | SOLAREDGE TECHNOLOGIES | SE7600H-USMN | 7600 |  | 1 |  |  | 0.99 |  | Outside
NJADRE1559480209 | Administratively Determined Incentive Program | NEWFIELD | 8344 | 6.02 | Residential | Behind the Meter | Yes | EMT Renewables, LLC | AC Electric |  | Accepted | 2025-04-16 | 2025-05-12 | 2026-05-12 | Inverters | ENPHASE | IQ8+ | 290 |  | 14 |  |  | 0.98 |  | Other | UNDER EACH PANEL
NJADRE1559480209 | Administratively Determined Incentive Program | NEWFIELD | 8344 | 6.02 | Residential | Behind the Meter | Yes | EMT Renewables, LLC | AC Electric |  | Accepted | 2025-04-16 | 2025-05-12 | 2026-05-12 | Solar Panels | SEG SOLAR | SEG 430 |  | 0.43 | 4 | 344 | 32 |  | Fixed | Roof
NJADRE1559480209 | Administratively Determined Incentive Program | NEWFIELD | 8344 | 6.02 | Residential | Behind the Meter | Yes | EMT Renewables, LLC | AC Electric |  | Accepted | 2025-04-16 | 2025-05-12 | 2026-05-12 | Solar Panels | SEG SOLAR | SEG 430 |  | 0.43 | 5 | 164 | 46 |  | Fixed | Roof
NJADRE1559480209 | Administratively Determined Incentive Program | NEWFIELD | 8344 | 6.02 | Residential | Behind the Meter | Yes | EMT Renewables, LLC | AC Electric |  | Accepted | 2025-04-16 | 2025-05-12 | 2026-05-12 | Solar Panels | SEG SOLAR | SEG 430 |  | 0.43 | 5 | 254 | 41 |  | Fixed | Roof
NJADRE1559480216 | Administratively Determined Incentive Program | PARSIPPANY-TROY HILLS | 7054 | 19.58 | Residential | Behind the Meter | Yes | SunnyMac, LLC | JCP&L |  | Accepted | 2025-04-16 | 2025-05-12 | 2026-05-12 | Solar Panels | HANWHA | Q.TRON BLK M-G2+ 435W |  | 0.435 | 15 | 81 | 19 |  | Fixed | Roof
NJADRE1559480216 | Administratively Determined Incentive Program | PARSIPPANY-TROY HILLS | 7054 | 19.58 | Residential | Behind the Meter | Yes | SunnyMac, LLC | JCP&L |  | Accepted | 2025-04-16 | 2025-05-12 | 2026-05-12 | Inverters | SOLAREDGE HOME HUB | SE11400H-US | 11400 |  | 1 |  |  | 0.99 |  | Outdoor | next to meter
NJADRE1559480216 | Administratively Determined Incentive Program | PARSIPPANY-TROY HILLS | 7054 | 19.58 | Residential | Behind the Meter | Yes | SunnyMac, LLC | JCP&L |  | Accepted | 2025-04-16 | 2025-05-12 | 2026-05-12 | Inverters | SOLAREDGE HOME HUB | SE5700H-US | 5760 |  | 1 |  |  | 0.99 |  | Outdoor | next to meter
NJADRE1559480216 | Administratively Determined Incentive Program | PARSIPPANY-TROY HILLS | 7054 | 19.58 | Residential | Behind the Meter | Yes | SunnyMac, LLC | JCP&L |  | Accepted | 2025-04-16 | 2025-05-12 | 2026-05-12 | Solar Panels | HANWHA | Q.TRON BLK M-G2+ 435W |  | 0.435 | 30 | 261 | 19 |  | Fixed | Roof
NJADRE1559480227 | Administratively Determined Incentive Program | ROSELLE PARK | 7204 | 6.56 | Residential | Behind the Meter | Yes | EMT Renewables, LLC | PSE&G |  | Accepted | 2025-04-16 | 2025-05-12 | 2026-05-12 | Inverters | ENPHASE | IQ8+ | 290 |  | 16 |  |  | 0.98 |  | Other | UNDER EACH PANEL
NJADRE1559480227 | Administratively Determined Incentive Program | ROSELLE PARK | 7204 | 6.56 | Residential | Behind the Meter | Yes | EMT Renewables, LLC | PSE&G |  | Accepted | 2025-04-16 | 2025-05-12 | 2026-05-12 | Solar Panels | MSE PERC | MSE-410 |  | 0.41 | 8 | 232 | 29 |  | Fixed | Roof
NJADRE1559480227 | Administratively Determined Incentive Program | ROSELLE PARK | 7204 | 6.56 | Residential | Behind the Meter | Yes | EMT Renewables, LLC | PSE&G |  | Accepted | 2025-04-16 | 2025-05-12 | 2026-05-12 | Solar Panels | MSE PERC | MSE-410 |  | 0.41 | 8 | 52 | 39 |  | Fixed | Roof
NJADRE1559480231 | Administratively Determined Incentive Program | CLEMENTON | 8021 | 6.97 | Residential | Behind the Meter | Yes | Trinity Solar, LLC | AC Electric |  | Accepted | 2025-04-16 | 2025-05-19 | 2026-05-19 | Inverters | Solar Edge | SE6000H-US | 6000 |  | 1 |  |  | 0.97 |  | Outdoor
NJADRE1559480231 | Administratively Determined Incentive Program | CLEMENTON | 8021 | 6.97 | Residential | Behind the Meter | Yes | Trinity Solar, LLC | AC Electric |  | Accepted | 2025-04-16 | 2025-05-19 | 2026-05-19 | Solar Panels | Hanwha | HANWHA 410 (Q.PEAK DUO BLK ML-G10+ 410) |  | 0.41 | 6 | 231 | 22 |  | Fixed | Roof
NJADRE1559480231 | Administratively Determined Incentive Program | CLEMENTON | 8021 | 6.97 | Residential | Behind the Meter | Yes | Trinity Solar, LLC | AC Electric |  | Accepted | 2025-04-16 | 2025-05-19 | 2026-05-19 | Solar Panels | Hanwha | HANWHA 410 (Q.PEAK DUO BLK ML-G10+ 410) |  | 0.41 | 4 | 141 | 23 |  | Fixed | Roof
NJADRE1559480231 | Administratively Determined Incentive Program | CLEMENTON | 8021 | 6.97 | Residential | Behind the Meter | Yes | Trinity Solar, LLC | AC Electric |  | Accepted | 2025-04-16 | 2025-05-19 | 2026-05-19 | Solar Panels | Hanwha | HANWHA 410 (Q.PEAK DUO BLK ML-G10+ 410) |  | 0.41 | 7 | 141 | 26 |  | Fixed | Roof
NJADRE1559480247 | Administratively Determined Incentive Program | TRENTON | 8629 | 4.51 | Residential | Behind the Meter | Yes | Trinity Solar, LLC | PSE&G |  | Accepted | 2025-04-16 | 2025-05-12 | 2026-05-12 | Solar Panels | HANWHA | (Q.PEAK DUO BLK ML-G10+ 410) |  | 0.41 | 3 | 241 | 40 |  | Fixed | Roof
NJADRE1559480247 | Administratively Determined Incentive Program | TRENTON | 8629 | 4.51 | Residential | Behind the Meter | Yes | Trinity Solar, LLC | PSE&G |  | Accepted | 2025-04-16 | 2025-05-12 | 2026-05-12 | Solar Panels | HANWHA | (Q.PEAK DUO BLK ML-G10+ 410) |  | 0.41 | 8 | 151 | 40 |  | Fixed | Roof
NJADRE1559480247 | Administratively Determined Incentive Program | TRENTON | 8629 | 4.51 | Residential | Behind the Meter | Yes | Trinity Solar, LLC | PSE&G |  | Accepted | 2025-04-16 | 2025-05-12 | 2026-05-12 | Inverters | Solar Edge | USE3800H-USMNBL75 | 3800 |  | 1 |  |  | 0.97 |  | Outdoor
NJADRE1559480261 | Administratively Determined Incentive Program | ROOSEVELT | 8555 | 14.76 | Residential | Behind the Meter | Yes | Trinity Solar, LLC | JCP&L |  | Accepted | 2025-04-16 | 2025-05-12 | 2026-05-12 | Solar Panels | Hanwha | Q.PEAK DUO BLK ML-G10+ 410 |  | 0.41 | 15 | 191 | 40 |  | Fixed | Roof
NJADRE1559480261 | Administratively Determined Incentive Program | ROOSEVELT | 8555 | 14.76 | Residential | Behind the Meter | Yes | Trinity Solar, LLC | JCP&L |  | Accepted | 2025-04-16 | 2025-05-12 | 2026-05-12 | Solar Panels | Hanwha | Q.PEAK DUO BLK ML-G10+ 410 |  | 0.41 | 8 | 191 | 40 |  | Fixed | Roof
NJADRE1559480261 | Administratively Determined Incentive Program | ROOSEVELT | 8555 | 14.76 | Residential | Behind the Meter | Yes | Trinity Solar, LLC | JCP&L |  | Accepted | 2025-04-16 | 2025-05-12 | 2026-05-12 | Inverters | Solar Edge | USE11400H-US | 11400 |  | 1 |  |  | 0.986 |  | Outside
NJADRE1559480261 | Administratively Determined Incentive Program | ROOSEVELT | 8555 | 14.76 | Residential | Behind the Meter | Yes | Trinity Solar, LLC | JCP&L |  | Accepted | 2025-04-16 | 2025-05-12 | 2026-05-12 | Solar Panels | Hanwha | Q.PEAK DUO BLK ML-G10+ 410 |  | 0.41 | 13 | 11 | 40 |  | Fixed | Roof
NJADRE1559480268 | Administratively Determined Incentive Program | BRIDGETON | 8302 | 9.43 | Residential | Behind the Meter | Yes | EMT Renewables, LLC | AC Electric |  | Accepted | 2025-04-16 | 2025-05-12 | 2026-05-12 | Inverters | ENPHASE | IQ8+ | 290 |  | 23 |  |  | 0.98 |  | Other | UNDER EACH PANEL
NJADRE1559480268 | Administratively Determined Incentive Program | BRIDGETON | 8302 | 9.43 | Residential | Behind the Meter | Yes | EMT Renewables, LLC | AC Electric |  | Accepted | 2025-04-16 | 2025-05-12 | 2026-05-12 | Solar Panels | MSE PERC | MSE-410 |  | 0.41 | 7 | 162 | 26 |  | Fixed | Roof
NJADRE1559480268 | Administratively Determined Incentive Program | BRIDGETON | 8302 | 9.43 | Residential | Behind the Meter | Yes | EMT Renewables, LLC | AC Electric |  | Accepted | 2025-04-16 | 2025-05-12 | 2026-05-12 | Solar Panels | MSE PERC | MSE-410 |  | 0.41 | 6 | 162 | 20 |  | Fixed | Roof
NJADRE1559480268 | Administratively Determined Incentive Program | BRIDGETON | 8302 | 9.43 | Residential | Behind the Meter | Yes | EMT Renewables, LLC | AC Electric |  | Accepted | 2025-04-16 | 2025-05-12 | 2026-05-12 | Solar Panels | MSE PERC | MSE-410 |  | 0.41 | 10 | 342 | 26 |  | Fixed | Roof
NJADRE1559480283 | Administratively Determined Incentive Program | Cape May | 8204 | 10.32 | Residential | Behind the Meter | Yes | EMT Renewables, LLC | AC Electric |  | Accepted | 2025-04-16 | 2025-05-12 | 2026-05-12 | Solar Panels | SEG SOLAR | SEG 430 |  | 0.43 | 5 | 302 | 2 |  | Fixed | Roof
NJADRE1559480283 | Administratively Determined Incentive Program | Cape May | 8204 | 10.32 | Residential | Behind the Meter | Yes | EMT Renewables, LLC | AC Electric |  | Accepted | 2025-04-16 | 2025-05-12 | 2026-05-12 | Inverters | ENPHASE | IQ8+ | 290 |  | 24 |  |  | 0.98 |  | Other | UNDER EACH PANEL
NJADRE1559480283 | Administratively Determined Incentive Program | Cape May | 8204 | 10.32 | Residential | Behind the Meter | Yes | EMT Renewables, LLC | AC Electric |  | Accepted | 2025-04-16 | 2025-05-12 | 2026-05-12 | Solar Panels | SEG SOLAR | SEG 430 |  | 0.43 | 19 | 122 | 25 |  | Fixed | Roof
NJADRE1559480297 | Administratively Determined Incentive Program | Franklin Twp Som | 8873 | 23.78 | Residential | Behind the Meter | Yes | Sunrun Installation Services, Inc. | PSE&G |  | Accepted | 2025-04-16 | 2025-05-12 | 2026-05-12 | Electric Storage Battery | SolarEdge Technologies | BAT-10K1P |  |  | 2 |  |  |  | Lithium Ion |  | OUTSIDE
NJADRE1559480297 | Administratively Determined Incentive Program | Franklin Twp Som | 8873 | 23.78 | Residential | Behind the Meter | Yes | Sunrun Installation Services, Inc. | PSE&G |  | Accepted | 2025-04-16 | 2025-05-12 | 2026-05-12 | Solar Panels | Hanwha Q Cells | Q.PEAK DUO BLK ML-G10+ 410 |  | 0.41 | 10 | 253 | 30 |  | Fixed | Roof
NJADRE1559480297 | Administratively Determined Incentive Program | Franklin Twp Som | 8873 | 23.78 | Residential | Behind the Meter | Yes | Sunrun Installation Services, Inc. | PSE&G |  | Accepted | 2025-04-16 | 2025-05-12 | 2026-05-12 | Solar Panels | Hanwha Q Cells | Q.PEAK DUO BLK ML-G10+ 410 |  | 0.41 | 12 | 253 | 30 |  | Fixed | Roof
NJADRE1559480297 | Administratively Determined Incentive Program | Franklin Twp Som | 8873 | 23.78 | Residential | Behind the Meter | Yes | Sunrun Installation Services, Inc. | PSE&G |  | Accepted | 2025-04-16 | 2025-05-12 | 2026-05-12 | Inverters | SolarEdge Technologies | SE10000H-USMN | 10000 |  | 2 |  |  | 0.99 |  | Outdoor
NJADRE1559480297 | Administratively Determined Incentive Program | Franklin Twp Som | 8873 | 23.78 | Residential | Behind the Meter | Yes | Sunrun Installation Services, Inc. | PSE&G |  | Accepted | 2025-04-16 | 2025-05-12 | 2026-05-12 | Solar Panels | Hanwha Q Cells | Q.PEAK DUO BLK ML-G10+ 410 |  | 0.41 | 4 | 162 | 30 |  | Fixed | Roof
NJADRE1559480297 | Administratively Determined Incentive Program | Franklin Twp Som | 8873 | 23.78 | Residential | Behind the Meter | Yes | Sunrun Installation Services, Inc. | PSE&G |  | Accepted | 2025-04-16 | 2025-05-12 | 2026-05-12 | Solar Panels | Hanwha Q Cells | Q.PEAK DUO BLK ML-G10+ 410 |  | 0.41 | 16 | 74 | 30 |  | Fixed | Roof
NJADRE1559480297 | Administratively Determined Incentive Program | Franklin Twp Som | 8873 | 23.78 | Residential | Behind the Meter | Yes | Sunrun Installation Services, Inc. | PSE&G |  | Accepted | 2025-04-16 | 2025-05-12 | 2026-05-12 | Solar Panels | Hanwha Q Cells | Q.PEAK DUO BLK ML-G10+ 410 |  | 0.41 | 9 | 345 | 23 |  | Fixed | Roof
NJADRE1559480297 | Administratively Determined Incentive Program | Franklin Twp Som | 8873 | 23.78 | Residential | Behind the Meter | Yes | Sunrun Installation Services, Inc. | PSE&G |  | Accepted | 2025-04-16 | 2025-05-12 | 2026-05-12 | Solar Panels | Hanwha Q Cells | Q.PEAK DUO BLK ML-G10+ 410 |  | 0.41 | 7 | 165 | 23 |  | Fixed | Roof
NJADRE1559480325 | Administratively Determined Incentive Program | Cape May Court House | 8210 | 18.49 | Residential | Behind the Meter | Yes | EMT Renewables, LLC | AC Electric |  | Accepted | 2025-04-16 | 2025-05-12 | 2026-05-12 | Inverters | ENPHASE | IQ8+ | 290 |  | 43 |  |  | 0.98 |  | Other | UNDER EACH PANEL
NJADRE1559480325 | Administratively Determined Incentive Program | Cape May Court House | 8210 | 18.49 | Residential | Behind the Meter | Yes | EMT Renewables, LLC | AC Electric |  | Accepted | 2025-04-16 | 2025-05-12 | 2026-05-12 | Solar Panels | SEG SOLAR | SEG 430 |  | 0.43 | 25 | 213 | 27 |  | Fixed | Roof
NJADRE1559480325 | Administratively Determined Incentive Program | Cape May Court House | 8210 | 18.49 | Residential | Behind the Meter | Yes | EMT Renewables, LLC | AC Electric |  | Accepted | 2025-04-16 | 2025-05-12 | 2026-05-12 | Solar Panels | SEG SOLAR | SEG 430 |  | 0.43 | 9 | 33 | 28 |  | Fixed | Roof
NJADRE1559480325 | Administratively Determined Incentive Program | Cape May Court House | 8210 | 18.49 | Residential | Behind the Meter | Yes | EMT Renewables, LLC | AC Electric |  | Accepted | 2025-04-16 | 2025-05-12 | 2026-05-12 | Solar Panels | SEG SOLAR | SEG 430 |  | 0.43 | 6 | 33 | 29 |  | Fixed | Roof
NJADRE1559480325 | Administratively Determined Incentive Program | Cape May Court House | 8210 | 18.49 | Residential | Behind the Meter | Yes | EMT Renewables, LLC | AC Electric |  | Accepted | 2025-04-16 | 2025-05-12 | 2026-05-12 | Solar Panels | SEG SOLAR | SEG 430 |  | 0.43 | 3 | 303 | 24 |  | Fixed | Roof
NJADRE1559480352 | Administratively Determined Incentive Program | Villas | 8251 | 3.44 | Residential | Behind the Meter | Yes | EMT Renewables, LLC | AC Electric |  | Accepted | 2025-04-16 | 2025-06-05 | 2026-06-05 | Solar Panels | SEG SOLAR | SEG 430 |  | 0.43 | 2 | 215 | 20 |  | Fixed | Roof
NJADRE1559480352 | Administratively Determined Incentive Program | Villas | 8251 | 3.44 | Residential | Behind the Meter | Yes | EMT Renewables, LLC | AC Electric |  | Accepted | 2025-04-16 | 2025-06-05 | 2026-06-05 | Solar Panels | SEG SOLAR | SEG 430 |  | 0.43 | 6 | 215 | 9 |  | Fixed | Roof
NJADRE1559480352 | Administratively Determined Incentive Program | Villas | 8251 | 3.44 | Residential | Behind the Meter | Yes | EMT Renewables, LLC | AC Electric |  | Accepted | 2025-04-16 | 2025-06-05 | 2026-06-05 | Inverters | ENPHASE | IQ8+ | 290 |  | 8 |  |  | 0.98 |  | Other | UNDER EACH PANEL
NJADRE1559480368 | Administratively Determined Incentive Program | North Cape May | 8204 | 12.47 | Residential | Behind the Meter | Yes | EMT Renewables, LLC | AC Electric |  | Accepted | 2025-04-16 | 2025-05-12 | 2026-05-12 | Solar Panels | SEG SOLAR | SEG 430 |  | 0.43 | 1 | 176 | 10 |  | Fixed | Roof
NJADRE1559480368 | Administratively Determined Incentive Program | North Cape May | 8204 | 12.47 | Residential | Behind the Meter | Yes | EMT Renewables, LLC | AC Electric |  | Accepted | 2025-04-16 | 2025-05-12 | 2026-05-12 | Solar Panels | SEG SOLAR | SEG 430 |  | 0.43 | 6 | 177 | 22 |  | Fixed | Roof
NJADRE1559480368 | Administratively Determined Incentive Program | North Cape May | 8204 | 12.47 | Residential | Behind the Meter | Yes | EMT Renewables, LLC | AC Electric |  | Accepted | 2025-04-16 | 2025-05-12 | 2026-05-12 | Inverters | ENPHASE | IQ8+ | 290 |  | 29 |  |  | 0.98 |  | Other | UNDER EACH PANEL
NJADRE1559480368 | Administratively Determined Incentive Program | North Cape May | 8204 | 12.47 | Residential | Behind the Meter | Yes | EMT Renewables, LLC | AC Electric |  | Accepted | 2025-04-16 | 2025-05-12 | 2026-05-12 | Solar Panels | SEG SOLAR | SEG 430 |  | 0.43 | 15 | 86 | 10 |  | Fixed | Roof
NJADRE1559480368 | Administratively Determined Incentive Program | North Cape May | 8204 | 12.47 | Residential | Behind the Meter | Yes | EMT Renewables, LLC | AC Electric |  | Accepted | 2025-04-16 | 2025-05-12 | 2026-05-12 | Solar Panels | SEG SOLAR | SEG 430 |  | 0.43 | 7 | 177 | 9 |  | Fixed | Roof
NJADRE1559480375 | Administratively Determined Incentive Program | Little Egg Harbor Township | 8087 | 6.56 | Residential | Behind the Meter | Yes | Trinity Solar, LLC | AC Electric |  | Accepted | 2025-04-16 | 2025-05-12 | 2026-05-12 | Solar Panels | Hanwha | Q.PEAK DUO BLK ML-G10+ 410 |  | 0.41 | 7 | 265 | 20 |  | Fixed | Roof
NJADRE1559480375 | Administratively Determined Incentive Program | Little Egg Harbor Township | 8087 | 6.56 | Residential | Behind the Meter | Yes | Trinity Solar, LLC | AC Electric |  | Accepted | 2025-04-16 | 2025-05-12 | 2026-05-12 | Inverters | Solar Edge | USE5700H-US | 5760 |  | 1 |  |  | 0.986 |  | Outside
NJADRE1559480375 | Administratively Determined Incentive Program | Little Egg Harbor Township | 8087 | 6.56 | Residential | Behind the Meter | Yes | Trinity Solar, LLC | AC Electric |  | Accepted | 2025-04-16 | 2025-05-12 | 2026-05-12 | Solar Panels | Hanwha | Q.PEAK DUO BLK ML-G10+ 410 |  | 0.41 | 9 | 85 | 20 |  | Fixed | Roof
NJADRE1559480380 | Administratively Determined Incentive Program | Laurel Springs | 8021 | 14.45 | Residential | Behind the Meter | Yes | Power Energy Solutions, LLC | AC Electric |  | Accepted | 2025-04-16 | 2025-05-12 | 2026-05-12 | Solar Panels | Trina Solar | TSM-425NE09RC.05 |  | 0.425 | 1 | 208 | 50 |  | Fixed | Roof
NJADRE1559480380 | Administratively Determined Incentive Program | Laurel Springs | 8021 | 14.45 | Residential | Behind the Meter | Yes | Power Energy Solutions, LLC | AC Electric |  | Accepted | 2025-04-16 | 2025-05-12 | 2026-05-12 | Solar Panels | Trina Solar | TSM-425NE09RC.05 |  | 0.425 | 3 | 207 | 16 |  | Fixed | Roof
NJADRE1559480380 | Administratively Determined Incentive Program | Laurel Springs | 8021 | 14.45 | Residential | Behind the Meter | Yes | Power Energy Solutions, LLC | AC Electric |  | Accepted | 2025-04-16 | 2025-05-12 | 2026-05-12 | Solar Panels | Trina Solar | TSM-425NE09RC.05 |  | 0.425 | 2 | 118 | 43 |  | Fixed | Roof
NJADRE1559480380 | Administratively Determined Incentive Program | Laurel Springs | 8021 | 14.45 | Residential | Behind the Meter | Yes | Power Energy Solutions, LLC | AC Electric |  | Accepted | 2025-04-16 | 2025-05-12 | 2026-05-12 | Inverters | Enphase | IQ8+-72-2-US | 290 |  | 34 |  |  | 0.97 |  | Outdoor
NJADRE1559480380 | Administratively Determined Incentive Program | Laurel Springs | 8021 | 14.45 | Residential | Behind the Meter | Yes | Power Energy Solutions, LLC | AC Electric |  | Accepted | 2025-04-16 | 2025-05-12 | 2026-05-12 | Solar Panels | Trina Solar | TSM-425NE09RC.05 |  | 0.425 | 27 | 0 | 1 |  | Fixed | Roof
NJADRE1559480380 | Administratively Determined Incentive Program | Laurel Springs | 8021 | 14.45 | Residential | Behind the Meter | Yes | Power Energy Solutions, LLC | AC Electric |  | Accepted | 2025-04-16 | 2025-05-12 | 2026-05-12 | Solar Panels | Trina Solar | TSM-425NE09RC.05 |  | 0.425 | 1 | 208 | 46 |  | Fixed | Roof
NJADRE1559480390 | Administratively Determined Incentive Program | Villas | 8251 | 12.9 | Residential | Behind the Meter | Yes | EMT Renewables, LLC | AC Electric |  | Accepted | 2025-04-16 | 2025-05-12 | 2026-05-12 | Solar Panels | SEG SOLAR | SEG 430 |  | 0.43 | 7 | 302 | 22 |  | Fixed | Roof
NJADRE1559480390 | Administratively Determined Incentive Program | Villas | 8251 | 12.9 | Residential | Behind the Meter | Yes | EMT Renewables, LLC | AC Electric |  | Accepted | 2025-04-16 | 2025-05-12 | 2026-05-12 | Solar Panels | SEG SOLAR | SEG 430 |  | 0.43 | 8 | 123 | 19 |  | Fixed | Roof
NJADRE1559480390 | Administratively Determined Incentive Program | Villas | 8251 | 12.9 | Residential | Behind the Meter | Yes | EMT Renewables, LLC | AC Electric |  | Accepted | 2025-04-16 | 2025-05-12 | 2026-05-12 | Inverters | ENPHASE | IQ8+ | 290 |  | 30 |  |  | 0.98 |  | Other | UNDER EACH PANEL
NJADRE1559480390 | Administratively Determined Incentive Program | Villas | 8251 | 12.9 | Residential | Behind the Meter | Yes | EMT Renewables, LLC | AC Electric |  | Accepted | 2025-04-16 | 2025-05-12 | 2026-05-12 | Solar Panels | SEG SOLAR | SEG 430 |  | 0.43 | 7 | 122 | 22 |  | Fixed | Roof
NJADRE1559480390 | Administratively Determined Incentive Program | Villas | 8251 | 12.9 | Residential | Behind the Meter | Yes | EMT Renewables, LLC | AC Electric |  | Accepted | 2025-04-16 | 2025-05-12 | 2026-05-12 | Solar Panels | SEG SOLAR | SEG 430 |  | 0.43 | 8 | 302 | 19 |  | Fixed | Roof
NJADRE1559480404 | Administratively Determined Incentive Program | Washington Twp | 8080 | 7.31 | Residential | Behind the Meter | No | Velocity Energy & Home Solutions, Inc. | AC Electric |  | Accepted | 2025-04-16 | 2025-05-12 | 2026-05-12 | Solar Panels | SEG | 430w |  | 0.43 | 3 | 129 | 25 |  | Fixed | Roof
NJADRE1559480404 | Administratively Determined Incentive Program | Washington Twp | 8080 | 7.31 | Residential | Behind the Meter | No | Velocity Energy & Home Solutions, Inc. | AC Electric |  | Accepted | 2025-04-16 | 2025-05-12 | 2026-05-12 | Solar Panels | seg | 430w |  | 0.43 | 5 | 129 | 25 |  | Fixed | Roof
NJADRE1559480404 | Administratively Determined Incentive Program | Washington Twp | 8080 | 7.31 | Residential | Behind the Meter | No | Velocity Energy & Home Solutions, Inc. | AC Electric |  | Accepted | 2025-04-16 | 2025-05-12 | 2026-05-12 | Solar Panels | seg | 430w |  | 0.43 | 9 | 129 | 25 |  | Fixed | Roof
NJADRE1559480404 | Administratively Determined Incentive Program | Washington Twp | 8080 | 7.31 | Residential | Behind the Meter | No | Velocity Energy & Home Solutions, Inc. | AC Electric |  | Accepted | 2025-04-16 | 2025-05-12 | 2026-05-12 | Inverters | enphase | iq8plus | 290 |  | 17 |  |  | 0.99 |  | Outside | behind panels
NJADRE1559480408 | Administratively Determined Incentive Program | Princeton | 8540 | 12.71 | Residential | Behind the Meter | Yes | Pro Custom Solar dba Momentum Solar | PSE&G |  | Accepted | 2025-04-16 | 2025-05-12 | 2026-05-12 | Solar Panels | HANWHA | Q.Peak Duo BLK ML-G10+ 410 |  | 0.41 | 7 | 196 | 23 |  | Fixed | Roof
NJADRE1559480408 | Administratively Determined Incentive Program | Princeton | 8540 | 12.71 | Residential | Behind the Meter | Yes | Pro Custom Solar dba Momentum Solar | PSE&G |  | Accepted | 2025-04-16 | 2025-05-12 | 2026-05-12 | Inverters | Enphase | IQ8HC-72-M-DOM-US | 380 |  | 31 |  |  | 0.97 |  | Outdoor
NJADRE1559480408 | Administratively Determined Incentive Program | Princeton | 8540 | 12.71 | Residential | Behind the Meter | Yes | Pro Custom Solar dba Momentum Solar | PSE&G |  | Accepted | 2025-04-16 | 2025-05-12 | 2026-05-12 | Solar Panels | HANWHA | Q.Peak Duo BLK ML-G10+ 410 |  | 0.41 | 14 | 195 | 38 |  | Fixed | Roof
NJADRE1559480408 | Administratively Determined Incentive Program | Princeton | 8540 | 12.71 | Residential | Behind the Meter | Yes | Pro Custom Solar dba Momentum Solar | PSE&G |  | Accepted | 2025-04-16 | 2025-05-12 | 2026-05-12 | Solar Panels | HANWHA | Q.Peak Duo BLK ML-G10+ 410 |  | 0.41 | 10 | 15 | 42 |  | Fixed | Roof
NJADRE1559480410 | Administratively Determined Incentive Program | Englewood | 7631 | 5.33 | Residential | Behind the Meter | Yes | EMT Renewables, LLC | PSE&G |  | Accepted | 2025-04-16 | 2025-05-12 | 2026-05-12 | Solar Panels | TRINA | TSM-NE09RC.05 |  | 0.41 | 13 | 116 | 50 |  | Fixed | Roof
NJADRE1559480410 | Administratively Determined Incentive Program | Englewood | 7631 | 5.33 | Residential | Behind the Meter | Yes | EMT Renewables, LLC | PSE&G |  | Accepted | 2025-04-16 | 2025-05-12 | 2026-05-12 | Inverters | ENPHASE | IQ8+ | 290 |  | 13 |  |  | 0.98 |  | Other | UNDER EACH PANEL
NJADRE1559480435 | Administratively Determined Incentive Program | Holmdel | 7733 | 14.35 | Residential | Behind the Meter | No | Tesla Energy Operations, Inc. | JCP&L |  | Accepted | 2025-04-16 | 2025-05-12 | 2026-05-12 | Electric Storage Battery | Tesla | Powerwall3 |  |  | 2 |  |  |  | Lithium Ion |  | OUTSIDE
NJADRE1559480435 | Administratively Determined Incentive Program | Holmdel | 7733 | 14.35 | Residential | Behind the Meter | No | Tesla Energy Operations, Inc. | JCP&L |  | Accepted | 2025-04-16 | 2025-05-12 | 2026-05-12 | Solar Panels | Hanwha | Q.PEAK DUO BLK ML-G10.a+/TS 410 |  | 0.41 | 12 | 325 | 14 |  | Fixed | Roof
NJADRE1559480435 | Administratively Determined Incentive Program | Holmdel | 7733 | 14.35 | Residential | Behind the Meter | No | Tesla Energy Operations, Inc. | JCP&L |  | Accepted | 2025-04-16 | 2025-05-12 | 2026-05-12 | Solar Panels | Hanwha | Q.PEAK DUO BLK ML-G10.a+/TS 410 |  | 0.41 | 9 | 145 | 19 |  | Fixed | Roof
NJADRE1559480435 | Administratively Determined Incentive Program | Holmdel | 7733 | 14.35 | Residential | Behind the Meter | No | Tesla Energy Operations, Inc. | JCP&L |  | Accepted | 2025-04-16 | 2025-05-12 | 2026-05-12 | Inverters | Tesla | 1707000-XX-Y | 11500 |  | 1 |  |  | 0.98 |  | Outside
NJADRE1559480435 | Administratively Determined Incentive Program | Holmdel | 7733 | 14.35 | Residential | Behind the Meter | No | Tesla Energy Operations, Inc. | JCP&L |  | Accepted | 2025-04-16 | 2025-05-12 | 2026-05-12 | Solar Panels | Hanwha | Q.PEAK DUO BLK ML-G10.a+/TS 410 |  | 0.41 | 11 | 325 | 23 |  | Fixed | Roof
NJADRE1559480435 | Administratively Determined Incentive Program | Holmdel | 7733 | 14.35 | Residential | Behind the Meter | No | Tesla Energy Operations, Inc. | JCP&L |  | Accepted | 2025-04-16 | 2025-05-12 | 2026-05-12 | Solar Panels | Hanwha | Q.PEAK DUO BLK ML-G10.a+/TS 410 |  | 0.41 | 3 | 235 | 19 |  | Fixed | Roof
NJADRE1559480440 | Administratively Determined Incentive Program | Sewell | 8080 | 4.1 | Residential | Behind the Meter | Yes | Trinity Solar, LLC | AC Electric |  | Accepted | 2025-04-16 | 2025-05-12 | 2026-05-12 | Solar Panels | Hanwha | Q.PEAK DUO BLK ML-G10+ 410) |  | 0.41 | 10 | 172 | 26 |  | Fixed | Roof
NJADRE1559480440 | Administratively Determined Incentive Program | Sewell | 8080 | 4.1 | Residential | Behind the Meter | Yes | Trinity Solar, LLC | AC Electric |  | Accepted | 2025-04-16 | 2025-05-12 | 2026-05-12 | Inverters | Solar Edge | USE3800H-US | 3800 |  | 1 |  |  | 0.986 |  | Outside
NJADRE1559480443 | Administratively Determined Incentive Program | Millville | 8332 | 9.89 | Residential | Behind the Meter | Yes | EMT Renewables, LLC | AC Electric |  | Accepted | 2025-04-16 | 2025-05-12 | 2026-05-12 | Solar Panels | SEG SOLAR | SEG 430 |  | 0.43 | 8 | 104 | 16 |  | Fixed | Roof
NJADRE1559480443 | Administratively Determined Incentive Program | Millville | 8332 | 9.89 | Residential | Behind the Meter | Yes | EMT Renewables, LLC | AC Electric |  | Accepted | 2025-04-16 | 2025-05-12 | 2026-05-12 | Solar Panels | SEG SOLAR | SEG 430 |  | 0.43 | 15 | 284 | 16 |  | Fixed | Roof
NJADRE1559480443 | Administratively Determined Incentive Program | Millville | 8332 | 9.89 | Residential | Behind the Meter | Yes | EMT Renewables, LLC | AC Electric |  | Accepted | 2025-04-16 | 2025-05-12 | 2026-05-12 | Inverters | ENPHASE | IQ8+ | 290 |  | 23 |  |  | 0.98 |  | Other | UNDER EACH PANEL
NJADRE1559480455 | Administratively Determined Incentive Program | Skillman | 8558 | 9.43 | Residential | Behind the Meter | Yes | Sunrun Installation Services, Inc. | PSE&G |  | Accepted | 2025-04-16 | 2025-05-12 | 2026-05-12 | Electric Storage Battery | Tesla | Powerwall 3 1707000-xx-y |  |  | 1 |  |  |  | Lithium Ion |  | OUTSIDE
NJADRE1559480455 | Administratively Determined Incentive Program | Skillman | 8558 | 9.43 | Residential | Behind the Meter | Yes | Sunrun Installation Services, Inc. | PSE&G |  | Accepted | 2025-04-16 | 2025-05-12 | 2026-05-12 | Solar Panels | Hanwha Q Cells | Q.PEAK DUO BLK ML-G10+ 410 |  | 0.41 | 5 | 173 | 27 |  | Fixed | Roof
NJADRE1559480455 | Administratively Determined Incentive Program | Skillman | 8558 | 9.43 | Residential | Behind the Meter | Yes | Sunrun Installation Services, Inc. | PSE&G |  | Accepted | 2025-04-16 | 2025-05-12 | 2026-05-12 | Solar Panels | Hanwha Q Cells | Q.PEAK DUO BLK ML-G10+ 410 |  | 0.41 | 18 | 173 | 27 |  | Fixed | Roof
NJADRE1559480455 | Administratively Determined Incentive Program | Skillman | 8558 | 9.43 | Residential | Behind the Meter | Yes | Sunrun Installation Services, Inc. | PSE&G |  | Accepted | 2025-04-16 | 2025-05-12 | 2026-05-12 | Inverters | Tesla | Powerwall 3 1707000-xx-y | 11500 |  | 1 |  |  | 0.97 |  | Outdoor
NJADRE1559480461 | Administratively Determined Incentive Program | Colonia | 7067 | 5.16 | Residential | Behind the Meter | Yes | Pro Custom Solar dba Momentum Solar | PSE&G |  | Accepted | 2025-04-16 | 2025-05-12 | 2026-05-12 | Solar Panels | HANWHA | Q.Tron BLK M-G2+ 430 |  | 0.43 | 12 | 265 | 23 |  | Fixed | Roof
NJADRE1559480461 | Administratively Determined Incentive Program | Colonia | 7067 | 5.16 | Residential | Behind the Meter | Yes | Pro Custom Solar dba Momentum Solar | PSE&G |  | Accepted | 2025-04-16 | 2025-05-12 | 2026-05-12 | Inverters | Enphase | IQ8HC-72-M-DOM-US | 380 |  | 12 |  |  | 0.97 |  | Outdoor
NJADRE1559480465 | Administratively Determined Incentive Program | Sicklerville | 8081 | 11.18 | Residential | Behind the Meter | Yes | EMT Renewables, LLC | AC Electric |  | Accepted | 2025-04-16 | 2025-05-12 | 2026-05-12 | Inverters | ENPHASE | IQ8+ | 290 |  | 26 |  |  | 0.98 |  | Other | UNDER EACH PANEL
NJADRE1559480465 | Administratively Determined Incentive Program | Sicklerville | 8081 | 11.18 | Residential | Behind the Meter | Yes | EMT Renewables, LLC | AC Electric |  | Accepted | 2025-04-16 | 2025-05-12 | 2026-05-12 | Solar Panels | SEG SOLAR | SEG 430 |  | 0.43 | 12 | 143 | 28 |  | Fixed | Roof
NJADRE1559480465 | Administratively Determined Incentive Program | Sicklerville | 8081 | 11.18 | Residential | Behind the Meter | Yes | EMT Renewables, LLC | AC Electric |  | Accepted | 2025-04-16 | 2025-05-12 | 2026-05-12 | Solar Panels | SEG SOLAR | SEG 430 |  | 0.43 | 14 | 323 | 28 |  | Fixed | Roof
NJADRE1559480515 | Administratively Determined Incentive Program | Lanoka Harbor | 8734 | 16.77 | Residential | Behind the Meter | Yes | EMT Renewables, LLC | JCP&L |  | Accepted | 2025-04-16 | 2025-05-12 | 2026-05-12 | Solar Panels | SEG SOLAR | SEG 430 |  | 0.43 | 18 | 93 | 23 |  | Fixed | Roof
NJADRE1559480515 | Administratively Determined Incentive Program | Lanoka Harbor | 8734 | 16.77 | Residential | Behind the Meter | Yes | EMT Renewables, LLC | JCP&L |  | Accepted | 2025-04-16 | 2025-05-12 | 2026-05-12 | Inverters | ENPHASE | IQ8+ | 290 |  | 39 |  |  | 0.98 |  | Other | UNDER EACH PANEL
NJADRE1559480515 | Administratively Determined Incentive Program | Lanoka Harbor | 8734 | 16.77 | Residential | Behind the Meter | Yes | EMT Renewables, LLC | JCP&L |  | Accepted | 2025-04-16 | 2025-05-12 | 2026-05-12 | Solar Panels | SEG SOLAR | SEG 430 |  | 0.43 | 2 | 93 | 19 |  | Fixed | Roof
NJADRE1559480515 | Administratively Determined Incentive Program | Lanoka Harbor | 8734 | 16.77 | Residential | Behind the Meter | Yes | EMT Renewables, LLC | JCP&L |  | Accepted | 2025-04-16 | 2025-05-12 | 2026-05-12 | Solar Panels | SEG SOLAR | SEG 430 |  | 0.43 | 19 | 273 | 23 |  | Fixed | Roof
NJADRE1559480518 | Administratively Determined Incentive Program | PERTH AMBOY CITY | 8861 | 7.2 | Residential | Behind the Meter | Yes | Sunrun Installation Services, Inc. | PSE&G |  | Accepted | 2025-04-16 | 2025-05-12 | 2026-05-12 | Solar Panels | Hanwha Q-Cells | Q.PEAK DUO BLK ML-G10+/T 400 |  | 0.4 | 9 | 106 | 24 |  | Fixed | Roof
NJADRE1559480518 | Administratively Determined Incentive Program | PERTH AMBOY CITY | 8861 | 7.2 | Residential | Behind the Meter | Yes | Sunrun Installation Services, Inc. | PSE&G |  | Accepted | 2025-04-16 | 2025-05-12 | 2026-05-12 | Inverters | SOLAREDGE TECHNOLOGIES | SE5700H-USMN | 5760 |  | 1 |  |  | 0.99 |  | Outside
NJADRE1559480518 | Administratively Determined Incentive Program | PERTH AMBOY CITY | 8861 | 7.2 | Residential | Behind the Meter | Yes | Sunrun Installation Services, Inc. | PSE&G |  | Accepted | 2025-04-16 | 2025-05-12 | 2026-05-12 | Solar Panels | Hanwha Q-Cells | Q.PEAK DUO BLK ML-G10+/T 400 |  | 0.4 | 9 | 287 | 21 |  | Fixed | Roof
NJADRE1559480520 | Administratively Determined Incentive Program | PENNS GROVE | 8069 | 5.33 | Residential | Behind the Meter | Yes | Trinity Solar, LLC | AC Electric |  | Accepted | 2025-04-16 | 2025-05-12 | 2026-05-12 | Inverters | Solar Edge | USE5700H-US | 5760 |  | 1 |  |  | 0.986 |  | Outside
NJADRE1559480520 | Administratively Determined Incentive Program | PENNS GROVE | 8069 | 5.33 | Residential | Behind the Meter | Yes | Trinity Solar, LLC | AC Electric |  | Accepted | 2025-04-16 | 2025-05-12 | 2026-05-12 | Solar Panels | Hanwha | Q.PEAK DUO BLK ML-G10+ 410 |  | 0.41 | 5 | 299 | 27 |  | Fixed | Roof
NJADRE1559480520 | Administratively Determined Incentive Program | PENNS GROVE | 8069 | 5.33 | Residential | Behind the Meter | Yes | Trinity Solar, LLC | AC Electric |  | Accepted | 2025-04-16 | 2025-05-12 | 2026-05-12 | Solar Panels | Hanwha | Q.PEAK DUO BLK ML-G10+ 410 |  | 0.41 | 8 | 119 | 27 |  | Fixed | Roof
NJADRE1559480714 | Administratively Determined Incentive Program | Cape May | 8204 | 9.46 | Residential | Behind the Meter | Yes | EMT Renewables, LLC | AC Electric |  | Accepted | 2025-04-16 | 2025-05-12 | 2026-05-12 | Solar Panels | SEG SOLAR | SEG 430 |  | 0.43 | 12 | 196 | 24 |  | Fixed | Roof
NJADRE1559480714 | Administratively Determined Incentive Program | Cape May | 8204 | 9.46 | Residential | Behind the Meter | Yes | EMT Renewables, LLC | AC Electric |  | Accepted | 2025-04-16 | 2025-05-12 | 2026-05-12 | Inverters | ENPHASE | IQ8+ | 290 |  | 22 |  |  | 0.98 |  | Other | UNDER EACH PANEL
NJADRE1559480714 | Administratively Determined Incentive Program | Cape May | 8204 | 9.46 | Residential | Behind the Meter | Yes | EMT Renewables, LLC | AC Electric |  | Accepted | 2025-04-16 | 2025-05-12 | 2026-05-12 | Solar Panels | SEG SOLAR | SEG 430 |  | 0.43 | 10 | 16 | 24 |  | Fixed | Roof
NJADRE1559480736 | Administratively Determined Incentive Program | Pleasantville | 8232 | 15.48 | Residential | Behind the Meter | Yes | EMT Renewables, LLC | AC Electric |  | Accepted | 2025-04-16 | 2025-05-12 | 2026-05-12 | Solar Panels | SEG SOLAR | SEG 430 |  | 0.43 | 23 | 115 | 14 |  | Fixed | Roof
NJADRE1559480736 | Administratively Determined Incentive Program | Pleasantville | 8232 | 15.48 | Residential | Behind the Meter | Yes | EMT Renewables, LLC | AC Electric |  | Accepted | 2025-04-16 | 2025-05-12 | 2026-05-12 | Inverters | ENPHASE | IQ8+ | 290 |  | 36 |  |  | 0.98 |  | Other | UNDER EACH PANEL
NJADRE1559480736 | Administratively Determined Incentive Program | Pleasantville | 8232 | 15.48 | Residential | Behind the Meter | Yes | EMT Renewables, LLC | AC Electric |  | Accepted | 2025-04-16 | 2025-05-12 | 2026-05-12 | Solar Panels | SEG SOLAR | SEG 430 |  | 0.43 | 13 | 295 | 14 |  | Fixed | Roof
NJADRE1559480744 | Administratively Determined Incentive Program | Erial | 8081 | 3.28 | Residential | Behind the Meter | Yes | Sunrun Installation Services, Inc. | AC Electric |  | Accepted | 2025-04-16 | 2025-05-12 | 2026-05-12 | Electric Storage Battery | Tesla | Powerwall 3 1707000-xx-y |  |  | 1 |  |  |  | Lithium Ion |  | OUTSIDE
NJADRE1559480744 | Administratively Determined Incentive Program | Erial | 8081 | 3.28 | Residential | Behind the Meter | Yes | Sunrun Installation Services, Inc. | AC Electric |  | Accepted | 2025-04-16 | 2025-05-12 | 2026-05-12 | Solar Panels | Hanwha Q Cells | Q.PEAK DUO BLK ML-G10+ 410 |  | 0.41 | 8 | 296 | 16 |  | Fixed | Roof
NJADRE1559480744 | Administratively Determined Incentive Program | Erial | 8081 | 3.28 | Residential | Behind the Meter | Yes | Sunrun Installation Services, Inc. | AC Electric |  | Accepted | 2025-04-16 | 2025-05-12 | 2026-05-12 | Inverters | Tesla | Powerwall 3 1707000-xx-y | 11500 |  | 1 |  |  | 0.97 |  | Outdoor
NJADRE1559480813 | Administratively Determined Incentive Program | MAYS LANDING | 8330 | 18.04 | Residential | Behind the Meter | Yes | Trinity Solar, LLC | AC Electric |  | Accepted | 2025-04-16 | 2025-05-12 | 2026-05-12 | Inverters | Solar Edge | SE10000H-US | 10000 |  | 1 |  |  | 0.986 |  | Outside
NJADRE1559480813 | Administratively Determined Incentive Program | MAYS LANDING | 8330 | 18.04 | Residential | Behind the Meter | Yes | Trinity Solar, LLC | AC Electric |  | Accepted | 2025-04-16 | 2025-05-12 | 2026-05-12 | Solar Panels | Hanwha | Q.PEAK DUO BLK ML-G10+ 410 |  | 0.41 | 6 | 243 | 23 |  | Fixed | Roof
NJADRE1559480813 | Administratively Determined Incentive Program | MAYS LANDING | 8330 | 18.04 | Residential | Behind the Meter | Yes | Trinity Solar, LLC | AC Electric |  | Accepted | 2025-04-16 | 2025-05-12 | 2026-05-12 | Solar Panels | Hanwha | Q.PEAK DUO BLK ML-G10+ 410 |  | 0.41 | 21 | 63 | 23 |  | Fixed | Roof
NJADRE1559480813 | Administratively Determined Incentive Program | MAYS LANDING | 8330 | 18.04 | Residential | Behind the Meter | Yes | Trinity Solar, LLC | AC Electric |  | Accepted | 2025-04-16 | 2025-05-12 | 2026-05-12 | Solar Panels | Hanwha | Q.PEAK DUO BLK ML-G10+ 410 |  | 0.41 | 10 | 243 | 23 |  | Fixed | Roof
NJADRE1559480813 | Administratively Determined Incentive Program | MAYS LANDING | 8330 | 18.04 | Residential | Behind the Meter | Yes | Trinity Solar, LLC | AC Electric |  | Accepted | 2025-04-16 | 2025-05-12 | 2026-05-12 | Inverters | Solar Edge | USE3800H-US | 3800 |  | 1 |  |  | 0.986 |  | Outside
NJADRE1559480813 | Administratively Determined Incentive Program | MAYS LANDING | 8330 | 18.04 | Residential | Behind the Meter | Yes | Trinity Solar, LLC | AC Electric |  | Accepted | 2025-04-16 | 2025-05-12 | 2026-05-12 | Solar Panels | Hanwha | Q.PEAK DUO BLK ML-G10+ 410 |  | 0.41 | 7 | 243 | 22 |  | Fixed | Roof
NJADRE1559480814 | Administratively Determined Incentive Program | CHESILHURST | 8089 | 11.07 | Residential | Behind the Meter | Yes | Sunrun Installation Services, Inc. | AC Electric |  | Accepted | 2025-04-16 | 2025-05-12 | 2026-05-12 | Inverters | SOLAREDGE TECHNOLOGIES | SE10000H-USMN | 10000 |  | 1 |  |  | 0.99 |  | Outside
NJADRE1559480814 | Administratively Determined Incentive Program | CHESILHURST | 8089 | 11.07 | Residential | Behind the Meter | Yes | Sunrun Installation Services, Inc. | AC Electric |  | Accepted | 2025-04-16 | 2025-05-12 | 2026-05-12 | Solar Panels | Hanwha Q-Cells | Q.PEAK DUO BLK ML-G10+ 410 |  | 0.41 | 5 | 109 | 22 |  | Fixed | Roof
NJADRE1559480814 | Administratively Determined Incentive Program | CHESILHURST | 8089 | 11.07 | Residential | Behind the Meter | Yes | Sunrun Installation Services, Inc. | AC Electric |  | Accepted | 2025-04-16 | 2025-05-12 | 2026-05-12 | Solar Panels | Hanwha Q-Cells | Q.PEAK DUO BLK ML-G10+ 410 |  | 0.41 | 10 | 197 | 23 |  | Fixed | Roof
NJADRE1559480814 | Administratively Determined Incentive Program | CHESILHURST | 8089 | 11.07 | Residential | Behind the Meter | Yes | Sunrun Installation Services, Inc. | AC Electric |  | Accepted | 2025-04-16 | 2025-05-12 | 2026-05-12 | Solar Panels | Hanwha Q-Cells | Q.PEAK DUO BLK ML-G10+ 410 |  | 0.41 | 12 | 198 | 19 |  | Fixed | Roof
NJADRE1559480819 | Administratively Determined Incentive Program | SICKLERVILLE | 8081 | 10.66 | Residential | Behind the Meter | Yes | EMT Renewables, LLC | AC Electric |  | Accepted | 2025-04-16 | 2025-05-12 | 2026-05-12 | Inverters | ENPHASE | IQ8+ | 290 |  | 26 |  |  | 0.98 |  | Other | UNDER EACH PANEL
NJADRE1559480819 | Administratively Determined Incentive Program | SICKLERVILLE | 8081 | 10.66 | Residential | Behind the Meter | Yes | EMT Renewables, LLC | AC Electric |  | Accepted | 2025-04-16 | 2025-05-12 | 2026-05-12 | Solar Panels | TRINA | TSM-NE09RC.05 |  | 0.41 | 15 | 206 | 27 |  | Fixed | Roof
NJADRE1559480819 | Administratively Determined Incentive Program | SICKLERVILLE | 8081 | 10.66 | Residential | Behind the Meter | Yes | EMT Renewables, LLC | AC Electric |  | Accepted | 2025-04-16 | 2025-05-12 | 2026-05-12 | Solar Panels | TRINA | TSM-NE09RC.05 |  | 0.41 | 2 | 26 | 26 |  | Fixed | Roof
NJADRE1559480819 | Administratively Determined Incentive Program | SICKLERVILLE | 8081 | 10.66 | Residential | Behind the Meter | Yes | EMT Renewables, LLC | AC Electric |  | Accepted | 2025-04-16 | 2025-05-12 | 2026-05-12 | Solar Panels | TRINA | TSM-NE09RC.05 |  | 0.41 | 4 | 26 | 27 |  | Fixed | Pole
NJADRE1559480819 | Administratively Determined Incentive Program | SICKLERVILLE | 8081 | 10.66 | Residential | Behind the Meter | Yes | EMT Renewables, LLC | AC Electric |  | Accepted | 2025-04-16 | 2025-05-12 | 2026-05-12 | Solar Panels | TRINA | TSM-NE09RC.05 |  | 0.41 | 5 | 206 | 26 |  | Fixed | Roof
NJADRE1559480927 | Administratively Determined Incentive Program | PINE HILL | 8021 | 4.3 | Residential | Behind the Meter | Yes | VELOCITY ENERGY & HOME SOLUTIONS, INC. | AC Electric |  | Accepted | 2025-04-16 | 2025-05-12 | 2026-05-12 | Inverters | enphase | iq8plus | 290 |  | 10 |  |  | 0.99 |  | Outside | behind panels
NJADRE1559480927 | Administratively Determined Incentive Program | PINE HILL | 8021 | 4.3 | Residential | Behind the Meter | Yes | VELOCITY ENERGY & HOME SOLUTIONS, INC. | AC Electric |  | Accepted | 2025-04-16 | 2025-05-12 | 2026-05-12 | Solar Panels | seg | 430w |  | 0.43 | 10 | 100 | 19 |  | Fixed | Roof
NJADRE1559480936 | Administratively Determined Incentive Program | CHESILHURST | 8089 | 13.33 | Residential | Behind the Meter | Yes | EMT Renewables, LLC | AC Electric |  | Accepted | 2025-04-16 | 2025-05-12 | 2026-05-12 | Solar Panels | SEG SOLAR | SEG 430 |  | 0.43 | 13 | 17 | 18 |  | Fixed | Roof
NJADRE1559480936 | Administratively Determined Incentive Program | CHESILHURST | 8089 | 13.33 | Residential | Behind the Meter | Yes | EMT Renewables, LLC | AC Electric |  | Accepted | 2025-04-16 | 2025-05-12 | 2026-05-12 | Solar Panels | SEG SOLAR | SEG 430 |  | 0.43 | 18 | 197 | 18 |  | Fixed | Roof
NJADRE1559480936 | Administratively Determined Incentive Program | CHESILHURST | 8089 | 13.33 | Residential | Behind the Meter | Yes | EMT Renewables, LLC | AC Electric |  | Accepted | 2025-04-16 | 2025-05-12 | 2026-05-12 | Inverters | ENPHASE | IQ8+ | 290 |  | 31 |  |  | 0.98 |  | Other | UNDER EACH PANEL
NJADRE1559480949 | Administratively Determined Incentive Program | SOMERVILLE | 8876 | 8.61 | Residential | Behind the Meter | Yes | Pro Custom Solar dba Momentum Solar | PSE&G |  | Accepted | 2025-04-16 | 2025-05-12 | 2026-05-12 | Solar Panels | HANWHA | Q.Peak Duo BLK ML-G10+ 410 |  | 0.41 | 16 | 197 | 25 |  | Fixed | Roof
NJADRE1559480949 | Administratively Determined Incentive Program | SOMERVILLE | 8876 | 8.61 | Residential | Behind the Meter | Yes | Pro Custom Solar dba Momentum Solar | PSE&G |  | Accepted | 2025-04-16 | 2025-05-12 | 2026-05-12 | Solar Panels | HANWHA | Q.Peak Duo BLK ML-G10+ 410 |  | 0.41 | 5 | 283 | 32 |  | Fixed | Roof
NJADRE1559480949 | Administratively Determined Incentive Program | SOMERVILLE | 8876 | 8.61 | Residential | Behind the Meter | Yes | Pro Custom Solar dba Momentum Solar | PSE&G |  | Accepted | 2025-04-16 | 2025-05-12 | 2026-05-12 | Inverters | Enphase | IQ8HC-72-M-DOM-US | 380 |  | 21 |  |  | 0.97 |  | Outdoor
NJADRE1559481020 | Administratively Determined Incentive Program | TOMS RIVER | 8753 | 13.94 | Residential | Behind the Meter | Yes | Trinity Solar, LLC | JCP&L |  | Accepted | 2025-04-16 | 2025-05-22 | 2026-05-22 | Solar Panels | Hanwha | HANWHA 410 (Q.PEAK DUO BLK ML-G10+ 410) |  | 0.41 | 8 | 261 | 20 |  | Fixed | Roof
NJADRE1559481020 | Administratively Determined Incentive Program | TOMS RIVER | 8753 | 13.94 | Residential | Behind the Meter | Yes | Trinity Solar, LLC | JCP&L |  | Accepted | 2025-04-16 | 2025-05-22 | 2026-05-22 | Solar Panels | Hanwha | HANWHA 410 (Q.PEAK DUO BLK ML-G10+ 410) |  | 0.41 | 2 | 351 | 20 |  | Fixed | Roof
NJADRE1559481020 | Administratively Determined Incentive Program | TOMS RIVER | 8753 | 13.94 | Residential | Behind the Meter | Yes | Trinity Solar, LLC | JCP&L |  | Accepted | 2025-04-16 | 2025-05-22 | 2026-05-22 | Solar Panels | Hanwha | HANWHA 410 (Q.PEAK DUO BLK ML-G10+ 410) |  | 0.41 | 5 | 351 | 20 |  | Fixed | Roof
NJADRE1559481020 | Administratively Determined Incentive Program | TOMS RIVER | 8753 | 13.94 | Residential | Behind the Meter | Yes | Trinity Solar, LLC | JCP&L |  | Accepted | 2025-04-16 | 2025-05-22 | 2026-05-22 | Inverters | Solar Edge | Use1400H-US | 11400 |  | 1 |  |  | 0.97 |  | Outdoor
NJADRE1559481020 | Administratively Determined Incentive Program | TOMS RIVER | 8753 | 13.94 | Residential | Behind the Meter | Yes | Trinity Solar, LLC | JCP&L |  | Accepted | 2025-04-16 | 2025-05-22 | 2026-05-22 | Solar Panels | Hanwha | HANWHA 410 (Q.PEAK DUO BLK ML-G10+ 410) |  | 0.41 | 11 | 81 | 20 |  | Fixed | Roof
NJADRE1559481020 | Administratively Determined Incentive Program | TOMS RIVER | 8753 | 13.94 | Residential | Behind the Meter | Yes | Trinity Solar, LLC | JCP&L |  | Accepted | 2025-04-16 | 2025-05-22 | 2026-05-22 | Solar Panels | Hanwha | HANWHA 410 (Q.PEAK DUO BLK ML-G10+ 410) |  | 0.41 | 8 | 171 | 19 |  | Fixed | Roof
NJADRE1559481233 | Administratively Determined Incentive Program | Washington Township | 8080 | 14.62 | Residential | Behind the Meter | Yes | Velocity Energy And Home Solutions | AC Electric |  | Accepted | 2025-04-16 | 2025-05-12 | 2026-05-12 | Solar Panels | seg | 430 |  | 0.43 | 12 | 41 | 30 |  | Fixed | Roof
NJADRE1559481233 | Administratively Determined Incentive Program | Washington Township | 8080 | 14.62 | Residential | Behind the Meter | Yes | Velocity Energy And Home Solutions | AC Electric |  | Accepted | 2025-04-16 | 2025-05-12 | 2026-05-12 | Solar Panels | seg | 430w |  | 0.43 | 17 | 221 | 30 |  | Fixed | Roof
NJADRE1559481233 | Administratively Determined Incentive Program | Washington Township | 8080 | 14.62 | Residential | Behind the Meter | Yes | Velocity Energy And Home Solutions | AC Electric |  | Accepted | 2025-04-16 | 2025-05-12 | 2026-05-12 | Inverters | enphase | iq8plus | 290 |  | 34 |  |  | 0.99 |  | Outside | behnd panels
NJADRE1559481233 | Administratively Determined Incentive Program | Washington Township | 8080 | 14.62 | Residential | Behind the Meter | Yes | Velocity Energy And Home Solutions | AC Electric |  | Accepted | 2025-04-16 | 2025-05-12 | 2026-05-12 | Solar Panels | seg | 430 |  | 0.43 | 5 | 221 | 29 |  | Fixed | Roof
NJADRE1559481238 | Administratively Determined Incentive Program | Parsippany | 7054 | 9.84 | Residential | Behind the Meter | No | Tesla Energy Operations, Inc. | JCP&L |  | Accepted | 2025-04-16 | 2025-05-12 | 2026-05-12 | Solar Panels | Hanwha | Q.PEAK DUO BLK ML-G10.a+/TS 410 |  | 0.41 | 12 | 310 | 37 |  | Fixed | Roof
NJADRE1559481238 | Administratively Determined Incentive Program | Parsippany | 7054 | 9.84 | Residential | Behind the Meter | No | Tesla Energy Operations, Inc. | JCP&L |  | Accepted | 2025-04-16 | 2025-05-12 | 2026-05-12 | Solar Panels | Hanwha | Q.PEAK DUO BLK ML-G10.a+/TS 410 |  | 0.41 | 12 | 220 | 37 |  | Fixed | Roof
NJADRE1559481238 | Administratively Determined Incentive Program | Parsippany | 7054 | 9.84 | Residential | Behind the Meter | No | Tesla Energy Operations, Inc. | JCP&L |  | Accepted | 2025-04-16 | 2025-05-12 | 2026-05-12 | Inverters | Tesla | 1538000-XX-Y | 7600 |  | 1 |  |  | 0.98 |  | Outside
NJADRE1559481252 | Administratively Determined Incentive Program | EWING | 8638 | 4.1 | Residential | Behind the Meter | Yes | Trinity Solar, LLC | PSE&G |  | Accepted | 2025-04-16 | 2025-05-12 | 2026-05-12 | Inverters | Solar Edge | SE3800H-USMNUBL15 | 3800 |  | 1 |  |  | 0.97 |  | Outdoor
NJADRE1559481252 | Administratively Determined Incentive Program | EWING | 8638 | 4.1 | Residential | Behind the Meter | Yes | Trinity Solar, LLC | PSE&G |  | Accepted | 2025-04-16 | 2025-05-12 | 2026-05-12 | Solar Panels | HANWHA | (Q.PEAK DUO BLK ML-G10+ 410) |  | 0.41 | 10 | 217 | 10 |  | Fixed | Roof
NJADRE1559481265 | Administratively Determined Incentive Program | Gloucester City | 8030 | 8.5 | Residential | Behind the Meter | Yes | Whitman Construction, LLC | PSE&G |  | Accepted | 2025-04-16 | 2025-05-28 | 2026-05-28 | Solar Panels | Jinko Solar | JKM425N-54HL4-B |  | 0.425 | 10 | 275 | 20 |  | Fixed | Roof
NJADRE1559481265 | Administratively Determined Incentive Program | Gloucester City | 8030 | 8.5 | Residential | Behind the Meter | Yes | Whitman Construction, LLC | PSE&G |  | Accepted | 2025-04-16 | 2025-05-28 | 2026-05-28 | Inverters | ENPHASE | IQ8PLUS-72-2-US | 290 |  | 20 |  |  | 0.975 |  | Outdoor
NJADRE1559481265 | Administratively Determined Incentive Program | Gloucester City | 8030 | 8.5 | Residential | Behind the Meter | Yes | Whitman Construction, LLC | PSE&G |  | Accepted | 2025-04-16 | 2025-05-28 | 2026-05-28 | Solar Panels | ENPHASE | JKM425N-54HL4-B |  | 0.425 | 10 | 95 | 20 |  | Fixed | Roof
NJADRE1559481267 | Administratively Determined Incentive Program | EGG HARBOR TOWNSHIP | 8234 | 9.84 | Residential | Behind the Meter | Yes | Trinity Solar, LLC | AC Electric |  | Accepted | 2025-04-16 | 2025-05-12 | 2026-05-12 | Inverters | Tesla | TESLA 3.8kW (PV ONLY) | 3800 |  | 2 |  |  | 0.97 |  | Outdoor
NJADRE1559481267 | Administratively Determined Incentive Program | EGG HARBOR TOWNSHIP | 8234 | 9.84 | Residential | Behind the Meter | Yes | Trinity Solar, LLC | AC Electric |  | Accepted | 2025-04-16 | 2025-05-12 | 2026-05-12 | Solar Panels | Hanwha | HANWHA 410 (Q.PEAK DUO BLK ML-G10+ 410) |  | 0.41 | 3 | 214 | 21 |  | Fixed | Roof
NJADRE1559481267 | Administratively Determined Incentive Program | EGG HARBOR TOWNSHIP | 8234 | 9.84 | Residential | Behind the Meter | Yes | Trinity Solar, LLC | AC Electric |  | Accepted | 2025-04-16 | 2025-05-12 | 2026-05-12 | Solar Panels | Hanwha | HANWHA 410 (Q.PEAK DUO BLK ML-G10+ 410) |  | 0.41 | 4 | 125 | 21 |  | Fixed | Roof
NJADRE1559481267 | Administratively Determined Incentive Program | EGG HARBOR TOWNSHIP | 8234 | 9.84 | Residential | Behind the Meter | Yes | Trinity Solar, LLC | AC Electric |  | Accepted | 2025-04-16 | 2025-05-12 | 2026-05-12 | Solar Panels | Hanwha | HANWHA 410 (Q.PEAK DUO BLK ML-G10+ 410) |  | 0.41 | 11 | 124 | 21 |  | Fixed | Roof
NJADRE1559481267 | Administratively Determined Incentive Program | EGG HARBOR TOWNSHIP | 8234 | 9.84 | Residential | Behind the Meter | Yes | Trinity Solar, LLC | AC Electric |  | Accepted | 2025-04-16 | 2025-05-12 | 2026-05-12 | Solar Panels | Hanwha | HANWHA 410 (Q.PEAK DUO BLK ML-G10+ 410) |  | 0.41 | 4 | 125 | 19 |  | Fixed | Roof
NJADRE1559481267 | Administratively Determined Incentive Program | EGG HARBOR TOWNSHIP | 8234 | 9.84 | Residential | Behind the Meter | Yes | Trinity Solar, LLC | AC Electric |  | Accepted | 2025-04-16 | 2025-05-12 | 2026-05-12 | Solar Panels | Hanwha | HANWHA 410 (Q.PEAK DUO BLK ML-G10+ 410) |  | 0.41 | 2 | 124 | 21 |  | Fixed | Roof
NJADRE1559481269 | Administratively Determined Incentive Program | BAYVILLE | 8721 | 11.48 | Residential | Behind the Meter | Yes | Trinity Solar, LLC | JCP&L |  | Accepted | 2025-04-16 | 2025-05-12 | 2026-05-12 | Solar Panels | Hanwha | Q.PEAK DUO BLK ML-G10+ 410 |  | 0.41 | 14 | 184 | 30 |  | Fixed | Roof
NJADRE1559481269 | Administratively Determined Incentive Program | BAYVILLE | 8721 | 11.48 | Residential | Behind the Meter | Yes | Trinity Solar, LLC | JCP&L |  | Accepted | 2025-04-16 | 2025-05-12 | 2026-05-12 | Inverters | Solar Edge | USE10000H-US | 10000 |  | 1 |  |  | 0.986 |  | Outside
NJADRE1559481269 | Administratively Determined Incentive Program | BAYVILLE | 8721 | 11.48 | Residential | Behind the Meter | Yes | Trinity Solar, LLC | JCP&L |  | Accepted | 2025-04-16 | 2025-05-12 | 2026-05-12 | Solar Panels | Hanwha | Q.PEAK DUO BLK ML-G10+ 410 |  | 0.41 | 14 | 4 | 30 |  | Fixed | Roof
NJADRE1559481279 | Administratively Determined Incentive Program | CAPE MAY COURT HOUSE | 8210 | 7.38 | Residential | Behind the Meter | Yes | Trinity Solar, LLC | AC Electric |  | Accepted | 2025-04-16 | 2025-05-12 | 2026-05-12 | Solar Panels | HANWHA | (Q.PEAK DUO BLK ML-G10+ 410) |  | 0.41 | 18 | 171 | 40 |  | Fixed | Roof
NJADRE1559481279 | Administratively Determined Incentive Program | CAPE MAY COURT HOUSE | 8210 | 7.38 | Residential | Behind the Meter | Yes | Trinity Solar, LLC | AC Electric |  | Accepted | 2025-04-16 | 2025-05-12 | 2026-05-12 | Inverters | Solar Edge | USE5700H-USMNBL75 | 5760 |  | 1 |  |  | 0.97 |  | Outdoor
NJADRE1559481319 | Administratively Determined Incentive Program | HAMMONTON | 8037 | 11.48 | Residential | Behind the Meter | Yes | Whitman Construction, LLC | AC Electric |  | Accepted | 2025-04-16 | 2025-05-12 | 2026-05-12 | Inverters | ENPHASE | IQ8PLUS-72-2-US | 290 |  | 27 |  |  | 0.975 |  | Outdoor
NJADRE1559481319 | Administratively Determined Incentive Program | HAMMONTON | 8037 | 11.48 | Residential | Behind the Meter | Yes | Whitman Construction, LLC | AC Electric |  | Accepted | 2025-04-16 | 2025-05-12 | 2026-05-12 | Solar Panels | Jinko Solar | JKM425N-54HL4-B |  | 0.425 | 2 | 222 | 24 |  | Fixed | Roof
NJADRE1559481319 | Administratively Determined Incentive Program | HAMMONTON | 8037 | 11.48 | Residential | Behind the Meter | Yes | Whitman Construction, LLC | AC Electric |  | Accepted | 2025-04-16 | 2025-05-12 | 2026-05-12 | Solar Panels | Jinko Solar | JKM425N-54HL4-B |  | 0.425 | 4 | 222 | 39 |  | Fixed | Roof
NJADRE1559481319 | Administratively Determined Incentive Program | HAMMONTON | 8037 | 11.48 | Residential | Behind the Meter | Yes | Whitman Construction, LLC | AC Electric |  | Accepted | 2025-04-16 | 2025-05-12 | 2026-05-12 | Solar Panels | Jinko Solar | JKM425N-54HL4-B |  | 0.425 | 2 | 42 | 45 |  | Fixed | Roof
NJADRE1559481319 | Administratively Determined Incentive Program | HAMMONTON | 8037 | 11.48 | Residential | Behind the Meter | Yes | Whitman Construction, LLC | AC Electric |  | Accepted | 2025-04-16 | 2025-05-12 | 2026-05-12 | Solar Panels | Jinko Solar | JKM425N-54HL4-B |  | 0.425 | 8 | 42 | 45 |  | Fixed | Roof
NJADRE1559481319 | Administratively Determined Incentive Program | HAMMONTON | 8037 | 11.48 | Residential | Behind the Meter | Yes | Whitman Construction, LLC | AC Electric |  | Accepted | 2025-04-16 | 2025-05-12 | 2026-05-12 | Solar Panels | Jinko Solar | JKM425N-54HL4-B |  | 0.425 | 11 | 222 | 40 |  | Fixed | Roof
NJADRE1559481322 | Administratively Determined Incentive Program | Howell | 7731 | 10.92 | Residential | Behind the Meter | No | Public Service Solar, LLC | JCP&L |  | Accepted | 2025-04-16 | 2025-05-12 | 2026-05-12 | Inverters | Enphase | iQ8HC-72-M-US | 380 |  | 26 |  |  | 0.96 |  | Outdoor | Under Panels
NJADRE1559481322 | Administratively Determined Incentive Program | Howell | 7731 | 10.92 | Residential | Behind the Meter | No | Public Service Solar, LLC | JCP&L |  | Accepted | 2025-04-16 | 2025-05-12 | 2026-05-12 | Solar Panels | Panasonic | EVPV420HK2 |  | 0.42 | 26 | 83 | 27 |  | Fixed | Roof
NJADRE1559481341 | Administratively Determined Incentive Program | Villas | 8251 | 9.46 | Residential | Behind the Meter | Yes | EMT Renewables, LLC | AC Electric |  | Accepted | 2025-04-16 | 2025-05-12 | 2026-05-12 | Solar Panels | SEG SOLAR | SEG 430 |  | 0.43 | 7 | 200 | 26 |  | Fixed | Roof
NJADRE1559481341 | Administratively Determined Incentive Program | Villas | 8251 | 9.46 | Residential | Behind the Meter | Yes | EMT Renewables, LLC | AC Electric |  | Accepted | 2025-04-16 | 2025-05-12 | 2026-05-12 | Solar Panels | SEG SOLAR | SEG 430 |  | 0.43 | 4 | 201 | 13 |  | Fixed | Roof
NJADRE1559481341 | Administratively Determined Incentive Program | Villas | 8251 | 9.46 | Residential | Behind the Meter | Yes | EMT Renewables, LLC | AC Electric |  | Accepted | 2025-04-16 | 2025-05-12 | 2026-05-12 | Inverters | ENPHASE | IQ8+ | 290 |  | 22 |  |  | 0.98 |  | Other | UNDER EACH PANEL
NJADRE1559481341 | Administratively Determined Incentive Program | Villas | 8251 | 9.46 | Residential | Behind the Meter | Yes | EMT Renewables, LLC | AC Electric |  | Accepted | 2025-04-16 | 2025-05-12 | 2026-05-12 | Solar Panels | SEG SOLAR | SEG 430 |  | 0.43 | 8 | 20 | 26 |  | Fixed | Roof
NJADRE1559481341 | Administratively Determined Incentive Program | Villas | 8251 | 9.46 | Residential | Behind the Meter | Yes | EMT Renewables, LLC | AC Electric |  | Accepted | 2025-04-16 | 2025-05-12 | 2026-05-12 | Solar Panels | SEG SOLAR | SEG 430 |  | 0.43 | 3 | 21 | 21 |  | Fixed | Roof
NJADRE1559481363 | Administratively Determined Incentive Program | Hazlet | 7730 | 15.48 | Residential | Behind the Meter | Yes | EMT Renewables, LLC | JCP&L |  | Accepted | 2025-04-16 | 2025-05-12 | 2026-05-12 | Inverters | ENPHASE | IQ8+ | 290 |  | 36 |  |  | 0.98 |  | Other | UNDER EACH PANEL
NJADRE1559481363 | Administratively Determined Incentive Program | Hazlet | 7730 | 15.48 | Residential | Behind the Meter | Yes | EMT Renewables, LLC | JCP&L |  | Accepted | 2025-04-16 | 2025-05-12 | 2026-05-12 | Solar Panels | SEG SOLAR | SEG 430 |  | 0.43 | 6 | 274 | 20 |  | Fixed | Roof
NJADRE1559481363 | Administratively Determined Incentive Program | Hazlet | 7730 | 15.48 | Residential | Behind the Meter | Yes | EMT Renewables, LLC | JCP&L |  | Accepted | 2025-04-16 | 2025-05-12 | 2026-05-12 | Solar Panels | SEG SOLAR | SEG 430 |  | 0.43 | 11 | 3 | 20 |  | Fixed | Roof
NJADRE1559481363 | Administratively Determined Incentive Program | Hazlet | 7730 | 15.48 | Residential | Behind the Meter | Yes | EMT Renewables, LLC | JCP&L |  | Accepted | 2025-04-16 | 2025-05-12 | 2026-05-12 | Solar Panels | SEG SOLAR | SEG 430 |  | 0.43 | 3 | 183 | 18 |  | Fixed | Roof
NJADRE1559481363 | Administratively Determined Incentive Program | Hazlet | 7730 | 15.48 | Residential | Behind the Meter | Yes | EMT Renewables, LLC | JCP&L |  | Accepted | 2025-04-16 | 2025-05-12 | 2026-05-12 | Solar Panels | SEG SOLAR | SEG 430 |  | 0.43 | 5 | 3 | 18 |  | Fixed | Roof
NJADRE1559481363 | Administratively Determined Incentive Program | Hazlet | 7730 | 15.48 | Residential | Behind the Meter | Yes | EMT Renewables, LLC | JCP&L |  | Accepted | 2025-04-16 | 2025-05-12 | 2026-05-12 | Solar Panels | SEG SOLAR | SEG 430 |  | 0.43 | 11 | 183 | 20 |  | Fixed | Roof
NJADRE1559481369 | Administratively Determined Incentive Program | East Orange | 7018 | 14.88 | Residential | Behind the Meter | Yes | Solar Mite Solutions, LLC | PSE&G |  | Accepted | 2025-04-16 | 2025-05-14 | 2026-05-14 | Solar Panels | Jinko | JKM425N |  | 0.425 | 12 | 290 | 15 |  | Fixed | Roof
NJADRE1559481369 | Administratively Determined Incentive Program | East Orange | 7018 | 14.88 | Residential | Behind the Meter | Yes | Solar Mite Solutions, LLC | PSE&G |  | Accepted | 2025-04-16 | 2025-05-14 | 2026-05-14 | Solar Panels | Jinko | JKM425N |  | 0.425 | 7 | 291 | 28 |  | Fixed | Roof
NJADRE1559481369 | Administratively Determined Incentive Program | East Orange | 7018 | 14.88 | Residential | Behind the Meter | Yes | Solar Mite Solutions, LLC | PSE&G |  | Accepted | 2025-04-16 | 2025-05-14 | 2026-05-14 | Inverters | Enphase | IQ8HC-72-M-DOM-US | 380 |  | 35 |  |  | 0.97 |  | Outside
NJADRE1559481369 | Administratively Determined Incentive Program | East Orange | 7018 | 14.88 | Residential | Behind the Meter | Yes | Solar Mite Solutions, LLC | PSE&G |  | Accepted | 2025-04-16 | 2025-05-14 | 2026-05-14 | Solar Panels | Jinko | JKM425N |  | 0.425 | 3 | 200 | 20 |  | Fixed | Roof
NJADRE1559481369 | Administratively Determined Incentive Program | East Orange | 7018 | 14.88 | Residential | Behind the Meter | Yes | Solar Mite Solutions, LLC | PSE&G |  | Accepted | 2025-04-16 | 2025-05-14 | 2026-05-14 | Solar Panels | Jinko | JKM425N |  | 0.425 | 8 | 300 | 15 |  | Fixed | Roof
NJADRE1559481369 | Administratively Determined Incentive Program | East Orange | 7018 | 14.88 | Residential | Behind the Meter | Yes | Solar Mite Solutions, LLC | PSE&G |  | Accepted | 2025-04-16 | 2025-05-14 | 2026-05-14 | Solar Panels | Jinko | JKM425N |  | 0.425 | 5 | 111 | 28 |  | Fixed | Roof
NJADRE1559481375 | Administratively Determined Incentive Program | Lyndhurst | 7071 | 2.05 | Residential | Behind the Meter | Yes | Trinity Solar, LLC | PSE&G |  | Accepted | 2025-04-16 | 2025-05-14 | 2026-05-14 | Solar Panels | HANWHA | (Q.PEAK DUO BLK ML-G10+ 410) |  | 0.41 | 3 | 122 | 24 |  | Fixed | Roof
NJADRE1559481375 | Administratively Determined Incentive Program | Lyndhurst | 7071 | 2.05 | Residential | Behind the Meter | Yes | Trinity Solar, LLC | PSE&G |  | Accepted | 2025-04-16 | 2025-05-14 | 2026-05-14 | Inverters | Enphase | IQ8PLUS-72-2-US | 290 |  | 5 |  |  | 0.97 |  | Outdoor
NJADRE1559481375 | Administratively Determined Incentive Program | Lyndhurst | 7071 | 2.05 | Residential | Behind the Meter | Yes | Trinity Solar, LLC | PSE&G |  | Accepted | 2025-04-16 | 2025-05-14 | 2026-05-14 | Solar Panels | HANWHA | (Q.PEAK DUO BLK ML-G10+ 410) |  | 0.41 | 2 | 212 | 24 |  | Fixed | Roof
NJADRE1559481376 | Administratively Determined Incentive Program | Phillipsburg | 8865 | 8.61 | Residential | Behind the Meter | Yes | Trinity Solar, LLC | JCP&L |  | Accepted | 2025-04-16 | 2025-05-12 | 2026-05-12 | Solar Panels | Hanwha | Q.PEAK DUO BLK ML-G10+ 410 |  | 0.41 | 5 | 221 | 28 |  | Fixed | Roof
NJADRE1559481376 | Administratively Determined Incentive Program | Phillipsburg | 8865 | 8.61 | Residential | Behind the Meter | Yes | Trinity Solar, LLC | JCP&L |  | Accepted | 2025-04-16 | 2025-05-12 | 2026-05-12 | Inverters | Solar Edge | SE7600H-US | 7600 |  | 1 |  |  | 0.986 |  | Outside
NJADRE1559481376 | Administratively Determined Incentive Program | Phillipsburg | 8865 | 8.61 | Residential | Behind the Meter | Yes | Trinity Solar, LLC | JCP&L |  | Accepted | 2025-04-16 | 2025-05-12 | 2026-05-12 | Solar Panels | Hanwha | Q.PEAK DUO BLK ML-G10+ 410 |  | 0.41 | 16 | 131 | 27 |  | Fixed | Roof
NJADRE1559481379 | Administratively Determined Incentive Program | Cape May | 8204 | 15.48 | Residential | Behind the Meter | Yes | EMT Renewables, LLC | AC Electric |  | Accepted | 2025-04-16 | 2025-05-14 | 2026-05-14 | Inverters | ENPHASE | IQ8+ | 290 |  | 36 |  |  | 0.98 |  | Other | UNDER EACH PANEL
NJADRE1559481379 | Administratively Determined Incentive Program | Cape May | 8204 | 15.48 | Residential | Behind the Meter | Yes | EMT Renewables, LLC | AC Electric |  | Accepted | 2025-04-16 | 2025-05-14 | 2026-05-14 | Solar Panels | SEG SOLAR | SEG 430 |  | 0.43 | 11 | 312 | 18 |  | Fixed | Roof
NJADRE1559481379 | Administratively Determined Incentive Program | Cape May | 8204 | 15.48 | Residential | Behind the Meter | Yes | EMT Renewables, LLC | AC Electric |  | Accepted | 2025-04-16 | 2025-05-14 | 2026-05-14 | Solar Panels | SEG SOLAR | SEG 430 |  | 0.43 | 6 | 132 | 21 |  | Fixed | Roof
NJADRE1559481379 | Administratively Determined Incentive Program | Cape May | 8204 | 15.48 | Residential | Behind the Meter | Yes | EMT Renewables, LLC | AC Electric |  | Accepted | 2025-04-16 | 2025-05-14 | 2026-05-14 | Solar Panels | SEG SOLAR | SEG 430 |  | 0.43 | 6 | 312 | 13 |  | Fixed | Roof
NJADRE1559481379 | Administratively Determined Incentive Program | Cape May | 8204 | 15.48 | Residential | Behind the Meter | Yes | EMT Renewables, LLC | AC Electric |  | Accepted | 2025-04-16 | 2025-05-14 | 2026-05-14 | Solar Panels | SEG SOLAR | SEG 430 |  | 0.43 | 13 | 132 | 18 |  | Fixed | Roof
NJADRE1559481390 | Administratively Determined Incentive Program | Cape May | 8204 | 8.17 | Residential | Behind the Meter | Yes | EMT Renewables, LLC | AC Electric |  | Accepted | 2025-04-16 | 2025-05-14 | 2026-05-14 | Inverters | ENPHASE | IQ8+ | 290 |  | 19 |  |  | 0.98 |  | Other | UNDER EACH PANEL
NJADRE1559481390 | Administratively Determined Incentive Program | Cape May | 8204 | 8.17 | Residential | Behind the Meter | Yes | EMT Renewables, LLC | AC Electric |  | Accepted | 2025-04-16 | 2025-05-14 | 2026-05-14 | Solar Panels | SEG SOLAR | SEG 430 |  | 0.43 | 19 | 196 | 17 |  | Fixed | Roof
NJADRE1559481406 | Administratively Determined Incentive Program | West Deptford | 8096 | 18.04 | Residential | Behind the Meter | Yes | EMT Renewables, LLC | PSE&G |  | Accepted | 2025-04-16 | 2025-05-12 | 2026-05-12 | Inverters | ENPHASE | IQ8+ | 290 |  | 44 |  |  | 0.98 |  | Other | UNDER EACH PANEL
NJADRE1559481406 | Administratively Determined Incentive Program | West Deptford | 8096 | 18.04 | Residential | Behind the Meter | Yes | EMT Renewables, LLC | PSE&G |  | Accepted | 2025-04-16 | 2025-05-12 | 2026-05-12 | Solar Panels | MSE PERC | MSE-410 |  | 0.41 | 13 | 119 | 7 |  | Fixed | Roof
NJADRE1559481406 | Administratively Determined Incentive Program | West Deptford | 8096 | 18.04 | Residential | Behind the Meter | Yes | EMT Renewables, LLC | PSE&G |  | Accepted | 2025-04-16 | 2025-05-12 | 2026-05-12 | Solar Panels | MSE PERC | MSE-410 |  | 0.41 | 24 | 300 | 23 |  | Fixed | Roof
NJADRE1559481406 | Administratively Determined Incentive Program | West Deptford | 8096 | 18.04 | Residential | Behind the Meter | Yes | EMT Renewables, LLC | PSE&G |  | Accepted | 2025-04-16 | 2025-05-12 | 2026-05-12 | Solar Panels | MSE PERC | MSE-410 |  | 0.41 | 7 | 120 | 25 |  | Fixed | Roof
NJADRE1559481410 | Administratively Determined Incentive Program | Woodbury Heights | 8097 | 3.87 | Residential | Behind the Meter | Yes | Velocity Energy & Home Solutions, LLC | PSE&G |  | Accepted | 2025-04-16 | 2025-05-12 | 2026-05-12 | Solar Panels | seg | 43w |  | 0.43 | 9 | 267 | 26 |  | Fixed | Roof
NJADRE1559481410 | Administratively Determined Incentive Program | Woodbury Heights | 8097 | 3.87 | Residential | Behind the Meter | Yes | Velocity Energy & Home Solutions, LLC | PSE&G |  | Accepted | 2025-04-16 | 2025-05-12 | 2026-05-12 | Inverters | enphase | iq8hc | 380 |  | 9 |  |  | 0.99 |  | Outside | behind panels
NJADRE1559481419 | Administratively Determined Incentive Program | Toms River | 8757 | 3.83 | Residential | Behind the Meter | Yes | Whitman Construction, LLC | JCP&L |  | Accepted | 2025-04-16 | 2025-05-12 | 2026-05-12 | Inverters | ENPHASE | IQ8PLUS-72-2-US | 290 |  | 9 |  |  | 0.975 |  | Outdoor
NJADRE1559481419 | Administratively Determined Incentive Program | Toms River | 8757 | 3.83 | Residential | Behind the Meter | Yes | Whitman Construction, LLC | JCP&L |  | Accepted | 2025-04-16 | 2025-05-12 | 2026-05-12 | Solar Panels | Jinko Solar | JKM425N-54HL4-B |  | 0.425 | 9 | 182 | 27 |  | Fixed | Roof
NJADRE1559481448 | Administratively Determined Incentive Program | MANAHAWKIN | 8050 | 10.79 | Residential | Behind the Meter | Yes | SunPurity, LLC | AC Electric |  | Accepted | 2025-04-17 | 2025-05-13 | 2026-05-13 | Solar Panels | Hanwha Q Cells | Q.PEAK DOU BLK-ML-G10+(415W) |  | 0.415 | 2 | 256 | 30 |  | Fixed | Roof
NJADRE1559481448 | Administratively Determined Incentive Program | MANAHAWKIN | 8050 | 10.79 | Residential | Behind the Meter | Yes | SunPurity, LLC | AC Electric |  | Accepted | 2025-04-17 | 2025-05-13 | 2026-05-13 | Solar Panels | Hanwha Q Cells | Q.PEAK DOU BLK-ML-G10+(415W) |  | 0.415 | 4 | 86 | 30 |  | Fixed | Roof
NJADRE1559481448 | Administratively Determined Incentive Program | MANAHAWKIN | 8050 | 10.79 | Residential | Behind the Meter | Yes | SunPurity, LLC | AC Electric |  | Accepted | 2025-04-17 | 2025-05-13 | 2026-05-13 | Inverters | SolarEdge | SE10000H-US | 10000 |  | 1 |  |  | 0.99 |  | Outdoor
NJADRE1559481448 | Administratively Determined Incentive Program | MANAHAWKIN | 8050 | 10.79 | Residential | Behind the Meter | Yes | SunPurity, LLC | AC Electric |  | Accepted | 2025-04-17 | 2025-05-13 | 2026-05-13 | Solar Panels | Hanwha Q Cells | Q.PEAK DOU BLK-ML-G10+(415W) |  | 0.415 | 5 | 86 | 30 |  | Fixed | Roof
NJADRE1559481448 | Administratively Determined Incentive Program | MANAHAWKIN | 8050 | 10.79 | Residential | Behind the Meter | Yes | SunPurity, LLC | AC Electric |  | Accepted | 2025-04-17 | 2025-05-13 | 2026-05-13 | Solar Panels | Hanwha Q Cells | Q.PEAK DOU BLK-ML-G10+(415W) |  | 0.415 | 15 | 256 | 30 |  | Fixed | Roof
NJADRE1559481456 | Administratively Determined Incentive Program | Medford | 8055 | 13.2 | Residential | Behind the Meter | No | Solar Home Energy Solutions, LLC | AC Electric |  | Accepted | 2025-04-16 | 2025-05-20 | 2026-05-20 | Solar Panels | AXITEC | AC400MH/144S |  | 0.4 | 33 | 144 | 30 |  | Fixed | Roof
NJADRE1559481456 | Administratively Determined Incentive Program | Medford | 8055 | 13.2 | Residential | Behind the Meter | No | Solar Home Energy Solutions, LLC | AC Electric |  | Accepted | 2025-04-16 | 2025-05-20 | 2026-05-20 | Meters | LANDIS + GYR | FOCUS KWH | STARTING WATTAGE 5 WATTS |  | 1 |  |  |  | Yes | Indoor
NJADRE1559481456 | Administratively Determined Incentive Program | Medford | 8055 | 13.2 | Residential | Behind the Meter | No | Solar Home Energy Solutions, LLC | AC Electric |  | Accepted | 2025-04-16 | 2025-05-20 | 2026-05-20 | Inverters | SOLAREDGE | SE11400HD | 11400 |  | 1 |  |  | 0.99 |  | Indoor
NJADRE1559481460 | Administratively Determined Incentive Program | Millville | 8332 | 10.2 | Residential | Behind the Meter | Yes | Whitman Construction, LLC | AC Electric |  | Accepted | 2025-04-16 | 2025-05-12 | 2026-05-12 | Solar Panels | Jinko Solar | JKM425N-54HL4-B |  | 0.425 | 15 | 152 | 19 |  | Fixed | Roof
NJADRE1559481460 | Administratively Determined Incentive Program | Millville | 8332 | 10.2 | Residential | Behind the Meter | Yes | Whitman Construction, LLC | AC Electric |  | Accepted | 2025-04-16 | 2025-05-12 | 2026-05-12 | Inverters | ENPHASE | IQ8PLUS-72-2-US | 290 |  | 24 |  |  | 0.975 |  | Outdoor
NJADRE1559481460 | Administratively Determined Incentive Program | Millville | 8332 | 10.2 | Residential | Behind the Meter | Yes | Whitman Construction, LLC | AC Electric |  | Accepted | 2025-04-16 | 2025-05-12 | 2026-05-12 | Solar Panels | Jinko Solar | JKM425N-54HL4-B |  | 0.425 | 9 | 332 | 19 |  | Fixed | Roof
NJADRE1559481461 | Administratively Determined Incentive Program | Hazlet Twp | 7734 | 5.59 | Residential | Behind the Meter | Yes | EMT Renewables, LLC | JCP&L |  | Accepted | 2025-04-16 | 2025-05-22 | 2026-05-22 | Solar Panels | SEG SOLAR | SEG 430 |  | 0.43 | 13 | 264 | 30 |  | Fixed | Roof
NJADRE1559481461 | Administratively Determined Incentive Program | Hazlet Twp | 7734 | 5.59 | Residential | Behind the Meter | Yes | EMT Renewables, LLC | JCP&L |  | Accepted | 2025-04-16 | 2025-05-22 | 2026-05-22 | Inverters | ENPHASE | IQ8+ | 290 |  | 13 |  |  | 0.98 |  | Other | UNDER EACH PANEL
NJADRE1559481464 | Administratively Determined Incentive Program | Englewood Cliffs Boro | 7632 | 10.32 | Residential | Behind the Meter | No | Green Power Energy, LLC | PSE&G |  | Accepted | 2025-04-16 | 2025-05-12 | 2026-05-12 | Solar Panels | SEG Solar | SEG-430-BTD-BG |  | 0.43 | 7 | 204 | 30 |  | Fixed | Roof
NJADRE1559481464 | Administratively Determined Incentive Program | Englewood Cliffs Boro | 7632 | 10.32 | Residential | Behind the Meter | No | Green Power Energy, LLC | PSE&G |  | Accepted | 2025-04-16 | 2025-05-12 | 2026-05-12 | Solar Panels | SEG Solar | SEG-430-BTD-BG |  | 0.43 | 17 | 217 | 30 |  | Fixed | Roof
NJADRE1559481464 | Administratively Determined Incentive Program | Englewood Cliffs Boro | 7632 | 10.32 | Residential | Behind the Meter | No | Green Power Energy, LLC | PSE&G |  | Accepted | 2025-04-16 | 2025-05-12 | 2026-05-12 | Inverters | Enphase Energy | IQ8MC-72-M-US [240V] | 320 |  | 24 |  |  | 0.98 |  | Outside | Roof
NJADRE1559481479 | Administratively Determined Incentive Program | Milmay | 8340 | 13.6 | Residential | Behind the Meter | No | Spectacular Solar, Inc. | AC Electric |  | Accepted | 2025-04-18 | 2025-05-16 | 2026-05-16 | Solar Panels | Silfab | SIl-400HC+ |  | 0.4 | 24 | 213 | 36 |  | Fixed | Roof
NJADRE1559481479 | Administratively Determined Incentive Program | Milmay | 8340 | 13.6 | Residential | Behind the Meter | No | Spectacular Solar, Inc. | AC Electric |  | Accepted | 2025-04-18 | 2025-05-16 | 2026-05-16 | Solar Panels | Silfab | SIl-400HC+ |  | 0.4 | 10 | 213 | 7 |  | Fixed | Roof
NJADRE1559481479 | Administratively Determined Incentive Program | Milmay | 8340 | 13.6 | Residential | Behind the Meter | No | Spectacular Solar, Inc. | AC Electric |  | Accepted | 2025-04-18 | 2025-05-16 | 2026-05-16 | Inverters | SolarEdge | SE11400H-US (240V) | 11400 |  | 1 |  |  | 0.95 |  | Outside
NJADRE1559481703 | Administratively Determined Incentive Program | FREEHOLD | 7728 | 11.07 | Residential | Behind the Meter | Yes | Trinity Solar, LLC | JCP&L |  | Accepted | 2025-04-16 | 2025-05-12 | 2026-05-12 | Solar Panels | HANWHA | (Q.PEAK DUO BLK ML-G10+ 410) |  | 0.41 | 24 | 100 | 24 |  | Fixed | Roof
NJADRE1559481703 | Administratively Determined Incentive Program | FREEHOLD | 7728 | 11.07 | Residential | Behind the Meter | Yes | Trinity Solar, LLC | JCP&L |  | Accepted | 2025-04-16 | 2025-05-12 | 2026-05-12 | Inverters | Solar Edge | USE10000H-USMNBL75 | 10000 |  | 1 |  |  | 0.97 |  | Outdoor
NJADRE1559481703 | Administratively Determined Incentive Program | FREEHOLD | 7728 | 11.07 | Residential | Behind the Meter | Yes | Trinity Solar, LLC | JCP&L |  | Accepted | 2025-04-16 | 2025-05-12 | 2026-05-12 | Solar Panels | HANWHA | (Q.PEAK DUO BLK ML-G10+ 410) |  | 0.41 | 3 | 280 | 24 |  | Fixed | Roof
NJADRE1559481841 | Administratively Determined Incentive Program | Englishtown | 7726 | 5.81 | Residential | Behind the Meter | Yes | SunPurity LLC | JCP&L |  | Accepted | 2025-04-18 | 2025-06-09 | 2026-06-09 | Inverters | SolarEdge | SE5700H-US | 5700 |  | 1 |  |  | 0.99 |  | Outdoor
NJADRE1559481841 | Administratively Determined Incentive Program | Englishtown | 7726 | 5.81 | Residential | Behind the Meter | Yes | SunPurity LLC | JCP&L |  | Accepted | 2025-04-18 | 2025-06-09 | 2026-06-09 | Solar Panels | Hanwha Q Cells | Q.PEAK DOU BLK-ML-G10+(415W) |  | 0.415 | 8 | 323 | 17 |  | Fixed | Roof
NJADRE1559481841 | Administratively Determined Incentive Program | Englishtown | 7726 | 5.81 | Residential | Behind the Meter | Yes | SunPurity LLC | JCP&L |  | Accepted | 2025-04-18 | 2025-06-09 | 2026-06-09 | Solar Panels | Hanwha Q Cells | Q.PEAK DOU BLK-ML-G10+(415W) |  | 0.415 | 6 | 143 | 25 |  | Fixed | Roof
NJADRE1559481972 | Administratively Determined Incentive Program | BAYVILLE | 8721 | 12.71 | Residential | Behind the Meter | Yes | Trinity Solar, LLC | JCP&L |  | Accepted | 2025-04-16 | 2025-05-12 | 2026-05-12 | Inverters | Solar Edge | USE10000H-US | 10000 |  | 1 |  |  | 0.97 |  | Outside
NJADRE1559481972 | Administratively Determined Incentive Program | BAYVILLE | 8721 | 12.71 | Residential | Behind the Meter | Yes | Trinity Solar, LLC | JCP&L |  | Accepted | 2025-04-16 | 2025-05-12 | 2026-05-12 | Solar Panels | HANWHA | Q.PEAK DUO BLK ML-G10+ 410 |  | 0.41 | 25 | 100 | 30 |  | Fixed | Roof
NJADRE1559481972 | Administratively Determined Incentive Program | BAYVILLE | 8721 | 12.71 | Residential | Behind the Meter | Yes | Trinity Solar, LLC | JCP&L |  | Accepted | 2025-04-16 | 2025-05-12 | 2026-05-12 | Solar Panels | HANWHA | Q.PEAK DUO BLK ML-G10+ 410 |  | 0.41 | 6 | 101 | 30 |  | Fixed | Roof
NJADRE1559482042 | Administratively Determined Incentive Program | DELRAN | 8075 | 8.17 | Residential | Behind the Meter | No | EMT Renewables, LLC | PSE&G |  | Accepted | 2025-04-16 | 2025-05-13 | 2026-05-13 | Solar Panels | Q CELLS | Q TRON |  | 0.43 | 19 | 261 | 31 |  | Fixed | Roof
NJADRE1559482042 | Administratively Determined Incentive Program | DELRAN | 8075 | 8.17 | Residential | Behind the Meter | No | EMT Renewables, LLC | PSE&G |  | Accepted | 2025-04-16 | 2025-05-13 | 2026-05-13 | Inverters | ENPHASE | IQ8+ | 290 |  | 19 |  |  | 0.98 |  | Other | UNDER EACH PANEL
NJADRE1559482043 | Administratively Determined Incentive Program | Bayville | 8721 | 8.3 | Residential | Behind the Meter | Yes | SunPurity, LLC | JCP&L |  | Accepted | 2025-04-17 | 2025-05-13 | 2026-05-13 | Solar Panels | Hanwha Q Cells | Q.PEAK DOU BLK-ML-G10+(415W) |  | 0.415 | 9 | 288 | 17 |  | Fixed | Roof
NJADRE1559482043 | Administratively Determined Incentive Program | Bayville | 8721 | 8.3 | Residential | Behind the Meter | Yes | SunPurity, LLC | JCP&L |  | Accepted | 2025-04-17 | 2025-05-13 | 2026-05-13 | Solar Panels | Hanwha Q Cells | Q.PEAK DOU BLK-ML-G10+(415W) |  | 0.415 | 2 | 198 | 0 |  | Fixed | Roof
NJADRE1559482043 | Administratively Determined Incentive Program | Bayville | 8721 | 8.3 | Residential | Behind the Meter | Yes | SunPurity, LLC | JCP&L |  | Accepted | 2025-04-17 | 2025-05-13 | 2026-05-13 | Inverters | SolarEdge | SE6000H-US | 6000 |  | 1 |  |  | 0.99 |  | Outdoor
NJADRE1559482043 | Administratively Determined Incentive Program | Bayville | 8721 | 8.3 | Residential | Behind the Meter | Yes | SunPurity, LLC | JCP&L |  | Accepted | 2025-04-17 | 2025-05-13 | 2026-05-13 | Solar Panels | Hanwha Q Cells | Q.PEAK DOU BLK-ML-G10+(415W) |  | 0.415 | 9 | 108 | 17 |  | Fixed | Roof
NJADRE1559482054 | Administratively Determined Incentive Program | HOWELL | 7731 | 11.76 | Residential | Behind the Meter | No | Public Service Solar, LLC | JCP&L |  | Accepted | 2025-04-16 | 2025-05-13 | 2026-05-13 | Solar Panels | Panasonic | EVPV420HK2 |  | 0.42 | 20 | 206 | 22 |  | Fixed | Roof
NJADRE1559482054 | Administratively Determined Incentive Program | HOWELL | 7731 | 11.76 | Residential | Behind the Meter | No | Public Service Solar, LLC | JCP&L |  | Accepted | 2025-04-16 | 2025-05-13 | 2026-05-13 | Inverters | Enphase | iQ8HC-72-M-US | 380 |  | 28 |  |  | 0.96 |  | Outdoor | Under Panels
NJADRE1559482054 | Administratively Determined Incentive Program | HOWELL | 7731 | 11.76 | Residential | Behind the Meter | No | Public Service Solar, LLC | JCP&L |  | Accepted | 2025-04-16 | 2025-05-13 | 2026-05-13 | Solar Panels | Panasonic | EVPV420HK2 |  | 0.42 | 8 | 26 | 27 |  | Fixed | Roof
NJADRE1559482059 | Administratively Determined Incentive Program | PLEASANTVILLE | 8232 | 7.31 | Residential | Behind the Meter | Yes | EMT Renewables, LLC | AC Electric |  | Accepted | 2025-04-16 | 2025-05-12 | 2026-05-12 | Inverters | ENPHASE | IQ8+ | 290 |  | 17 |  |  | 0.98 |  | Other | UNDER EACH PANEL
NJADRE1559482059 | Administratively Determined Incentive Program | PLEASANTVILLE | 8232 | 7.31 | Residential | Behind the Meter | Yes | EMT Renewables, LLC | AC Electric |  | Accepted | 2025-04-16 | 2025-05-12 | 2026-05-12 | Solar Panels | SEG SOLAR | SEG 430 |  | 0.43 | 17 | 125 | 24 |  | Fixed | Roof
NJADRE1559482060 | Administratively Determined Incentive Program | BRIDGEWATER | 8807 | 6.8 | Residential | Behind the Meter | Yes | Power Energy Solutions, LLC | PSE&G |  | Accepted | 2025-04-16 | 2025-05-12 | 2026-05-12 | Solar Panels | Trina Solar | TSM-425NE09RC.05 |  | 0.425 | 1 | 188 | 11 |  | Fixed | Roof
NJADRE1559482060 | Administratively Determined Incentive Program | BRIDGEWATER | 8807 | 6.8 | Residential | Behind the Meter | Yes | Power Energy Solutions, LLC | PSE&G |  | Accepted | 2025-04-16 | 2025-05-12 | 2026-05-12 | Solar Panels | Trina Solar | TSM-425NE09RC.05 |  | 0.425 | 5 | 279 | 29 |  | Fixed | Roof
NJADRE1559482060 | Administratively Determined Incentive Program | BRIDGEWATER | 8807 | 6.8 | Residential | Behind the Meter | Yes | Power Energy Solutions, LLC | PSE&G |  | Accepted | 2025-04-16 | 2025-05-12 | 2026-05-12 | Solar Panels | Trina Solar | TSM-425NE09RC.05 |  | 0.425 | 2 | 188 | 39 |  | Fixed | Roof
NJADRE1559482060 | Administratively Determined Incentive Program | BRIDGEWATER | 8807 | 6.8 | Residential | Behind the Meter | Yes | Power Energy Solutions, LLC | PSE&G |  | Accepted | 2025-04-16 | 2025-05-12 | 2026-05-12 | Solar Panels | Trina Solar | TSM-425NE09RC.05 |  | 0.425 | 3 | 188 | 7 |  | Fixed | Roof
NJADRE1559482060 | Administratively Determined Incentive Program | BRIDGEWATER | 8807 | 6.8 | Residential | Behind the Meter | Yes | Power Energy Solutions, LLC | PSE&G |  | Accepted | 2025-04-16 | 2025-05-12 | 2026-05-12 | Solar Panels | Trina Solar | TSM-425NE09RC.05 |  | 0.425 | 5 | 99 | 29 |  | Fixed | Roof
NJADRE1559482060 | Administratively Determined Incentive Program | BRIDGEWATER | 8807 | 6.8 | Residential | Behind the Meter | Yes | Power Energy Solutions, LLC | PSE&G |  | Accepted | 2025-04-16 | 2025-05-12 | 2026-05-12 | Inverters | Enphase | IQ8+-72-2-US | 290 |  | 16 |  |  | 0.97 |  | Outdoor
NJADRE1559482065 | Administratively Determined Incentive Program | NEPTUNE | 7753 | 7.74 | Residential | Behind the Meter | Yes | EMT Renewables, LLC | JCP&L |  | Accepted | 2025-04-16 | 2025-05-12 | 2026-05-12 | Inverters | ENPHASE | IQ8+ | 290 |  | 18 |  |  | 0.98 |  | Other | UNDER EACH PANEL
NJADRE1559482065 | Administratively Determined Incentive Program | NEPTUNE | 7753 | 7.74 | Residential | Behind the Meter | Yes | EMT Renewables, LLC | JCP&L |  | Accepted | 2025-04-16 | 2025-05-12 | 2026-05-12 | Solar Panels | SEG SOLAR | SEG 430 |  | 0.43 | 18 | 272 | 24 |  | Fixed | Roof
NJADRE1559482066 | Administratively Determined Incentive Program | BRIDGEWATER | 8807 | 21.07 | Residential | Behind the Meter | Yes | Pro Custom Solar dba Momentum Solar | JCP&L |  | Accepted | 2025-04-16 | 2025-05-12 | 2026-05-12 | Inverters | Enphase | IQ8HC-72-M-DOM-US | 380 |  | 49 |  |  | 0.97 |  | Outdoor
NJADRE1559482066 | Administratively Determined Incentive Program | BRIDGEWATER | 8807 | 21.07 | Residential | Behind the Meter | Yes | Pro Custom Solar dba Momentum Solar | JCP&L |  | Accepted | 2025-04-16 | 2025-05-12 | 2026-05-12 | Solar Panels | HANWHA | Q.Tron BLK M-G2+ 430 |  | 0.43 | 11 | 168 | 23 |  | Fixed | Roof
NJADRE1559482066 | Administratively Determined Incentive Program | BRIDGEWATER | 8807 | 21.07 | Residential | Behind the Meter | Yes | Pro Custom Solar dba Momentum Solar | JCP&L |  | Accepted | 2025-04-16 | 2025-05-12 | 2026-05-12 | Solar Panels | HANWHA | Q.Tron BLK M-G2+ 430 |  | 0.43 | 12 | 348 | 22 |  | Fixed | Roof
NJADRE1559482066 | Administratively Determined Incentive Program | BRIDGEWATER | 8807 | 21.07 | Residential | Behind the Meter | Yes | Pro Custom Solar dba Momentum Solar | JCP&L |  | Accepted | 2025-04-16 | 2025-05-12 | 2026-05-12 | Solar Panels | HANWHA | Q.Tron BLK M-G2+ 430 |  | 0.43 | 11 | 79 | 23 |  | Fixed | Roof
NJADRE1559482066 | Administratively Determined Incentive Program | BRIDGEWATER | 8807 | 21.07 | Residential | Behind the Meter | Yes | Pro Custom Solar dba Momentum Solar | JCP&L |  | Accepted | 2025-04-16 | 2025-05-12 | 2026-05-12 | Solar Panels | HANWHA | Q.Tron BLK M-G2+ 430 |  | 0.43 | 15 | 259 | 23 |  | Fixed | Roof
NJADRE1559482071 | Administratively Determined Incentive Program | SICKLERVILLE | 8081 | 12.9 | Residential | Behind the Meter | Yes | EMT Renewables, LLC | AC Electric |  | Accepted | 2025-04-16 | 2025-05-13 | 2026-05-13 | Solar Panels | SEG SOLAR | SEG 430 |  | 0.43 | 4 | 344 | 25 |  | Fixed | Roof
NJADRE1559482071 | Administratively Determined Incentive Program | SICKLERVILLE | 8081 | 12.9 | Residential | Behind the Meter | Yes | EMT Renewables, LLC | AC Electric |  | Accepted | 2025-04-16 | 2025-05-13 | 2026-05-13 | Inverters | ENPHASE | IQ8+ | 290 |  | 30 |  |  | 0.98 |  | Other | UNDER EACH PANEL
NJADRE1559482071 | Administratively Determined Incentive Program | SICKLERVILLE | 8081 | 12.9 | Residential | Behind the Meter | Yes | EMT Renewables, LLC | AC Electric |  | Accepted | 2025-04-16 | 2025-05-13 | 2026-05-13 | Solar Panels | SEG SOLAR | SEG 430 |  | 0.43 | 10 | 164 | 27 |  | Fixed | Roof
NJADRE1559482071 | Administratively Determined Incentive Program | SICKLERVILLE | 8081 | 12.9 | Residential | Behind the Meter | Yes | EMT Renewables, LLC | AC Electric |  | Accepted | 2025-04-16 | 2025-05-13 | 2026-05-13 | Solar Panels | SEG SOLAR | SEG 430 |  | 0.43 | 4 | 164 | 41 |  | Fixed | Roof
NJADRE1559482071 | Administratively Determined Incentive Program | SICKLERVILLE | 8081 | 12.9 | Residential | Behind the Meter | Yes | EMT Renewables, LLC | AC Electric |  | Accepted | 2025-04-16 | 2025-05-13 | 2026-05-13 | Solar Panels | SEG SOLAR | SEG 430 |  | 0.43 | 12 | 344 | 27 |  | Fixed | Roof
NJADRE1559482087 | Administratively Determined Incentive Program | MARLBORO | 7746 | 12.3 | Residential | Behind the Meter | Yes | Trinity Solar, LLC | JCP&L |  | Accepted | 2025-04-16 | 2025-05-13 | 2026-05-13 | Solar Panels | Hanwha | Q.PEAK DUO BLK ML-G10+ 410 |  | 0.41 | 9 | 38 | 23 |  | Fixed | Roof
NJADRE1559482087 | Administratively Determined Incentive Program | MARLBORO | 7746 | 12.3 | Residential | Behind the Meter | Yes | Trinity Solar, LLC | JCP&L |  | Accepted | 2025-04-16 | 2025-05-13 | 2026-05-13 | Inverters | Solar Edge | USE10000H-US | 10000 |  | 1 |  |  | 0.986 |  | Outside
NJADRE1559482087 | Administratively Determined Incentive Program | MARLBORO | 7746 | 12.3 | Residential | Behind the Meter | Yes | Trinity Solar, LLC | JCP&L |  | Accepted | 2025-04-16 | 2025-05-13 | 2026-05-13 | Solar Panels | Hanwha | Q.PEAK DUO BLK ML-G10+ 410 |  | 0.41 | 7 | 128 | 25 |  | Fixed | Roof
NJADRE1559482087 | Administratively Determined Incentive Program | MARLBORO | 7746 | 12.3 | Residential | Behind the Meter | Yes | Trinity Solar, LLC | JCP&L |  | Accepted | 2025-04-16 | 2025-05-13 | 2026-05-13 | Solar Panels | Hanwha | Q.PEAK DUO BLK ML-G10+ 410 |  | 0.41 | 7 | 38 | 25 |  | Fixed | Roof
NJADRE1559482087 | Administratively Determined Incentive Program | MARLBORO | 7746 | 12.3 | Residential | Behind the Meter | Yes | Trinity Solar, LLC | JCP&L |  | Accepted | 2025-04-16 | 2025-05-13 | 2026-05-13 | Solar Panels | Hanwha | Q.PEAK DUO BLK ML-G10+ 410 |  | 0.41 | 7 | 308 | 25 |  | Fixed | Roof
NJADRE1559482094 | Administratively Determined Incentive Program | Sewell | 8080 | 6.53 | Residential | Behind the Meter | No | Solar Energy World, LLC | AC Electric |  | Accepted | 2025-04-16 | 2025-05-13 | 2026-05-13 | Solar Panels | Hanwha | Q.TRON BLK M-G2+ 435W |  | 0.435 | 15 | 131 | 34 |  | Fixed | Roof
NJADRE1559482094 | Administratively Determined Incentive Program | Sewell | 8080 | 6.53 | Residential | Behind the Meter | No | Solar Energy World, LLC | AC Electric |  | Accepted | 2025-04-16 | 2025-05-13 | 2026-05-13 | Inverters | Enphase | IQ8MC-72-M-US | 320 |  | 15 |  |  | 0.97 |  | Outside
NJADRE1559482100 | Administratively Determined Incentive Program | Galloway | 8205 | 12.71 | Residential | Behind the Meter | Yes | EMT Renewables, LLC | AC Electric |  | Accepted | 2025-04-16 | 2025-05-13 | 2026-05-13 | Solar Panels | TRINA | TSM-NE09RC.05 |  | 0.41 | 4 | 261 | 40 |  | Fixed | Roof
NJADRE1559482100 | Administratively Determined Incentive Program | Galloway | 8205 | 12.71 | Residential | Behind the Meter | Yes | EMT Renewables, LLC | AC Electric |  | Accepted | 2025-04-16 | 2025-05-13 | 2026-05-13 | Solar Panels | TRINA | TSM-NE09RC.05 |  | 0.41 | 2 | 81 | 41 |  | Fixed | Roof
NJADRE1559482100 | Administratively Determined Incentive Program | Galloway | 8205 | 12.71 | Residential | Behind the Meter | Yes | EMT Renewables, LLC | AC Electric |  | Accepted | 2025-04-16 | 2025-05-13 | 2026-05-13 | Inverters | ENPHASE | IQ8+ | 290 |  | 31 |  |  | 0.98 |  | Other | UNDER EACH PANEL
NJADRE1559482100 | Administratively Determined Incentive Program | Galloway | 8205 | 12.71 | Residential | Behind the Meter | Yes | EMT Renewables, LLC | AC Electric |  | Accepted | 2025-04-16 | 2025-05-13 | 2026-05-13 | Solar Panels | TRINA | TSM-NE09RC.05 |  | 0.41 | 5 | 171 | 42 |  | Fixed | Roof
NJADRE1559482100 | Administratively Determined Incentive Program | Galloway | 8205 | 12.71 | Residential | Behind the Meter | Yes | EMT Renewables, LLC | AC Electric |  | Accepted | 2025-04-16 | 2025-05-13 | 2026-05-13 | Solar Panels | TRINA | TSM-NE09RC.05 |  | 0.41 | 9 | 81 | 42 |  | Fixed | Roof
NJADRE1559482100 | Administratively Determined Incentive Program | Galloway | 8205 | 12.71 | Residential | Behind the Meter | Yes | EMT Renewables, LLC | AC Electric |  | Accepted | 2025-04-16 | 2025-05-13 | 2026-05-13 | Solar Panels | TRINA | TSM-NE09RC.05 |  | 0.41 | 2 | 261 | 41 |  | Fixed | Roof
NJADRE1559482100 | Administratively Determined Incentive Program | Galloway | 8205 | 12.71 | Residential | Behind the Meter | Yes | EMT Renewables, LLC | AC Electric |  | Accepted | 2025-04-16 | 2025-05-13 | 2026-05-13 | Solar Panels | TRINA | TSM-NE09RC.05 |  | 0.41 | 9 | 261 | 42 |  | Fixed | Roof
NJADRE1559482106 | Administratively Determined Incentive Program | Pennsauken | 8110 | 11.75 | Residential | Behind the Meter | Yes | Define Solar, LLC | PSE&G |  | Accepted | 2025-04-16 | 2025-05-12 | 2026-05-12 | Solar Panels | Znshine | ZXM7-SH108 405W |  | 0.405 | 20 | 220 | 19 |  | Fixed | Roof
NJADRE1559482106 | Administratively Determined Incentive Program | Pennsauken | 8110 | 11.75 | Residential | Behind the Meter | Yes | Define Solar, LLC | PSE&G |  | Accepted | 2025-04-16 | 2025-05-12 | 2026-05-12 | Inverters | Enphase | IQ8PLUS-72-2-US | 290 |  | 7 |  |  | 0.976 |  | Outside | Under each pv panel
NJADRE1559482106 | Administratively Determined Incentive Program | Pennsauken | 8110 | 11.75 | Residential | Behind the Meter | Yes | Define Solar, LLC | PSE&G |  | Accepted | 2025-04-16 | 2025-05-12 | 2026-05-12 | Solar Panels | Znshine | ZXM7-SH108 405W |  | 0.405 | 2 | 220 | 19 |  | Fixed | Roof
NJADRE1559482106 | Administratively Determined Incentive Program | Pennsauken | 8110 | 11.75 | Residential | Behind the Meter | Yes | Define Solar, LLC | PSE&G |  | Accepted | 2025-04-16 | 2025-05-12 | 2026-05-12 | Inverters | Enphase | IQ8PLUS-72-2-US | 290 |  | 20 |  |  | 0.976 |  | Outside | Under each pv panel
NJADRE1559482106 | Administratively Determined Incentive Program | Pennsauken | 8110 | 11.75 | Residential | Behind the Meter | Yes | Define Solar, LLC | PSE&G |  | Accepted | 2025-04-16 | 2025-05-12 | 2026-05-12 | Solar Panels | Znshine | ZXM7-SH108 405W |  | 0.405 | 7 | 40 | 19 |  | Fixed | Roof
NJADRE1559482106 | Administratively Determined Incentive Program | Pennsauken | 8110 | 11.75 | Residential | Behind the Meter | Yes | Define Solar, LLC | PSE&G |  | Accepted | 2025-04-16 | 2025-05-12 | 2026-05-12 | Inverters | Enphase | IQ8PLUS-72-2-US | 290 |  | 2 |  |  | 0.976 |  | Outside | Under each pv panel
NJADRE1559482109 | Administratively Determined Incentive Program | Gloucester Twp | 8012 | 3.96 | Residential | Behind the Meter | No | Zenergy Solar, LLC | AC Electric |  | Accepted | 2025-04-16 | 2025-05-13 | 2026-05-13 | Inverters | Enphase Energy | IQ8PLUS-72-M-US | 290 |  | 9 |  |  | 0.99 |  | Outdoor
NJADRE1559482109 | Administratively Determined Incentive Program | Gloucester Twp | 8012 | 3.96 | Residential | Behind the Meter | No | Zenergy Solar, LLC | AC Electric |  | Accepted | 2025-04-16 | 2025-05-13 | 2026-05-13 | Solar Panels | Silfab | SIL-440 QD |  | 0.44 | 9 | 150 | 37 |  | Fixed | Roof
NJADRE1559482114 | Administratively Determined Incentive Program | DENVILLE | 7834 | 9.66 | Residential | Behind the Meter | No | Public Service Solar, LLC | JCP&L |  | Accepted | 2025-04-23 | 2025-05-20 | 2026-05-20 | Solar Panels | Panasonic | EVPV420HK2 |  | 0.42 | 12 | 131 | 35 |  | Fixed | Roof
NJADRE1559482114 | Administratively Determined Incentive Program | DENVILLE | 7834 | 9.66 | Residential | Behind the Meter | No | Public Service Solar, LLC | JCP&L |  | Accepted | 2025-04-23 | 2025-05-20 | 2026-05-20 | Solar Panels | Panasonic | EVPV420HK2 |  | 0.42 | 11 | 311 | 5 |  | Fixed | Roof
NJADRE1559482114 | Administratively Determined Incentive Program | DENVILLE | 7834 | 9.66 | Residential | Behind the Meter | No | Public Service Solar, LLC | JCP&L |  | Accepted | 2025-04-23 | 2025-05-20 | 2026-05-20 | Inverters | Enphase | iQ8HC-72-M-US | 380 |  | 23 |  |  | 0.96 |  | Outdoor | Under panel
NJADRE1559482116 | Administratively Determined Incentive Program | Kenilworth | 7033 | 6.45 | Residential | Behind the Meter | No | EMT Renewables, LLC | PSE&G |  | Accepted | 2025-04-16 | 2025-05-13 | 2026-05-13 | Inverters | ENPHASE | IQ8+ | 290 |  | 15 |  |  | 0.98 |  | Other | UNDER EACH PANEL
NJADRE1559482116 | Administratively Determined Incentive Program | Kenilworth | 7033 | 6.45 | Residential | Behind the Meter | No | EMT Renewables, LLC | PSE&G |  | Accepted | 2025-04-16 | 2025-05-13 | 2026-05-13 | Solar Panels | Q CELLS | Q TRON |  | 0.43 | 12 | 262 | 23 |  | Fixed | Roof
NJADRE1559482116 | Administratively Determined Incentive Program | Kenilworth | 7033 | 6.45 | Residential | Behind the Meter | No | EMT Renewables, LLC | PSE&G |  | Accepted | 2025-04-16 | 2025-05-13 | 2026-05-13 | Solar Panels | Q CELLS | Q TRON |  | 0.43 | 3 | 172 | 23 |  | Fixed | Roof
NJADRE1559482123 | Administratively Determined Incentive Program | Bridgeton | 8302 | 16.61 | Residential | Behind the Meter | Yes | Freedom Forever New Jersey, LLC | AC Electric |  | Accepted | 2025-04-16 | 2025-05-12 | 2026-05-12 | Solar Panels | JA Solar | JAM54S31-405/MR |  | 0.405 | 11 | 264 | 18 |  | Fixed | Roof
NJADRE1559482123 | Administratively Determined Incentive Program | Bridgeton | 8302 | 16.61 | Residential | Behind the Meter | Yes | Freedom Forever New Jersey, LLC | AC Electric |  | Accepted | 2025-04-16 | 2025-05-12 | 2026-05-12 | Inverters | Solar Edge | SE7600H-US | 7600 |  | 1 |  |  | 0.99 |  | Outside
NJADRE1559482123 | Administratively Determined Incentive Program | Bridgeton | 8302 | 16.61 | Residential | Behind the Meter | Yes | Freedom Forever New Jersey, LLC | AC Electric |  | Accepted | 2025-04-16 | 2025-05-12 | 2026-05-12 | Solar Panels | JA Solar | JAM54S31-405/MR |  | 0.405 | 30 | 84 | 18 |  | Fixed | Roof
NJADRE1559482134 | Administratively Determined Incentive Program | BERGENFIELD | 7621 | 4.73 | Residential | Behind the Meter | Yes | Pro Custom Solar dba Momentum Solar | PSE&G |  | Accepted | 2025-04-16 | 2025-05-13 | 2026-05-13 | Solar Panels | HANWHA | Q.PEAK DUO BLK ML-G10+430 |  | 0.43 | 4 | 89 | 22 |  | Fixed | Roof
NJADRE1559482134 | Administratively Determined Incentive Program | BERGENFIELD | 7621 | 4.73 | Residential | Behind the Meter | Yes | Pro Custom Solar dba Momentum Solar | PSE&G |  | Accepted | 2025-04-16 | 2025-05-13 | 2026-05-13 | Solar Panels | HANWHA | Q.PEAK DUO BLK ML-G10+430 |  | 0.43 | 7 | 179 | 22 |  | Fixed | Roof
NJADRE1559482134 | Administratively Determined Incentive Program | BERGENFIELD | 7621 | 4.73 | Residential | Behind the Meter | Yes | Pro Custom Solar dba Momentum Solar | PSE&G |  | Accepted | 2025-04-16 | 2025-05-13 | 2026-05-13 | Inverters | ENPHASE | IQ8HC-72-M-DOM-US | 380 |  | 11 |  |  | 0.97 |  | Outdoor
NJADRE1559482135 | Administratively Determined Incentive Program | Runnemede | 8078 | 6.48 | Residential | Behind the Meter | Yes | Define Solar, LLC | PSE&G |  | Accepted | 2025-04-16 | 2025-05-12 | 2026-05-12 | Inverters | Enphase | IQ8PLUS-72-2-US | 290 |  | 4 |  |  | 0.976 |  | Outside | Under each pv panel
NJADRE1559482135 | Administratively Determined Incentive Program | Runnemede | 8078 | 6.48 | Residential | Behind the Meter | Yes | Define Solar, LLC | PSE&G |  | Accepted | 2025-04-16 | 2025-05-12 | 2026-05-12 | Solar Panels | Znshine | ZXM7-SH108 405W |  | 0.405 | 4 | 111 | 20 |  | Fixed | Roof
NJADRE1559482135 | Administratively Determined Incentive Program | Runnemede | 8078 | 6.48 | Residential | Behind the Meter | Yes | Define Solar, LLC | PSE&G |  | Accepted | 2025-04-16 | 2025-05-12 | 2026-05-12 | Solar Panels | Znshine | ZXM7-SH108 405W |  | 0.405 | 2 | 173 | 6 |  | Fixed | Roof
NJADRE1559482135 | Administratively Determined Incentive Program | Runnemede | 8078 | 6.48 | Residential | Behind the Meter | Yes | Define Solar, LLC | PSE&G |  | Accepted | 2025-04-16 | 2025-05-12 | 2026-05-12 | Solar Panels | Znshine | ZXM7-SH108 405W |  | 0.405 | 2 | 298 | 20 |  | Fixed | Roof
NJADRE1559482135 | Administratively Determined Incentive Program | Runnemede | 8078 | 6.48 | Residential | Behind the Meter | Yes | Define Solar, LLC | PSE&G |  | Accepted | 2025-04-16 | 2025-05-12 | 2026-05-12 | Inverters | Enphase | IQ8PLUS-72-2-US | 290 |  | 2 |  |  | 0.976 |  | Outside | Under each pv panel
NJADRE1559482135 | Administratively Determined Incentive Program | Runnemede | 8078 | 6.48 | Residential | Behind the Meter | Yes | Define Solar, LLC | PSE&G |  | Accepted | 2025-04-16 | 2025-05-12 | 2026-05-12 | Inverters | Enphase | IQ8PLUS-72-2-US | 290 |  | 2 |  |  | 0.976 |  | Outside | Under each pv panel
NJADRE1559482135 | Administratively Determined Incentive Program | Runnemede | 8078 | 6.48 | Residential | Behind the Meter | Yes | Define Solar, LLC | PSE&G |  | Accepted | 2025-04-16 | 2025-05-12 | 2026-05-12 | Inverters | Enphase | IQ8PLUS-72-2-US | 290 |  | 4 |  |  | 0.976 |  | Outside | Under each pv panel
NJADRE1559482135 | Administratively Determined Incentive Program | Runnemede | 8078 | 6.48 | Residential | Behind the Meter | Yes | Define Solar, LLC | PSE&G |  | Accepted | 2025-04-16 | 2025-05-12 | 2026-05-12 | Solar Panels | Znshine | ZXM7-SH108 405W |  | 0.405 | 4 | 211 | 25 |  | Fixed | Roof
NJADRE1559482135 | Administratively Determined Incentive Program | Runnemede | 8078 | 6.48 | Residential | Behind the Meter | Yes | Define Solar, LLC | PSE&G |  | Accepted | 2025-04-16 | 2025-05-12 | 2026-05-12 | Solar Panels | Znshine | ZXM7-SH108 405W |  | 0.405 | 2 | 263 | 20 |  | Fixed | Roof
NJADRE1559482135 | Administratively Determined Incentive Program | Runnemede | 8078 | 6.48 | Residential | Behind the Meter | Yes | Define Solar, LLC | PSE&G |  | Accepted | 2025-04-16 | 2025-05-12 | 2026-05-12 | Solar Panels | Znshine | ZXM7-SH108 405W |  | 0.405 | 2 | 83 | 20 |  | Fixed | Roof
NJADRE1559482135 | Administratively Determined Incentive Program | Runnemede | 8078 | 6.48 | Residential | Behind the Meter | Yes | Define Solar, LLC | PSE&G |  | Accepted | 2025-04-16 | 2025-05-12 | 2026-05-12 | Inverters | Enphase | IQ8PLUS-72-2-US | 290 |  | 2 |  |  | 0.976 |  | Outside | Under each pv panel
NJADRE1559482135 | Administratively Determined Incentive Program | Runnemede | 8078 | 6.48 | Residential | Behind the Meter | Yes | Define Solar, LLC | PSE&G |  | Accepted | 2025-04-16 | 2025-05-12 | 2026-05-12 | Inverters | Enphase | IQ8PLUS-72-2-US | 290 |  | 2 |  |  | 0.976 |  | Outside | Under each pv panel
NJADRE1559482136 | Administratively Determined Incentive Program | Piscataway | 8854 | 8.2 | Residential | Behind the Meter | No | Sunwise Energy, LLC | PSE&G |  | Accepted | 2025-04-18 | 2025-05-14 | 2026-05-14 | Inverters | ENPHASE | IQ8PLUS-72-M-US (240V) | 290 |  | 20 |  |  | 0.976 |  | Outside
NJADRE1559482136 | Administratively Determined Incentive Program | Piscataway | 8854 | 8.2 | Residential | Behind the Meter | No | Sunwise Energy, LLC | PSE&G |  | Accepted | 2025-04-18 | 2025-05-14 | 2026-05-14 | Solar Panels | SILFAB PRIME | SIL-410 HC+ (410W) |  | 0.41 | 20 | 262 | 22 |  | Fixed | Roof
NJADRE1559482146 | Administratively Determined Incentive Program | NEWARK CITY | 7107 | 7.06 | Residential | Behind the Meter | Yes | Bright Ops, Inc. | PSE&G |  | Accepted | 2025-04-16 | 2025-05-14 | 2026-05-14 | Inverters | SolarEdge Technologies | SE5700H-USMN | 5760 |  | 1 |  |  | 0.98 |  | Outdoor | Outside
NJADRE1559482146 | Administratively Determined Incentive Program | NEWARK CITY | 7107 | 7.06 | Residential | Behind the Meter | Yes | Bright Ops, Inc. | PSE&G |  | Accepted | 2025-04-16 | 2025-05-14 | 2026-05-14 | Solar Panels | Hanwha Q-Cells | Q.PEAK DUO ML-G10+ 415 |  | 0.415 | 17 | 201 | 23 |  | Fixed | Roof
NJADRE1559482152 | Administratively Determined Incentive Program | HILLSBOROUGH | 8844 | 4.3 | Residential | Behind the Meter | Yes | Pro Custom Solar dba Momentum Solar | PSE&G |  | Accepted | 2025-04-16 | 2025-05-13 | 2026-05-13 | Inverters | Enphase | IQ8HC-72-M-DOM-US | 380 |  | 10 |  |  | 0.97 |  | Outdoor
NJADRE1559482152 | Administratively Determined Incentive Program | HILLSBOROUGH | 8844 | 4.3 | Residential | Behind the Meter | Yes | Pro Custom Solar dba Momentum Solar | PSE&G |  | Accepted | 2025-04-16 | 2025-05-13 | 2026-05-13 | Solar Panels | HANWHA | Q.Tron BLK M-G2+ 430 |  | 0.43 | 10 | 185 | 37 |  | Fixed | Roof
NJADRE1559482163 | Administratively Determined Incentive Program | MAYS LANDING | 8330 | 18.86 | Residential | Behind the Meter | Yes | Sunrun Installation Services, Inc. | AC Electric |  | Accepted | 2025-04-16 | 2025-05-12 | 2026-05-12 | Solar Panels | Hanwha Q Cells | Q.PEAK DUO BLK ML-G10+ 410 |  | 0.41 | 15 | 31 | 29 |  | Fixed | Roof
NJADRE1559482163 | Administratively Determined Incentive Program | MAYS LANDING | 8330 | 18.86 | Residential | Behind the Meter | Yes | Sunrun Installation Services, Inc. | AC Electric |  | Accepted | 2025-04-16 | 2025-05-12 | 2026-05-12 | Solar Panels | Hanwha Q Cells | Q.PEAK DUO BLK ML-G10+ 410 |  | 0.41 | 5 | 31 | 30 |  | Fixed | Roof
NJADRE1559482163 | Administratively Determined Incentive Program | MAYS LANDING | 8330 | 18.86 | Residential | Behind the Meter | Yes | Sunrun Installation Services, Inc. | AC Electric |  | Accepted | 2025-04-16 | 2025-05-12 | 2026-05-12 | Solar Panels | Hanwha Q Cells | Q.PEAK DUO BLK ML-G10+ 410 |  | 0.41 | 2 | 300 | 28 |  | Fixed | Roof
NJADRE1559482163 | Administratively Determined Incentive Program | MAYS LANDING | 8330 | 18.86 | Residential | Behind the Meter | Yes | Sunrun Installation Services, Inc. | AC Electric |  | Accepted | 2025-04-16 | 2025-05-12 | 2026-05-12 | Inverters | SolarEdge Technologies | SE7600H-USMN | 7600 |  | 1 |  |  | 0.99 |  | Outdoor
NJADRE1559482163 | Administratively Determined Incentive Program | MAYS LANDING | 8330 | 18.86 | Residential | Behind the Meter | Yes | Sunrun Installation Services, Inc. | AC Electric |  | Accepted | 2025-04-16 | 2025-05-12 | 2026-05-12 | Solar Panels | Hanwha Q Cells | Q.PEAK DUO BLK ML-G10+ 410 |  | 0.41 | 9 | 210 | 30 |  | Fixed | Roof
NJADRE1559482163 | Administratively Determined Incentive Program | MAYS LANDING | 8330 | 18.86 | Residential | Behind the Meter | Yes | Sunrun Installation Services, Inc. | AC Electric |  | Accepted | 2025-04-16 | 2025-05-12 | 2026-05-12 | Solar Panels | Hanwha Q Cells | Q.PEAK DUO BLK ML-G10+ 410 |  | 0.41 | 8 | 210 | 31 |  | Fixed | Roof
NJADRE1559482163 | Administratively Determined Incentive Program | MAYS LANDING | 8330 | 18.86 | Residential | Behind the Meter | Yes | Sunrun Installation Services, Inc. | AC Electric |  | Accepted | 2025-04-16 | 2025-05-12 | 2026-05-12 | Solar Panels | Hanwha Q Cells | Q.PEAK DUO BLK ML-G10+ 410 |  | 0.41 | 7 | 120 | 43 |  | Fixed | Roof
NJADRE1559482163 | Administratively Determined Incentive Program | MAYS LANDING | 8330 | 18.86 | Residential | Behind the Meter | Yes | Sunrun Installation Services, Inc. | AC Electric |  | Accepted | 2025-04-16 | 2025-05-12 | 2026-05-12 | Inverters | SolarEdge Technologies | SE5700H-USMN | 5760 |  | 1 |  |  | 0.99 |  | Outdoor
NJADRE1559482860 | Administratively Determined Incentive Program | HAWTHORNE BORO | 7506 | 10.66 | Residential | Behind the Meter | Yes | Sunrun Installation Services, Inc. | PSE&G |  | Accepted | 2025-04-16 | 2025-05-13 | 2026-05-13 | Inverters | Tesla | Powerwall 3 1707000-xx-y | 11500 |  | 1 |  |  | 0.97 |  | Outdoor
NJADRE1559482860 | Administratively Determined Incentive Program | HAWTHORNE BORO | 7506 | 10.66 | Residential | Behind the Meter | Yes | Sunrun Installation Services, Inc. | PSE&G |  | Accepted | 2025-04-16 | 2025-05-13 | 2026-05-13 | Electric Storage Battery | Tesla | Powerwall 3 1707000-xx-y |  |  | 1 |  |  |  | Lithium Ion |  | OUTSIDE
NJADRE1559482860 | Administratively Determined Incentive Program | HAWTHORNE BORO | 7506 | 10.66 | Residential | Behind the Meter | Yes | Sunrun Installation Services, Inc. | PSE&G |  | Accepted | 2025-04-16 | 2025-05-13 | 2026-05-13 | Solar Panels | Hanwha Q Cells | Q.PEAK DUO BLK ML-G10+ 410 |  | 0.41 | 16 | 266 | 33 |  | Fixed | Roof
NJADRE1559482860 | Administratively Determined Incentive Program | HAWTHORNE BORO | 7506 | 10.66 | Residential | Behind the Meter | Yes | Sunrun Installation Services, Inc. | PSE&G |  | Accepted | 2025-04-16 | 2025-05-13 | 2026-05-13 | Solar Panels | Hanwha Q Cells | Q.PEAK DUO BLK ML-G10+ 410 |  | 0.41 | 10 | 85 | 35 |  | Fixed | Roof
NJADRE1559482880 | Administratively Determined Incentive Program | ELMER | 8318 | 4.57 | Residential | Behind the Meter | Yes | Venture Home Solar, LLC | AC Electric |  | Accepted | 2025-04-16 | 2025-05-16 | 2026-05-16 | Solar Panels | Hanwha | Q.PEAK DUO BLK ML-G10+ 415W |  | 0.415 | 11 | 188 | 22 |  | Fixed | Roof
NJADRE1559482880 | Administratively Determined Incentive Program | ELMER | 8318 | 4.57 | Residential | Behind the Meter | Yes | Venture Home Solar, LLC | AC Electric |  | Accepted | 2025-04-16 | 2025-05-16 | 2026-05-16 | Inverters | Tesla Solar | 1538000-xx-y | 330 |  | 1 |  |  | 0.9697 |  | Outside
NJADRE1559483846 | Administratively Determined Incentive Program | Salem | 8079 | 11.89 | Residential | Behind the Meter | Yes | Trinity Solar, LLC | AC Electric |  | Accepted | 2025-04-17 | 2025-05-12 | 2026-05-12 | Solar Panels | Hanwha | HANWHA 410 (Q.PEAK DUO BLK ML-G10+ 410) |  | 0.41 | 4 | 308 | 14 |  | Fixed | Roof
NJADRE1559483846 | Administratively Determined Incentive Program | Salem | 8079 | 11.89 | Residential | Behind the Meter | Yes | Trinity Solar, LLC | AC Electric |  | Accepted | 2025-04-17 | 2025-05-12 | 2026-05-12 | Solar Panels | Hanwha | HANWHA 410 (Q.PEAK DUO BLK ML-G10+ 410) |  | 0.41 | 3 | 128 | 14 |  | Fixed | Roof
NJADRE1559483846 | Administratively Determined Incentive Program | Salem | 8079 | 11.89 | Residential | Behind the Meter | Yes | Trinity Solar, LLC | AC Electric |  | Accepted | 2025-04-17 | 2025-05-12 | 2026-05-12 | Solar Panels | Hanwha | HANWHA 410 (Q.PEAK DUO BLK ML-G10+ 410) |  | 0.41 | 2 | 38 | 14 |  | Fixed | Roof
NJADRE1559483846 | Administratively Determined Incentive Program | Salem | 8079 | 11.89 | Residential | Behind the Meter | Yes | Trinity Solar, LLC | AC Electric |  | Accepted | 2025-04-17 | 2025-05-12 | 2026-05-12 | Inverters | Solar Edge | USE10000H-USMNBL75 | 10000 |  | 1 |  |  | 0.97 |  | Outdoor
NJADRE1559483846 | Administratively Determined Incentive Program | Salem | 8079 | 11.89 | Residential | Behind the Meter | Yes | Trinity Solar, LLC | AC Electric |  | Accepted | 2025-04-17 | 2025-05-12 | 2026-05-12 | Solar Panels | Hanwha | HANWHA 410 (Q.PEAK DUO BLK ML-G10+ 410) |  | 0.41 | 4 | 308 | 37 |  | Fixed | Roof
NJADRE1559483846 | Administratively Determined Incentive Program | Salem | 8079 | 11.89 | Residential | Behind the Meter | Yes | Trinity Solar, LLC | AC Electric |  | Accepted | 2025-04-17 | 2025-05-12 | 2026-05-12 | Solar Panels | Hanwha | HANWHA 410 (Q.PEAK DUO BLK ML-G10+ 410) |  | 0.41 | 8 | 128 | 37 |  | Fixed | Roof
NJADRE1559483846 | Administratively Determined Incentive Program | Salem | 8079 | 11.89 | Residential | Behind the Meter | Yes | Trinity Solar, LLC | AC Electric |  | Accepted | 2025-04-17 | 2025-05-12 | 2026-05-12 | Solar Panels | Hanwha | HANWHA 410 (Q.PEAK DUO BLK ML-G10+ 410) |  | 0.41 | 8 | 38 | 5 |  | Fixed | Roof
NJADRE1559483854 | Administratively Determined Incentive Program | Closter | 7624 | 7.38 | Residential | Behind the Meter | Yes | Trinity Solar, LLC | Orange Rockland Electric |  | Accepted | 2025-04-17 | 2025-05-13 | 2026-05-13 | Solar Panels | HANWHA | (Q.PEAK DUO BLK ML-G10+ 410) |  | 0.41 | 6 | 111 | 23 |  | Fixed | Roof
NJADRE1559483854 | Administratively Determined Incentive Program | Closter | 7624 | 7.38 | Residential | Behind the Meter | Yes | Trinity Solar, LLC | Orange Rockland Electric |  | Accepted | 2025-04-17 | 2025-05-13 | 2026-05-13 | Inverters | Solar Edge | USE5700H-USMNBL75 | 5760 |  | 1 |  |  | 0.97 |  | Outdoor
NJADRE1559483854 | Administratively Determined Incentive Program | Closter | 7624 | 7.38 | Residential | Behind the Meter | Yes | Trinity Solar, LLC | Orange Rockland Electric |  | Accepted | 2025-04-17 | 2025-05-13 | 2026-05-13 | Solar Panels | HANWHA | (Q.PEAK DUO BLK ML-G10+ 410) |  | 0.41 | 7 | 111 | 22 |  | Fixed | Roof
NJADRE1559483854 | Administratively Determined Incentive Program | Closter | 7624 | 7.38 | Residential | Behind the Meter | Yes | Trinity Solar, LLC | Orange Rockland Electric |  | Accepted | 2025-04-17 | 2025-05-13 | 2026-05-13 | Solar Panels | HANWHA | (Q.PEAK DUO BLK ML-G10+ 410) |  | 0.41 | 3 | 201 | 23 |  | Fixed | Roof
NJADRE1559483854 | Administratively Determined Incentive Program | Closter | 7624 | 7.38 | Residential | Behind the Meter | Yes | Trinity Solar, LLC | Orange Rockland Electric |  | Accepted | 2025-04-17 | 2025-05-13 | 2026-05-13 | Solar Panels | HANWHA | (Q.PEAK DUO BLK ML-G10+ 410) |  | 0.41 | 2 | 291 | 23 |  | Fixed | Roof
NJADRE1559483855 | Administratively Determined Incentive Program | Browns Mills | 8015 | 10.2 | Residential | Behind the Meter | Yes | Whitman Construction, LLC | JCP&L |  | Accepted | 2025-04-17 | 2025-05-13 | 2026-05-13 | Solar Panels | Jinko Solar | JKM425N-54HL4-B |  | 0.425 | 4 | 285 | 18 |  | Fixed | Roof
NJADRE1559483855 | Administratively Determined Incentive Program | Browns Mills | 8015 | 10.2 | Residential | Behind the Meter | Yes | Whitman Construction, LLC | JCP&L |  | Accepted | 2025-04-17 | 2025-05-13 | 2026-05-13 | Inverters | ENPHASE | IQ8PLUS-72-2-US | 290 |  | 24 |  |  | 0.975 |  | Outdoor
NJADRE1559483855 | Administratively Determined Incentive Program | Browns Mills | 8015 | 10.2 | Residential | Behind the Meter | Yes | Whitman Construction, LLC | JCP&L |  | Accepted | 2025-04-17 | 2025-05-13 | 2026-05-13 | Solar Panels | Jinko Solar | JKM425N-54HL4-B |  | 0.425 | 20 | 105 | 18 |  | Fixed | Roof
NJADRE1559483855 | Administratively Determined Incentive Program | Browns Mills | 8015 | 10.2 | Residential | Behind the Meter | Yes | Whitman Construction, LLC | JCP&L |  | Accepted | 2025-04-17 | 2025-05-13 | 2026-05-13 | Meters | ENPHASE | X-IQ-AM1-240-5-HDK |  |  | 1 |  |  |  | Yes | Outdoor
NJADRE1559483871 | Administratively Determined Incentive Program | Union | 7083 | 5.74 | Residential | Behind the Meter | Yes | Trinity Solar, LLC | PSE&G |  | Accepted | 2025-04-17 | 2025-05-13 | 2026-05-13 | Solar Panels | HANWHA | (Q.PEAK DUO BLK ML-G10+ 410) |  | 0.41 | 5 | 80 | 30 |  | Fixed | Roof
NJADRE1559483871 | Administratively Determined Incentive Program | Union | 7083 | 5.74 | Residential | Behind the Meter | Yes | Trinity Solar, LLC | PSE&G |  | Accepted | 2025-04-17 | 2025-05-13 | 2026-05-13 | Inverters | Solar Edge | SE6000H-US | 6000 |  | 1 |  |  | 0.97 |  | Outdoor
NJADRE1559483871 | Administratively Determined Incentive Program | Union | 7083 | 5.74 | Residential | Behind the Meter | Yes | Trinity Solar, LLC | PSE&G |  | Accepted | 2025-04-17 | 2025-05-13 | 2026-05-13 | Solar Panels | HANWHA | (Q.PEAK DUO BLK ML-G10+ 410) |  | 0.41 | 2 | 171 | 23 |  | Fixed | Roof
NJADRE1559483871 | Administratively Determined Incentive Program | Union | 7083 | 5.74 | Residential | Behind the Meter | Yes | Trinity Solar, LLC | PSE&G |  | Accepted | 2025-04-17 | 2025-05-13 | 2026-05-13 | Solar Panels | HANWHA | (Q.PEAK DUO BLK ML-G10+ 410) |  | 0.41 | 2 | 81 | 40 |  | Fixed | Roof
NJADRE1559483871 | Administratively Determined Incentive Program | Union | 7083 | 5.74 | Residential | Behind the Meter | Yes | Trinity Solar, LLC | PSE&G |  | Accepted | 2025-04-17 | 2025-05-13 | 2026-05-13 | Solar Panels | HANWHA | (Q.PEAK DUO BLK ML-G10+ 410) |  | 0.41 | 5 | 260 | 30 |  | Fixed | Roof
NJADRE1559483873 | Administratively Determined Incentive Program | WALL TOWNSHIP | 7719 | 8.2 | Residential | Behind the Meter | Yes | Trinity Solar, LLC | JCP&L |  | Accepted | 2025-04-17 | 2025-05-13 | 2026-05-13 | Inverters | Solar Edge | SE7600H-US | 7600 |  | 1 |  |  | 0.97 |  | Outside
NJADRE1559483873 | Administratively Determined Incentive Program | WALL TOWNSHIP | 7719 | 8.2 | Residential | Behind the Meter | Yes | Trinity Solar, LLC | JCP&L |  | Accepted | 2025-04-17 | 2025-05-13 | 2026-05-13 | Solar Panels | HANWHA | Q.PEAK DUO BLK ML-G10+ 410 |  | 0.41 | 14 | 8 | 15 |  | Fixed | Roof
NJADRE1559483873 | Administratively Determined Incentive Program | WALL TOWNSHIP | 7719 | 8.2 | Residential | Behind the Meter | Yes | Trinity Solar, LLC | JCP&L |  | Accepted | 2025-04-17 | 2025-05-13 | 2026-05-13 | Solar Panels | HANWHA | Q.PEAK DUO BLK ML-G10+ 410 |  | 0.41 | 6 | 188 | 16 |  | Fixed | Roof
NJADRE1559483887 | Administratively Determined Incentive Program | South Plainfield | 7080 | 15.58 | Residential | Behind the Meter | Yes | Sunrun Installation Services, Inc. | PSE&G |  | Accepted | 2025-04-17 | 2025-05-13 | 2026-05-13 | Solar Panels | Hanwha Q-Cells | Q.PEAK DUO BLK ML-G10+ 410 |  | 0.41 | 8 | 284 | 26 |  | Fixed | Roof
NJADRE1559483887 | Administratively Determined Incentive Program | South Plainfield | 7080 | 15.58 | Residential | Behind the Meter | Yes | Sunrun Installation Services, Inc. | PSE&G |  | Accepted | 2025-04-17 | 2025-05-13 | 2026-05-13 | Solar Panels | Hanwha Q-Cells | Q.PEAK DUO BLK ML-G10+ 410 |  | 0.41 | 17 | 104 | 27 |  | Fixed | Roof
NJADRE1559483887 | Administratively Determined Incentive Program | South Plainfield | 7080 | 15.58 | Residential | Behind the Meter | Yes | Sunrun Installation Services, Inc. | PSE&G |  | Accepted | 2025-04-17 | 2025-05-13 | 2026-05-13 | Solar Panels | Hanwha Q-Cells | Q.PEAK DUO BLK ML-G10+ 410 |  | 0.41 | 9 | 194 | 21 |  | Fixed | Roof
NJADRE1559483887 | Administratively Determined Incentive Program | South Plainfield | 7080 | 15.58 | Residential | Behind the Meter | Yes | Sunrun Installation Services, Inc. | PSE&G |  | Accepted | 2025-04-17 | 2025-05-13 | 2026-05-13 | Electric Storage Battery | TESLA | POWERWALL 3 1707000-XX-Y |  |  | 1 |  |  |  | Lithium Ion |  | Outside
NJADRE1559483887 | Administratively Determined Incentive Program | South Plainfield | 7080 | 15.58 | Residential | Behind the Meter | Yes | Sunrun Installation Services, Inc. | PSE&G |  | Accepted | 2025-04-17 | 2025-05-13 | 2026-05-13 | Inverters | TESLA | POWERWALL 3 1707000-XX-Y | 11500 |  | 1 |  |  | 0.97 |  | Outside
NJADRE1559483887 | Administratively Determined Incentive Program | South Plainfield | 7080 | 15.58 | Residential | Behind the Meter | Yes | Sunrun Installation Services, Inc. | PSE&G |  | Accepted | 2025-04-17 | 2025-05-13 | 2026-05-13 | Solar Panels | Hanwha Q-Cells | Q.PEAK DUO BLK ML-G10+ 410 |  | 0.41 | 4 | 14 | 18 |  | Fixed | Roof
NJADRE1559483902 | Administratively Determined Incentive Program | Lodi | 7644 | 7.79 | Residential | Behind the Meter | Yes | Trinity Solar, LLC | PSE&G |  | Accepted | 2025-04-17 | 2025-05-13 | 2026-05-13 | Solar Panels | HANWHA | (Q.PEAK DUO BLK ML-G10+ 410) |  | 0.41 | 3 | 35 | 23 |  | Fixed | Roof
NJADRE1559483902 | Administratively Determined Incentive Program | Lodi | 7644 | 7.79 | Residential | Behind the Meter | Yes | Trinity Solar, LLC | PSE&G |  | Accepted | 2025-04-17 | 2025-05-13 | 2026-05-13 | Solar Panels | HANWHA | (Q.PEAK DUO BLK ML-G10+ 410) |  | 0.41 | 13 | 305 | 23 |  | Fixed | Roof
NJADRE1559483902 | Administratively Determined Incentive Program | Lodi | 7644 | 7.79 | Residential | Behind the Meter | Yes | Trinity Solar, LLC | PSE&G |  | Accepted | 2025-04-17 | 2025-05-13 | 2026-05-13 | Inverters | Solar Edge | USE7600H-USMNBL75 | 7600 |  | 1 |  |  | 0.97 |  | Indoor
NJADRE1559483902 | Administratively Determined Incentive Program | Lodi | 7644 | 7.79 | Residential | Behind the Meter | Yes | Trinity Solar, LLC | PSE&G |  | Accepted | 2025-04-17 | 2025-05-13 | 2026-05-13 | Solar Panels | HANWHA | (Q.PEAK DUO BLK ML-G10+ 410) |  | 0.41 | 3 | 215 | 23 |  | Fixed | Roof
NJADRE1559483906 | Administratively Determined Incentive Program | Newark | 7107 | 16.77 | Residential | Behind the Meter | Yes | Team Sunshine Construction, LLC | PSE&G |  | Accepted | 2025-04-17 | 2025-05-13 | 2026-05-13 | Solar Panels | JINKO SOLAR | JKM430N-54HL4-B |  | 0.43 | 14 | 117 | 26 |  | Fixed | Roof
NJADRE1559483906 | Administratively Determined Incentive Program | Newark | 7107 | 16.77 | Residential | Behind the Meter | Yes | Team Sunshine Construction, LLC | PSE&G |  | Accepted | 2025-04-17 | 2025-05-13 | 2026-05-13 | Inverters | SOLAREDGE | SE11400H-US | 11 |  | 1 |  |  | 0.98 |  | Outdoor
NJADRE1559483906 | Administratively Determined Incentive Program | Newark | 7107 | 16.77 | Residential | Behind the Meter | Yes | Team Sunshine Construction, LLC | PSE&G |  | Accepted | 2025-04-17 | 2025-05-13 | 2026-05-13 | Solar Panels | JINKO SOLAR | JKM430N-54HL4-B |  | 0.43 | 25 | 297 | 62 |  | Fixed | Roof
NJADRE1559483906 | Administratively Determined Incentive Program | Newark | 7107 | 16.77 | Residential | Behind the Meter | Yes | Team Sunshine Construction, LLC | PSE&G |  | Accepted | 2025-04-17 | 2025-05-13 | 2026-05-13 | Meters | SOLAREDGE | 12345 |  |  | 1 |  |  |  | Yes | Outdoor
NJADRE1559483913 | Administratively Determined Incentive Program | Somerset | 8873 | 11.31 | Residential | Behind the Meter | No | Maier Solar Engineering dba Solar Me | PSE&G |  | Accepted | 2025-04-17 | 2025-05-13 | 2026-05-13 | Solar Panels | Hanwha | Q.TRON M-G2+435W |  | 0.435 | 11 | 182 | 36 |  | Fixed | Roof
NJADRE1559483913 | Administratively Determined Incentive Program | Somerset | 8873 | 11.31 | Residential | Behind the Meter | No | Maier Solar Engineering dba Solar Me | PSE&G |  | Accepted | 2025-04-17 | 2025-05-13 | 2026-05-13 | Inverters | Enphase | IQ8A | 349 |  | 26 |  |  | 0.96 |  | Outdoor | Next to meter
NJADRE1559483913 | Administratively Determined Incentive Program | Somerset | 8873 | 11.31 | Residential | Behind the Meter | No | Maier Solar Engineering dba Solar Me | PSE&G |  | Accepted | 2025-04-17 | 2025-05-13 | 2026-05-13 | Solar Panels | Hanwha | Q.TRON M-G2+435W |  | 0.435 | 15 | 272 | 36 |  | Fixed | Roof
NJADRE1559483921 | Administratively Determined Incentive Program | Phillipsburg | 8865 | 5.67 | Residential | Behind the Meter | No | Power Home Remodeling Group | JCP&L |  | Accepted | 2025-04-17 | 2025-05-13 | 2026-05-13 | Inverters | SolarEdge | SE5700H-US | 5760 |  | 1 |  |  | 0.99 |  | Outside
NJADRE1559483921 | Administratively Determined Incentive Program | Phillipsburg | 8865 | 5.67 | Residential | Behind the Meter | No | Power Home Remodeling Group | JCP&L |  | Accepted | 2025-04-17 | 2025-05-13 | 2026-05-13 | Solar Panels | JA Solar | JAM54S31 405/MR |  | 0.405 | 9 | 289 | 33 |  | Fixed | Roof
NJADRE1559483921 | Administratively Determined Incentive Program | Phillipsburg | 8865 | 5.67 | Residential | Behind the Meter | No | Power Home Remodeling Group | JCP&L |  | Accepted | 2025-04-17 | 2025-05-13 | 2026-05-13 | Meters | SolarEdge | Revenue Grade Data Ansi C12.20 |  |  | 1 |  |  |  | Yes | Outdoor
NJADRE1559483921 | Administratively Determined Incentive Program | Phillipsburg | 8865 | 5.67 | Residential | Behind the Meter | No | Power Home Remodeling Group | JCP&L |  | Accepted | 2025-04-17 | 2025-05-13 | 2026-05-13 | Solar Panels | JA Solar | JAM54S31 405/MR |  | 0.405 | 5 | 199 | 33 |  | Fixed | Roof
NJADRE1559483954 | Administratively Determined Incentive Program | Manahawkin | 8050 | 12 | Residential | Behind the Meter | Yes | Sunrun Installation Services, Inc. | AC Electric |  | Accepted | 2025-04-17 | 2025-05-13 | 2026-05-13 | Electric Storage Battery | Tesla | POWERWALL 3 1707000-XX-Y |  |  | 1 |  |  |  | Lithium Ion |  | OUTSIDE
NJADRE1559483954 | Administratively Determined Incentive Program | Manahawkin | 8050 | 12 | Residential | Behind the Meter | Yes | Sunrun Installation Services, Inc. | AC Electric |  | Accepted | 2025-04-17 | 2025-05-13 | 2026-05-13 | Inverters | SOLAREDGE TECHNOLOGIES | SE3800H-USMN | 3800 |  | 1 |  |  | 0.99 |  | Outside
NJADRE1559483954 | Administratively Determined Incentive Program | Manahawkin | 8050 | 12 | Residential | Behind the Meter | Yes | Sunrun Installation Services, Inc. | AC Electric |  | Accepted | 2025-04-17 | 2025-05-13 | 2026-05-13 | Solar Panels | HANWHA Q-CELLS | Q.PEAK DUO BLK ML-G10+/T 400 |  | 0.4 | 12 | 184 | 27 |  | Fixed | Roof
NJADRE1559483954 | Administratively Determined Incentive Program | Manahawkin | 8050 | 12 | Residential | Behind the Meter | Yes | Sunrun Installation Services, Inc. | AC Electric |  | Accepted | 2025-04-17 | 2025-05-13 | 2026-05-13 | Inverters | SOLAREDGE TECHNOLOGIES | SE5700H-USMN | 5760 |  | 1 |  |  | 0.99 |  | Outdoor
NJADRE1559483954 | Administratively Determined Incentive Program | Manahawkin | 8050 | 12 | Residential | Behind the Meter | Yes | Sunrun Installation Services, Inc. | AC Electric |  | Accepted | 2025-04-17 | 2025-05-13 | 2026-05-13 | Solar Panels | HANWHA Q-CELLS | Q.PEAK DUO BLK ML-G10+/T 400 |  | 0.4 | 12 | 5 | 26 |  | Fixed | Roof
NJADRE1559483954 | Administratively Determined Incentive Program | Manahawkin | 8050 | 12 | Residential | Behind the Meter | Yes | Sunrun Installation Services, Inc. | AC Electric |  | Accepted | 2025-04-17 | 2025-05-13 | 2026-05-13 | Solar Panels | HANWHA Q-CELLS | Q.PEAK DUO BLK ML-G10+/T 400 |  | 0.4 | 6 | 5 | 26 |  | Fixed | Roof
NJADRE1559484005 | Administratively Determined Incentive Program | Bordentown | 8505 | 5.33 | Residential | Behind the Meter | Yes | Sunrun Installation Services, Inc. | PSE&G |  | Accepted | 2025-04-17 | 2025-05-13 | 2026-05-13 | Inverters | SOLAREDGE TECHNOLOGIES | SE3800H-USMN | 3800 |  | 1 |  |  | 0.99 |  | Outdoor
NJADRE1559484005 | Administratively Determined Incentive Program | Bordentown | 8505 | 5.33 | Residential | Behind the Meter | Yes | Sunrun Installation Services, Inc. | PSE&G |  | Accepted | 2025-04-17 | 2025-05-13 | 2026-05-13 | Solar Panels | HANWHA Q-CELLS | Q.PEAK DUO BLK ML-G10+ 410 |  | 0.41 | 13 | 2 | 19 |  | Fixed | Roof
NJADRE1559484007 | Administratively Determined Incentive Program | Bridgeton | 8302 | 26.35 | Residential | Behind the Meter | Yes | Solar Mite Solutions, LLC | AC Electric |  | Accepted | 2025-04-25 | 2025-05-22 | 2026-05-22 | Solar Panels | Jinko | JKM425N |  | 0.425 | 13 | 81 | 19 |  | Fixed | Roof
NJADRE1559484007 | Administratively Determined Incentive Program | Bridgeton | 8302 | 26.35 | Residential | Behind the Meter | Yes | Solar Mite Solutions, LLC | AC Electric |  | Accepted | 2025-04-25 | 2025-05-22 | 2026-05-22 | Solar Panels | Jinko | JKM425N |  | 0.425 | 3 | 81 | 36 |  | Fixed | Roof
NJADRE1559484007 | Administratively Determined Incentive Program | Bridgeton | 8302 | 26.35 | Residential | Behind the Meter | Yes | Solar Mite Solutions, LLC | AC Electric |  | Accepted | 2025-04-25 | 2025-05-22 | 2026-05-22 | Inverters | Enphase | IQ8HC-72-M-DOM-US | 380 |  | 62 |  |  | 0.97 |  | Outside
NJADRE1559484007 | Administratively Determined Incentive Program | Bridgeton | 8302 | 26.35 | Residential | Behind the Meter | Yes | Solar Mite Solutions, LLC | AC Electric |  | Accepted | 2025-04-25 | 2025-05-22 | 2026-05-22 | Solar Panels | Jinko | JKM425N |  | 0.425 | 11 | 261 | 36 |  | Fixed | Roof
NJADRE1559484007 | Administratively Determined Incentive Program | Bridgeton | 8302 | 26.35 | Residential | Behind the Meter | Yes | Solar Mite Solutions, LLC | AC Electric |  | Accepted | 2025-04-25 | 2025-05-22 | 2026-05-22 | Solar Panels | Jinko | JKM425N |  | 0.425 | 10 | 172 | 15 |  | Fixed | Roof
NJADRE1559484007 | Administratively Determined Incentive Program | Bridgeton | 8302 | 26.35 | Residential | Behind the Meter | Yes | Solar Mite Solutions, LLC | AC Electric |  | Accepted | 2025-04-25 | 2025-05-22 | 2026-05-22 | Solar Panels | Jinko | JKM425N |  | 0.425 | 10 | 352 | 15 |  | Fixed | Roof
NJADRE1559484007 | Administratively Determined Incentive Program | Bridgeton | 8302 | 26.35 | Residential | Behind the Meter | Yes | Solar Mite Solutions, LLC | AC Electric |  | Accepted | 2025-04-25 | 2025-05-22 | 2026-05-22 | Solar Panels | Jinko | JKM425N |  | 0.425 | 6 | 261 | 36 |  | Fixed | Roof
NJADRE1559484007 | Administratively Determined Incentive Program | Bridgeton | 8302 | 26.35 | Residential | Behind the Meter | Yes | Solar Mite Solutions, LLC | AC Electric |  | Accepted | 2025-04-25 | 2025-05-22 | 2026-05-22 | Solar Panels | Jinko | JKM425N |  | 0.425 | 9 | 81 | 18 |  | Fixed | Roof
NJADRE1559484015 | Administratively Determined Incentive Program | Franklin Twp Som | 8873 | 8.1 | Residential | Behind the Meter | Yes | Sunrun Installation Services, Inc. | PSE&G |  | Accepted | 2025-04-17 | 2025-05-13 | 2026-05-13 | Solar Panels | JA Solar | JAM54S31-405/MR |  | 0.405 | 20 | 105 | 19 |  | Fixed | Roof
NJADRE1559484015 | Administratively Determined Incentive Program | Franklin Twp Som | 8873 | 8.1 | Residential | Behind the Meter | Yes | Sunrun Installation Services, Inc. | PSE&G |  | Accepted | 2025-04-17 | 2025-05-13 | 2026-05-13 | Electric Storage Battery | Tesla | Powerwall 3 1707000-xx-y |  |  | 1 |  |  |  | Lithium Ion |  | OUTSIDE
NJADRE1559484015 | Administratively Determined Incentive Program | Franklin Twp Som | 8873 | 8.1 | Residential | Behind the Meter | Yes | Sunrun Installation Services, Inc. | PSE&G |  | Accepted | 2025-04-17 | 2025-05-13 | 2026-05-13 | Inverters | Tesla | Powerwall 3 1707000-xx-y | 11500 |  | 1 |  |  | 0.97 |  | Outdoor
NJADRE1559484032 | Administratively Determined Incentive Program | East Windsor | 8520 | 10.66 | Residential | Behind the Meter | Yes | Trinity Solar, LLC | JCP&L |  | Accepted | 2025-04-17 | 2025-05-13 | 2026-05-13 | Solar Panels | Hanwha | HANWHA 410 (Q.PEAK DUO BLK ML-G10+ 410) |  | 0.41 | 2 | 1 | 24 |  | Fixed | Roof
NJADRE1559484032 | Administratively Determined Incentive Program | East Windsor | 8520 | 10.66 | Residential | Behind the Meter | Yes | Trinity Solar, LLC | JCP&L |  | Accepted | 2025-04-17 | 2025-05-13 | 2026-05-13 | Solar Panels | Hanwha | HANWHA 410 (Q.PEAK DUO BLK ML-G10+ 410) |  | 0.41 | 24 | 1 | 24 |  | Fixed | Roof
NJADRE1559484032 | Administratively Determined Incentive Program | East Windsor | 8520 | 10.66 | Residential | Behind the Meter | Yes | Trinity Solar, LLC | JCP&L |  | Accepted | 2025-04-17 | 2025-05-13 | 2026-05-13 | Inverters | Solar Edge | SE10000H-US | 10000 |  | 1 |  |  | 0.97 |  | Outdoor
NJADRE1559484052 | Administratively Determined Incentive Program | Passaic | 7055 | 11.48 | Residential | Behind the Meter | Yes | Trinity Solar, LLC | PSE&G |  | Accepted | 2025-04-17 | 2025-05-13 | 2026-05-13 | Solar Panels | Hanwha | Q.PEAK DUO BLK ML-G10+ 410 |  | 0.41 | 15 | 251 | 40 |  | Fixed | Roof
NJADRE1559484052 | Administratively Determined Incentive Program | Passaic | 7055 | 11.48 | Residential | Behind the Meter | Yes | Trinity Solar, LLC | PSE&G |  | Accepted | 2025-04-17 | 2025-05-13 | 2026-05-13 | Inverters | Solar Edge | USE10000H-US | 10000 |  | 1 |  |  | 0.986 |  | Outside
NJADRE1559484052 | Administratively Determined Incentive Program | Passaic | 7055 | 11.48 | Residential | Behind the Meter | Yes | Trinity Solar, LLC | PSE&G |  | Accepted | 2025-04-17 | 2025-05-13 | 2026-05-13 | Solar Panels | Hanwha | Q.PEAK DUO BLK ML-G10+ 410 |  | 0.41 | 13 | 71 | 40 |  | Fixed | Roof
NJADRE1559484076 | Administratively Determined Incentive Program | RANDOLPH | 7869 | 9.84 | Residential | Behind the Meter | Yes | Trinity Solar, LLC | JCP&L |  | Accepted | 2025-04-17 | 2025-05-13 | 2026-05-13 | Solar Panels | Hanwha | HANWHA 410 (Q.PEAK DUO BLK ML-G10+ 410) |  | 0.41 | 21 | 166 | 26 |  | Fixed | Roof
NJADRE1559484076 | Administratively Determined Incentive Program | RANDOLPH | 7869 | 9.84 | Residential | Behind the Meter | Yes | Trinity Solar, LLC | JCP&L |  | Accepted | 2025-04-17 | 2025-05-13 | 2026-05-13 | Inverters | Solar Edge | SE7600H-US000BEi4 | 7600 |  | 1 |  |  | 0.97 |  | Outdoor
NJADRE1559484076 | Administratively Determined Incentive Program | RANDOLPH | 7869 | 9.84 | Residential | Behind the Meter | Yes | Trinity Solar, LLC | JCP&L |  | Accepted | 2025-04-17 | 2025-05-13 | 2026-05-13 | Solar Panels | Hanwha | HANWHA 410 (Q.PEAK DUO BLK ML-G10+ 410) |  | 0.41 | 3 | 76 | 28 |  | Fixed | Roof
NJADRE1559484080 | Administratively Determined Incentive Program | TOMS RIVER | 8753 | 6.56 | Residential | Behind the Meter | Yes | Sunrun Installation Services, Inc. | JCP&L |  | Accepted | 2025-04-17 | 2025-05-13 | 2026-05-13 | Inverters | Tesla | POWERWALL 3 1707000-XX-Y | 11500 |  | 1 |  |  | 0.97 |  | Outdoor
NJADRE1559484080 | Administratively Determined Incentive Program | TOMS RIVER | 8753 | 6.56 | Residential | Behind the Meter | Yes | Sunrun Installation Services, Inc. | JCP&L |  | Accepted | 2025-04-17 | 2025-05-13 | 2026-05-13 | Solar Panels | HANWHA Q-CELLS | Q.PEAK DUO BLK ML-G10+ 410 |  | 0.41 | 16 | 20 | 22 |  | Fixed | Roof
NJADRE1559484080 | Administratively Determined Incentive Program | TOMS RIVER | 8753 | 6.56 | Residential | Behind the Meter | Yes | Sunrun Installation Services, Inc. | JCP&L |  | Accepted | 2025-04-17 | 2025-05-13 | 2026-05-13 | Electric Storage Battery | Tesla | POWERWALL 3 1707000-XX-Y |  |  | 1 |  |  |  | Lithium Ion |  | OUTSIDE
NJADRE1559484083 | Administratively Determined Incentive Program | SOMERS POINT | 8244 | 8.5 | Residential | Behind the Meter | Yes | Whitman Construction, LLC | AC Electric |  | Accepted | 2025-04-17 | 2025-05-13 | 2026-05-13 | Inverters | ENPHASE | IQ8PLUS-72-2-US | 290 |  | 20 |  |  | 0.975 |  | Outdoor
NJADRE1559484083 | Administratively Determined Incentive Program | SOMERS POINT | 8244 | 8.5 | Residential | Behind the Meter | Yes | Whitman Construction, LLC | AC Electric |  | Accepted | 2025-04-17 | 2025-05-13 | 2026-05-13 | Solar Panels | Jinko Solar | JKM425N-54HL4-B |  | 0.425 | 4 | 222 | 23 |  | Fixed | Roof
NJADRE1559484083 | Administratively Determined Incentive Program | SOMERS POINT | 8244 | 8.5 | Residential | Behind the Meter | Yes | Whitman Construction, LLC | AC Electric |  | Accepted | 2025-04-17 | 2025-05-13 | 2026-05-13 | Solar Panels | Jinko Solar | JKM425N-54HL4-B |  | 0.425 | 6 | 312 | 23 |  | Fixed | Roof
NJADRE1559484083 | Administratively Determined Incentive Program | SOMERS POINT | 8244 | 8.5 | Residential | Behind the Meter | Yes | Whitman Construction, LLC | AC Electric |  | Accepted | 2025-04-17 | 2025-05-13 | 2026-05-13 | Solar Panels | Jinko Solar | JKM425N-54HL4-B |  | 0.425 | 3 | 132 | 23 |  | Fixed | Roof
NJADRE1559484083 | Administratively Determined Incentive Program | SOMERS POINT | 8244 | 8.5 | Residential | Behind the Meter | Yes | Whitman Construction, LLC | AC Electric |  | Accepted | 2025-04-17 | 2025-05-13 | 2026-05-13 | Solar Panels | Jinko Solar | JKM425N-54HL4-B |  | 0.425 | 3 | 42 | 23 |  | Fixed | Roof
NJADRE1559484083 | Administratively Determined Incentive Program | SOMERS POINT | 8244 | 8.5 | Residential | Behind the Meter | Yes | Whitman Construction, LLC | AC Electric |  | Accepted | 2025-04-17 | 2025-05-13 | 2026-05-13 | Solar Panels | Jinko Solar | JKM425N-54HL4-B |  | 0.425 | 4 | 132 | 23 |  | Fixed | Roof
NJADRE1559484084 | Administratively Determined Incentive Program | PATERSON | 7514 | 9.46 | Residential | Behind the Meter | Yes | Pro Custom Solar dba Momentum Solar | PSE&G |  | Accepted | 2025-04-17 | 2025-05-14 | 2026-05-14 | Solar Panels | HANWHA | Q.TRON BLK M-G2+430 |  | 0.43 | 13 | 103 | 26 |  | Fixed | Roof
NJADRE1559484084 | Administratively Determined Incentive Program | PATERSON | 7514 | 9.46 | Residential | Behind the Meter | Yes | Pro Custom Solar dba Momentum Solar | PSE&G |  | Accepted | 2025-04-17 | 2025-05-14 | 2026-05-14 | Solar Panels | HANWHA | Q.TRON BLK M-G2+430 |  | 0.43 | 3 | 283 | 38 |  | Fixed | Roof
NJADRE1559484084 | Administratively Determined Incentive Program | PATERSON | 7514 | 9.46 | Residential | Behind the Meter | Yes | Pro Custom Solar dba Momentum Solar | PSE&G |  | Accepted | 2025-04-17 | 2025-05-14 | 2026-05-14 | Solar Panels | HANWHA | Q.TRON BLK M-G2+430 |  | 0.43 | 6 | 103 | 38 |  | Fixed | Roof
NJADRE1559484084 | Administratively Determined Incentive Program | PATERSON | 7514 | 9.46 | Residential | Behind the Meter | Yes | Pro Custom Solar dba Momentum Solar | PSE&G |  | Accepted | 2025-04-17 | 2025-05-14 | 2026-05-14 | Inverters | ENPHASE | IQ8HC-72-M-DOM-US | 380 |  | 22 |  |  | 0.97 |  | Outdoor
NJADRE1559484103 | Administratively Determined Incentive Program | MAGNOLIA | 8049 | 10.32 | Residential | Behind the Meter | Yes | PosiGen Developer, LLC | PSE&G |  | Accepted | 2025-04-17 | 2025-05-13 | 2026-05-13 | Solar Panels | Jinko Eagle | G6R JKM430N-54HL4-B |  | 0.43 | 14 | 341 | 18 |  | Fixed | Roof
NJADRE1559484103 | Administratively Determined Incentive Program | MAGNOLIA | 8049 | 10.32 | Residential | Behind the Meter | Yes | PosiGen Developer, LLC | PSE&G |  | Accepted | 2025-04-17 | 2025-05-13 | 2026-05-13 | Inverters | SolarEdge | SE 10000 H-US | 10000 |  | 1 |  |  | 0.99 |  | Outside | Within ten feet of meter
NJADRE1559484103 | Administratively Determined Incentive Program | MAGNOLIA | 8049 | 10.32 | Residential | Behind the Meter | Yes | PosiGen Developer, LLC | PSE&G |  | Accepted | 2025-04-17 | 2025-05-13 | 2026-05-13 | Solar Panels | Jinko Eagle | G6R JKM430N-54HL4-B |  | 0.43 | 10 | 161 | 18 |  | Fixed | Roof
NJADRE1559484197 | Administratively Determined Incentive Program | WATERFORD | 8089 | 14.99 | Residential | Behind the Meter | Yes | Freedom Forever New Jersey, LLC | AC Electric |  | Accepted | 2025-04-17 | 2025-05-13 | 2026-05-13 | Inverters | Solar Edge | SE11400H-US | 11400 |  | 1 |  |  | 0.99 |  | Outside
NJADRE1559484197 | Administratively Determined Incentive Program | WATERFORD | 8089 | 14.99 | Residential | Behind the Meter | Yes | Freedom Forever New Jersey, LLC | AC Electric |  | Accepted | 2025-04-17 | 2025-05-13 | 2026-05-13 | Solar Panels | JA Solar | JAM54S31-405/MR |  | 0.405 | 20 | 195 | 28 |  | Fixed | Roof
NJADRE1559484197 | Administratively Determined Incentive Program | WATERFORD | 8089 | 14.99 | Residential | Behind the Meter | Yes | Freedom Forever New Jersey, LLC | AC Electric |  | Accepted | 2025-04-17 | 2025-05-13 | 2026-05-13 | Solar Panels | JA Solar | JAM54S31-405/MR |  | 0.405 | 17 | 15 | 28 |  | Fixed | Roof
NJADRE1559484817 | Administratively Determined Incentive Program | NORTH BEACH | 8008 | 13.77 | Commercial | Behind the Meter | No | Amped On Solar, LLC | AC Electric |  | Accepted | 2025-04-17 | 2025-05-16 | 2026-05-16 | Solar Panels | JA SOLAR | JAM54S31-405MR |  | 0.405 | 18 | 299 | 24 |  | Fixed | Roof
NJADRE1559484817 | Administratively Determined Incentive Program | NORTH BEACH | 8008 | 13.77 | Commercial | Behind the Meter | No | Amped On Solar, LLC | AC Electric |  | Accepted | 2025-04-17 | 2025-05-16 | 2026-05-16 | Solar Panels | JA SOLAR | JAM54S31-405MR |  | 0.405 | 16 | 119 | 24 |  | Fixed | Roof
NJADRE1559484817 | Administratively Determined Incentive Program | NORTH BEACH | 8008 | 13.77 | Commercial | Behind the Meter | No | Amped On Solar, LLC | AC Electric |  | Accepted | 2025-04-17 | 2025-05-16 | 2026-05-16 | Inverters | ENPHASE | IQ8+ | 290 |  | 34 |  |  | 0.976 |  | Outdoor | ON RACKING
NJADRE1559484843 | Administratively Determined Incentive Program | HACKETTSTOWN | 7840 | 7.29 | Residential | Behind the Meter | No | Power Home Remodeling Group | JCP&L |  | Accepted | 2025-04-17 | 2025-05-19 | 2026-05-19 | Solar Panels | JA solar | JAM54S31 405/MR |  | 0.405 | 12 | 290 | 7 |  | Fixed | Roof
NJADRE1559484843 | Administratively Determined Incentive Program | HACKETTSTOWN | 7840 | 7.29 | Residential | Behind the Meter | No | Power Home Remodeling Group | JCP&L |  | Accepted | 2025-04-17 | 2025-05-19 | 2026-05-19 | Solar Panels | JA Solar | JAM54S31 405/MR |  | 0.405 | 6 | 110 | 37 |  | Fixed | Roof
NJADRE1559484843 | Administratively Determined Incentive Program | HACKETTSTOWN | 7840 | 7.29 | Residential | Behind the Meter | No | Power Home Remodeling Group | JCP&L |  | Accepted | 2025-04-17 | 2025-05-19 | 2026-05-19 | Inverters | SolarEdge | SE5700H-US | 5760 |  | 1 |  |  | 0.99 |  | Outdoor
NJADRE1559484843 | Administratively Determined Incentive Program | HACKETTSTOWN | 7840 | 7.29 | Residential | Behind the Meter | No | Power Home Remodeling Group | JCP&L |  | Accepted | 2025-04-17 | 2025-05-19 | 2026-05-19 | Meters | SolarEdge | Revenue Grade Data Ansi C12.20 |  |  | 1 |  |  |  | Yes | Outdoor
NJADRE1559484891 | Administratively Determined Incentive Program | PHILLIPSBURG | 8865 | 11.05 | Residential | Behind the Meter | Yes | Integrity Solar & Home Solutions, LLC | JCP&L |  | Accepted | 2025-04-17 | 2025-05-13 | 2026-05-13 | Inverters | ENPHASE | IQ8+ | 290 |  | 26 |  |  | 0.98 |  | Other | UNDER EACH PANEL
NJADRE1559484891 | Administratively Determined Incentive Program | PHILLIPSBURG | 8865 | 11.05 | Residential | Behind the Meter | Yes | Integrity Solar & Home Solutions, LLC | JCP&L |  | Accepted | 2025-04-17 | 2025-05-13 | 2026-05-13 | Solar Panels | JINKO | JKM425N-54HL4-B |  | 0.425 | 11 | 148 | 13 |  | Fixed | Roof
NJADRE1559484891 | Administratively Determined Incentive Program | PHILLIPSBURG | 8865 | 11.05 | Residential | Behind the Meter | Yes | Integrity Solar & Home Solutions, LLC | JCP&L |  | Accepted | 2025-04-17 | 2025-05-13 | 2026-05-13 | Solar Panels | JINKO | JKM425N-54HL4-B |  | 0.425 | 2 | 238 | 30 |  | Fixed | Roof
NJADRE1559484891 | Administratively Determined Incentive Program | PHILLIPSBURG | 8865 | 11.05 | Residential | Behind the Meter | Yes | Integrity Solar & Home Solutions, LLC | JCP&L |  | Accepted | 2025-04-17 | 2025-05-13 | 2026-05-13 | Solar Panels | JINKO | JKM425N-54HL4-B |  | 0.425 | 9 | 328 | 33 |  | Fixed | Roof
NJADRE1559484891 | Administratively Determined Incentive Program | PHILLIPSBURG | 8865 | 11.05 | Residential | Behind the Meter | Yes | Integrity Solar & Home Solutions, LLC | JCP&L |  | Accepted | 2025-04-17 | 2025-05-13 | 2026-05-13 | Solar Panels | JINKO | JKM425N-54HL4-B |  | 0.425 | 4 | 148 | 33 |  | Fixed | Roof
NJADRE1559485188 | Administratively Determined Incentive Program | BEACHWOOD | 8722 | 9.775 | Residential | Behind the Meter | Yes | Whitman Construction, LLC | JCP&L |  | Accepted | 2025-04-17 | 2025-05-13 | 2026-05-13 | Inverters | ENPHASE | IQ8PLUS-72-2-US | 290 |  | 23 |  |  | 0.975 |  | Outdoor
NJADRE1559485188 | Administratively Determined Incentive Program | BEACHWOOD | 8722 | 9.775 | Residential | Behind the Meter | Yes | Whitman Construction, LLC | JCP&L |  | Accepted | 2025-04-17 | 2025-05-13 | 2026-05-13 | Solar Panels | Jinko Solar | JKM425N-54HL4-B |  | 0.425 | 23 | 125 | 43 |  | Fixed | Roof
NJADRE1559485188 | Administratively Determined Incentive Program | BEACHWOOD | 8722 | 9.775 | Residential | Behind the Meter | Yes | Whitman Construction, LLC | JCP&L |  | Accepted | 2025-04-17 | 2025-05-13 | 2026-05-13 | Meters | ENPHASE | X-IQ-AM1-240-5-HDK |  |  | 1 |  |  |  | Yes | Outdoor
NJADRE1559485301 | Administratively Determined Incentive Program | PITMAN | 8071 | 6.8 | Residential | Behind the Meter | Yes | Power Energy Solutions, LLC | AC Electric |  | Accepted | 2025-04-17 | 2025-05-13 | 2026-05-13 | Solar Panels | Trina Solar | TSM-425NE09RC.05 |  | 0.425 | 10 | 143 | 30 |  | Fixed | Roof
NJADRE1559485301 | Administratively Determined Incentive Program | PITMAN | 8071 | 6.8 | Residential | Behind the Meter | Yes | Power Energy Solutions, LLC | AC Electric |  | Accepted | 2025-04-17 | 2025-05-13 | 2026-05-13 | Inverters | SolarEdge | SE3800H-US | 3800 |  | 1 |  |  | 0.97 |  | Outdoor
NJADRE1559485301 | Administratively Determined Incentive Program | PITMAN | 8071 | 6.8 | Residential | Behind the Meter | Yes | Power Energy Solutions, LLC | AC Electric |  | Accepted | 2025-04-17 | 2025-05-13 | 2026-05-13 | Solar Panels | Trina Solar | TSM-425NE09RC.05 |  | 0.425 | 6 | 323 | 30 |  | Fixed | Roof
NJADRE1559485401 | Administratively Determined Incentive Program | Egg Harbor city | 8215 | 18.27 | Residential | Behind the Meter | Yes | Skyline Solar, LLC | AC Electric |  | Accepted | 2025-04-22 | 2025-05-28 | 2026-05-28 | Inverters | Enphase | IQ8PLUS-72-2-US | 290 |  | 42 |  |  | 0.977 |  | Outdoor
NJADRE1559485401 | Administratively Determined Incentive Program | Egg Harbor city | 8215 | 18.27 | Residential | Behind the Meter | Yes | Skyline Solar, LLC | AC Electric |  | Accepted | 2025-04-22 | 2025-05-28 | 2026-05-28 | Solar Panels | Hanwha | Q.TRON BLK M-G2+ 435 |  | 0.435 | 42 | 221 | 16 |  | Fixed | Roof
NJADRE1559485423 | Administratively Determined Incentive Program | NEWARK | 7108 | 5.84 | Residential | Behind the Meter | No | Power Home Remodeling Group | PSE&G |  | Accepted | 2025-04-17 | 2025-05-13 | 2026-05-13 | Solar Panels | Hyundai | HiS-S365XG(BK) |  | 0.365 | 4 | 299 | 34 |  | Fixed | Roof
NJADRE1559485423 | Administratively Determined Incentive Program | NEWARK | 7108 | 5.84 | Residential | Behind the Meter | No | Power Home Remodeling Group | PSE&G |  | Accepted | 2025-04-17 | 2025-05-13 | 2026-05-13 | Meters | SolarEdge | Revenue Grade Data Ansi C12.20 |  |  | 1 |  |  |  | Yes | Outdoor
NJADRE1559485423 | Administratively Determined Incentive Program | NEWARK | 7108 | 5.84 | Residential | Behind the Meter | No | Power Home Remodeling Group | PSE&G |  | Accepted | 2025-04-17 | 2025-05-13 | 2026-05-13 | Inverters | SolarEdge | SE3800H-US | 3800 |  | 1 |  |  | 0.99 |  | Outdoor
NJADRE1559485423 | Administratively Determined Incentive Program | NEWARK | 7108 | 5.84 | Residential | Behind the Meter | No | Power Home Remodeling Group | PSE&G |  | Accepted | 2025-04-17 | 2025-05-13 | 2026-05-13 | Solar Panels | Hyundai | HiS-S365XG(BK) |  | 0.365 | 12 | 119 | 35 |  | Fixed | Roof
NJADRE1559485473 | Administratively Determined Incentive Program | Washington | 7882 | 6.97 | Residential | Behind the Meter | Yes | Trinity Solar, LLC | JCP&L |  | Accepted | 2025-04-17 | 2025-05-13 | 2026-05-13 | Inverters | Solar Edge | USE5700H-US | 5760 |  | 1 |  |  | 0.986 |  | Outside
NJADRE1559485473 | Administratively Determined Incentive Program | Washington | 7882 | 6.97 | Residential | Behind the Meter | Yes | Trinity Solar, LLC | JCP&L |  | Accepted | 2025-04-17 | 2025-05-13 | 2026-05-13 | Solar Panels | Hanwha | (Q.PEAK DUO BLK ML-G10+ 410 |  | 0.41 | 5 | 165 | 26 |  | Fixed | Roof
NJADRE1559485473 | Administratively Determined Incentive Program | Washington | 7882 | 6.97 | Residential | Behind the Meter | Yes | Trinity Solar, LLC | JCP&L |  | Accepted | 2025-04-17 | 2025-05-13 | 2026-05-13 | Solar Panels | Hanwha | (Q.PEAK DUO BLK ML-G10+ 410 |  | 0.41 | 12 | 165 | 27 |  | Fixed | Roof
NJADRE1559485587 | Administratively Determined Incentive Program | LINDEN | 7036 | 7.29 | Residential | Behind the Meter | Yes | Freedom Forever New Jersey, LLC | PSE&G |  | Accepted | 2025-04-17 | 2025-05-13 | 2026-05-13 | Inverters | Solar Edge | SE7600H-US | 7600 |  | 1 |  |  | 0.99 |  | Outside
NJADRE1559485587 | Administratively Determined Incentive Program | LINDEN | 7036 | 7.29 | Residential | Behind the Meter | Yes | Freedom Forever New Jersey, LLC | PSE&G |  | Accepted | 2025-04-17 | 2025-05-13 | 2026-05-13 | Solar Panels | JA Solar | JAM54S31-405/MR |  | 0.405 | 18 | 39 | 14 |  | Fixed | Roof
NJADRE1559485627 | Administratively Determined Incentive Program | Paterson | 7513 | 19.09 | Residential | Behind the Meter | Yes | SunnyMac, LLC | PSE&G |  | Accepted | 2025-04-17 | 2025-05-14 | 2026-05-14 | Solar Panels | HANWHA | Q.PEAK DUO BLK ML-G10+ 415W |  | 0.415 | 8 | 279 | 23 |  | Fixed | Roof
NJADRE1559485627 | Administratively Determined Incentive Program | Paterson | 7513 | 19.09 | Residential | Behind the Meter | Yes | SunnyMac, LLC | PSE&G |  | Accepted | 2025-04-17 | 2025-05-14 | 2026-05-14 | Solar Panels | HANWHA | Q.PEAK DUO BLK ML-G10+ 415W |  | 0.415 | 4 | 189 | 25 |  | Fixed | Roof
NJADRE1559485627 | Administratively Determined Incentive Program | Paterson | 7513 | 19.09 | Residential | Behind the Meter | Yes | SunnyMac, LLC | PSE&G |  | Accepted | 2025-04-17 | 2025-05-14 | 2026-05-14 | Solar Panels | HANWHA | Q.PEAK DUO BLK ML-G10+ 415W |  | 0.415 | 11 | 189 | 44 |  | Fixed | Roof
NJADRE1559485627 | Administratively Determined Incentive Program | Paterson | 7513 | 19.09 | Residential | Behind the Meter | Yes | SunnyMac, LLC | PSE&G |  | Accepted | 2025-04-17 | 2025-05-14 | 2026-05-14 | Inverters | SOLAREDGE HOME HUB | SE10000H-US | 10000 |  | 1 |  |  | 0.99 |  | Outdoor | next to meter
NJADRE1559485627 | Administratively Determined Incentive Program | Paterson | 7513 | 19.09 | Residential | Behind the Meter | Yes | SunnyMac, LLC | PSE&G |  | Accepted | 2025-04-17 | 2025-05-14 | 2026-05-14 | Solar Panels | HANWHA | Q.PEAK DUO BLK ML-G10+ 415W |  | 0.415 | 11 | 9 | 44 |  | Fixed | Roof
NJADRE1559485627 | Administratively Determined Incentive Program | Paterson | 7513 | 19.09 | Residential | Behind the Meter | Yes | SunnyMac, LLC | PSE&G |  | Accepted | 2025-04-17 | 2025-05-14 | 2026-05-14 | Inverters | SOLAREDGE HOME HUB | SE5700H-US | 5760 |  | 1 |  |  | 0.99 |  | Outdoor | next to meter
NJADRE1559485627 | Administratively Determined Incentive Program | Paterson | 7513 | 19.09 | Residential | Behind the Meter | Yes | SunnyMac, LLC | PSE&G |  | Accepted | 2025-04-17 | 2025-05-14 | 2026-05-14 | Solar Panels | HANWHA | Q.PEAK DUO BLK ML-G10+ 415W |  | 0.415 | 8 | 99 | 23 |  | Fixed | Roof
NJADRE1559485627 | Administratively Determined Incentive Program | Paterson | 7513 | 19.09 | Residential | Behind the Meter | Yes | SunnyMac, LLC | PSE&G |  | Accepted | 2025-04-17 | 2025-05-14 | 2026-05-14 | Solar Panels | HANWHA | Q.PEAK DUO BLK ML-G10+ 415W |  | 0.415 | 4 | 9 | 25 |  | Fixed | Roof
NJADRE1559485643 | Administratively Determined Incentive Program | WEST WINDSOR TOWNSHIP | 8550 | 19.2 | Residential | Behind the Meter | Yes | Solar Energy World | JCP&L |  | Accepted | 2025-04-17 | 2025-05-13 | 2026-05-13 | Solar Panels | LONGi | LR5-54HABB-400M |  | 0.4 | 25 | 289 | 24 |  | Fixed | Roof
NJADRE1559485643 | Administratively Determined Incentive Program | WEST WINDSOR TOWNSHIP | 8550 | 19.2 | Residential | Behind the Meter | Yes | Solar Energy World | JCP&L |  | Accepted | 2025-04-17 | 2025-05-13 | 2026-05-13 | Solar Panels | LONGi | LR5-54HABB-400M |  | 0.4 | 23 | 109 | 22 |  | Fixed | Roof
NJADRE1559485643 | Administratively Determined Incentive Program | WEST WINDSOR TOWNSHIP | 8550 | 19.2 | Residential | Behind the Meter | Yes | Solar Energy World | JCP&L |  | Accepted | 2025-04-17 | 2025-05-13 | 2026-05-13 | Inverters | Enphase | IQ8HC-72-M-DOM-US | 384 |  | 48 |  |  | 0.97 |  | Outside
NJADRE1559485722 | Administratively Determined Incentive Program | Hazlet | 7730 | 8.2 | Residential | Behind the Meter | Yes | Trinity Solar, LLC | JCP&L |  | Accepted | 2025-04-17 | 2025-05-13 | 2026-05-13 | Solar Panels | HANWHA | (Q.PEAK DUO BLK ML-G10+ 410) |  | 0.41 | 8 | 177 | 18 |  | Fixed | Roof
NJADRE1559485722 | Administratively Determined Incentive Program | Hazlet | 7730 | 8.2 | Residential | Behind the Meter | Yes | Trinity Solar, LLC | JCP&L |  | Accepted | 2025-04-17 | 2025-05-13 | 2026-05-13 | Solar Panels | HANWHA | (Q.PEAK DUO BLK ML-G10+ 410) |  | 0.41 | 6 | 87 | 16 |  | Fixed | Roof
NJADRE1559485722 | Administratively Determined Incentive Program | Hazlet | 7730 | 8.2 | Residential | Behind the Meter | Yes | Trinity Solar, LLC | JCP&L |  | Accepted | 2025-04-17 | 2025-05-13 | 2026-05-13 | Inverters | Solar Edge | USE7600H-USMNBL75 | 7600 |  | 1 |  |  | 0.97 |  | Outdoor
NJADRE1559485722 | Administratively Determined Incentive Program | Hazlet | 7730 | 8.2 | Residential | Behind the Meter | Yes | Trinity Solar, LLC | JCP&L |  | Accepted | 2025-04-17 | 2025-05-13 | 2026-05-13 | Solar Panels | HANWHA | (Q.PEAK DUO BLK ML-G10+ 410) |  | 0.41 | 6 | 267 | 16 |  | Fixed | Roof
NJADRE1559485748 | Administratively Determined Incentive Program | Parsippany | 7054 | 8.5 | Residential | Behind the Meter | No | Fusion Solar Energy, LLC | JCP&L |  | Accepted | 2025-04-17 | 2025-05-13 | 2026-05-13 | Solar Panels | JINKO SOLAR | JKM425N-54HL4R-B |  | 0.425 | 20 | 120.44 | 23 |  | Fixed | Roof
NJADRE1559485748 | Administratively Determined Incentive Program | Parsippany | 7054 | 8.5 | Residential | Behind the Meter | No | Fusion Solar Energy, LLC | JCP&L |  | Accepted | 2025-04-17 | 2025-05-13 | 2026-05-13 | Inverters | ENPHASE | IQ8PLUS-72-2-US | 290 |  | 20 |  |  | 0.973 |  | Outside | Roof
NJADRE1559485761 | Administratively Determined Incentive Program | Milford | 8848 | 13.33 | Residential | Behind the Meter | Yes | Green Power Energy, LLC | JCP&L |  | Accepted | 2025-04-17 | 2025-05-15 | 2026-05-15 | Inverters | Enphase Energy | IQ8MC-72-M-US [240V] | 320 |  | 31 |  |  | 0.98 |  | Outside | Roof
NJADRE1559485761 | Administratively Determined Incentive Program | Milford | 8848 | 13.33 | Residential | Behind the Meter | Yes | Green Power Energy, LLC | JCP&L |  | Accepted | 2025-04-17 | 2025-05-15 | 2026-05-15 | Solar Panels | SEG Solar | SEG-430-BTD-BG |  | 0.43 | 31 | 180 | 33 |  | Fixed | Roof
NJADRE1559485789 | Administratively Determined Incentive Program | Clark | 7066 | 5.27 | Residential | Behind the Meter | Yes | Freedom Forever New Jersey, LLC | PSE&G |  | Accepted | 2025-04-17 | 2025-05-14 | 2026-05-14 | Solar Panels | Trina | TSM-405NE09RC.05 |  | 0.405 | 6 | 130 | 26 |  | Fixed | Roof
NJADRE1559485789 | Administratively Determined Incentive Program | Clark | 7066 | 5.27 | Residential | Behind the Meter | Yes | Freedom Forever New Jersey, LLC | PSE&G |  | Accepted | 2025-04-17 | 2025-05-14 | 2026-05-14 | Inverters | Solar Edge | SE5700H-US | 5760 |  | 1 |  |  | 0.99 |  | Outside
NJADRE1559485789 | Administratively Determined Incentive Program | Clark | 7066 | 5.27 | Residential | Behind the Meter | Yes | Freedom Forever New Jersey, LLC | PSE&G |  | Accepted | 2025-04-17 | 2025-05-14 | 2026-05-14 | Solar Panels | Trina | TSM-405NE09RC.05 |  | 0.405 | 7 | 220 | 26 |  | Fixed | Roof
NJADRE1559485793 | Administratively Determined Incentive Program | Monroe Twp | 8831 | 26.65 | Residential | Behind the Meter | Yes | Trinity Solar, LLC | JCP&L |  | Accepted | 2025-04-17 | 2025-05-15 | 2026-05-15 | Inverters | Solar Edge | SE10000H-US | 10000 |  | 1 |  |  | 0.97 |  | Indoor
NJADRE1559485793 | Administratively Determined Incentive Program | Monroe Twp | 8831 | 26.65 | Residential | Behind the Meter | Yes | Trinity Solar, LLC | JCP&L |  | Accepted | 2025-04-17 | 2025-05-15 | 2026-05-15 | Solar Panels | Hanwha | HANWHA 410 (Q.PEAK DUO BLK ML-G10+ 410) |  | 0.41 | 10 | 87 | 16 |  | Fixed | Roof
NJADRE1559485793 | Administratively Determined Incentive Program | Monroe Twp | 8831 | 26.65 | Residential | Behind the Meter | Yes | Trinity Solar, LLC | JCP&L |  | Accepted | 2025-04-17 | 2025-05-15 | 2026-05-15 | Solar Panels | Hanwha | HANWHA 410 (Q.PEAK DUO BLK ML-G10+ 410) |  | 0.41 | 8 | 267 | 16 |  | Fixed | Roof
NJADRE1559485793 | Administratively Determined Incentive Program | Monroe Twp | 8831 | 26.65 | Residential | Behind the Meter | Yes | Trinity Solar, LLC | JCP&L |  | Accepted | 2025-04-17 | 2025-05-15 | 2026-05-15 | Solar Panels | Hanwha | HANWHA 410 (Q.PEAK DUO BLK ML-G10+ 410) |  | 0.41 | 10 | 87 | 34 |  | Fixed | Roof
NJADRE1559485793 | Administratively Determined Incentive Program | Monroe Twp | 8831 | 26.65 | Residential | Behind the Meter | Yes | Trinity Solar, LLC | JCP&L |  | Accepted | 2025-04-17 | 2025-05-15 | 2026-05-15 | Solar Panels | Hanwha | HANWHA 410 (Q.PEAK DUO BLK ML-G10+ 410) |  | 0.41 | 6 | 267 | 25 |  | Fixed | Roof
NJADRE1559485793 | Administratively Determined Incentive Program | Monroe Twp | 8831 | 26.65 | Residential | Behind the Meter | Yes | Trinity Solar, LLC | JCP&L |  | Accepted | 2025-04-17 | 2025-05-15 | 2026-05-15 | Inverters | Solar Edge | SE1400H-US | 11400 |  | 1 |  |  | 0.97 |  | Outdoor
NJADRE1559485793 | Administratively Determined Incentive Program | Monroe Twp | 8831 | 26.65 | Residential | Behind the Meter | Yes | Trinity Solar, LLC | JCP&L |  | Accepted | 2025-04-17 | 2025-05-15 | 2026-05-15 | Solar Panels | Hanwha | HANWHA 410 (Q.PEAK DUO BLK ML-G10+ 410) |  | 0.41 | 9 | 87 | 20 |  | Fixed | Roof
NJADRE1559485793 | Administratively Determined Incentive Program | Monroe Twp | 8831 | 26.65 | Residential | Behind the Meter | Yes | Trinity Solar, LLC | JCP&L |  | Accepted | 2025-04-17 | 2025-05-15 | 2026-05-15 | Solar Panels | Hanwha | HANWHA 410 (Q.PEAK DUO BLK ML-G10+ 410) |  | 0.41 | 22 | 267 | 19 |  | Fixed | Roof
NJADRE1559485823 | Administratively Determined Incentive Program | PLAINFIELD | 7062 | 8.2 | Residential | Behind the Meter | Yes | Pro Custom Solar dba Momentum Solar | PSE&G |  | Accepted | 2025-04-17 | 2025-05-13 | 2026-05-13 | Inverters | ENPHASE | IQ8HC-72-M-DOM-US | 380 |  | 20 |  |  | 0.97 |  | Outdoor
NJADRE1559485823 | Administratively Determined Incentive Program | PLAINFIELD | 7062 | 8.2 | Residential | Behind the Meter | Yes | Pro Custom Solar dba Momentum Solar | PSE&G |  | Accepted | 2025-04-17 | 2025-05-13 | 2026-05-13 | Solar Panels | HANWHA | Q.PEAK DUO BLK ML-G10+410 |  | 0.41 | 9 | 305 | 42 |  | Fixed | Roof
NJADRE1559485823 | Administratively Determined Incentive Program | PLAINFIELD | 7062 | 8.2 | Residential | Behind the Meter | Yes | Pro Custom Solar dba Momentum Solar | PSE&G |  | Accepted | 2025-04-17 | 2025-05-13 | 2026-05-13 | Solar Panels | HANWHA | Q.PEAK DUO BLK ML-G10+410 |  | 0.41 | 11 | 125 | 42 |  | Fixed | Roof
NJADRE1559485869 | Administratively Determined Incentive Program | PHILLIPSBURG | 8865 | 5.95 | Residential | Behind the Meter | Yes | Integrity Solar & Home Solutions, LLC | JCP&L |  | Accepted | 2025-04-17 | 2025-05-13 | 2026-05-13 | Inverters | ENPHASE | IQ8+ | 290 |  | 14 |  |  | 0.98 |  | Other | UNDER EACH PANEL
NJADRE1559485869 | Administratively Determined Incentive Program | PHILLIPSBURG | 8865 | 5.95 | Residential | Behind the Meter | Yes | Integrity Solar & Home Solutions, LLC | JCP&L |  | Accepted | 2025-04-17 | 2025-05-13 | 2026-05-13 | Solar Panels | JINKO | JKM425N-54HL4-B |  | 0.425 | 11 | 143 | 33 |  | Fixed | Roof
NJADRE1559485869 | Administratively Determined Incentive Program | PHILLIPSBURG | 8865 | 5.95 | Residential | Behind the Meter | Yes | Integrity Solar & Home Solutions, LLC | JCP&L |  | Accepted | 2025-04-17 | 2025-05-13 | 2026-05-13 | Solar Panels | JINKO | JKM425N-54HL4-B |  | 0.425 | 3 | 143 | 12 |  | Fixed | Roof
NJADRE1559485872 | Administratively Determined Incentive Program | CAPE MAY | 8204 | 12.71 | Residential | Behind the Meter | Yes | Trinity Solar, LLC | AC Electric |  | Accepted | 2025-04-17 | 2025-05-13 | 2026-05-13 | Solar Panels | HANWHA | (Q.PEAK DUO BLK ML-G10+ 410) |  | 0.41 | 10 | 129 | 23 |  | Fixed | Roof
NJADRE1559485872 | Administratively Determined Incentive Program | CAPE MAY | 8204 | 12.71 | Residential | Behind the Meter | Yes | Trinity Solar, LLC | AC Electric |  | Accepted | 2025-04-17 | 2025-05-13 | 2026-05-13 | Inverters | Solar Edge | USE10000H-USMNBL75 | 10000 |  | 1 |  |  | 0.97 |  | Outdoor
NJADRE1559485872 | Administratively Determined Incentive Program | CAPE MAY | 8204 | 12.71 | Residential | Behind the Meter | Yes | Trinity Solar, LLC | AC Electric |  | Accepted | 2025-04-17 | 2025-05-13 | 2026-05-13 | Solar Panels | HANWHA | (Q.PEAK DUO BLK ML-G10+ 410) |  | 0.41 | 9 | 309 | 23 |  | Fixed | Roof
NJADRE1559485872 | Administratively Determined Incentive Program | CAPE MAY | 8204 | 12.71 | Residential | Behind the Meter | Yes | Trinity Solar, LLC | AC Electric |  | Accepted | 2025-04-17 | 2025-05-13 | 2026-05-13 | Solar Panels | HANWHA | (Q.PEAK DUO BLK ML-G10+ 410) |  | 0.41 | 4 | 309 | 23 |  | Fixed | Roof
NJADRE1559485872 | Administratively Determined Incentive Program | CAPE MAY | 8204 | 12.71 | Residential | Behind the Meter | Yes | Trinity Solar, LLC | AC Electric |  | Accepted | 2025-04-17 | 2025-05-13 | 2026-05-13 | Solar Panels | HANWHA | (Q.PEAK DUO BLK ML-G10+ 410) |  | 0.41 | 8 | 129 | 23 |  | Fixed | Roof
NJADRE1559485879 | Administratively Determined Incentive Program | Browns Mills | 8015 | 18.92 | Residential | Behind the Meter | Yes | Team Sunshine Contruction, LLC | JCP&L |  | Accepted | 2025-04-21 | 2025-05-15 | 2026-05-15 | Inverters | SOLAREDGE TECHNOLOGIES | SE7600H-US | 8 |  | 2 |  |  | 0.98 |  | Outdoor
NJADRE1559485879 | Administratively Determined Incentive Program | Browns Mills | 8015 | 18.92 | Residential | Behind the Meter | Yes | Team Sunshine Contruction, LLC | JCP&L |  | Accepted | 2025-04-21 | 2025-05-15 | 2026-05-15 | Solar Panels | JINKO SOLAR | JKM430N-54HL4-B |  | 0.43 | 18 | 272 | 25 |  | Fixed | Roof
NJADRE1559485879 | Administratively Determined Incentive Program | Browns Mills | 8015 | 18.92 | Residential | Behind the Meter | Yes | Team Sunshine Contruction, LLC | JCP&L |  | Accepted | 2025-04-21 | 2025-05-15 | 2026-05-15 | Solar Panels | JINKO SOLAR | JKM430N-54HL4-B |  | 0.43 | 3 | 272 | 25 |  | Fixed | Roof
NJADRE1559485879 | Administratively Determined Incentive Program | Browns Mills | 8015 | 18.92 | Residential | Behind the Meter | Yes | Team Sunshine Contruction, LLC | JCP&L |  | Accepted | 2025-04-21 | 2025-05-15 | 2026-05-15 | Solar Panels | JINKO SOLAR | JKM430N-54HL4-B |  | 0.43 | 23 | 92 | 25 |  | Fixed | Roof
NJADRE1559485879 | Administratively Determined Incentive Program | Browns Mills | 8015 | 18.92 | Residential | Behind the Meter | Yes | Team Sunshine Contruction, LLC | JCP&L |  | Accepted | 2025-04-21 | 2025-05-15 | 2026-05-15 | Meters | SOLAREDGE | 12345 |  |  | 1 |  |  |  | Yes | Outdoor
NJADRE1559486327 | Administratively Determined Incentive Program | Woodland Park | 7424 | 1749.6 | Commercial | Behind the Meter | Yes | Telyon Clean Energy, LLC | PSE&G |  | Accepted | 2025-05-07 | 2025-06-05 | 2026-06-05 | Solar Panels | Jinko Solar | JKM540M-72HL4-TV |  | 0.54 | 3240 | 152 | 10 |  | Fixed | Roof
NJADRE1559486327 | Administratively Determined Incentive Program | Woodland Park | 7424 | 1749.6 | Commercial | Behind the Meter | Yes | Telyon Clean Energy, LLC | PSE&G |  | Accepted | 2025-05-07 | 2025-06-05 | 2026-06-05 | Inverters | SolarEdge Technologies | SE120KUS | 120000 |  | 10 |  |  | 0.985 |  | Outside
NJADRE1559487049 | Administratively Determined Incentive Program | NEWTON | 7860 | 9.43 | Residential | Behind the Meter | Yes | Trinity Solar, LLC | AC Electric |  | Accepted | 2025-04-17 | 2025-05-13 | 2026-05-13 | Solar Panels | HANWHA | (Q.PEAK DUO BLK ML-G10+ 410) |  | 0.41 | 23 | 186 | 18 |  | Fixed | Roof
NJADRE1559487049 | Administratively Determined Incentive Program | NEWTON | 7860 | 9.43 | Residential | Behind the Meter | Yes | Trinity Solar, LLC | AC Electric |  | Accepted | 2025-04-17 | 2025-05-13 | 2026-05-13 | Inverters | Solar Edge | USE7600H-USMNBL75 | 7600 |  | 1 |  |  | 0.97 |  | Outdoor
NJADRE1559487404 | Administratively Determined Incentive Program | SOMERVILLE | 8876 | 11.18 | Residential | Behind the Meter | No | Green Power Energy, LLC | JCP&L |  | Accepted | 2025-04-17 | 2025-05-13 | 2026-05-13 | Inverters | Enphase Energy | IQ8MC-72-M-US [240V] | 320 |  | 26 |  |  | 0.98 |  | Outside | Roof
NJADRE1559487404 | Administratively Determined Incentive Program | SOMERVILLE | 8876 | 11.18 | Residential | Behind the Meter | No | Green Power Energy, LLC | JCP&L |  | Accepted | 2025-04-17 | 2025-05-13 | 2026-05-13 | Solar Panels | SEG Solar | SEG-430-BTD-BG |  | 0.43 | 6 | 335 | 18 |  | Fixed | Roof
NJADRE1559487404 | Administratively Determined Incentive Program | SOMERVILLE | 8876 | 11.18 | Residential | Behind the Meter | No | Green Power Energy, LLC | JCP&L |  | Accepted | 2025-04-17 | 2025-05-13 | 2026-05-13 | Solar Panels | SEG Solar | SEG-430-BTD-BG |  | 0.43 | 20 | 155 | 18 |  | Fixed | Roof
NJADRE1559487404 | Administratively Determined Incentive Program | SOMERVILLE | 8876 | 11.18 | Residential | Behind the Meter | No | Green Power Energy, LLC | JCP&L |  | Accepted | 2025-04-17 | 2025-05-13 | 2026-05-13 | Electric Storage Battery | Enphase Energy | IQBATTERY-5P-1P-NA |  |  | 3 |  |  |  | Lithium Ion |  | Inside and Outside
NJADRE1559487483 | Administratively Determined Incentive Program | UNION CITY | 7087 | 9.46 | Residential | Behind the Meter | Yes | Fusion Solar Energy, LLC | PSE&G |  | Accepted | 2025-04-17 | 2025-05-14 | 2026-05-14 | Solar Panels | TRINA SOLAR | TSM-430NE09RC.05 |  | 0.43 | 22 | 297.62 | 5 |  | Fixed | Roof
NJADRE1559487483 | Administratively Determined Incentive Program | UNION CITY | 7087 | 9.46 | Residential | Behind the Meter | Yes | Fusion Solar Energy, LLC | PSE&G |  | Accepted | 2025-04-17 | 2025-05-14 | 2026-05-14 | Inverters | ENPHASE | IQ8HC-72-M-DOM-US | 380 |  | 22 |  |  | 0.97 |  | Outside | Roof
NJADRE1559487537 | Administratively Determined Incentive Program | LAUREL SPRINGS | 8021 | 12.75 | Residential | Behind the Meter | Yes | Integrity Solar & Home Solutions, LLC | AC Electric |  | Accepted | 2025-04-17 | 2025-05-13 | 2026-05-13 | Solar Panels | JINKO | JKM425N-54HL4-B |  | 0.425 | 2 | 221 | 18 |  | Fixed | Roof
NJADRE1559487537 | Administratively Determined Incentive Program | LAUREL SPRINGS | 8021 | 12.75 | Residential | Behind the Meter | Yes | Integrity Solar & Home Solutions, LLC | AC Electric |  | Accepted | 2025-04-17 | 2025-05-13 | 2026-05-13 | Solar Panels | JINKO | JKM425N-54HL4-B |  | 0.425 | 14 | 222 | 18 |  | Fixed | Roof
NJADRE1559487537 | Administratively Determined Incentive Program | LAUREL SPRINGS | 8021 | 12.75 | Residential | Behind the Meter | Yes | Integrity Solar & Home Solutions, LLC | AC Electric |  | Accepted | 2025-04-17 | 2025-05-13 | 2026-05-13 | Inverters | ENPHASE | IQ8+ | 290 |  | 30 |  |  | 0.98 |  | Other | UNDER EACH PANEL
NJADRE1559487537 | Administratively Determined Incentive Program | LAUREL SPRINGS | 8021 | 12.75 | Residential | Behind the Meter | Yes | Integrity Solar & Home Solutions, LLC | AC Electric |  | Accepted | 2025-04-17 | 2025-05-13 | 2026-05-13 | Solar Panels | JINKO | JKM425N-54HL4-B |  | 0.425 | 14 | 42 | 18 |  | Fixed | Roof
NJADRE1559487554 | Administratively Determined Incentive Program | MONROE | 8831 | 12.8 | Residential | Behind the Meter | No | Greentech Solar USA, LLC | JCP&L |  | Accepted | 2025-04-17 | 2025-05-14 | 2026-05-14 | Solar Panels | Znshine Solar | ZXM7-SH108-400 |  | 0.4 | 8 | 110 | 36 |  | Fixed | Roof | Roof
NJADRE1559487554 | Administratively Determined Incentive Program | MONROE | 8831 | 12.8 | Residential | Behind the Meter | No | Greentech Solar USA, LLC | JCP&L |  | Accepted | 2025-04-17 | 2025-05-14 | 2026-05-14 | Solar Panels | Znshine Solar | ZXM7-SH108-400 |  | 0.4 | 24 | 200 | 42 |  | Fixed | Roof
NJADRE1559487554 | Administratively Determined Incentive Program | MONROE | 8831 | 12.8 | Residential | Behind the Meter | No | Greentech Solar USA, LLC | JCP&L |  | Accepted | 2025-04-17 | 2025-05-14 | 2026-05-14 | Inverters | Growatt | MIN10000TL-XH-US | 10000 |  | 1 |  |  | 0 |  | Outdoor | Outside Wall
NJADRE1559487565 | Administratively Determined Incentive Program | TRENTON | 8690 | 7.38 | Residential | Behind the Meter | Yes | Trinity Solar, LLC | PSE&G |  | Accepted | 2025-04-17 | 2025-05-13 | 2026-05-13 | Inverters | Solar Edge | SE7600H-US | 7600 |  | 1 |  |  | 0.986 |  | Outdoor
NJADRE1559487565 | Administratively Determined Incentive Program | TRENTON | 8690 | 7.38 | Residential | Behind the Meter | Yes | Trinity Solar, LLC | PSE&G |  | Accepted | 2025-04-17 | 2025-05-13 | 2026-05-13 | Solar Panels | Hanwha | Q.PEAK DUO BLK ML-G10+ 410 |  | 0.41 | 14 | 208 | 26 |  | Fixed | Roof
NJADRE1559487565 | Administratively Determined Incentive Program | TRENTON | 8690 | 7.38 | Residential | Behind the Meter | Yes | Trinity Solar, LLC | PSE&G |  | Accepted | 2025-04-17 | 2025-05-13 | 2026-05-13 | Solar Panels | Hanwha | Q.PEAK DUO BLK ML-G10+ 410 |  | 0.41 | 4 | 208 | 26 |  | Fixed | Roof
NJADRE1559487582 | Administratively Determined Incentive Program | Sayreville | 8872 | 8.51 | Residential | Behind the Meter | No | Freedom Forever New Jersey, LLC | JCP&L |  | Accepted | 2025-04-17 | 2025-05-14 | 2026-05-14 | Inverters | Solar Edge | SE6000H-US | 6000 |  | 1 |  |  | 0.99 |  | Outside
NJADRE1559487582 | Administratively Determined Incentive Program | Sayreville | 8872 | 8.51 | Residential | Behind the Meter | No | Freedom Forever New Jersey, LLC | JCP&L |  | Accepted | 2025-04-17 | 2025-05-14 | 2026-05-14 | Solar Panels | JA Solar | JAM54S31-405/MR |  | 0.405 | 2 | 121 | 31 |  | Fixed | Roof
NJADRE1559487582 | Administratively Determined Incentive Program | Sayreville | 8872 | 8.51 | Residential | Behind the Meter | No | Freedom Forever New Jersey, LLC | JCP&L |  | Accepted | 2025-04-17 | 2025-05-14 | 2026-05-14 | Solar Panels | JA Solar | JAM54S31-405/MR |  | 0.405 | 6 | 301 | 31 |  | Fixed | Roof
NJADRE1559487582 | Administratively Determined Incentive Program | Sayreville | 8872 | 8.51 | Residential | Behind the Meter | No | Freedom Forever New Jersey, LLC | JCP&L |  | Accepted | 2025-04-17 | 2025-05-14 | 2026-05-14 | Solar Panels | JA Solar | JAM54S31-405/MR |  | 0.405 | 13 | 121 | 31 |  | Fixed | Roof
NJADRE1559487590 | Administratively Determined Incentive Program | PENNSVILLE | 8070 | 11.9 | Residential | Behind the Meter | Yes | RCL Enterprises, Inc. | AC Electric |  | Accepted | 2025-04-17 | 2025-05-13 | 2026-05-13 | Solar Panels | Jinko | JKM425N |  | 0.425 | 12 | 308 | 32 |  | Fixed | Roof
NJADRE1559487590 | Administratively Determined Incentive Program | PENNSVILLE | 8070 | 11.9 | Residential | Behind the Meter | Yes | RCL Enterprises, Inc. | AC Electric |  | Accepted | 2025-04-17 | 2025-05-13 | 2026-05-13 | Inverters | Enphase | IQ8+ | 290 |  | 28 |  |  | 0.97 |  | Outside
NJADRE1559487590 | Administratively Determined Incentive Program | PENNSVILLE | 8070 | 11.9 | Residential | Behind the Meter | Yes | RCL Enterprises, Inc. | AC Electric |  | Accepted | 2025-04-17 | 2025-05-13 | 2026-05-13 | Solar Panels | Jinko | JKM425N |  | 0.425 | 16 | 128 | 32 |  | Fixed | Roof
NJADRE1559487596 | Administratively Determined Incentive Program | PLAINFIELD | 7060 | 3.28 | Residential | Behind the Meter | Yes | Sunrun Installation Services, Inc. | PSE&G |  | Accepted | 2025-04-17 | 2025-05-13 | 2026-05-13 | Inverters | SolarEdge Technologies | SE3800H-USMN | 3800 |  | 1 |  |  | 0.99 |  | Outdoor
NJADRE1559487596 | Administratively Determined Incentive Program | PLAINFIELD | 7060 | 3.28 | Residential | Behind the Meter | Yes | Sunrun Installation Services, Inc. | PSE&G |  | Accepted | 2025-04-17 | 2025-05-13 | 2026-05-13 | Solar Panels | Hanwha Q Cells | Q.PEAK DUO BLK ML-G10+ 410 |  | 0.41 | 5 | 35 | 31 |  | Fixed | Roof
NJADRE1559487596 | Administratively Determined Incentive Program | PLAINFIELD | 7060 | 3.28 | Residential | Behind the Meter | Yes | Sunrun Installation Services, Inc. | PSE&G |  | Accepted | 2025-04-17 | 2025-05-13 | 2026-05-13 | Solar Panels | Hanwha Q Cells | Q.PEAK DUO BLK ML-G10+ 410 |  | 0.41 | 3 | 215 | 32 |  | Fixed | Roof
NJADRE1559487625 | Administratively Determined Incentive Program | BERNARDS | 7920 | 13.12 | Residential | Behind the Meter | No | Freedom Forever New Jersey, LLC | JCP&L |  | Accepted | 2025-04-17 | 2025-05-13 | 2026-05-13 | Solar Panels | Hanwha | Q.PEAK DUO BLK ML-G10+ 410 |  | 0.41 | 12 | 160 | 39 |  | Fixed | Ground
NJADRE1559487625 | Administratively Determined Incentive Program | BERNARDS | 7920 | 13.12 | Residential | Behind the Meter | No | Freedom Forever New Jersey, LLC | JCP&L |  | Accepted | 2025-04-17 | 2025-05-13 | 2026-05-13 | Inverters | Tesla | Tesla Powerwall 3 Integrated | 11500 |  | 1 |  |  | 0.99 |  | Outdoor
NJADRE1559487625 | Administratively Determined Incentive Program | BERNARDS | 7920 | 13.12 | Residential | Behind the Meter | No | Freedom Forever New Jersey, LLC | JCP&L |  | Accepted | 2025-04-17 | 2025-05-13 | 2026-05-13 | Solar Panels | Hanwha | Q.PEAK DUO BLK ML-G10+ 410 |  | 0.41 | 20 | 160 | 20 |  | Fixed | Ground
NJADRE1559487655 | Administratively Determined Incentive Program | South Brunswick Twp | 8810 | 8 | Residential | Behind the Meter | Yes | Sunrun Installation Services, Inc. | PSE&G |  | Accepted | 2025-04-17 | 2025-05-13 | 2026-05-13 | Inverters | SolarEdge Technologies | SE6000H-USSN | 6000 |  | 1 |  |  | 0.99 |  | Outdoor
NJADRE1559487655 | Administratively Determined Incentive Program | South Brunswick Twp | 8810 | 8 | Residential | Behind the Meter | Yes | Sunrun Installation Services, Inc. | PSE&G |  | Accepted | 2025-04-17 | 2025-05-13 | 2026-05-13 | Solar Panels | Hanwha Q Cells | Q.PEAK DUO BLK ML-G10+/T 400 |  | 0.4 | 3 | 195 | 29 |  | Fixed | Roof
NJADRE1559487655 | Administratively Determined Incentive Program | South Brunswick Twp | 8810 | 8 | Residential | Behind the Meter | Yes | Sunrun Installation Services, Inc. | PSE&G |  | Accepted | 2025-04-17 | 2025-05-13 | 2026-05-13 | Solar Panels | Hanwha Q Cells | Q.PEAK DUO BLK ML-G10+/T 400 |  | 0.4 | 11 | 285 | 18 |  | Fixed | Roof
NJADRE1559487655 | Administratively Determined Incentive Program | South Brunswick Twp | 8810 | 8 | Residential | Behind the Meter | Yes | Sunrun Installation Services, Inc. | PSE&G |  | Accepted | 2025-04-17 | 2025-05-13 | 2026-05-13 | Solar Panels | Hanwha Q Cells | Q.PEAK DUO BLK ML-G10+/T 400 |  | 0.4 | 6 | 105 | 19 |  | Fixed | Roof
NJADRE1559487657 | Administratively Determined Incentive Program | RAHWAY | 7065 | 6.48 | Residential | Behind the Meter | No | Freedom Forever New Jersey, LLC | PSE&G |  | Accepted | 2025-04-17 | 2025-05-13 | 2026-05-13 | Solar Panels | JA Solar | JAM54S31-405/MR |  | 0.405 | 3 | 281 | 19 |  | Fixed | Roof
NJADRE1559487657 | Administratively Determined Incentive Program | RAHWAY | 7065 | 6.48 | Residential | Behind the Meter | No | Freedom Forever New Jersey, LLC | PSE&G |  | Accepted | 2025-04-17 | 2025-05-13 | 2026-05-13 | Inverters | Solar Edge | SE5700H-US | 5760 |  | 1 |  |  | 0.99 |  | Outside
NJADRE1559487657 | Administratively Determined Incentive Program | RAHWAY | 7065 | 6.48 | Residential | Behind the Meter | No | Freedom Forever New Jersey, LLC | PSE&G |  | Accepted | 2025-04-17 | 2025-05-13 | 2026-05-13 | Solar Panels | JA Solar | JAM54S31-405/MR |  | 0.405 | 13 | 190 | 18 |  | Fixed | Roof
NJADRE1559487659 | Administratively Determined Incentive Program | PORT NORRIS | 8349 | 9.43 | Residential | Behind the Meter | Yes | Pro Custom Solar dba Momentum Solar | AC Electric |  | Accepted | 2025-04-17 | 2025-05-13 | 2026-05-13 | Inverters | ENPHASE | IQ8HC-72-M-DOM-US | 380 |  | 23 |  |  | 0.97 |  | Outdoor
NJADRE1559487659 | Administratively Determined Incentive Program | PORT NORRIS | 8349 | 9.43 | Residential | Behind the Meter | Yes | Pro Custom Solar dba Momentum Solar | AC Electric |  | Accepted | 2025-04-17 | 2025-05-13 | 2026-05-13 | Solar Panels | HANWHA | Q.PEAK DUO BLK ML-G10+410 |  | 0.41 | 23 | 211 | 19 |  | Fixed | Roof
NJADRE1559487682 | Administratively Determined Incentive Program | Teaneck | 7666 | 9.84 | Residential | Behind the Meter | Yes | Pro Custom Solar dba Momentum Solar | PSE&G |  | Accepted | 2025-04-17 | 2025-05-14 | 2026-05-14 | Solar Panels | HANWHA | Q.PEAK DUO BLK ML-G10+410 |  | 0.41 | 12 | 111 | 27 |  | Fixed | Roof
NJADRE1559487682 | Administratively Determined Incentive Program | Teaneck | 7666 | 9.84 | Residential | Behind the Meter | Yes | Pro Custom Solar dba Momentum Solar | PSE&G |  | Accepted | 2025-04-17 | 2025-05-14 | 2026-05-14 | Solar Panels | HANWHA | Q.PEAK DUO BLK ML-G10+410 |  | 0.41 | 12 | 291 | 27 |  | Fixed | Roof
NJADRE1559487682 | Administratively Determined Incentive Program | Teaneck | 7666 | 9.84 | Residential | Behind the Meter | Yes | Pro Custom Solar dba Momentum Solar | PSE&G |  | Accepted | 2025-04-17 | 2025-05-14 | 2026-05-14 | Inverters | ENPHASE | IQ8HC-72-M-DOM-US | 380 |  | 24 |  |  | 0.97 |  | Outdoor
NJADRE1559488104 | Administratively Determined Incentive Program | WESTAMPTON | 8060 | 6.15 | Residential | Behind the Meter | Yes | Pro Custom Solar dba Momentum Solar | PSE&G |  | Accepted | 2025-04-17 | 2025-05-15 | 2026-05-15 | Solar Panels | HANWHA | Q.PEAK DUO BLK ML-G10+ 410 |  | 0.41 | 8 | 285 | 24 |  | Fixed | Roof
NJADRE1559488104 | Administratively Determined Incentive Program | WESTAMPTON | 8060 | 6.15 | Residential | Behind the Meter | Yes | Pro Custom Solar dba Momentum Solar | PSE&G |  | Accepted | 2025-04-17 | 2025-05-15 | 2026-05-15 | Inverters | Enphase | IQ8HC-72-M-DOM-US | 380 |  | 15 |  |  | 0.97 |  | Outdoor
NJADRE1559488104 | Administratively Determined Incentive Program | WESTAMPTON | 8060 | 6.15 | Residential | Behind the Meter | Yes | Pro Custom Solar dba Momentum Solar | PSE&G |  | Accepted | 2025-04-17 | 2025-05-15 | 2026-05-15 | Solar Panels | HANWHA | Q.PEAK DUO BLK ML-G10+ 410 |  | 0.41 | 7 | 195 | 24 |  | Fixed | Roof
NJADRE1559488112 | Administratively Determined Incentive Program | Lawrence Township | 8648 | 15.91 | Residential | Behind the Meter | Yes | Pro Custom Solar dba Momentum Solar | PSE&G |  | Accepted | 2025-04-18 | 2025-05-14 | 2026-05-14 | Solar Panels | HANWHA | Q.Tron BLK M-G2+ 430 |  | 0.43 | 8 | 241 | 27 |  | Fixed | Roof
NJADRE1559488112 | Administratively Determined Incentive Program | Lawrence Township | 8648 | 15.91 | Residential | Behind the Meter | Yes | Pro Custom Solar dba Momentum Solar | PSE&G |  | Accepted | 2025-04-18 | 2025-05-14 | 2026-05-14 | Solar Panels | HANWHA | Q.Tron BLK M-G2+ 430 |  | 0.43 | 5 | 151 | 27 |  | Fixed | Roof
NJADRE1559488112 | Administratively Determined Incentive Program | Lawrence Township | 8648 | 15.91 | Residential | Behind the Meter | Yes | Pro Custom Solar dba Momentum Solar | PSE&G |  | Accepted | 2025-04-18 | 2025-05-14 | 2026-05-14 | Inverters | ENPHASE | IQ8HC-72-M-DOM-US | 380 |  | 37 |  |  | 0.97 |  | Outdoor
NJADRE1559488112 | Administratively Determined Incentive Program | Lawrence Township | 8648 | 15.91 | Residential | Behind the Meter | Yes | Pro Custom Solar dba Momentum Solar | PSE&G |  | Accepted | 2025-04-18 | 2025-05-14 | 2026-05-14 | Solar Panels | HANWHA | Q.Tron BLK M-G2+ 430 |  | 0.43 | 11 | 240 | 30 |  | Fixed | Roof
NJADRE1559488112 | Administratively Determined Incentive Program | Lawrence Township | 8648 | 15.91 | Residential | Behind the Meter | Yes | Pro Custom Solar dba Momentum Solar | PSE&G |  | Accepted | 2025-04-18 | 2025-05-14 | 2026-05-14 | Solar Panels | HANWHA | Q.Tron BLK M-G2+ 430 |  | 0.43 | 8 | 61 | 28 |  | Fixed | Roof
NJADRE1559488112 | Administratively Determined Incentive Program | Lawrence Township | 8648 | 15.91 | Residential | Behind the Meter | Yes | Pro Custom Solar dba Momentum Solar | PSE&G |  | Accepted | 2025-04-18 | 2025-05-14 | 2026-05-14 | Solar Panels | HANWHA | Q.Tron BLK M-G2+ 430 |  | 0.43 | 5 | 150 | 29 |  | Fixed | Roof
NJADRE1559491242 | Administratively Determined Incentive Program | Trenton | 8610 | 8.2 | Residential | Behind the Meter | Yes | Sunrun Installation Services, Inc. | PSE&G |  | Accepted | 2025-04-18 | 2025-05-13 | 2026-05-13 | Solar Panels | HANWHA Q-CELLS | Q.PEAK DUO BLK ML-G10+ 410 |  | 0.41 | 10 | 298 | 33 |  | Fixed | Roof
NJADRE1559491242 | Administratively Determined Incentive Program | Trenton | 8610 | 8.2 | Residential | Behind the Meter | Yes | Sunrun Installation Services, Inc. | PSE&G |  | Accepted | 2025-04-18 | 2025-05-13 | 2026-05-13 | Solar Panels | HANWHA Q-CELLS | Q.PEAK DUO BLK ML-G10+ 410 |  | 0.41 | 10 | 118 | 33 |  | Fixed | Roof
NJADRE1559491242 | Administratively Determined Incentive Program | Trenton | 8610 | 8.2 | Residential | Behind the Meter | Yes | Sunrun Installation Services, Inc. | PSE&G |  | Accepted | 2025-04-18 | 2025-05-13 | 2026-05-13 | Inverters | SOLAREDGE TECHNOLOGIES | SE5700H-USMN | 5760 |  | 1 |  |  | 0.99 |  | Outdoor
NJADRE1559491251 | Administratively Determined Incentive Program | Lawrence | 8648 | 16.35 | Non Profit | Behind the Meter | No | LandAir Renewables | PSE&G |  | Accepted | 2025-04-30 | 2025-06-02 | 2026-06-02 | Solar Panels | LONGI SOLAR | LONGI SOLAR LR5-72HBD-545M (545W) |  | 0.545 | 30 | 225 | 23 |  | Single Axis | Roof
NJADRE1559491251 | Administratively Determined Incentive Program | Lawrence | 8648 | 16.35 | Non Profit | Behind the Meter | No | LandAir Renewables | PSE&G |  | Accepted | 2025-04-30 | 2025-06-02 | 2026-06-02 | Inverters | Solar Edge | SOLAREDGE SE11400H-US000BNI4 | 48 |  | 1 |  |  | 0.99 |  | Outside
NJADRE1559491257 | Administratively Determined Incentive Program | WEST WINDSOR | 8550 | 13.94 | Residential | Behind the Meter | Yes | Sunrun Installation Services, Inc. | PSE&G |  | Accepted | 2025-04-18 | 2025-05-13 | 2026-05-13 | Solar Panels | HANWHA Q-CELLS | Q.PEAK DUO BLK ML-G10+ 410 |  | 0.41 | 4 | 251 | 28 |  | Fixed | Roof
NJADRE1559491257 | Administratively Determined Incentive Program | WEST WINDSOR | 8550 | 13.94 | Residential | Behind the Meter | Yes | Sunrun Installation Services, Inc. | PSE&G |  | Accepted | 2025-04-18 | 2025-05-13 | 2026-05-13 | Inverters | SOLAREDGE TECHNOLOGIES | SE10000H-USMN | 10000 |  | 1 |  |  | 0.99 |  | Outdoor
NJADRE1559491257 | Administratively Determined Incentive Program | WEST WINDSOR | 8550 | 13.94 | Residential | Behind the Meter | Yes | Sunrun Installation Services, Inc. | PSE&G |  | Accepted | 2025-04-18 | 2025-05-13 | 2026-05-13 | Solar Panels | HANWHA Q-CELLS | Q.PEAK DUO BLK ML-G10+ 410 |  | 0.41 | 10 | 71 | 29 |  | Fixed | Roof
NJADRE1559491257 | Administratively Determined Incentive Program | WEST WINDSOR | 8550 | 13.94 | Residential | Behind the Meter | Yes | Sunrun Installation Services, Inc. | PSE&G |  | Accepted | 2025-04-18 | 2025-05-13 | 2026-05-13 | Solar Panels | HANWHA Q-CELLS | Q.PEAK DUO BLK ML-G10+ 410 |  | 0.41 | 20 | 250 | 28 |  | Fixed | Roof
NJADRE1559491261 | Administratively Determined Incentive Program | Hillsborough | 8844 | 15.23 | Residential | Behind the Meter | Yes | Maier Solar Engineering dba Solar Me | PSE&G |  | Accepted | 2025-04-18 | 2025-05-14 | 2026-05-14 | Solar Panels | Hanwha | Q.TRON M-G2+435W |  | 0.435 | 13 | 153 | 33 |  | Fixed | Roof
NJADRE1559491261 | Administratively Determined Incentive Program | Hillsborough | 8844 | 15.23 | Residential | Behind the Meter | Yes | Maier Solar Engineering dba Solar Me | PSE&G |  | Accepted | 2025-04-18 | 2025-05-14 | 2026-05-14 | Inverters | Enphase | IQ8A | 349 |  | 35 |  |  | 0.96 |  | Outdoor | Next to meter
NJADRE1559491261 | Administratively Determined Incentive Program | Hillsborough | 8844 | 15.23 | Residential | Behind the Meter | Yes | Maier Solar Engineering dba Solar Me | PSE&G |  | Accepted | 2025-04-18 | 2025-05-14 | 2026-05-14 | Solar Panels | Hanwha | Q.TRON M-G2+435W |  | 0.435 | 12 | 243 | 40 |  | Fixed | Roof
NJADRE1559491261 | Administratively Determined Incentive Program | Hillsborough | 8844 | 15.23 | Residential | Behind the Meter | Yes | Maier Solar Engineering dba Solar Me | PSE&G |  | Accepted | 2025-04-18 | 2025-05-14 | 2026-05-14 | Solar Panels | Hanwha | Q.TRON M-G2+435W |  | 0.435 | 10 | 153 | 33 |  | Fixed | Roof
NJADRE1559491263 | Administratively Determined Incentive Program | WASHINGTON | 7882 | 7.38 | Residential | Behind the Meter | Yes | Trinity Solar, LLC | JCP&L |  | Accepted | 2025-04-18 | 2025-05-14 | 2026-05-14 | Solar Panels | HANWHA | (Q.PEAK DUO BLK ML-G10+ 410) |  | 0.41 | 9 | 247 | 49 |  | Fixed | Roof
NJADRE1559491263 | Administratively Determined Incentive Program | WASHINGTON | 7882 | 7.38 | Residential | Behind the Meter | Yes | Trinity Solar, LLC | JCP&L |  | Accepted | 2025-04-18 | 2025-05-14 | 2026-05-14 | Solar Panels | HANWHA | (Q.PEAK DUO BLK ML-G10+ 410) |  | 0.41 | 9 | 157 | 49 |  | Fixed | Roof
NJADRE1559491263 | Administratively Determined Incentive Program | WASHINGTON | 7882 | 7.38 | Residential | Behind the Meter | Yes | Trinity Solar, LLC | JCP&L |  | Accepted | 2025-04-18 | 2025-05-14 | 2026-05-14 | Inverters | Solar Edge | SE6000H-US | 6000 |  | 1 |  |  | 0.97 |  | Outdoor
NJADRE1559491280 | Administratively Determined Incentive Program | Mays Landing | 8330 | 11.89 | Residential | Behind the Meter | Yes | Trinity Solar, LLC | AC Electric |  | Accepted | 2025-04-18 | 2025-05-13 | 2026-05-13 | Inverters | Tesla | TESLA 5.7kW (1538000-XX-Y) | 5700 |  | 1 |  |  | 0.97 |  | Outdoor
NJADRE1559491280 | Administratively Determined Incentive Program | Mays Landing | 8330 | 11.89 | Residential | Behind the Meter | Yes | Trinity Solar, LLC | AC Electric |  | Accepted | 2025-04-18 | 2025-05-13 | 2026-05-13 | Solar Panels | HANWHA | (Q.PEAK DUO BLK ML-G10+ 410) |  | 0.41 | 29 | 174 | 30 |  | Fixed | Ground
NJADRE1559491280 | Administratively Determined Incentive Program | Mays Landing | 8330 | 11.89 | Residential | Behind the Meter | Yes | Trinity Solar, LLC | AC Electric |  | Accepted | 2025-04-18 | 2025-05-13 | 2026-05-13 | Inverters | Tesla | TESLA 3.8kW (1538000-XX-Y) | 3800 |  | 1 |  |  | 0.97 |  | Outdoor
NJADRE1559491292 | Administratively Determined Incentive Program | SOMERS POINT | 8244 | 5.67 | Residential | Behind the Meter | Yes | Sunrun Installation Services, Inc. | AC Electric |  | Accepted | 2025-04-18 | 2025-05-13 | 2026-05-13 | Solar Panels | JA SOLAR | JAM54S31-405/MR |  | 0.405 | 6 | 40 | 15 |  | Fixed | Roof
NJADRE1559491292 | Administratively Determined Incentive Program | SOMERS POINT | 8244 | 5.67 | Residential | Behind the Meter | Yes | Sunrun Installation Services, Inc. | AC Electric |  | Accepted | 2025-04-18 | 2025-05-13 | 2026-05-13 | Solar Panels | JA SOLAR | JAM54S31-405/MR |  | 0.405 | 8 | 220 | 15 |  | Fixed | Roof
NJADRE1559491292 | Administratively Determined Incentive Program | SOMERS POINT | 8244 | 5.67 | Residential | Behind the Meter | Yes | Sunrun Installation Services, Inc. | AC Electric |  | Accepted | 2025-04-18 | 2025-05-13 | 2026-05-13 | Inverters | SOLAREDGE TECHNOLOGIES | SE5700H-USMN | 5760 |  | 1 |  |  | 0.99 |  | Outdoor
NJADRE1559491300 | Administratively Determined Incentive Program | TINTON FALLS | 7724 | 16.4 | Residential | Behind the Meter | Yes | Sunrun Installation Services, Inc. | JCP&L |  | Accepted | 2025-04-18 | 2025-05-13 | 2026-05-13 | Solar Panels | HANWHA Q-CELLS | Q.PEAK DUO BLK ML-G10+ 410 |  | 0.41 | 18 | 115 | 33 |  | Fixed | Roof
NJADRE1559491300 | Administratively Determined Incentive Program | TINTON FALLS | 7724 | 16.4 | Residential | Behind the Meter | Yes | Sunrun Installation Services, Inc. | JCP&L |  | Accepted | 2025-04-18 | 2025-05-13 | 2026-05-13 | Solar Panels | HANWHA Q-CELLS | Q.PEAK DUO BLK ML-G10+ 410 |  | 0.41 | 22 | 295 | 34 |  | Fixed | Roof
NJADRE1559491300 | Administratively Determined Incentive Program | TINTON FALLS | 7724 | 16.4 | Residential | Behind the Meter | Yes | Sunrun Installation Services, Inc. | JCP&L |  | Accepted | 2025-04-18 | 2025-05-13 | 2026-05-13 | Inverters | SOLAREDGE TECHNOLOGIES | SE5700H-USMN | 5760 |  | 2 |  |  | 0.99 |  | Outdoor
NJADRE1559491302 | Administratively Determined Incentive Program | Swedesboro | 8085 | 12.33 | Residential | Behind the Meter | Yes | Maier Solar Engineering dba Solar Me | AC Electric |  | Accepted | 2025-04-18 | 2025-05-14 | 2026-05-14 | Solar Panels | Jinko | JKM-425N-54HL4-B |  | 0.425 | 15 | 117 | 33 |  | Fixed | Roof
NJADRE1559491302 | Administratively Determined Incentive Program | Swedesboro | 8085 | 12.33 | Residential | Behind the Meter | Yes | Maier Solar Engineering dba Solar Me | AC Electric |  | Accepted | 2025-04-18 | 2025-05-14 | 2026-05-14 | Inverters | Enphase | IQ8+ | 290 |  | 29 |  |  | 0.96 |  | Outdoor | Next to meter
NJADRE1559491302 | Administratively Determined Incentive Program | Swedesboro | 8085 | 12.33 | Residential | Behind the Meter | Yes | Maier Solar Engineering dba Solar Me | AC Electric |  | Accepted | 2025-04-18 | 2025-05-14 | 2026-05-14 | Solar Panels | Jinko | JKM-425N-54HL4-B |  | 0.425 | 14 | 117 | 40 |  | Fixed | Roof
NJADRE1559491302 | Administratively Determined Incentive Program | Swedesboro | 8085 | 12.33 | Residential | Behind the Meter | Yes | Maier Solar Engineering dba Solar Me | AC Electric |  | Accepted | 2025-04-18 | 2025-05-14 | 2026-05-14 | Meters | Hialeah | Itron |  |  | 1 |  |  |  | Yes | Outdoor
NJADRE1559491308 | Administratively Determined Incentive Program | Roxbury Twp | 7876 | 12.71 | Residential | Behind the Meter | Yes | Trinity Solar, LLC | JCP&L |  | Accepted | 2025-04-18 | 2025-05-16 | 2026-05-16 | Solar Panels | HANWHA 410 (Q.PEAK DUO BLK ML-G10+ 410) | HANWHA 410 (Q.PEAK DUO BLK ML-G10+ 410) |  | 0.41 | 22 | 211 | 27 |  | Fixed | Roof
NJADRE1559491308 | Administratively Determined Incentive Program | Roxbury Twp | 7876 | 12.71 | Residential | Behind the Meter | Yes | Trinity Solar, LLC | JCP&L |  | Accepted | 2025-04-18 | 2025-05-16 | 2026-05-16 | Solar Panels | HANWHA 410 (Q.PEAK DUO BLK ML-G10+ 410) | HANWHA 410 (Q.PEAK DUO BLK ML-G10+ 410) |  | 0.41 | 7 | 213 | 15 |  | Fixed | Roof
NJADRE1559491308 | Administratively Determined Incentive Program | Roxbury Twp | 7876 | 12.71 | Residential | Behind the Meter | Yes | Trinity Solar, LLC | JCP&L |  | Accepted | 2025-04-18 | 2025-05-16 | 2026-05-16 | Solar Panels | HANWHA 410 (Q.PEAK DUO BLK ML-G10+ 410) | HANWHA 410 (Q.PEAK DUO BLK ML-G10+ 410) |  | 0.41 | 2 | 212 | 27 |  | Fixed | Roof
NJADRE1559491308 | Administratively Determined Incentive Program | Roxbury Twp | 7876 | 12.71 | Residential | Behind the Meter | Yes | Trinity Solar, LLC | JCP&L |  | Accepted | 2025-04-18 | 2025-05-16 | 2026-05-16 | Inverters | SE10000H-US | SOLAR EDGE | 10 |  | 1 |  |  | 0.97 |  | Outside
NJADRE1559491309 | Administratively Determined Incentive Program | Berlin | 8009 | 4.51 | Residential | Behind the Meter | Yes | Trinity Solar, LLC | AC Electric |  | Accepted | 2025-04-18 | 2025-05-13 | 2026-05-13 | Inverters | Solar Edge | SE3800H-US | 3800 |  | 1 |  |  | 0.97 |  | Outdoor
NJADRE1559491309 | Administratively Determined Incentive Program | Berlin | 8009 | 4.51 | Residential | Behind the Meter | Yes | Trinity Solar, LLC | AC Electric |  | Accepted | 2025-04-18 | 2025-05-13 | 2026-05-13 | Solar Panels | HANWHA | (Q.PEAK DUO BLK ML-G10+ 410) |  | 0.41 | 11 | 202 | 27 |  | Fixed | Roof
NJADRE1559491310 | Administratively Determined Incentive Program | Cape May | 8204 | 21.5 | Residential | Behind the Meter | Yes | Pro Custom Solar dba Momentum Solar | AC Electric |  | Accepted | 2025-04-21 | 2025-05-15 | 2026-05-15 | Solar Panels | HANWHA | Q.TRON BLK M-G2+430 |  | 0.43 | 4 | 7 | 10 |  | Fixed | Roof
NJADRE1559491310 | Administratively Determined Incentive Program | Cape May | 8204 | 21.5 | Residential | Behind the Meter | Yes | Pro Custom Solar dba Momentum Solar | AC Electric |  | Accepted | 2025-04-21 | 2025-05-15 | 2026-05-15 | Solar Panels | HANWHA | Q.TRON BLK M-G2+430 |  | 0.43 | 6 | 187 | 8 |  | Fixed | Roof
NJADRE1559491310 | Administratively Determined Incentive Program | Cape May | 8204 | 21.5 | Residential | Behind the Meter | Yes | Pro Custom Solar dba Momentum Solar | AC Electric |  | Accepted | 2025-04-21 | 2025-05-15 | 2026-05-15 | Solar Panels | HANWHA | Q.TRON BLK M-G2+430 |  | 0.43 | 16 | 7 | 23 |  | Fixed | Roof
NJADRE1559491310 | Administratively Determined Incentive Program | Cape May | 8204 | 21.5 | Residential | Behind the Meter | Yes | Pro Custom Solar dba Momentum Solar | AC Electric |  | Accepted | 2025-04-21 | 2025-05-15 | 2026-05-15 | Solar Panels | HANWHA | Q.TRON BLK M-G2+430 |  | 0.43 | 10 | 187 | 24 |  | Fixed | Roof
NJADRE1559491310 | Administratively Determined Incentive Program | Cape May | 8204 | 21.5 | Residential | Behind the Meter | Yes | Pro Custom Solar dba Momentum Solar | AC Electric |  | Accepted | 2025-04-21 | 2025-05-15 | 2026-05-15 | Solar Panels | HANWHA | Q.TRON BLK M-G2+430 |  | 0.43 | 7 | 7 | 19 |  | Fixed | Roof
NJADRE1559491310 | Administratively Determined Incentive Program | Cape May | 8204 | 21.5 | Residential | Behind the Meter | Yes | Pro Custom Solar dba Momentum Solar | AC Electric |  | Accepted | 2025-04-21 | 2025-05-15 | 2026-05-15 | Inverters | ENPHASE | IQ8HC-72-M-DOM-US | 380 |  | 50 |  |  | 0.97 |  | Outdoor
NJADRE1559491310 | Administratively Determined Incentive Program | Cape May | 8204 | 21.5 | Residential | Behind the Meter | Yes | Pro Custom Solar dba Momentum Solar | AC Electric |  | Accepted | 2025-04-21 | 2025-05-15 | 2026-05-15 | Solar Panels | HANWHA | Q.TRON BLK M-G2+430 |  | 0.43 | 7 | 187 | 19 |  | Fixed | Roof
NJADRE1559491320 | Administratively Determined Incentive Program | BELLEVILLE | 7109 | 9.35 | Residential | Behind the Meter | No | Powur, PBC | PSE&G |  | Accepted | 2025-04-18 | 2025-05-16 | 2026-05-16 | Solar Panels | Jinko Solar | JKM425N-54HL4-B |  | 0.425 | 9 | 281 | 25 |  | Fixed | Roof
NJADRE1559491320 | Administratively Determined Incentive Program | BELLEVILLE | 7109 | 9.35 | Residential | Behind the Meter | No | Powur, PBC | PSE&G |  | Accepted | 2025-04-18 | 2025-05-16 | 2026-05-16 | Solar Panels | Jinko Solar | JKM425N-54HL4-B |  | 0.425 | 10 | 101 | 25 |  | Fixed | Roof
NJADRE1559491320 | Administratively Determined Incentive Program | BELLEVILLE | 7109 | 9.35 | Residential | Behind the Meter | No | Powur, PBC | PSE&G |  | Accepted | 2025-04-18 | 2025-05-16 | 2026-05-16 | Solar Panels | Jinko Solar | JKM425N-54HL4-B |  | 0.425 | 3 | 101 | 25 |  | Fixed | Roof
NJADRE1559491320 | Administratively Determined Incentive Program | BELLEVILLE | 7109 | 9.35 | Residential | Behind the Meter | No | Powur, PBC | PSE&G |  | Accepted | 2025-04-18 | 2025-05-16 | 2026-05-16 | Inverters | Enphase | IQ8MC-72-M-US | 320 |  | 22 |  |  | 0.97 |  | Outside
NJADRE1559491323 | Administratively Determined Incentive Program | South Plainfield | 7080 | 8.2 | Residential | Behind the Meter | Yes | Trinity Solar, LLC | PSE&G |  | Accepted | 2025-04-18 | 2025-05-16 | 2026-05-16 | Inverters | Solar Edge | USE7600H-US | 7600 |  | 1 |  |  | 0.986 |  | Outside
NJADRE1559491323 | Administratively Determined Incentive Program | South Plainfield | 7080 | 8.2 | Residential | Behind the Meter | Yes | Trinity Solar, LLC | PSE&G |  | Accepted | 2025-04-18 | 2025-05-16 | 2026-05-16 | Solar Panels | Hanwha | Q.PEAK DUO BLK ML-G10+ 410 |  | 0.41 | 20 | 135 | 20 |  | Fixed | Roof
NJADRE1559491330 | Administratively Determined Incentive Program | FORKED RIVER | 8731 | 5.33 | Residential | Behind the Meter | Yes | Trinity Solar, LLC | JCP&L |  | Accepted | 2025-04-18 | 2025-05-14 | 2026-05-14 | Solar Panels | HANWHA | (Q.PEAK DUO BLK ML-G10+ 410) |  | 0.41 | 7 | 60 | 20 |  | Fixed | Roof
NJADRE1559491330 | Administratively Determined Incentive Program | FORKED RIVER | 8731 | 5.33 | Residential | Behind the Meter | Yes | Trinity Solar, LLC | JCP&L |  | Accepted | 2025-04-18 | 2025-05-14 | 2026-05-14 | Inverters | Solar Edge | USE5700H-USMNBL75 | 5760 |  | 1 |  |  | 0.97 |  | Outdoor
NJADRE1559491330 | Administratively Determined Incentive Program | FORKED RIVER | 8731 | 5.33 | Residential | Behind the Meter | Yes | Trinity Solar, LLC | JCP&L |  | Accepted | 2025-04-18 | 2025-05-14 | 2026-05-14 | Solar Panels | HANWHA | (Q.PEAK DUO BLK ML-G10+ 410) |  | 0.41 | 6 | 240 | 20 |  | Fixed | Roof
NJADRE1559491337 | Administratively Determined Incentive Program | Edison | 8837 | 15.05 | Residential | Behind the Meter | Yes | Pro Custom Solar dba Momentum Solar | PSE&G |  | Accepted | 2025-04-18 | 2025-05-14 | 2026-05-14 | Solar Panels | HANWHA | Q.TRON BLK M-G2+430 |  | 0.43 | 18 | 194 | 26 |  | Fixed | Roof
NJADRE1559491337 | Administratively Determined Incentive Program | Edison | 8837 | 15.05 | Residential | Behind the Meter | Yes | Pro Custom Solar dba Momentum Solar | PSE&G |  | Accepted | 2025-04-18 | 2025-05-14 | 2026-05-14 | Inverters | ENPHASE | IQ8HC-72-M-DOM-US | 380 |  | 35 |  |  | 0.97 |  | Outdoor
NJADRE1559491337 | Administratively Determined Incentive Program | Edison | 8837 | 15.05 | Residential | Behind the Meter | Yes | Pro Custom Solar dba Momentum Solar | PSE&G |  | Accepted | 2025-04-18 | 2025-05-14 | 2026-05-14 | Solar Panels | HANWHA | Q.TRON BLK M-G2+430 |  | 0.43 | 4 | 194 | 23 |  | Fixed | Roof
NJADRE1559491337 | Administratively Determined Incentive Program | Edison | 8837 | 15.05 | Residential | Behind the Meter | Yes | Pro Custom Solar dba Momentum Solar | PSE&G |  | Accepted | 2025-04-18 | 2025-05-14 | 2026-05-14 | Solar Panels | HANWHA | Q.TRON BLK M-G2+430 |  | 0.43 | 9 | 284 | 27 |  | Fixed | Roof
NJADRE1559491337 | Administratively Determined Incentive Program | Edison | 8837 | 15.05 | Residential | Behind the Meter | Yes | Pro Custom Solar dba Momentum Solar | PSE&G |  | Accepted | 2025-04-18 | 2025-05-14 | 2026-05-14 | Solar Panels | HANWHA | Q.TRON BLK M-G2+430 |  | 0.43 | 4 | 104 | 23 |  | Fixed | Roof
NJADRE1559491349 | Administratively Determined Incentive Program | WASHINGTON | 7882 | 9.02 | Residential | Behind the Meter | Yes | Trinity Solar, LLC | JCP&L |  | Accepted | 2025-04-18 | 2025-05-14 | 2026-05-14 | Solar Panels | HANWHA 410 (Q.PEAK DUO BLK ML-G10+410) | HANWHA 410 (Q.PEAK DUO BLK ML-G10+410) |  | 0.41 | 20 | 144 | 25 |  | Fixed | Roof
NJADRE1559491349 | Administratively Determined Incentive Program | WASHINGTON | 7882 | 9.02 | Residential | Behind the Meter | Yes | Trinity Solar, LLC | JCP&L |  | Accepted | 2025-04-18 | 2025-05-14 | 2026-05-14 | Inverters | SOLAR EDGE | SE7600H-US | 8 |  | 1 |  |  | 0.97 |  | Outside
NJADRE1559491349 | Administratively Determined Incentive Program | WASHINGTON | 7882 | 9.02 | Residential | Behind the Meter | Yes | Trinity Solar, LLC | JCP&L |  | Accepted | 2025-04-18 | 2025-05-14 | 2026-05-14 | Solar Panels | HANWHA 410 (Q.PEAK DUO BLK ML-G10+410) | HANWHA 410 (Q.PEAK DUO BLK ML-G10+410) |  | 0.41 | 2 | 234 | 26 |  | Fixed | Roof
NJADRE1559491358 | Administratively Determined Incentive Program | Pleasantville | 8232 | 5.74 | Residential | Behind the Meter | Yes | Trinity Solar, LLC | AC Electric |  | Accepted | 2025-04-18 | 2025-05-14 | 2026-05-14 | Inverters | Solar Edge | USE5700H-USMNBL75 | 5760 |  | 1 |  |  | 0.97 |  | Outdoor
NJADRE1559491358 | Administratively Determined Incentive Program | Pleasantville | 8232 | 5.74 | Residential | Behind the Meter | Yes | Trinity Solar, LLC | AC Electric |  | Accepted | 2025-04-18 | 2025-05-14 | 2026-05-14 | Solar Panels | HANWHA | (Q.PEAK DUO BLK ML-G10+ 410) |  | 0.41 | 4 | 207 | 37 |  | Fixed | Roof
NJADRE1559491358 | Administratively Determined Incentive Program | Pleasantville | 8232 | 5.74 | Residential | Behind the Meter | Yes | Trinity Solar, LLC | AC Electric |  | Accepted | 2025-04-18 | 2025-05-14 | 2026-05-14 | Solar Panels | HANWHA | (Q.PEAK DUO BLK ML-G10+ 410) |  | 0.41 | 5 | 117 | 37 |  | Fixed | Roof
NJADRE1559491358 | Administratively Determined Incentive Program | Pleasantville | 8232 | 5.74 | Residential | Behind the Meter | Yes | Trinity Solar, LLC | AC Electric |  | Accepted | 2025-04-18 | 2025-05-14 | 2026-05-14 | Solar Panels | HANWHA | (Q.PEAK DUO BLK ML-G10+ 410) |  | 0.41 | 5 | 297 | 37 |  | Fixed | Roof
NJADRE1559491370 | Administratively Determined Incentive Program | PISCATAWAY | 8854 | 5.33 | Residential | Behind the Meter | Yes | Sunrun Installation Services, Inc. | PSE&G |  | Accepted | 2025-04-18 | 2025-05-13 | 2026-05-13 | Solar Panels | Hanwha Q Cells | Q.PEAK DUO BLK ML-G10+ 410 |  | 0.41 | 4 | 68 | 22 |  | Fixed | Roof
NJADRE1559491370 | Administratively Determined Incentive Program | PISCATAWAY | 8854 | 5.33 | Residential | Behind the Meter | Yes | Sunrun Installation Services, Inc. | PSE&G |  | Accepted | 2025-04-18 | 2025-05-13 | 2026-05-13 | Inverters | Tesla | Powerwall 3 1707000-xx-y | 11500 |  | 1 |  |  | 0.97 |  | Outdoor
NJADRE1559491370 | Administratively Determined Incentive Program | PISCATAWAY | 8854 | 5.33 | Residential | Behind the Meter | Yes | Sunrun Installation Services, Inc. | PSE&G |  | Accepted | 2025-04-18 | 2025-05-13 | 2026-05-13 | Solar Panels | Hanwha Q Cells | Q.PEAK DUO BLK ML-G10+ 410 |  | 0.41 | 9 | 248 | 19 |  | Fixed | Roof
NJADRE1559491370 | Administratively Determined Incentive Program | PISCATAWAY | 8854 | 5.33 | Residential | Behind the Meter | Yes | Sunrun Installation Services, Inc. | PSE&G |  | Accepted | 2025-04-18 | 2025-05-13 | 2026-05-13 | Electric Storage Battery | Tesla | Powerwall 3 1707000-xx-y |  |  | 1 |  |  |  | Lithium Ion |  | OUTSIDE
NJADRE1559491376 | Administratively Determined Incentive Program | Alpha | 8865 | 6.97 | Residential | Behind the Meter | Yes | Trinity Solar, LLC | JCP&L |  | Accepted | 2025-04-18 | 2025-05-14 | 2026-05-14 | Solar Panels | HANWHA 410 (Q.PEAK DUO BLK ML-G10+410) | HANWHA 410 (Q.PEAK DUO BLK ML-G10+410) |  | 0.41 | 7 | 258 | 40 |  | Fixed | Roof
NJADRE1559491376 | Administratively Determined Incentive Program | Alpha | 8865 | 6.97 | Residential | Behind the Meter | Yes | Trinity Solar, LLC | JCP&L |  | Accepted | 2025-04-18 | 2025-05-14 | 2026-05-14 | Solar Panels | HANWHA 410 (Q.PEAK DUO BLK ML-G10+410) | HANWHA 410 (Q.PEAK DUO BLK ML-G10+410) |  | 0.41 | 10 | 259 | 38 |  | Fixed | Roof
NJADRE1559491376 | Administratively Determined Incentive Program | Alpha | 8865 | 6.97 | Residential | Behind the Meter | Yes | Trinity Solar, LLC | JCP&L |  | Accepted | 2025-04-18 | 2025-05-14 | 2026-05-14 | Inverters | SE6000H-US | SOLAR EDGE | 6000 |  | 1 |  |  | 0.97 |  | Indoor
NJADRE1559491383 | Administratively Determined Incentive Program | WEST DEPTFORD | 8086 | 14.7 | Residential | Behind the Meter | No | Bachman's Roofing | PSE&G |  | Accepted | 2025-04-25 | 2025-05-21 | 2026-05-21 | Solar Panels | Sunpower | X21-350-BLK |  | 0.35 | 12 | 66 | 27 |  | Fixed | Roof
NJADRE1559491383 | Administratively Determined Incentive Program | WEST DEPTFORD | 8086 | 14.7 | Residential | Behind the Meter | No | Bachman's Roofing | PSE&G |  | Accepted | 2025-04-25 | 2025-05-21 | 2026-05-21 | Solar Panels | Sunpower | X21-350-BLK |  | 0.35 | 12 | 156 | 27 |  | Fixed | Roof
NJADRE1559491383 | Administratively Determined Incentive Program | WEST DEPTFORD | 8086 | 14.7 | Residential | Behind the Meter | No | Bachman's Roofing | PSE&G |  | Accepted | 2025-04-25 | 2025-05-21 | 2026-05-21 | Solar Panels | Sunpower | X21-350-BLK |  | 0.35 | 18 | 156 | 27 |  | Fixed | Roof
NJADRE1559491383 | Administratively Determined Incentive Program | WEST DEPTFORD | 8086 | 14.7 | Residential | Behind the Meter | No | Bachman's Roofing | PSE&G |  | Accepted | 2025-04-25 | 2025-05-21 | 2026-05-21 | Inverters | Sunpower | SPR-X21-350-BLK-E-AC | 314 |  | 42 |  |  | 0.975 |  | Outdoor | Rooftop
NJADRE1559491413 | Administratively Determined Incentive Program | RAHWAY | 7065 | 6.96 | Residential | Behind the Meter | No | Skyline Solar, LLC | PSE&G |  | Accepted | 2025-05-02 | 2025-06-18 | 2026-06-18 | Inverters | Enphase | IQ8HC-72-M-DOM-US | 380 |  | 16 |  |  | 0.977 |  | Outdoor
NJADRE1559491413 | Administratively Determined Incentive Program | RAHWAY | 7065 | 6.96 | Residential | Behind the Meter | No | Skyline Solar, LLC | PSE&G |  | Accepted | 2025-05-02 | 2025-06-18 | 2026-06-18 | Solar Panels | Hanwha | Q.TRON BLK M-G2+ 435 |  | 0.435 | 16 | 219 | 44 |  | Fixed | Roof
NJADRE1559491413 | Administratively Determined Incentive Program | RAHWAY | 7065 | 6.96 | Residential | Behind the Meter | No | Skyline Solar, LLC | PSE&G |  | Accepted | 2025-05-02 | 2025-06-18 | 2026-06-18 | Meters | Enphase | X-IQ-AM1-240-5C-HDK |  |  | 1 |  |  |  | Yes | Outdoor
NJADRE1559491434 | Administratively Determined Incentive Program | Moorestown | 8057 | 22.4 | Residential | Behind the Meter | No | Solar Energy World | PSE&G |  | Accepted | 2025-04-18 | 2025-05-14 | 2026-05-14 | Solar Panels | LONGi | LR5-54HABB-400M |  | 0.4 | 11 | 88 | 27 |  | Fixed | Roof
NJADRE1559491434 | Administratively Determined Incentive Program | Moorestown | 8057 | 22.4 | Residential | Behind the Meter | No | Solar Energy World | PSE&G |  | Accepted | 2025-04-18 | 2025-05-14 | 2026-05-14 | Solar Panels | LONGi | LR5-54HABB-400M |  | 0.4 | 10 | 268 | 27 |  | Fixed | Roof
NJADRE1559491434 | Administratively Determined Incentive Program | Moorestown | 8057 | 22.4 | Residential | Behind the Meter | No | Solar Energy World | PSE&G |  | Accepted | 2025-04-18 | 2025-05-14 | 2026-05-14 | Solar Panels | LONGi | LR5-54HABB-400M |  | 0.4 | 4 | 88 | 24 |  | Fixed | Roof
NJADRE1559491434 | Administratively Determined Incentive Program | Moorestown | 8057 | 22.4 | Residential | Behind the Meter | No | Solar Energy World | PSE&G |  | Accepted | 2025-04-18 | 2025-05-14 | 2026-05-14 | Solar Panels | LONGi | LR5-54HABB-400M |  | 0.4 | 14 | 178 | 17 |  | Fixed | Roof
NJADRE1559491434 | Administratively Determined Incentive Program | Moorestown | 8057 | 22.4 | Residential | Behind the Meter | No | Solar Energy World | PSE&G |  | Accepted | 2025-04-18 | 2025-05-14 | 2026-05-14 | Inverters | Enphase | IQ8+-72-M-US | 290 |  | 56 |  |  | 0.97 |  | Outside
NJADRE1559491434 | Administratively Determined Incentive Program | Moorestown | 8057 | 22.4 | Residential | Behind the Meter | No | Solar Energy World | PSE&G |  | Accepted | 2025-04-18 | 2025-05-14 | 2026-05-14 | Solar Panels | LONGi | LR5-54HABB-400M |  | 0.4 | 9 | 178 | 27 |  | Fixed | Roof
NJADRE1559491434 | Administratively Determined Incentive Program | Moorestown | 8057 | 22.4 | Residential | Behind the Meter | No | Solar Energy World | PSE&G |  | Accepted | 2025-04-18 | 2025-05-14 | 2026-05-14 | Solar Panels | LONGi | LR5-54HABB-400M |  | 0.4 | 8 | 358 | 28 |  | Fixed | Roof
NJADRE1559491436 | Administratively Determined Incentive Program | Point Pleasant | 8742 | 12.3 | Residential | Behind the Meter | Yes | Trinity Solar, LLC | JCP&L |  | Accepted | 2025-04-18 | 2025-05-14 | 2026-05-14 | Inverters | SOLAR EDGE | SE10000H-US | 10000 |  | 1 |  |  | 0.97 |  | Outside
NJADRE1559491436 | Administratively Determined Incentive Program | Point Pleasant | 8742 | 12.3 | Residential | Behind the Meter | Yes | Trinity Solar, LLC | JCP&L |  | Accepted | 2025-04-18 | 2025-05-14 | 2026-05-14 | Solar Panels | HANWHA 410 (Q.PEAK DUO BLK ML-G10+410) | HANWHA 410 (Q.PEAK DUO BLK ML-G10+410) |  | 0.41 | 10 | 21 | 4 |  | Fixed | Roof
NJADRE1559491436 | Administratively Determined Incentive Program | Point Pleasant | 8742 | 12.3 | Residential | Behind the Meter | Yes | Trinity Solar, LLC | JCP&L |  | Accepted | 2025-04-18 | 2025-05-14 | 2026-05-14 | Solar Panels | HANWHA 410 (Q.PEAK DUO BLK ML-G10+410) | HANWHA 410 (Q.PEAK DUO BLK ML-G10+410) |  | 0.41 | 12 | 185 | 20 |  | Fixed | Roof
NJADRE1559491436 | Administratively Determined Incentive Program | Point Pleasant | 8742 | 12.3 | Residential | Behind the Meter | Yes | Trinity Solar, LLC | JCP&L |  | Accepted | 2025-04-18 | 2025-05-14 | 2026-05-14 | Solar Panels | HANWHA 410 (Q.PEAK DUO BLK ML-G10+410) | HANWHA 410 (Q.PEAK DUO BLK ML-G10+410) |  | 0.41 | 3 | 5 | 20 |  | Fixed | Roof
NJADRE1559491436 | Administratively Determined Incentive Program | Point Pleasant | 8742 | 12.3 | Residential | Behind the Meter | Yes | Trinity Solar, LLC | JCP&L |  | Accepted | 2025-04-18 | 2025-05-14 | 2026-05-14 | Solar Panels | HANWHA 410 (Q.PEAK DUO BLK ML-G10+410) | HANWHA 410 (Q.PEAK DUO BLK ML-G10+410) |  | 0.41 | 5 | 185 | 20 |  | Fixed | Roof
NJADRE1559491653 | Administratively Determined Incentive Program | Pennsauken | 8110 | 6.88 | Residential | Behind the Meter | Yes | EMT Renewables, LLC | PSE&G |  | Accepted | 2025-04-18 | 2025-05-29 | 2026-05-29 | Solar Panels | SEG SOLAR | SEG 430 |  | 0.43 | 16 | 218 | 23 |  | Fixed | Roof
NJADRE1559491653 | Administratively Determined Incentive Program | Pennsauken | 8110 | 6.88 | Residential | Behind the Meter | Yes | EMT Renewables, LLC | PSE&G |  | Accepted | 2025-04-18 | 2025-05-29 | 2026-05-29 | Inverters | ENPHASE | IQ8+ | 290 |  | 16 |  |  | 0.98 |  | Other | UNDER EACH PANEL
NJADRE1559491882 | Administratively Determined Incentive Program | Sewell | 8080 | 14.35 | Residential | Behind the Meter | Yes | Pro Custom Solar dba Momentum Solar | AC Electric |  | Accepted | 2025-04-18 | 2025-05-14 | 2026-05-14 | Solar Panels | HANWHA | Q.PEAK DUO BLK ML-G10+410 |  | 0.41 | 20 | 63 | 33 |  | Fixed | Roof
NJADRE1559491882 | Administratively Determined Incentive Program | Sewell | 8080 | 14.35 | Residential | Behind the Meter | Yes | Pro Custom Solar dba Momentum Solar | AC Electric |  | Accepted | 2025-04-18 | 2025-05-14 | 2026-05-14 | Inverters | ENPHASE | IQ8HC-72-M-DOM-US | 380 |  | 35 |  |  | 0.97 |  | Outdoor
NJADRE1559491882 | Administratively Determined Incentive Program | Sewell | 8080 | 14.35 | Residential | Behind the Meter | Yes | Pro Custom Solar dba Momentum Solar | AC Electric |  | Accepted | 2025-04-18 | 2025-05-14 | 2026-05-14 | Solar Panels | HANWHA | Q.PEAK DUO BLK ML-G10+410 |  | 0.41 | 12 | 243 | 32 |  | Fixed | Roof
NJADRE1559491882 | Administratively Determined Incentive Program | Sewell | 8080 | 14.35 | Residential | Behind the Meter | Yes | Pro Custom Solar dba Momentum Solar | AC Electric |  | Accepted | 2025-04-18 | 2025-05-14 | 2026-05-14 | Solar Panels | HANWHA | Q.PEAK DUO BLK ML-G10+410 |  | 0.41 | 3 | 153 | 45 |  | Fixed | Roof
NJADRE1559491887 | Administratively Determined Incentive Program | Rio Grande | 8242 | 7.74 | Residential | Behind the Meter | Yes | EMT Renewables, LLC | AC Electric |  | Accepted | 2025-04-18 | 2025-05-14 | 2026-05-14 | Solar Panels | SEG SOLAR | SEG 430 |  | 0.43 | 18 | 224 | 21 |  | Fixed | Roof
NJADRE1559491887 | Administratively Determined Incentive Program | Rio Grande | 8242 | 7.74 | Residential | Behind the Meter | Yes | EMT Renewables, LLC | AC Electric |  | Accepted | 2025-04-18 | 2025-05-14 | 2026-05-14 | Inverters | ENPHASE | IQ8+ | 290 |  | 18 |  |  | 0.98 |  | Other | UNDER EACH PANEL
NJADRE1559491910 | Administratively Determined Incentive Program | Newark | 7108 | 199.58 | School Public K-12 | Behind the Meter | Yes | Dan Russo Electrical Contractors, LLC | PSE&G |  | Accepted | 2025-04-21 | 2025-05-21 | 2026-05-21 | Solar Panels | ZN Shine Solar | ZXM7-SHLDD144-540/M |  | 0.54 | 163 | 195 | 5 |  | Fixed | Roof
NJADRE1559491910 | Administratively Determined Incentive Program | Newark | 7108 | 199.58 | School Public K-12 | Behind the Meter | Yes | Dan Russo Electrical Contractors, LLC | PSE&G |  | Accepted | 2025-04-21 | 2025-05-21 | 2026-05-21 | Inverters | SolarEdge | SE80KUS-USx8Ixxxx | 80000 |  | 1 |  |  | 0.975 |  | Outdoor | Ground
NJADRE1559491910 | Administratively Determined Incentive Program | Newark | 7108 | 199.58 | School Public K-12 | Behind the Meter | Yes | Dan Russo Electrical Contractors, LLC | PSE&G |  | Accepted | 2025-04-21 | 2025-05-21 | 2026-05-21 | Solar Panels | ZnShine Solar | ZXM6-NHLDD144 450W |  | 0.44 | 25 | 195 | 28 |  | Fixed | Roof
NJADRE1559491910 | Administratively Determined Incentive Program | Newark | 7108 | 199.58 | School Public K-12 | Behind the Meter | Yes | Dan Russo Electrical Contractors, LLC | PSE&G |  | Accepted | 2025-04-21 | 2025-05-21 | 2026-05-21 | Solar Panels | ZN Shine Solar | ZXM7-SHLDD144-540/M |  | 0.54 | 10 | 285 | 27 |  | Fixed | Roof
NJADRE1559491910 | Administratively Determined Incentive Program | Newark | 7108 | 199.58 | School Public K-12 | Behind the Meter | Yes | Dan Russo Electrical Contractors, LLC | PSE&G |  | Accepted | 2025-04-21 | 2025-05-21 | 2026-05-21 | Solar Panels | ZN Shine Solar | ZXM7-SHLDD144-540/M |  | 0.54 | 74 | 105 | 36 |  | Fixed | Roof
NJADRE1559491910 | Administratively Determined Incentive Program | Newark | 7108 | 199.58 | School Public K-12 | Behind the Meter | Yes | Dan Russo Electrical Contractors, LLC | PSE&G |  | Accepted | 2025-04-21 | 2025-05-21 | 2026-05-21 | Solar Panels | ZN Shine Solar | ZXM6-NHLDD144 450W |  | 0.44 | 15 | 195 | 36 |  | Fixed | Roof
NJADRE1559491910 | Administratively Determined Incentive Program | Newark | 7108 | 199.58 | School Public K-12 | Behind the Meter | Yes | Dan Russo Electrical Contractors, LLC | PSE&G |  | Accepted | 2025-04-21 | 2025-05-21 | 2026-05-21 | Solar Panels | ZN Shine Solar | ZXM7-SHLDD144-540/M |  | 0.54 | 10 | 105 | 27 |  | Fixed | Roof
NJADRE1559491910 | Administratively Determined Incentive Program | Newark | 7108 | 199.58 | School Public K-12 | Behind the Meter | Yes | Dan Russo Electrical Contractors, LLC | PSE&G |  | Accepted | 2025-04-21 | 2025-05-21 | 2026-05-21 | Solar Panels | ZN Shine Solar | ZXM7-SHLDD144-540/M |  | 0.54 | 20 | 195 | 28 |  | Fixed | Roof
NJADRE1559491910 | Administratively Determined Incentive Program | Newark | 7108 | 199.58 | School Public K-12 | Behind the Meter | Yes | Dan Russo Electrical Contractors, LLC | PSE&G |  | Accepted | 2025-04-21 | 2025-05-21 | 2026-05-21 | Meters | Acuvim IIR | Acuvim IIR |  |  | 1 |  |  |  | Yes | Outdoor
NJADRE1559491910 | Administratively Determined Incentive Program | Newark | 7108 | 199.58 | School Public K-12 | Behind the Meter | Yes | Dan Russo Electrical Contractors, LLC | PSE&G |  | Accepted | 2025-04-21 | 2025-05-21 | 2026-05-21 | Solar Panels | ZN Shine Solar | ZXM7-SHLDD144-540/M |  | 0.54 | 60 | 285 | 36 |  | Fixed | Roof
NJADRE1559492117 | Administratively Determined Incentive Program | Mantua Twp | 8080 | 6.56 | Residential | Behind the Meter | Yes | Trinity Solar, LLC | AC Electric |  | Accepted | 2025-04-18 | 2025-05-15 | 2026-05-15 | Inverters | SOLAR EDGE | SE7600H-US | 7600 |  | 1 |  |  | 0.97 |  | Outside
NJADRE1559492117 | Administratively Determined Incentive Program | Mantua Twp | 8080 | 6.56 | Residential | Behind the Meter | Yes | Trinity Solar, LLC | AC Electric |  | Accepted | 2025-04-18 | 2025-05-15 | 2026-05-15 | Solar Panels | HANWHA 410 (Q.PEAK DUO BLK ML-G10+410) | HANWHA 410 (Q.PEAK DUO BLK ML-G10+410) |  | 0.41 | 10 | 88 | 27 |  | Fixed | Roof
NJADRE1559492117 | Administratively Determined Incentive Program | Mantua Twp | 8080 | 6.56 | Residential | Behind the Meter | Yes | Trinity Solar, LLC | AC Electric |  | Accepted | 2025-04-18 | 2025-05-15 | 2026-05-15 | Solar Panels | HANWHA 410 (Q.PEAK DUO BLK ML-G10+410) | HANWHA 410 (Q.PEAK DUO BLK ML-G10+410) |  | 0.41 | 6 | 268 | 27 |  | Fixed | Roof
NJADRE1559492133 | Administratively Determined Incentive Program | New Milford | 7646 | 4.51 | Residential | Behind the Meter | Yes | Trinity Solar, LLC | PSE&G |  | Accepted | 2025-04-18 | 2025-05-14 | 2026-05-14 | Solar Panels | Hanwha | HANWHA 410 (Q.PEAK DUO BLK ML-G10+ 410) |  | 0.41 | 11 | 84 | 30 |  | Fixed | Roof
NJADRE1559492133 | Administratively Determined Incentive Program | New Milford | 7646 | 4.51 | Residential | Behind the Meter | Yes | Trinity Solar, LLC | PSE&G |  | Accepted | 2025-04-18 | 2025-05-14 | 2026-05-14 | Inverters | Solar Edge | SE3800H-US | 3800 |  | 1 |  |  | 0.97 |  | Outdoor
NJADRE1559492157 | Administratively Determined Incentive Program | Blackwood | 8012 | 5.16 | Residential | Behind the Meter | Yes | EMT Renewables, LLC | PSE&G |  | Accepted | 2025-04-18 | 2025-05-14 | 2026-05-14 | Solar Panels | SEG SOLAR | SEG 430 |  | 0.43 | 9 | 273 | 23 |  | Fixed | Roof
NJADRE1559492157 | Administratively Determined Incentive Program | Blackwood | 8012 | 5.16 | Residential | Behind the Meter | Yes | EMT Renewables, LLC | PSE&G |  | Accepted | 2025-04-18 | 2025-05-14 | 2026-05-14 | Solar Panels | SEG SOLAR | SEG 430 |  | 0.43 | 3 | 93 | 30 |  | Fixed | Roof
NJADRE1559492157 | Administratively Determined Incentive Program | Blackwood | 8012 | 5.16 | Residential | Behind the Meter | Yes | EMT Renewables, LLC | PSE&G |  | Accepted | 2025-04-18 | 2025-05-14 | 2026-05-14 | Inverters | ENPHASE | IQ8+ | 290 |  | 12 |  |  | 0.98 |  | Other | UNDER EACH PANEL
NJADRE1559492182 | Administratively Determined Incentive Program | Somerset | 8873 | 6.56 | Residential | Behind the Meter | No | Trinity Solar, LLC | PSE&G |  | Accepted | 2025-04-18 | 2025-05-14 | 2026-05-14 | Inverters | Solar Edge | SE6000H-US | 6000 |  | 6 |  |  | 0.97 |  | Outdoor
NJADRE1559492182 | Administratively Determined Incentive Program | Somerset | 8873 | 6.56 | Residential | Behind the Meter | No | Trinity Solar, LLC | PSE&G |  | Accepted | 2025-04-18 | 2025-05-14 | 2026-05-14 | Solar Panels | Hanwha | HANWHA 410 (Q.PEAK DUO BLK ML-G10+ 410) |  | 0.41 | 16 | 145 | 23 |  | Fixed | Roof
NJADRE1559492239 | Administratively Determined Incentive Program | WILLINGBORO | 8046 | 7.74 | Residential | Behind the Meter | Yes | Infinity Solar Systems, LLC | PSE&G |  | Accepted | 2025-04-18 | 2025-05-20 | 2026-05-20 | Inverters | Enphase | IQ8MC-72-M-US | 320 |  | 18 |  |  | 0.97 |  | Outdoor
NJADRE1559492239 | Administratively Determined Incentive Program | WILLINGBORO | 8046 | 7.74 | Residential | Behind the Meter | Yes | Infinity Solar Systems, LLC | PSE&G |  | Accepted | 2025-04-18 | 2025-05-20 | 2026-05-20 | Solar Panels | SEG SOLAR | SEG-430-BTD-BG |  | 0.43 | 13 | 212 | 42 |  | Fixed | Roof
NJADRE1559492239 | Administratively Determined Incentive Program | WILLINGBORO | 8046 | 7.74 | Residential | Behind the Meter | Yes | Infinity Solar Systems, LLC | PSE&G |  | Accepted | 2025-04-18 | 2025-05-20 | 2026-05-20 | Solar Panels | SEG SOLAR | SEG-430-BTD-BG |  | 0.43 | 5 | 212 | 19 |  | Fixed | Roof
NJADRE1559493004 | Administratively Determined Incentive Program | MOUNT HOLLY | 8060 | 10.32 | Residential | Behind the Meter | Yes | PosiGen Developer, LLC | PSE&G |  | Accepted | 2025-04-18 | 2025-05-14 | 2026-05-14 | Solar Panels | JINKO EAGLE G6R | JKM430N-54HL4-B |  | 0.43 | 15 | 159 | 18 |  | Fixed | Roof
NJADRE1559493004 | Administratively Determined Incentive Program | MOUNT HOLLY | 8060 | 10.32 | Residential | Behind the Meter | Yes | PosiGen Developer, LLC | PSE&G |  | Accepted | 2025-04-18 | 2025-05-14 | 2026-05-14 | Solar Panels | JINKO EAGLE G6R | JKM430N-54HL4-B |  | 0.43 | 2 | 159 | 30 |  | Fixed | Roof
NJADRE1559493004 | Administratively Determined Incentive Program | MOUNT HOLLY | 8060 | 10.32 | Residential | Behind the Meter | Yes | PosiGen Developer, LLC | PSE&G |  | Accepted | 2025-04-18 | 2025-05-14 | 2026-05-14 | Solar Panels | JINKO EAGLE G6R | JKM430N-54HL4-B |  | 0.43 | 3 | 339 | 30 |  | Fixed | Roof
NJADRE1559493004 | Administratively Determined Incentive Program | MOUNT HOLLY | 8060 | 10.32 | Residential | Behind the Meter | Yes | PosiGen Developer, LLC | PSE&G |  | Accepted | 2025-04-18 | 2025-05-14 | 2026-05-14 | Solar Panels | JINKO EAGLE G6R | JKM430N-54HL4-B |  | 0.43 | 4 | 69 | 30 |  | Fixed | Roof
NJADRE1559493004 | Administratively Determined Incentive Program | MOUNT HOLLY | 8060 | 10.32 | Residential | Behind the Meter | Yes | PosiGen Developer, LLC | PSE&G |  | Accepted | 2025-04-18 | 2025-05-14 | 2026-05-14 | Inverters | SOLAREDGE | SE10000H-US | 10000 |  | 1 |  |  | 0.99 |  | Outside | WITHIN TEN FEET OF METER
NJADRE1559493008 | Administratively Determined Incentive Program | Princeton | 8550 | 4.05 | Residential | Behind the Meter | No | Freedom Forever New Jersey, LLC | PSE&G |  | Accepted | 2025-04-18 | 2025-05-14 | 2026-05-14 | Solar Panels | JINKO SOLAR | JAM54S31-405/MR |  | 0.405 | 10 | 149 | 26 |  | Fixed | Roof
NJADRE1559493008 | Administratively Determined Incentive Program | Princeton | 8550 | 4.05 | Residential | Behind the Meter | No | Freedom Forever New Jersey, LLC | PSE&G |  | Accepted | 2025-04-18 | 2025-05-14 | 2026-05-14 | Inverters | Enphase | IQ8PLUS-72-M-US | 290 |  | 10 |  |  | 0.99 |  | Outside
NJADRE1559493027 | Administratively Determined Incentive Program | EDISON | 8817 | 4.73 | Residential | Behind the Meter | Yes | Pro Custom Solar dba Momentum Solar | PSE&G |  | Accepted | 2025-04-18 | 2025-05-15 | 2026-05-15 | Solar Panels | HANWHA | Q.TRON BLK M-G2+430 |  | 0.43 | 6 | 136 | 19 |  | Fixed | Roof
NJADRE1559493027 | Administratively Determined Incentive Program | EDISON | 8817 | 4.73 | Residential | Behind the Meter | Yes | Pro Custom Solar dba Momentum Solar | PSE&G |  | Accepted | 2025-04-18 | 2025-05-15 | 2026-05-15 | Solar Panels | HANWHA | Q.TRON BLK M-G2+430 |  | 0.43 | 5 | 136 | 19 |  | Fixed | Roof
NJADRE1559493027 | Administratively Determined Incentive Program | EDISON | 8817 | 4.73 | Residential | Behind the Meter | Yes | Pro Custom Solar dba Momentum Solar | PSE&G |  | Accepted | 2025-04-18 | 2025-05-15 | 2026-05-15 | Inverters | ENPHASE | IQ8HC-72-M-DOM-US | 380 |  | 11 |  |  | 0.97 |  | Outdoor
NJADRE1559493041 | Administratively Determined Incentive Program | MONROEVILLE | 8343 | 11.89 | Residential | Behind the Meter | Yes | Pro Custom Solar dba Momentum Solar | AC Electric |  | Accepted | 2025-04-18 | 2025-05-14 | 2026-05-14 | Solar Panels | Hanwha | Q.Peak Duo BLK ML-G10+ 410 |  | 0.41 | 6 | 222 | 15 |  | Fixed | Roof
NJADRE1559493041 | Administratively Determined Incentive Program | MONROEVILLE | 8343 | 11.89 | Residential | Behind the Meter | Yes | Pro Custom Solar dba Momentum Solar | AC Electric |  | Accepted | 2025-04-18 | 2025-05-14 | 2026-05-14 | Inverters | Enphase | IQ8HC-72-M-DOM-US | 380 |  | 29 |  |  | 0.97 |  | Outdoor
NJADRE1559493041 | Administratively Determined Incentive Program | MONROEVILLE | 8343 | 11.89 | Residential | Behind the Meter | Yes | Pro Custom Solar dba Momentum Solar | AC Electric |  | Accepted | 2025-04-18 | 2025-05-14 | 2026-05-14 | Solar Panels | Hanwha | Q.Peak Duo BLK ML-G10+ 410 |  | 0.41 | 17 | 222 | 17 |  | Fixed | Roof
NJADRE1559493041 | Administratively Determined Incentive Program | MONROEVILLE | 8343 | 11.89 | Residential | Behind the Meter | Yes | Pro Custom Solar dba Momentum Solar | AC Electric |  | Accepted | 2025-04-18 | 2025-05-14 | 2026-05-14 | Solar Panels | Hanwha | Q.Peak Duo BLK ML-G10+ 410 |  | 0.41 | 6 | 42 | 15 |  | Fixed | Roof
NJADRE1559493054 | Administratively Determined Incentive Program | NEWTON | 7860 | 9.89 | Residential | Behind the Meter | Yes | Pro Custom Solar dba Momentum Solar | JCP&L |  | Accepted | 2025-04-18 | 2025-05-14 | 2026-05-14 | Solar Panels | Hanwha | Q.Tron BLK M-G2+ 430 |  | 0.43 | 4 | 44 | 28 |  | Fixed | Roof
NJADRE1559493054 | Administratively Determined Incentive Program | NEWTON | 7860 | 9.89 | Residential | Behind the Meter | Yes | Pro Custom Solar dba Momentum Solar | JCP&L |  | Accepted | 2025-04-18 | 2025-05-14 | 2026-05-14 | Solar Panels | Hanwha | Q.Tron BLK M-G2+ 430 |  | 0.43 | 12 | 224 | 21 |  | Fixed | Roof
NJADRE1559493054 | Administratively Determined Incentive Program | NEWTON | 7860 | 9.89 | Residential | Behind the Meter | Yes | Pro Custom Solar dba Momentum Solar | JCP&L |  | Accepted | 2025-04-18 | 2025-05-14 | 2026-05-14 | Solar Panels | Hanwha | Q.Tron BLK M-G2+ 430 |  | 0.43 | 3 | 314 | 28 |  | Fixed | Roof
NJADRE1559493054 | Administratively Determined Incentive Program | NEWTON | 7860 | 9.89 | Residential | Behind the Meter | Yes | Pro Custom Solar dba Momentum Solar | JCP&L |  | Accepted | 2025-04-18 | 2025-05-14 | 2026-05-14 | Inverters | Enphase | IQ8HC-72-M-DOM-US | 380 |  | 23 |  |  | 0.97 |  | Outdoor
NJADRE1559493054 | Administratively Determined Incentive Program | NEWTON | 7860 | 9.89 | Residential | Behind the Meter | Yes | Pro Custom Solar dba Momentum Solar | JCP&L |  | Accepted | 2025-04-18 | 2025-05-14 | 2026-05-14 | Solar Panels | Hanwha | Q.Peak Duo BLK ML-G10+ 410 |  | 0.43 | 4 | 134 | 26 |  | Fixed | Roof
NJADRE1559493061 | Administratively Determined Incentive Program | Newark | 7106 | 7.74 | Residential | Behind the Meter | Yes | PosiGen Developer, LLC | PSE&G |  | Accepted | 2025-04-18 | 2025-05-14 | 2026-05-14 | Solar Panels | SEG SOLAR | SEG-430-BTD-BG |  | 0.43 | 18 | 29 | 3 |  | Fixed | Roof
NJADRE1559493061 | Administratively Determined Incentive Program | Newark | 7106 | 7.74 | Residential | Behind the Meter | Yes | PosiGen Developer, LLC | PSE&G |  | Accepted | 2025-04-18 | 2025-05-14 | 2026-05-14 | Inverters | SOLAREDGE | SE7600H-US | 7600 |  | 1 |  |  | 0.99 |  | Outside | WITHIN TEN FEET OF METER
NJADRE1559493076 | Administratively Determined Incentive Program | ELIZABETH | 7202 | 5.95 | Residential | Behind the Meter | Yes | Sunrun Installation Services, Inc. | PSE&G |  | Accepted | 2025-04-18 | 2025-05-14 | 2026-05-14 | Inverters | SOLAREDGE TECHNOLOGIES | SE5700H-USMN | 5760 |  | 1 |  |  | 0.99 |  | Outdoor
NJADRE1559493076 | Administratively Determined Incentive Program | ELIZABETH | 7202 | 5.95 | Residential | Behind the Meter | Yes | Sunrun Installation Services, Inc. | PSE&G |  | Accepted | 2025-04-18 | 2025-05-14 | 2026-05-14 | Solar Panels | LONGI GREEN ENERGY TECHNOLOGY CO LTD | LR4-60HPB-350M |  | 0.35 | 3 | 72 | 27 |  | Fixed | Roof
NJADRE1559493076 | Administratively Determined Incentive Program | ELIZABETH | 7202 | 5.95 | Residential | Behind the Meter | Yes | Sunrun Installation Services, Inc. | PSE&G |  | Accepted | 2025-04-18 | 2025-05-14 | 2026-05-14 | Solar Panels | LONGI GREEN ENERGY TECHNOLOGY CO LTD | LR4-60HPB-350M |  | 0.35 | 14 | 343 | 27 |  | Fixed | Roof
NJADRE1559493097 | Administratively Determined Incentive Program | Toms River | 8753 | 17.2 | Residential | Behind the Meter | Yes | PosiGen Developer, LLC | JCP&L |  | Accepted | 2025-04-18 | 2025-05-14 | 2026-05-14 | Solar Panels | SEG SOLAR | SEG-430-BTD-BG |  | 0.43 | 26 | 57 | 23 |  | Fixed | Roof
NJADRE1559493097 | Administratively Determined Incentive Program | Toms River | 8753 | 17.2 | Residential | Behind the Meter | Yes | PosiGen Developer, LLC | JCP&L |  | Accepted | 2025-04-18 | 2025-05-14 | 2026-05-14 | Solar Panels | SEG SOLAR | SEG-430-BTD-BG |  | 0.43 | 14 | 237 | 32 |  | Fixed | Roof
NJADRE1559493097 | Administratively Determined Incentive Program | Toms River | 8753 | 17.2 | Residential | Behind the Meter | Yes | PosiGen Developer, LLC | JCP&L |  | Accepted | 2025-04-18 | 2025-05-14 | 2026-05-14 | Inverters | SOLAREDGE | SE7600H-US | 7600 |  | 2 |  |  | 0.99 |  | Outside | WITHIN TEN FEET OF METER
NJADRE1559493109 | Administratively Determined Incentive Program | Irvington | 7111 | 8.17 | Residential | Behind the Meter | Yes | Pro Custom Solar dba Momentum Solar | PSE&G |  | Accepted | 2025-04-18 | 2025-05-15 | 2026-05-15 | Solar Panels | Hanwha | Q.Tron BLK M-G2+ 430 |  | 0.43 | 19 | 308 | 4 |  | Fixed | Roof
NJADRE1559493109 | Administratively Determined Incentive Program | Irvington | 7111 | 8.17 | Residential | Behind the Meter | Yes | Pro Custom Solar dba Momentum Solar | PSE&G |  | Accepted | 2025-04-18 | 2025-05-15 | 2026-05-15 | Inverters | Enphase | IQ8HC-72-M-DOM-US | 380 |  | 19 |  |  | 0.97 |  | Outdoor
NJADRE1559493609 | Administratively Determined Incentive Program | Glendora | 8029 | 9.55 | Residential | Behind the Meter | Yes | Venture Home Solar, LLC | PSE&G |  | Accepted | 2025-04-18 | 2025-05-16 | 2026-05-16 | Solar Panels | Hanwha | Q.PEAK DUO BLK ML-G10+ 415W |  | 0.415 | 10 | 36 | 10 |  | Fixed | Roof
NJADRE1559493609 | Administratively Determined Incentive Program | Glendora | 8029 | 9.55 | Residential | Behind the Meter | Yes | Venture Home Solar, LLC | PSE&G |  | Accepted | 2025-04-18 | 2025-05-16 | 2026-05-16 | Inverters | Tesla Solar | 1538000-xx-y | 330 |  | 2 |  |  | 0.9697 |  | Outside
NJADRE1559493609 | Administratively Determined Incentive Program | Glendora | 8029 | 9.55 | Residential | Behind the Meter | Yes | Venture Home Solar, LLC | PSE&G |  | Accepted | 2025-04-18 | 2025-05-16 | 2026-05-16 | Solar Panels | Hanwha | Q.PEAK DUO BLK ML-G10+ 415W |  | 0.415 | 13 | 216 | 10 |  | Fixed | Roof
NJADRE1559493611 | Administratively Determined Incentive Program | Delran | 8075 | 23.93 | Residential | Behind the Meter | Yes | Venture Home Solar, LLC | PSE&G |  | Accepted | 2025-04-18 | 2025-05-16 | 2026-05-16 | Inverters | EnPhase | IQ8HC-72-M-DOM-US (240V) | 366 |  | 55 |  |  | 0.98361 |  | Outside
NJADRE1559493611 | Administratively Determined Incentive Program | Delran | 8075 | 23.93 | Residential | Behind the Meter | Yes | Venture Home Solar, LLC | PSE&G |  | Accepted | 2025-04-18 | 2025-05-16 | 2026-05-16 | Solar Panels | Hanwha | Q.TRON BLK M-G2+ 435 |  | 0.435 | 24 | 68 | 20 |  | Fixed | Roof
NJADRE1559493611 | Administratively Determined Incentive Program | Delran | 8075 | 23.93 | Residential | Behind the Meter | Yes | Venture Home Solar, LLC | PSE&G |  | Accepted | 2025-04-18 | 2025-05-16 | 2026-05-16 | Solar Panels | Hanwha | Q.TRON BLK M-G2+ 435 |  | 0.435 | 10 | 68 | 16 |  | Fixed | Roof
NJADRE1559493611 | Administratively Determined Incentive Program | Delran | 8075 | 23.93 | Residential | Behind the Meter | Yes | Venture Home Solar, LLC | PSE&G |  | Accepted | 2025-04-18 | 2025-05-16 | 2026-05-16 | Solar Panels | Hanwha | Q.TRON BLK M-G2+ 435 |  | 0.435 | 21 | 248 | 20 |  | Fixed | Roof
NJADRE1559496361 | Administratively Determined Incentive Program | Penns Grove | 8069 | 14.45 | Residential | Behind the Meter | Yes | Whitman Construction, LLC | AC Electric |  | Accepted | 2025-04-21 | 2025-05-14 | 2026-05-14 | Solar Panels | Jinko Solar | JKM425N-54HL4-B |  | 0.425 | 20 | 132 | 30 |  | Fixed | Roof
NJADRE1559496361 | Administratively Determined Incentive Program | Penns Grove | 8069 | 14.45 | Residential | Behind the Meter | Yes | Whitman Construction, LLC | AC Electric |  | Accepted | 2025-04-21 | 2025-05-14 | 2026-05-14 | Solar Panels | Jinko Solar | JKM425N-54HL4-B |  | 0.425 | 14 | 312 | 30 |  | Fixed | Roof
NJADRE1559496361 | Administratively Determined Incentive Program | Penns Grove | 8069 | 14.45 | Residential | Behind the Meter | Yes | Whitman Construction, LLC | AC Electric |  | Accepted | 2025-04-21 | 2025-05-14 | 2026-05-14 | Inverters | ENPHASE | IQ8PLUS-72-2-US | 290 |  | 34 |  |  | 0.975 |  | Outdoor
NJADRE1559496361 | Administratively Determined Incentive Program | Penns Grove | 8069 | 14.45 | Residential | Behind the Meter | Yes | Whitman Construction, LLC | AC Electric |  | Accepted | 2025-04-21 | 2025-05-14 | 2026-05-14 | Meters | ENPHASE | X-IQ-AM1-240-5-HDK |  |  | 1 |  |  |  | Yes | Outdoor
NJADRE1559496407 | Administratively Determined Incentive Program | CAPE MAY COURT HOUSE | 8210 | 2.87 | Residential | Behind the Meter | Yes | Trinity Solar, LLC | AC Electric |  | Accepted | 2025-04-21 | 2025-05-14 | 2026-05-14 | Inverters | Solar Edge | SE3800H-US | 3800 |  | 1 |  |  | 0.97 |  | Outdoor
NJADRE1559496407 | Administratively Determined Incentive Program | CAPE MAY COURT HOUSE | 8210 | 2.87 | Residential | Behind the Meter | Yes | Trinity Solar, LLC | AC Electric |  | Accepted | 2025-04-21 | 2025-05-14 | 2026-05-14 | Solar Panels | Hanwha | HANWHA 410 (Q.PEAK DUO BLK ML-G10+ 410) |  | 0.41 | 7 | 116 | 29 |  | Fixed | Roof
NJADRE1559496412 | Administratively Determined Incentive Program | PATERSON | 7513 | 8.61 | Residential | Behind the Meter | Yes | Trinity Solar, LLC | PSE&G |  | Accepted | 2025-04-21 | 2025-05-14 | 2026-05-14 | Solar Panels | HANWHA | (Q.PEAK DUO BLK ML-G10+ 410) |  | 0.41 | 8 | 189 | 14 |  | Fixed | Roof
NJADRE1559496412 | Administratively Determined Incentive Program | PATERSON | 7513 | 8.61 | Residential | Behind the Meter | Yes | Trinity Solar, LLC | PSE&G |  | Accepted | 2025-04-21 | 2025-05-14 | 2026-05-14 | Inverters | Solar Edge | USE7600H-USMNBL75 | 7600 |  | 1 |  |  | 0.97 |  | Outdoor
NJADRE1559496412 | Administratively Determined Incentive Program | PATERSON | 7513 | 8.61 | Residential | Behind the Meter | Yes | Trinity Solar, LLC | PSE&G |  | Accepted | 2025-04-21 | 2025-05-14 | 2026-05-14 | Solar Panels | HANWHA | (Q.PEAK DUO BLK ML-G10+ 410) |  | 0.41 | 13 | 189 | 43 |  | Fixed | Roof
NJADRE1559496416 | Administratively Determined Incentive Program | Penns Grove | 8069 | 10.2 | Residential | Behind the Meter | Yes | Whitman Construction, LLC | AC Electric |  | Accepted | 2025-04-21 | 2025-05-14 | 2026-05-14 | Solar Panels | JINKO SOLAR | JKM425N-54HL4-B |  | 0.425 | 11 | 130 | 32 |  | Fixed | Roof
NJADRE1559496416 | Administratively Determined Incentive Program | Penns Grove | 8069 | 10.2 | Residential | Behind the Meter | Yes | Whitman Construction, LLC | AC Electric |  | Accepted | 2025-04-21 | 2025-05-14 | 2026-05-14 | Solar Panels | JINKO SOLAR | JKM425N-54HL4-B |  | 0.425 | 10 | 220 | 12 |  | Fixed | Roof
NJADRE1559496416 | Administratively Determined Incentive Program | Penns Grove | 8069 | 10.2 | Residential | Behind the Meter | Yes | Whitman Construction, LLC | AC Electric |  | Accepted | 2025-04-21 | 2025-05-14 | 2026-05-14 | Solar Panels | JINKO SOLAR | JKM425N-54HL4-B |  | 0.425 | 3 | 310 | 32 |  | Fixed | Roof
NJADRE1559496416 | Administratively Determined Incentive Program | Penns Grove | 8069 | 10.2 | Residential | Behind the Meter | Yes | Whitman Construction, LLC | AC Electric |  | Accepted | 2025-04-21 | 2025-05-14 | 2026-05-14 | Inverters | ENPHASE | IQ8PLUS-72-2-US | 290 |  | 24 |  |  | 0.975 |  | Outdoor
NJADRE1559496420 | Administratively Determined Incentive Program | Brick | 8723 | 13.18 | Residential | Behind the Meter | Yes | Maier Solar Engineering dba Solar Me | JCP&L |  | Accepted | 2025-04-21 | 2025-05-15 | 2026-05-15 | Solar Panels | Trina | TSM-DE09R.05 425W |  | 0.425 | 9 | 233 | 40 |  | Fixed | Roof
NJADRE1559496420 | Administratively Determined Incentive Program | Brick | 8723 | 13.18 | Residential | Behind the Meter | Yes | Maier Solar Engineering dba Solar Me | JCP&L |  | Accepted | 2025-04-21 | 2025-05-15 | 2026-05-15 | Inverters | Enphase | IQ8A | 349 |  | 31 |  |  | 0.96 |  | Outdoor | Next to meter
NJADRE1559496420 | Administratively Determined Incentive Program | Brick | 8723 | 13.18 | Residential | Behind the Meter | Yes | Maier Solar Engineering dba Solar Me | JCP&L |  | Accepted | 2025-04-21 | 2025-05-15 | 2026-05-15 | Solar Panels | Trina | TSM-DE09R.05 425W |  | 0.425 | 13 | 143 | 40 |  | Fixed | Roof
NJADRE1559496420 | Administratively Determined Incentive Program | Brick | 8723 | 13.18 | Residential | Behind the Meter | Yes | Maier Solar Engineering dba Solar Me | JCP&L |  | Accepted | 2025-04-21 | 2025-05-15 | 2026-05-15 | Solar Panels | Trina | TSM-DE09R.05 425W |  | 0.425 | 9 | 53 | 40 |  | Fixed | Roof
NJADRE1559496422 | Administratively Determined Incentive Program | CHESILHURST | 8089 | 4.86 | Residential | Behind the Meter | Yes | Sunrun Installation Services, Inc. | AC Electric |  | Accepted | 2025-04-21 | 2025-05-14 | 2026-05-14 | Inverters | SOLAREDGE TECHNOLOGIES | SE3800H-USMN | 3800 |  | 1 |  |  | 0.99 |  | Outside
NJADRE1559496422 | Administratively Determined Incentive Program | CHESILHURST | 8089 | 4.86 | Residential | Behind the Meter | Yes | Sunrun Installation Services, Inc. | AC Electric |  | Accepted | 2025-04-21 | 2025-05-14 | 2026-05-14 | Solar Panels | JA SOLAR | JAM54S31-405/MR |  | 0.405 | 12 | 196 | 21 |  | Fixed | Roof
NJADRE1559496434 | Administratively Determined Incentive Program | Sicklerville | 8081 | 8.2 | Residential | Behind the Meter | Yes | Trinity Solar, LLC | AC Electric |  | Accepted | 2025-04-21 | 2025-05-14 | 2026-05-14 | Solar Panels | HANWHA | Q.PEAK DUO BLK ML-G10+ 410 |  | 0.41 | 12 | 161 | 20 |  | Fixed | Roof
NJADRE1559496434 | Administratively Determined Incentive Program | Sicklerville | 8081 | 8.2 | Residential | Behind the Meter | Yes | Trinity Solar, LLC | AC Electric |  | Accepted | 2025-04-21 | 2025-05-14 | 2026-05-14 | Inverters | Solar Edge | SE7600H-US | 7600 |  | 1 |  |  | 0.986 |  | Outside
NJADRE1559496434 | Administratively Determined Incentive Program | Sicklerville | 8081 | 8.2 | Residential | Behind the Meter | Yes | Trinity Solar, LLC | AC Electric |  | Accepted | 2025-04-21 | 2025-05-14 | 2026-05-14 | Solar Panels | HANWHA | Q.PEAK DUO BLK ML-G10+ 410 |  | 0.41 | 8 | 251 | 21 |  | Fixed | Roof
NJADRE1559496460 | Administratively Determined Incentive Program | Clifton | 7013 | 6.56 | Residential | Behind the Meter | Yes | Trinity Solar, LLC | PSE&G |  | Accepted | 2025-04-21 | 2025-05-14 | 2026-05-14 | Solar Panels | Hanwha | HANWHA 410 (Q.PEAK DUO BLK ML-G10+ 410) |  | 0.41 | 8 | 128 | 30 |  | Fixed | Roof
NJADRE1559496460 | Administratively Determined Incentive Program | Clifton | 7013 | 6.56 | Residential | Behind the Meter | Yes | Trinity Solar, LLC | PSE&G |  | Accepted | 2025-04-21 | 2025-05-14 | 2026-05-14 | Inverters | Solar Edge | USE5700H-USMNBL75 | 57600 |  | 1 |  |  | 0.97 |  | Outdoor
NJADRE1559496460 | Administratively Determined Incentive Program | Clifton | 7013 | 6.56 | Residential | Behind the Meter | Yes | Trinity Solar, LLC | PSE&G |  | Accepted | 2025-04-21 | 2025-05-14 | 2026-05-14 | Solar Panels | Hanwha | HANWHA 410 (Q.PEAK DUO BLK ML-G10+ 410) |  | 0.41 | 8 | 308 | 30 |  | Fixed | Roof
NJADRE1559496473 | Administratively Determined Incentive Program | Egg Harbor | 8234 | 27.65 | Commercial | Behind the Meter | No | RCL Enterprises, Inc. | AC Electric |  | Accepted | 2025-04-21 | 2025-05-15 | 2026-05-15 | Solar Panels | Hanwha Qcell | Q.Peak Duo XL G10 Series |  | 0.485 | 57 | 170 | 10 |  | Fixed | Roof
NJADRE1559496473 | Administratively Determined Incentive Program | Egg Harbor | 8234 | 27.65 | Commercial | Behind the Meter | No | RCL Enterprises, Inc. | AC Electric |  | Accepted | 2025-04-21 | 2025-05-15 | 2026-05-15 | Meters | SolarEdge | tbd | tbd |  | 1 |  |  |  | Yes | Indoor
NJADRE1559496473 | Administratively Determined Incentive Program | Egg Harbor | 8234 | 27.65 | Commercial | Behind the Meter | No | RCL Enterprises, Inc. | AC Electric |  | Accepted | 2025-04-21 | 2025-05-15 | 2026-05-15 | Inverters | SolarEdge | SE 17.3k-US | 48 |  | 1 |  |  | 0.975 |  | Outside | South Exterior Wall
NJADRE1559496484 | Administratively Determined Incentive Program | Millville | 8332 | 8.5 | Residential | Behind the Meter | Yes | Whitman Construction, LLC | AC Electric |  | Accepted | 2025-04-21 | 2025-05-15 | 2026-05-15 | Solar Panels | Jinko Solar | JKM425N-54HL4-B |  | 0.425 | 7 | 337 | 23 |  | Fixed | Roof
NJADRE1559496484 | Administratively Determined Incentive Program | Millville | 8332 | 8.5 | Residential | Behind the Meter | Yes | Whitman Construction, LLC | AC Electric |  | Accepted | 2025-04-21 | 2025-05-15 | 2026-05-15 | Solar Panels | Jinko Solar | JKM425N-54HL4-B |  | 0.425 | 5 | 157 | 27 |  | Fixed | Roof
NJADRE1559496484 | Administratively Determined Incentive Program | Millville | 8332 | 8.5 | Residential | Behind the Meter | Yes | Whitman Construction, LLC | AC Electric |  | Accepted | 2025-04-21 | 2025-05-15 | 2026-05-15 | Solar Panels | Jinko Solar | JKM425N-54HL4-B |  | 0.425 | 8 | 157 | 23 |  | Fixed | Roof
NJADRE1559496484 | Administratively Determined Incentive Program | Millville | 8332 | 8.5 | Residential | Behind the Meter | Yes | Whitman Construction, LLC | AC Electric |  | Accepted | 2025-04-21 | 2025-05-15 | 2026-05-15 | Inverters | ENPHASE | IQ8PLUS-72-2-US | 290 |  | 20 |  |  | 0.975 |  | Outdoor
NJADRE1559496487 | Administratively Determined Incentive Program | Paterson | 7501 | 8.2 | Residential | Behind the Meter | Yes | Pro Custom Solar dba Momentum Solar | PSE&G |  | Accepted | 2025-04-21 | 2025-05-14 | 2026-05-14 | Solar Panels | HANWHA | Q.PEAK DUO BLK ML-G10+410 |  | 0.41 | 8 | 193 | 26 |  | Fixed | Roof
NJADRE1559496487 | Administratively Determined Incentive Program | Paterson | 7501 | 8.2 | Residential | Behind the Meter | Yes | Pro Custom Solar dba Momentum Solar | PSE&G |  | Accepted | 2025-04-21 | 2025-05-14 | 2026-05-14 | Inverters | ENPHASE | IQ8HC-72-M-DOM-US | 380 |  | 20 |  |  | 0.97 |  | Outdoor
NJADRE1559496487 | Administratively Determined Incentive Program | Paterson | 7501 | 8.2 | Residential | Behind the Meter | Yes | Pro Custom Solar dba Momentum Solar | PSE&G |  | Accepted | 2025-04-21 | 2025-05-14 | 2026-05-14 | Solar Panels | HANWHA | Q.PEAK DUO BLK ML-G10+410 |  | 0.41 | 5 | 13 | 26 |  | Fixed | Roof
NJADRE1559496487 | Administratively Determined Incentive Program | Paterson | 7501 | 8.2 | Residential | Behind the Meter | Yes | Pro Custom Solar dba Momentum Solar | PSE&G |  | Accepted | 2025-04-21 | 2025-05-14 | 2026-05-14 | Solar Panels | HANWHA | Q.PEAK DUO BLK ML-G10+410 |  | 0.41 | 7 | 103 | 27 |  | Fixed | Roof
NJADRE1559496497 | Administratively Determined Incentive Program | Hammonton | 8037 | 7.38 | Residential | Behind the Meter | Yes | Trinity Solar, LLC | AC Electric |  | Accepted | 2025-04-21 | 2025-05-14 | 2026-05-14 | Solar Panels | HANWHA | (Q.PEAK DUO BLK ML-G10+ 410) |  | 0.41 | 10 | 126 | 18 |  | Fixed | Roof
NJADRE1559496497 | Administratively Determined Incentive Program | Hammonton | 8037 | 7.38 | Residential | Behind the Meter | Yes | Trinity Solar, LLC | AC Electric |  | Accepted | 2025-04-21 | 2025-05-14 | 2026-05-14 | Inverters | Solar Edge | SE6000H-US | 6000 |  | 1 |  |  | 0.97 |  | Outdoor
NJADRE1559496497 | Administratively Determined Incentive Program | Hammonton | 8037 | 7.38 | Residential | Behind the Meter | Yes | Trinity Solar, LLC | AC Electric |  | Accepted | 2025-04-21 | 2025-05-14 | 2026-05-14 | Solar Panels | HANWHA | (Q.PEAK DUO BLK ML-G10+ 410) |  | 0.41 | 5 | 306 | 18 |  | Fixed | Roof
NJADRE1559496497 | Administratively Determined Incentive Program | Hammonton | 8037 | 7.38 | Residential | Behind the Meter | Yes | Trinity Solar, LLC | AC Electric |  | Accepted | 2025-04-21 | 2025-05-14 | 2026-05-14 | Solar Panels | HANWHA | (Q.PEAK DUO BLK ML-G10+ 410) |  | 0.41 | 3 | 216 | 18 |  | Fixed | Roof
NJADRE1559496498 | Administratively Determined Incentive Program | HAZLET | 7730 | 4.1 | Residential | Behind the Meter | Yes | Sunrun Installation Services, Inc. | JCP&L |  | Accepted | 2025-04-21 | 2025-05-14 | 2026-05-14 | Solar Panels | HANWHA Q-CELLS | Q.PEAK DUO BLK ML-G10+ 410 |  | 0.41 | 10 | 269 | 27 |  | Fixed | Roof
NJADRE1559496498 | Administratively Determined Incentive Program | HAZLET | 7730 | 4.1 | Residential | Behind the Meter | Yes | Sunrun Installation Services, Inc. | JCP&L |  | Accepted | 2025-04-21 | 2025-05-14 | 2026-05-14 | Inverters | SOLAREDGE TECHNOLOGIES | SE3800H-USMN | 3800 |  | 1 |  |  | 0.99 |  | Outdoor
NJADRE1559496534 | Administratively Determined Incentive Program | Egg Harbor | 8234 | 37.35 | Commercial | Behind the Meter | No | RCL Enterprises, Inc. | AC Electric |  | Accepted | 2025-04-21 | 2025-05-15 | 2026-05-15 | Solar Panels | Hanwha Qcell | Q.Peak Duo XL G10 Series |  | 0.485 | 77 | 170 | 10 |  | Fixed | Roof
NJADRE1559496534 | Administratively Determined Incentive Program | Egg Harbor | 8234 | 37.35 | Commercial | Behind the Meter | No | RCL Enterprises, Inc. | AC Electric |  | Accepted | 2025-04-21 | 2025-05-15 | 2026-05-15 | Meters | SolarEdge | tbd | tbd |  | 1 |  |  |  | Yes | Indoor
NJADRE1559496534 | Administratively Determined Incentive Program | Egg Harbor | 8234 | 37.35 | Commercial | Behind the Meter | No | RCL Enterprises, Inc. | AC Electric |  | Accepted | 2025-04-21 | 2025-05-15 | 2026-05-15 | Inverters | SolarEdge | SE 17.3k-US | 48 |  | 1 |  |  | 0.975 |  | Outside | South Exterior Wall
NJADRE1559496534 | Administratively Determined Incentive Program | Egg Harbor | 8234 | 37.35 | Commercial | Behind the Meter | No | RCL Enterprises, Inc. | AC Electric |  | Accepted | 2025-04-21 | 2025-05-15 | 2026-05-15 | Inverters | SolarEdge | SE 10.0k-US | 28 |  | 1 |  |  | 0.97 |  | Outdoor | South Exterior Wall
NJADRE1559496547 | Administratively Determined Incentive Program | Millville | 8332 | 10.63 | Residential | Behind the Meter | Yes | Whitman Construction, LLC | AC Electric |  | Accepted | 2025-04-21 | 2025-05-14 | 2026-05-14 | Solar Panels | Jinko Solar | JKM425N-54HL4-B |  | 0.425 | 12 | 157 | 37 |  | Fixed | Roof
NJADRE1559496547 | Administratively Determined Incentive Program | Millville | 8332 | 10.63 | Residential | Behind the Meter | Yes | Whitman Construction, LLC | AC Electric |  | Accepted | 2025-04-21 | 2025-05-14 | 2026-05-14 | Solar Panels | Jinko Solar | JKM425N-54HL4-B |  | 0.425 | 2 | 247 | 11 |  | Fixed | Roof
NJADRE1559496547 | Administratively Determined Incentive Program | Millville | 8332 | 10.63 | Residential | Behind the Meter | Yes | Whitman Construction, LLC | AC Electric |  | Accepted | 2025-04-21 | 2025-05-14 | 2026-05-14 | Inverters | ENPHASE | IQ8PLUS-72-2-US | 290 |  | 25 |  |  | 0.975 |  | Outdoor
NJADRE1559496547 | Administratively Determined Incentive Program | Millville | 8332 | 10.63 | Residential | Behind the Meter | Yes | Whitman Construction, LLC | AC Electric |  | Accepted | 2025-04-21 | 2025-05-14 | 2026-05-14 | Solar Panels | Jinko Solar | JKM425N-54HL4-B |  | 0.425 | 11 | 337 | 37 |  | Fixed | Roof
NJADRE1559496550 | Administratively Determined Incentive Program | Cape May | 8204 | 14.88 | Residential | Behind the Meter | No | RCL Enterprises, Inc. | AC Electric |  | Accepted | 2025-04-21 | 2025-05-15 | 2026-05-15 | Inverters | Enphase | IQ8+ | 290 |  | 35 |  |  | 0.97 |  | Outside
NJADRE1559496550 | Administratively Determined Incentive Program | Cape May | 8204 | 14.88 | Residential | Behind the Meter | No | RCL Enterprises, Inc. | AC Electric |  | Accepted | 2025-04-21 | 2025-05-15 | 2026-05-15 | Solar Panels | Jinko | JKM425N |  | 0.425 | 17 | 258 | 36 |  | Fixed | Roof
NJADRE1559496550 | Administratively Determined Incentive Program | Cape May | 8204 | 14.88 | Residential | Behind the Meter | No | RCL Enterprises, Inc. | AC Electric |  | Accepted | 2025-04-21 | 2025-05-15 | 2026-05-15 | Solar Panels | Jinko | JKM425N |  | 0.425 | 9 | 258 | 36 |  | Fixed | Roof
NJADRE1559496550 | Administratively Determined Incentive Program | Cape May | 8204 | 14.88 | Residential | Behind the Meter | No | RCL Enterprises, Inc. | AC Electric |  | Accepted | 2025-04-21 | 2025-05-15 | 2026-05-15 | Solar Panels | Jinko | JKM425N |  | 0.425 | 9 | 78 | 36 |  | Fixed | Roof
NJADRE1559496553 | Administratively Determined Incentive Program | Orange | 7050 | 11.07 | Residential | Behind the Meter | Yes | Sunrun Installation Services, Inc. | PSE&G |  | Accepted | 2025-04-21 | 2025-05-14 | 2026-05-14 | Solar Panels | HANWHA Q-CELLS | Q.PEAK DUO BLK ML-G10+ 410 |  | 0.41 | 5 | 32 | 29 |  | Fixed | Roof
NJADRE1559496553 | Administratively Determined Incentive Program | Orange | 7050 | 11.07 | Residential | Behind the Meter | Yes | Sunrun Installation Services, Inc. | PSE&G |  | Accepted | 2025-04-21 | 2025-05-14 | 2026-05-14 | Inverters | SOLAREDGE TECHNOLOGIES | SE7600H-USMN | 7600 |  | 1 |  |  | 0.99 |  | Outdoor
NJADRE1559496553 | Administratively Determined Incentive Program | Orange | 7050 | 11.07 | Residential | Behind the Meter | Yes | Sunrun Installation Services, Inc. | PSE&G |  | Accepted | 2025-04-21 | 2025-05-14 | 2026-05-14 | Solar Panels | HANWHA Q-CELLS | Q.PEAK DUO BLK ML-G10+ 410 |  | 0.41 | 12 | 209 | 31 |  | Fixed | Roof
NJADRE1559496553 | Administratively Determined Incentive Program | Orange | 7050 | 11.07 | Residential | Behind the Meter | Yes | Sunrun Installation Services, Inc. | PSE&G |  | Accepted | 2025-04-21 | 2025-05-14 | 2026-05-14 | Solar Panels | HANWHA Q-CELLS | Q.PEAK DUO BLK ML-G10+ 410 |  | 0.41 | 5 | 30 | 31 |  | Fixed | Roof
NJADRE1559496553 | Administratively Determined Incentive Program | Orange | 7050 | 11.07 | Residential | Behind the Meter | Yes | Sunrun Installation Services, Inc. | PSE&G |  | Accepted | 2025-04-21 | 2025-05-14 | 2026-05-14 | Solar Panels | HANWHA Q-CELLS | Q.PEAK DUO BLK ML-G10+ 410 |  | 0.41 | 5 | 212 | 29 |  | Fixed | Roof
NJADRE1559496561 | Administratively Determined Incentive Program | Egg Harbor | 8234 | 54.32 | Commercial | Behind the Meter | No | RCL Enterprises, Inc. | AC Electric |  | Accepted | 2025-04-21 | 2025-05-15 | 2026-05-15 | Solar Panels | Hanwha Qcell | Q.Peak Duo XL G10 Series |  | 0.485 | 112 | 170 | 10 |  | Fixed | Roof
NJADRE1559496561 | Administratively Determined Incentive Program | Egg Harbor | 8234 | 54.32 | Commercial | Behind the Meter | No | RCL Enterprises, Inc. | AC Electric |  | Accepted | 2025-04-21 | 2025-05-15 | 2026-05-15 | Inverters | SolarEdge | SE 10.0k-US | 28 |  | 1 |  |  | 0.97 |  | Outdoor | South Exterior Wall
NJADRE1559496561 | Administratively Determined Incentive Program | Egg Harbor | 8234 | 54.32 | Commercial | Behind the Meter | No | RCL Enterprises, Inc. | AC Electric |  | Accepted | 2025-04-21 | 2025-05-15 | 2026-05-15 | Inverters | SolarEdge | SE 17.3k-US | 48 |  | 2 |  |  | 0.975 |  | Outside | South Exterior Wall
NJADRE1559496561 | Administratively Determined Incentive Program | Egg Harbor | 8234 | 54.32 | Commercial | Behind the Meter | No | RCL Enterprises, Inc. | AC Electric |  | Accepted | 2025-04-21 | 2025-05-15 | 2026-05-15 | Meters | SolarEdge | tbd | tbd |  | 1 |  |  |  | Yes | Indoor
NJADRE1559496563 | Administratively Determined Incentive Program | RIDGEFIELD PARK | 7660 | 8.61 | Residential | Behind the Meter | No | Tesla Energy Operations, Inc. | PSE&G |  | Accepted | 2025-04-21 | 2025-05-15 | 2026-05-15 | Electric Storage Battery | Tesla | Powerwall 3 |  |  | 1 |  |  |  | Lithium Ion |  | Outside
NJADRE1559496563 | Administratively Determined Incentive Program | RIDGEFIELD PARK | 7660 | 8.61 | Residential | Behind the Meter | No | Tesla Energy Operations, Inc. | PSE&G |  | Accepted | 2025-04-21 | 2025-05-15 | 2026-05-15 | Solar Panels | Hanwha | Q.PEAK DUO BLK ML-G10.a+/TS 410 |  | 0.41 | 14 | 197 | 44 |  | Fixed | Roof
NJADRE1559496563 | Administratively Determined Incentive Program | RIDGEFIELD PARK | 7660 | 8.61 | Residential | Behind the Meter | No | Tesla Energy Operations, Inc. | PSE&G |  | Accepted | 2025-04-21 | 2025-05-15 | 2026-05-15 | Inverters | Tesla | 1707000-XX-Y | 11500 |  | 1 |  |  | 0.98 |  | Outside
NJADRE1559496563 | Administratively Determined Incentive Program | RIDGEFIELD PARK | 7660 | 8.61 | Residential | Behind the Meter | No | Tesla Energy Operations, Inc. | PSE&G |  | Accepted | 2025-04-21 | 2025-05-15 | 2026-05-15 | Solar Panels | Hanwha | Q.PEAK DUO BLK ML-G10.a+/TS 410 |  | 0.41 | 7 | 17 | 20 |  | Fixed | Roof
NJADRE1559496571 | Administratively Determined Incentive Program | Matua | 8051 | 10.66 | Residential | Behind the Meter | Yes | Trinity Solar, LLC | AC Electric |  | Accepted | 2025-04-21 | 2025-05-15 | 2026-05-15 | Solar Panels | Hanwha | HANWHA 410 (Q.PEAK DUO BLK ML-G10+ 410) |  | 0.41 | 22 | 197 | 27 |  | Fixed | Roof
NJADRE1559496571 | Administratively Determined Incentive Program | Matua | 8051 | 10.66 | Residential | Behind the Meter | Yes | Trinity Solar, LLC | AC Electric |  | Accepted | 2025-04-21 | 2025-05-15 | 2026-05-15 | Inverters | Tesla | (1538000-XX-Y) | 5000 |  | 2 |  |  | 0.97 |  | Outdoor
NJADRE1559496571 | Administratively Determined Incentive Program | Matua | 8051 | 10.66 | Residential | Behind the Meter | Yes | Trinity Solar, LLC | AC Electric |  | Accepted | 2025-04-21 | 2025-05-15 | 2026-05-15 | Solar Panels | Hanwha | HANWHA 410 (Q.PEAK DUO BLK ML-G10+ 410) |  | 0.41 | 4 | 17 | 27 |  | Fixed | Roof
NJADRE1559496572 | Administratively Determined Incentive Program | EAST BRUNSWICK | 8816 | 10.53 | Residential | Behind the Meter | Yes | Sunrun Installation Services, Inc. | PSE&G |  | Accepted | 2025-04-21 | 2025-05-15 | 2026-05-15 | Inverters | SolarEdge Technologies | SE7600H-USMN | 7600 |  | 1 |  |  | 0.99 |  | Outdoor
NJADRE1559496572 | Administratively Determined Incentive Program | EAST BRUNSWICK | 8816 | 10.53 | Residential | Behind the Meter | Yes | Sunrun Installation Services, Inc. | PSE&G |  | Accepted | 2025-04-21 | 2025-05-15 | 2026-05-15 | Solar Panels | JA SOLAR | JAM54S31-405/MR |  | 0.405 | 4 | 306 | 19 |  | Fixed | Roof
NJADRE1559496572 | Administratively Determined Incentive Program | EAST BRUNSWICK | 8816 | 10.53 | Residential | Behind the Meter | Yes | Sunrun Installation Services, Inc. | PSE&G |  | Accepted | 2025-04-21 | 2025-05-15 | 2026-05-15 | Solar Panels | JA SOLAR | JAM54S31-405/MR |  | 0.405 | 9 | 127 | 18 |  | Fixed | Roof
NJADRE1559496572 | Administratively Determined Incentive Program | EAST BRUNSWICK | 8816 | 10.53 | Residential | Behind the Meter | Yes | Sunrun Installation Services, Inc. | PSE&G |  | Accepted | 2025-04-21 | 2025-05-15 | 2026-05-15 | Solar Panels | JA SOLAR | JAM54S31-405/MR |  | 0.405 | 9 | 126 | 18 |  | Fixed | Roof
NJADRE1559496572 | Administratively Determined Incentive Program | EAST BRUNSWICK | 8816 | 10.53 | Residential | Behind the Meter | Yes | Sunrun Installation Services, Inc. | PSE&G |  | Accepted | 2025-04-21 | 2025-05-15 | 2026-05-15 | Solar Panels | JA SOLAR | JAM54S31-405/MR |  | 0.405 | 4 | 127 | 16 |  | Fixed | Roof
NJADRE1559496576 | Administratively Determined Incentive Program | BURLINGTON TWP | 8016 | 6.48 | Residential | Behind the Meter | Yes | Sunrun Installation Services, Inc. | PSE&G |  | Accepted | 2025-04-21 | 2025-05-15 | 2026-05-15 | Solar Panels | JA SOLAR | JAM54S31-405/MR |  | 0.405 | 4 | 222 | 30 |  | Fixed | Roof
NJADRE1559496576 | Administratively Determined Incentive Program | BURLINGTON TWP | 8016 | 6.48 | Residential | Behind the Meter | Yes | Sunrun Installation Services, Inc. | PSE&G |  | Accepted | 2025-04-21 | 2025-05-15 | 2026-05-15 | Solar Panels | JA SOLAR | JAM54S31-405/MR |  | 0.405 | 6 | 222 | 27 |  | Fixed | Roof
NJADRE1559496576 | Administratively Determined Incentive Program | BURLINGTON TWP | 8016 | 6.48 | Residential | Behind the Meter | Yes | Sunrun Installation Services, Inc. | PSE&G |  | Accepted | 2025-04-21 | 2025-05-15 | 2026-05-15 | Solar Panels | JA SOLAR | JAM54S31-405/MR |  | 0.405 | 3 | 132 | 36 |  | Fixed | Roof
NJADRE1559496576 | Administratively Determined Incentive Program | BURLINGTON TWP | 8016 | 6.48 | Residential | Behind the Meter | Yes | Sunrun Installation Services, Inc. | PSE&G |  | Accepted | 2025-04-21 | 2025-05-15 | 2026-05-15 | Inverters | SOLAREDGE TECHNOLOGIES | SE7600H-USMN | 7600 |  | 1 |  |  | 0.99 |  | Outdoor
NJADRE1559496576 | Administratively Determined Incentive Program | BURLINGTON TWP | 8016 | 6.48 | Residential | Behind the Meter | Yes | Sunrun Installation Services, Inc. | PSE&G |  | Accepted | 2025-04-21 | 2025-05-15 | 2026-05-15 | Solar Panels | JA SOLAR | JAM54S31-405/MR |  | 0.405 | 3 | 312 | 36 |  | Fixed | Roof
NJADRE1559496579 | Administratively Determined Incentive Program | Oakland | 7436 | 6.88 | Residential | Behind the Meter | No | Infinity Solar Systems, LLC | Orange Rockland Electric |  | Accepted | 2025-04-21 | 2025-05-14 | 2026-05-14 | Solar Panels | SEG SOLAR | SEG-430-BTD-BG |  | 0.43 | 16 | 126 | 37 |  | Fixed | Roof
NJADRE1559496579 | Administratively Determined Incentive Program | Oakland | 7436 | 6.88 | Residential | Behind the Meter | No | Infinity Solar Systems, LLC | Orange Rockland Electric |  | Accepted | 2025-04-21 | 2025-05-14 | 2026-05-14 | Inverters | Tesla | 1707000-xx-y | 11500 |  | 16 |  |  | 0.97 |  | Outside
NJADRE1559496613 | Administratively Determined Incentive Program | Lakewood | 8701 | 14.45 | Residential | Behind the Meter | Yes | SunPurity, LLC | JCP&L |  | Accepted | 2025-04-21 | 2025-05-15 | 2026-05-15 | Solar Panels | Jinko | JKM425N-54HL4-B (425W) |  | 0.425 | 13 | 93 | 33 |  | Fixed | Roof
NJADRE1559496613 | Administratively Determined Incentive Program | Lakewood | 8701 | 14.45 | Residential | Behind the Meter | Yes | SunPurity, LLC | JCP&L |  | Accepted | 2025-04-21 | 2025-05-15 | 2026-05-15 | Inverters | SolarEdge | SE10000H-US | 10000 |  | 1 |  |  | 0.99 |  | Outdoor
NJADRE1559496613 | Administratively Determined Incentive Program | Lakewood | 8701 | 14.45 | Residential | Behind the Meter | Yes | SunPurity, LLC | JCP&L |  | Accepted | 2025-04-21 | 2025-05-15 | 2026-05-15 | Solar Panels | Jinko | JKM425N-54HL4-B (425W) |  | 0.425 | 21 | 273 | 33 |  | Fixed | Roof
NJADRE1559496617 | Administratively Determined Incentive Program | Lindenwold | 8021 | 4.25 | Residential | Behind the Meter | Yes | Whitman Construction, LLC | AC Electric |  | Accepted | 2025-04-21 | 2025-05-15 | 2026-05-15 | Inverters | ENPHASE | IQ8PLUS-72-2-US | 290 |  | 10 |  |  | 0.975 |  | Outdoor
NJADRE1559496617 | Administratively Determined Incentive Program | Lindenwold | 8021 | 4.25 | Residential | Behind the Meter | Yes | Whitman Construction, LLC | AC Electric |  | Accepted | 2025-04-21 | 2025-05-15 | 2026-05-15 | Solar Panels | Jinko Solar | JKM425N-54HL4-B |  | 0.425 | 10 | 203 | 23 |  | Fixed | Roof
NJADRE1559496621 | Administratively Determined Incentive Program | Little Falls | 7424 | 3.28 | Residential | Behind the Meter | Yes | Trinity Solar, LLC | PSE&G |  | Accepted | 2025-04-21 | 2025-05-14 | 2026-05-14 | Solar Panels | Hanwha | HANWHA 410 (Q.PEAK DUO BLK ML-G10+ 410) |  | 0.41 | 8 | 209 | 12 |  | Fixed | Roof
NJADRE1559496621 | Administratively Determined Incentive Program | Little Falls | 7424 | 3.28 | Residential | Behind the Meter | Yes | Trinity Solar, LLC | PSE&G |  | Accepted | 2025-04-21 | 2025-05-14 | 2026-05-14 | Inverters | Solar Edge | USE3800H-US | 3800 |  | 1 |  |  | 0.97 |  | Outdoor
NJADRE1559496623 | Administratively Determined Incentive Program | Stratford | 8084 | 4.46 | Residential | Behind the Meter | Yes | Sunrun Installation Services, Inc. | AC Electric |  | Accepted | 2025-04-21 | 2025-05-14 | 2026-05-14 | Inverters | SOLAREDGE TECHNOLOGIES | SE3800H-USMN | 3800 |  | 1 |  |  | 0.99 |  | Outdoor
NJADRE1559496623 | Administratively Determined Incentive Program | Stratford | 8084 | 4.46 | Residential | Behind the Meter | Yes | Sunrun Installation Services, Inc. | AC Electric |  | Accepted | 2025-04-21 | 2025-05-14 | 2026-05-14 | Solar Panels | JA SOLAR | JAM54S31-405/MR |  | 0.405 | 8 | 225 | 35 |  | Fixed | Roof
NJADRE1559496623 | Administratively Determined Incentive Program | Stratford | 8084 | 4.46 | Residential | Behind the Meter | Yes | Sunrun Installation Services, Inc. | AC Electric |  | Accepted | 2025-04-21 | 2025-05-14 | 2026-05-14 | Solar Panels | JA SOLAR | JAM54S31-405/MR |  | 0.405 | 3 | 45 | 34 |  | Fixed | Roof
NJADRE1559496633 | Administratively Determined Incentive Program | Camden | 8105 | 5.67 | Residential | Behind the Meter | Yes | Define Solar, LLC | PSE&G |  | Accepted | 2025-04-21 | 2025-05-15 | 2026-05-15 | Inverters | Enphase | IQ8Plus-72-2-US | 290 |  | 14 |  |  | 0.976 |  | Outside | Under each pv panel
NJADRE1559496633 | Administratively Determined Incentive Program | Camden | 8105 | 5.67 | Residential | Behind the Meter | Yes | Define Solar, LLC | PSE&G |  | Accepted | 2025-04-21 | 2025-05-15 | 2026-05-15 | Solar Panels | Znshine | ZXM7-SH108 405 |  | 0.405 | 14 | 55 | 1 |  | Fixed | Roof
NJADRE1559496641 | Administratively Determined Incentive Program | Browns Mills | 8015 | 11.34 | Residential | Behind the Meter | Yes | Define Solar, LLC | JCP&L |  | Accepted | 2025-04-21 | 2025-05-15 | 2026-05-15 | Inverters | Enphase | IQ8Plus-72-2-US | 290 |  | 22 |  |  | 0.976 |  | Outside | Under each pv panel
NJADRE1559496641 | Administratively Determined Incentive Program | Browns Mills | 8015 | 11.34 | Residential | Behind the Meter | Yes | Define Solar, LLC | JCP&L |  | Accepted | 2025-04-21 | 2025-05-15 | 2026-05-15 | Inverters | Enphase | IQ8Plus-72-2-US | 290 |  | 6 |  |  | 0.976 |  | Outside | Under each pv panel
NJADRE1559496641 | Administratively Determined Incentive Program | Browns Mills | 8015 | 11.34 | Residential | Behind the Meter | Yes | Define Solar, LLC | JCP&L |  | Accepted | 2025-04-21 | 2025-05-15 | 2026-05-15 | Solar Panels | Znshine | ZXM7-SH108 405 |  | 0.405 | 6 | 330 | 20 |  | Fixed | Roof
NJADRE1559496641 | Administratively Determined Incentive Program | Browns Mills | 8015 | 11.34 | Residential | Behind the Meter | Yes | Define Solar, LLC | JCP&L |  | Accepted | 2025-04-21 | 2025-05-15 | 2026-05-15 | Solar Panels | Znshine | ZXM7-SH108 405 |  | 0.405 | 22 | 150 | 20 |  | Fixed | Roof
NJADRE1559496651 | Administratively Determined Incentive Program | Newark | 7106 | 10.79 | Residential | Behind the Meter | Yes | SunPurity, LLC | PSE&G |  | Accepted | 2025-04-21 | 2025-05-15 | 2026-05-15 | Solar Panels | Hanwha Q cells | Q.PEAK DUO BLK-ML-G10+ 410W |  | 0.415 | 3 | 291 | 20 |  | Fixed | Roof
NJADRE1559496651 | Administratively Determined Incentive Program | Newark | 7106 | 10.79 | Residential | Behind the Meter | Yes | SunPurity, LLC | PSE&G |  | Accepted | 2025-04-21 | 2025-05-15 | 2026-05-15 | Solar Panels | Hanwha Q cells | Q.PEAK DUO BLK-ML-G10+ 410W |  | 0.415 | 12 | 111 | 30 |  | Fixed | Roof
NJADRE1559496651 | Administratively Determined Incentive Program | Newark | 7106 | 10.79 | Residential | Behind the Meter | Yes | SunPurity, LLC | PSE&G |  | Accepted | 2025-04-21 | 2025-05-15 | 2026-05-15 | Solar Panels | Hanwha Q cells | Q.PEAK DUO BLK-ML-G10+ 410W |  | 0.415 | 11 | 291 | 30 |  | Fixed | Roof
NJADRE1559496651 | Administratively Determined Incentive Program | Newark | 7106 | 10.79 | Residential | Behind the Meter | Yes | SunPurity, LLC | PSE&G |  | Accepted | 2025-04-21 | 2025-05-15 | 2026-05-15 | Inverters | SolarEdge | SE7600H-US | 7600 |  | 1 |  |  | 0.99 |  | Outdoor
NJADRE1559496658 | Administratively Determined Incentive Program | Paterson | 7501 | 4.92 | Residential | Behind the Meter | Yes | Pro Custom Solar dba Momentum Solar | PSE&G |  | Accepted | 2025-04-21 | 2025-05-15 | 2026-05-15 | Solar Panels | HANWHA | Q.PEAK DUO BLK ML-G10+410 |  | 0.41 | 4 | 283 | 27 |  | Fixed | Roof
NJADRE1559496658 | Administratively Determined Incentive Program | Paterson | 7501 | 4.92 | Residential | Behind the Meter | Yes | Pro Custom Solar dba Momentum Solar | PSE&G |  | Accepted | 2025-04-21 | 2025-05-15 | 2026-05-15 | Inverters | ENPHASE | IQ8HC-72-M-DOM-US | 380 |  | 12 |  |  | 0.97 |  | Outdoor
NJADRE1559496658 | Administratively Determined Incentive Program | Paterson | 7501 | 4.92 | Residential | Behind the Meter | Yes | Pro Custom Solar dba Momentum Solar | PSE&G |  | Accepted | 2025-04-21 | 2025-05-15 | 2026-05-15 | Solar Panels | HANWHA | Q.PEAK DUO BLK ML-G10+410 |  | 0.41 | 4 | 13 | 26 |  | Fixed | Roof
NJADRE1559496658 | Administratively Determined Incentive Program | Paterson | 7501 | 4.92 | Residential | Behind the Meter | Yes | Pro Custom Solar dba Momentum Solar | PSE&G |  | Accepted | 2025-04-21 | 2025-05-15 | 2026-05-15 | Solar Panels | HANWHA | Q.PEAK DUO BLK ML-G10+410 |  | 0.41 | 4 | 103 | 27 |  | Fixed | Roof
NJADRE1559496663 | Administratively Determined Incentive Program | Egg Harbor Township | 8234 | 14.88 | Residential | Behind the Meter | No | Sun Up Zero Down, LLC | AC Electric |  | Accepted | 2025-04-21 | 2025-05-15 | 2026-05-15 | Solar Panels | Trina | TSM-425-NE09RC.05 Vertex S+ |  | 0.425 | 35 | 118 | 34 |  | Fixed | Roof
NJADRE1559496663 | Administratively Determined Incentive Program | Egg Harbor Township | 8234 | 14.88 | Residential | Behind the Meter | No | Sun Up Zero Down, LLC | AC Electric |  | Accepted | 2025-04-21 | 2025-05-15 | 2026-05-15 | Meters | Enphase | TBD |  |  | 1 |  |  |  | Yes | Outdoor
NJADRE1559496663 | Administratively Determined Incentive Program | Egg Harbor Township | 8234 | 14.88 | Residential | Behind the Meter | No | Sun Up Zero Down, LLC | AC Electric |  | Accepted | 2025-04-21 | 2025-05-15 | 2026-05-15 | Inverters | Enphase | IQ8PLUS-72-2-US | 290 |  | 35 |  |  | 0.976 |  | Outdoor
NJADRE1559496678 | Administratively Determined Incentive Program | Piscataway | 8854 | 4.1 | Residential | Behind the Meter | Yes | Sunrun Installation Services, Inc. | PSE&G |  | Accepted | 2025-04-21 | 2025-05-15 | 2026-05-15 | Solar Panels | Hanwha Q Cells | Q.PEAK DUO BLK ML-G10+ 410 |  | 0.41 | 10 | 152 | 24 |  | Fixed | Roof
NJADRE1559496678 | Administratively Determined Incentive Program | Piscataway | 8854 | 4.1 | Residential | Behind the Meter | Yes | Sunrun Installation Services, Inc. | PSE&G |  | Accepted | 2025-04-21 | 2025-05-15 | 2026-05-15 | Inverters | Tesla | Powerwall 3 1707000-xx-y | 11500 |  | 1 |  |  | 0.97 |  | Outdoor
NJADRE1559496678 | Administratively Determined Incentive Program | Piscataway | 8854 | 4.1 | Residential | Behind the Meter | Yes | Sunrun Installation Services, Inc. | PSE&G |  | Accepted | 2025-04-21 | 2025-05-15 | 2026-05-15 | Electric Storage Battery | Tesla | Powerwall 3 1707000-xx-y |  |  | 1 |  |  |  | Lithium Ion |  | OUTSIDE
NJADRE1559496689 | Administratively Determined Incentive Program | Neptune | 7753 | 4.46 | Residential | Behind the Meter | Yes | Define Solar, LLC | JCP&L |  | Accepted | 2025-04-21 | 2025-05-14 | 2026-05-14 | Solar Panels | Znshine | ZXM7-SH108 405 |  | 0.405 | 11 | 191 | 30 |  | Fixed | Roof
NJADRE1559496689 | Administratively Determined Incentive Program | Neptune | 7753 | 4.46 | Residential | Behind the Meter | Yes | Define Solar, LLC | JCP&L |  | Accepted | 2025-04-21 | 2025-05-14 | 2026-05-14 | Inverters | Enphase | IQ8Plus-72-2-US | 290 |  | 11 |  |  | 0.976 |  | Outside | Under each pv panel
NJADRE1559496942 | Administratively Determined Incentive Program | South Plainfield | 7080 | 4.92 | Residential | Behind the Meter | Yes | Trinity Solar, LLC | PSE&G |  | Accepted | 2025-04-21 | 2025-05-15 | 2026-05-15 | Inverters | SOLAR EDGE | USE3800H-US | 3800 |  | 1 |  |  | 0.986 |  | Outdoor
NJADRE1559496942 | Administratively Determined Incentive Program | South Plainfield | 7080 | 4.92 | Residential | Behind the Meter | Yes | Trinity Solar, LLC | PSE&G |  | Accepted | 2025-04-21 | 2025-05-15 | 2026-05-15 | Solar Panels | HANWHA | Q.PEAK DUO BLK ML-G10+ 410 |  | 0.41 | 4 | 175 | 34 |  | Fixed | Roof
NJADRE1559496942 | Administratively Determined Incentive Program | South Plainfield | 7080 | 4.92 | Residential | Behind the Meter | Yes | Trinity Solar, LLC | PSE&G |  | Accepted | 2025-04-21 | 2025-05-15 | 2026-05-15 | Solar Panels | HANWHA | Q.PEAK DUO BLK ML-G10+ 410 |  | 0.41 | 8 | 265 | 15 |  | Fixed | Roof
NJADRE1559496954 | Administratively Determined Incentive Program | Egg Harbor Township | 8234 | 11.05 | Residential | Behind the Meter | Yes | Whitman Construction, LLC | AC Electric |  | Accepted | 2025-04-21 | 2025-06-03 | 2026-06-03 | Solar Panels | Jinko Solar | JKM425N-54HL4-B |  | 0.425 | 8 | 116 | 14 |  | Fixed | Roof
NJADRE1559496954 | Administratively Determined Incentive Program | Egg Harbor Township | 8234 | 11.05 | Residential | Behind the Meter | Yes | Whitman Construction, LLC | AC Electric |  | Accepted | 2025-04-21 | 2025-06-03 | 2026-06-03 | Solar Panels | Jinko Solar | JKM425N-54HL4-B |  | 0.425 | 18 | 296 | 14 |  | Fixed | Roof
NJADRE1559496954 | Administratively Determined Incentive Program | Egg Harbor Township | 8234 | 11.05 | Residential | Behind the Meter | Yes | Whitman Construction, LLC | AC Electric |  | Accepted | 2025-04-21 | 2025-06-03 | 2026-06-03 | Inverters | ENPHASE | IQ8PLUS-72-2-US | 290 |  | 26 |  |  | 0.975 |  | Outdoor
NJADRE1559496957 | Administratively Determined Incentive Program | Lakewood | 8701 | 19.92 | Residential | Behind the Meter | Yes | SunPurity, LLC | JCP&L |  | Accepted | 2025-04-22 | 2025-05-21 | 2026-05-21 | Inverters | SolarEdge | SE7600H-US | 7600 |  | 2 |  |  | 0.99 |  | Outdoor
NJADRE1559496957 | Administratively Determined Incentive Program | Lakewood | 8701 | 19.92 | Residential | Behind the Meter | Yes | SunPurity, LLC | JCP&L |  | Accepted | 2025-04-22 | 2025-05-21 | 2026-05-21 | Solar Panels | Hanwha Q cells | Q.PEAK DUO BLK-ML-G10+ 415W |  | 0.415 | 20 | 97 | 40 |  | Fixed | Roof
NJADRE1559496957 | Administratively Determined Incentive Program | Lakewood | 8701 | 19.92 | Residential | Behind the Meter | Yes | SunPurity, LLC | JCP&L |  | Accepted | 2025-04-22 | 2025-05-21 | 2026-05-21 | Solar Panels | Hanwha Q cells | Q Cells Q.PEAK DUO BLK-ML-G10+ (415W) |  | 0.415 | 7 | 97 | 19 |  | Fixed | Roof
NJADRE1559496957 | Administratively Determined Incentive Program | Lakewood | 8701 | 19.92 | Residential | Behind the Meter | Yes | SunPurity, LLC | JCP&L |  | Accepted | 2025-04-22 | 2025-05-21 | 2026-05-21 | Solar Panels | Hanwha Q cells | Q.PEAK DUO BLK-ML-G10+ 415W |  | 0.415 | 21 | 277 | 40 |  | Fixed | Roof
NJADRE1559496959 | Administratively Determined Incentive Program | NEWARK | 7103 | 157.5 | School Public K-12 | Behind the Meter | Yes | DAN RUSSO ELECTRICAL CONTRACTORS, LLC | PSE&G |  | Accepted | 2025-04-21 | 2025-05-20 | 2026-05-20 | Solar Panels | JINKO Solar | JKM440M-72HLM |  | 0.44 | 16 | 105 | 37 |  | Fixed | Roof
NJADRE1559496959 | Administratively Determined Incentive Program | NEWARK | 7103 | 157.5 | School Public K-12 | Behind the Meter | Yes | DAN RUSSO ELECTRICAL CONTRACTORS, LLC | PSE&G |  | Accepted | 2025-04-21 | 2025-05-20 | 2026-05-20 | Solar Panels | ZN Shine Solar | ZXM7-SHLDD144-540/M |  | 0.54 | 6 | 195 | 37 |  | Fixed | Roof
NJADRE1559496959 | Administratively Determined Incentive Program | NEWARK | 7103 | 157.5 | School Public K-12 | Behind the Meter | Yes | DAN RUSSO ELECTRICAL CONTRACTORS, LLC | PSE&G |  | Accepted | 2025-04-21 | 2025-05-20 | 2026-05-20 | Solar Panels | ZN Shine Solar | ZXM7-SHLDD144-540/M |  | 0.54 | 8 | 195 | 5 |  | Fixed | Roof
NJADRE1559496959 | Administratively Determined Incentive Program | NEWARK | 7103 | 157.5 | School Public K-12 | Behind the Meter | Yes | DAN RUSSO ELECTRICAL CONTRACTORS, LLC | PSE&G |  | Accepted | 2025-04-21 | 2025-05-20 | 2026-05-20 | Solar Panels | ZN Shine Solar | ZXM7-SHLDD144-540/M |  | 0.54 | 18 | 194 | 23 |  | Fixed | Roof
NJADRE1559496959 | Administratively Determined Incentive Program | NEWARK | 7103 | 157.5 | School Public K-12 | Behind the Meter | Yes | DAN RUSSO ELECTRICAL CONTRACTORS, LLC | PSE&G |  | Accepted | 2025-04-21 | 2025-05-20 | 2026-05-20 | Solar Panels | JINKO Solar | JKM440M-72HLM |  | 0.44 | 2 | 194 | 37 |  | Fixed | Roof
NJADRE1559496959 | Administratively Determined Incentive Program | NEWARK | 7103 | 157.5 | School Public K-12 | Behind the Meter | Yes | DAN RUSSO ELECTRICAL CONTRACTORS, LLC | PSE&G |  | Accepted | 2025-04-21 | 2025-05-20 | 2026-05-20 | Solar Panels | ZnShine Solar | ZXM7-SHLDD144-540/M |  | 0.54 | 245 | 255 | 5 |  | Fixed | Roof
NJADRE1559496959 | Administratively Determined Incentive Program | NEWARK | 7103 | 157.5 | School Public K-12 | Behind the Meter | Yes | DAN RUSSO ELECTRICAL CONTRACTORS, LLC | PSE&G |  | Accepted | 2025-04-21 | 2025-05-20 | 2026-05-20 | Inverters | SolarEdge | SE43.2KUS | 43200 |  | 3 |  |  | 0.97 |  | Outside | Roof
NJADRE1559496959 | Administratively Determined Incentive Program | NEWARK | 7103 | 157.5 | School Public K-12 | Behind the Meter | Yes | DAN RUSSO ELECTRICAL CONTRACTORS, LLC | PSE&G |  | Accepted | 2025-04-21 | 2025-05-20 | 2026-05-20 | Meters | Acuvim IIR | Acuvim IIR |  |  | 1 |  |  |  | Yes | Outdoor
NJADRE1559496967 | Administratively Determined Incentive Program | Dover | 7801 | 4.1 | Residential | Behind the Meter | Yes | Sunrun Installation Services, Inc. | JCP&L |  | Accepted | 2025-04-21 | 2025-05-15 | 2026-05-15 | Electric Storage Battery | Tesla | POWERWALL 3 1707000-XX-Y |  |  | 1 |  |  |  | Lithium Ion |  | OUTSIDE
NJADRE1559496967 | Administratively Determined Incentive Program | Dover | 7801 | 4.1 | Residential | Behind the Meter | Yes | Sunrun Installation Services, Inc. | JCP&L |  | Accepted | 2025-04-21 | 2025-05-15 | 2026-05-15 | Inverters | Tesla | POWERWALL 3 1707000-XX-Y | 11500 |  | 1 |  |  | 0.97 |  | Outside
NJADRE1559496967 | Administratively Determined Incentive Program | Dover | 7801 | 4.1 | Residential | Behind the Meter | Yes | Sunrun Installation Services, Inc. | JCP&L |  | Accepted | 2025-04-21 | 2025-05-15 | 2026-05-15 | Solar Panels | HANWHA Q-CELLS | Q.PEAK DUO BLK ML-G10+ 410 |  | 0.41 | 10 | 216 | 21 |  | Fixed | Roof
NJADRE1559496980 | Administratively Determined Incentive Program | Paterson | 7501 | 13.94 | Residential | Behind the Meter | Yes | Trinity Solar, LLC | PSE&G |  | Accepted | 2025-04-21 | 2025-05-16 | 2026-05-16 | Solar Panels | HANWHA | Q.PEAK DUO BLK ML-G10+ 410 |  | 0.41 | 23 | 111 | 41 |  | Fixed | Roof
NJADRE1559496980 | Administratively Determined Incentive Program | Paterson | 7501 | 13.94 | Residential | Behind the Meter | Yes | Trinity Solar, LLC | PSE&G |  | Accepted | 2025-04-21 | 2025-05-16 | 2026-05-16 | Solar Panels | HANWHA | Q.PEAK DUO BLK ML-G10+ 410 |  | 0.41 | 11 | 291 | 41 |  | Fixed | Roof
NJADRE1559496980 | Administratively Determined Incentive Program | Paterson | 7501 | 13.94 | Residential | Behind the Meter | Yes | Trinity Solar, LLC | PSE&G |  | Accepted | 2025-04-21 | 2025-05-16 | 2026-05-16 | Inverters | SOLAR EDGE | USE11400H-US | 11400 |  | 1 |  |  | 0.986 |  | Outdoor
NJADRE1559497058 | Administratively Determined Incentive Program | Union | 7083 | 21.62 | Residential | Behind the Meter | Yes | Kamtech Solar Solutions | PSE&G |  | Accepted | 2025-04-21 | 2025-05-29 | 2026-05-29 | Solar Panels | REC | REC 460 AA PURE RX |  | 0.46 | 12 | 39 | 8 |  | Fixed | Roof
NJADRE1559497058 | Administratively Determined Incentive Program | Union | 7083 | 21.62 | Residential | Behind the Meter | Yes | Kamtech Solar Solutions | PSE&G |  | Accepted | 2025-04-21 | 2025-05-29 | 2026-05-29 | Solar Panels | REC | REC 460 AA PURE RX |  | 0.46 | 2 | 129 | 25 |  | Fixed | Roof
NJADRE1559497058 | Administratively Determined Incentive Program | Union | 7083 | 21.62 | Residential | Behind the Meter | Yes | Kamtech Solar Solutions | PSE&G |  | Accepted | 2025-04-21 | 2025-05-29 | 2026-05-29 | Inverters | ENPHASE | IQ8X-80-M-US | 380 |  | 47 |  |  | 0.973 |  | Outdoor | ROOFTOP
NJADRE1559497058 | Administratively Determined Incentive Program | Union | 7083 | 21.62 | Residential | Behind the Meter | Yes | Kamtech Solar Solutions | PSE&G |  | Accepted | 2025-04-21 | 2025-05-29 | 2026-05-29 | Solar Panels | REC | REC 460 AA PURE RX |  | 0.46 | 5 | 129 | 12 |  | Fixed | Roof
NJADRE1559497058 | Administratively Determined Incentive Program | Union | 7083 | 21.62 | Residential | Behind the Meter | Yes | Kamtech Solar Solutions | PSE&G |  | Accepted | 2025-04-21 | 2025-05-29 | 2026-05-29 | Solar Panels | REC | REC 460 AA PURE RX |  | 0.46 | 3 | 129 | 25 |  | Fixed | Roof
NJADRE1559497058 | Administratively Determined Incentive Program | Union | 7083 | 21.62 | Residential | Behind the Meter | Yes | Kamtech Solar Solutions | PSE&G |  | Accepted | 2025-04-21 | 2025-05-29 | 2026-05-29 | Solar Panels | REC | REC 460 AA PURE RX |  | 0.46 | 16 | 219 | 25 |  | Fixed | Roof
NJADRE1559497058 | Administratively Determined Incentive Program | Union | 7083 | 21.62 | Residential | Behind the Meter | Yes | Kamtech Solar Solutions | PSE&G |  | Accepted | 2025-04-21 | 2025-05-29 | 2026-05-29 | Solar Panels | REC | REC 460 AA PURE RX |  | 0.46 | 9 | 309 | 25 |  | Fixed | Roof
NJADRE1559497130 | Administratively Determined Incentive Program | Whiting | 8759 | 14.35 | Residential | Behind the Meter | Yes | Trinity Solar, LLC | JCP&L |  | Accepted | 2025-04-21 | 2025-05-14 | 2026-05-14 | Inverters | Solar Edge | SE11400H-US | 11400 |  | 1 |  |  | 0.97 |  | Outside
NJADRE1559497130 | Administratively Determined Incentive Program | Whiting | 8759 | 14.35 | Residential | Behind the Meter | Yes | Trinity Solar, LLC | JCP&L |  | Accepted | 2025-04-21 | 2025-05-14 | 2026-05-14 | Solar Panels | HANWHA | Q.PEAK DUO BLK ML-G10+ 410 |  | 0.41 | 35 | 255 | 23 |  | Fixed | Roof
NJADRE1559497138 | Administratively Determined Incentive Program | MANAHAWKIN | 8050 | 15.99 | Residential | Behind the Meter | Yes | Sunrun Installation Services, Inc. | AC Electric |  | Accepted | 2025-04-21 | 2025-05-14 | 2026-05-14 | Inverters | SOLAREDGE TECHNOLOGIES | SE3800H-USMN | 3800 |  | 1 |  |  | 0.99 |  | Outdoor
NJADRE1559497138 | Administratively Determined Incentive Program | MANAHAWKIN | 8050 | 15.99 | Residential | Behind the Meter | Yes | Sunrun Installation Services, Inc. | AC Electric |  | Accepted | 2025-04-21 | 2025-05-14 | 2026-05-14 | Solar Panels | HANWHA Q-CELLS | Q.PEAK DUO BLK ML-G10+ 410 |  | 0.41 | 21 | 154 | 18 |  | Fixed | Roof
NJADRE1559497138 | Administratively Determined Incentive Program | MANAHAWKIN | 8050 | 15.99 | Residential | Behind the Meter | Yes | Sunrun Installation Services, Inc. | AC Electric |  | Accepted | 2025-04-21 | 2025-05-14 | 2026-05-14 | Solar Panels | HANWHA Q-CELLS | Q.PEAK DUO BLK ML-G10+ 410 |  | 0.41 | 18 | 334 | 18 |  | Fixed | Roof
NJADRE1559497138 | Administratively Determined Incentive Program | MANAHAWKIN | 8050 | 15.99 | Residential | Behind the Meter | Yes | Sunrun Installation Services, Inc. | AC Electric |  | Accepted | 2025-04-21 | 2025-05-14 | 2026-05-14 | Inverters | SOLAREDGE TECHNOLOGIES | SE7600H-USMN | 7600 |  | 1 |  |  | 0.99 |  | Outdoor
NJADRE1559497149 | Administratively Determined Incentive Program | East Orange | 7017 | 3.28 | Residential | Behind the Meter | Yes | Trinity Solar, LLC | PSE&G |  | Accepted | 2025-04-21 | 2025-05-14 | 2026-05-14 | Solar Panels | HANWHA | (Q.PEAK DUO BLK ML-G10+ 410) |  | 0.41 | 8 | 206 | 21 |  | Fixed | Roof
NJADRE1559497149 | Administratively Determined Incentive Program | East Orange | 7017 | 3.28 | Residential | Behind the Meter | Yes | Trinity Solar, LLC | PSE&G |  | Accepted | 2025-04-21 | 2025-05-14 | 2026-05-14 | Inverters | Solar Edge | SE3000H-US | 3000 |  | 1 |  |  | 0.97 |  | Outdoor
NJADRE1559497161 | Administratively Determined Incentive Program | BELLEVILLE | 7109 | 4.92 | Residential | Behind the Meter | Yes | Sunrun Installation Services, Inc. | PSE&G |  | Accepted | 2025-05-07 | 2025-06-04 | 2026-06-04 | Inverters | Tesla | POWERWALL 3 1707000-XX-Y | 11500 |  | 1 |  |  | 0.97 |  | Outdoor
NJADRE1559497161 | Administratively Determined Incentive Program | BELLEVILLE | 7109 | 4.92 | Residential | Behind the Meter | Yes | Sunrun Installation Services, Inc. | PSE&G |  | Accepted | 2025-05-07 | 2025-06-04 | 2026-06-04 | Solar Panels | HANWHA Q-CELLS | Q.PEAK DUO BLK ML-G10+ 410 |  | 0.41 | 12 | 200 | 30 |  | Fixed | Roof
NJADRE1559497161 | Administratively Determined Incentive Program | BELLEVILLE | 7109 | 4.92 | Residential | Behind the Meter | Yes | Sunrun Installation Services, Inc. | PSE&G |  | Accepted | 2025-05-07 | 2025-06-04 | 2026-06-04 | Electric Storage Battery | Tesla | POWERWALL 3 1707000-XX-Y |  |  | 1 |  |  |  | Lithium Ion |  | OUTSIDE
NJADRE1559497166 | Administratively Determined Incentive Program | Ridgefield Park | 7660 | 3.28 | Residential | Behind the Meter | Yes | Trinity Solar, LLC | PSE&G |  | Accepted | 2025-04-21 | 2025-05-15 | 2026-05-15 | Solar Panels | Hanwha | HANWHA 410 (Q.PEAK DUO BLK ML-G10+ 410) |  | 0.41 | 8 | 208 | 40 |  | Fixed | Roof
NJADRE1559497166 | Administratively Determined Incentive Program | Ridgefield Park | 7660 | 3.28 | Residential | Behind the Meter | Yes | Trinity Solar, LLC | PSE&G |  | Accepted | 2025-04-21 | 2025-05-15 | 2026-05-15 | Inverters | Solar Edge | SE3800H-US | 3800 |  | 1 |  |  | 0.97 |  | Outdoor
NJADRE1559497169 | Administratively Determined Incentive Program | NEWTON | 7860 | 8.61 | Residential | Behind the Meter | Yes | Sunrun Installation Services, Inc. | JCP&L |  | Accepted | 2025-04-21 | 2025-05-15 | 2026-05-15 | Electric Storage Battery | Tesla | Powerwall 3 1707000-xx-y |  |  | 1 |  |  |  | Lithium Ion |  | OUTSIDE
NJADRE1559497169 | Administratively Determined Incentive Program | NEWTON | 7860 | 8.61 | Residential | Behind the Meter | Yes | Sunrun Installation Services, Inc. | JCP&L |  | Accepted | 2025-04-21 | 2025-05-15 | 2026-05-15 | Inverters | Tesla | Powerwall 3 1707000-xx-y | 11500 |  | 1 |  |  | 0.97 |  | Outdoor
NJADRE1559497169 | Administratively Determined Incentive Program | NEWTON | 7860 | 8.61 | Residential | Behind the Meter | Yes | Sunrun Installation Services, Inc. | JCP&L |  | Accepted | 2025-04-21 | 2025-05-15 | 2026-05-15 | Solar Panels | Hanwha Q Cells | Q.PEAK DUO BLK ML-G10+ 410 |  | 0.41 | 9 | 132 | 33 |  | Fixed | Roof
NJADRE1559497169 | Administratively Determined Incentive Program | NEWTON | 7860 | 8.61 | Residential | Behind the Meter | Yes | Sunrun Installation Services, Inc. | JCP&L |  | Accepted | 2025-04-21 | 2025-05-15 | 2026-05-15 | Solar Panels | Hanwha Q Cells | Q.PEAK DUO BLK ML-G10+ 410 |  | 0.41 | 12 | 312 | 34 |  | Fixed | Roof
NJADRE1559497175 | Administratively Determined Incentive Program | Cape May | 8204 | 13.12 | Residential | Behind the Meter | Yes | Trinity Solar, LLC | AC Electric |  | Accepted | 2025-04-21 | 2025-05-15 | 2026-05-15 | Inverters | Solar Edge | USE10000H-USMNBL75 | 10000 |  | 1 |  |  | 0.97 |  | Outdoor
NJADRE1559497175 | Administratively Determined Incentive Program | Cape May | 8204 | 13.12 | Residential | Behind the Meter | Yes | Trinity Solar, LLC | AC Electric |  | Accepted | 2025-04-21 | 2025-05-15 | 2026-05-15 | Solar Panels | HANWHA | (Q.PEAK DUO BLK ML-G10+ 410) |  | 0.41 | 4 | 309 | 19 |  | Fixed | Roof
NJADRE1559497175 | Administratively Determined Incentive Program | Cape May | 8204 | 13.12 | Residential | Behind the Meter | Yes | Trinity Solar, LLC | AC Electric |  | Accepted | 2025-04-21 | 2025-05-15 | 2026-05-15 | Solar Panels | HANWHA | (Q.PEAK DUO BLK ML-G10+ 410) |  | 0.41 | 10 | 129 | 19 |  | Fixed | Roof
NJADRE1559497175 | Administratively Determined Incentive Program | Cape May | 8204 | 13.12 | Residential | Behind the Meter | Yes | Trinity Solar, LLC | AC Electric |  | Accepted | 2025-04-21 | 2025-05-15 | 2026-05-15 | Solar Panels | HANWHA | (Q.PEAK DUO BLK ML-G10+ 410) |  | 0.41 | 10 | 129 | 22 |  | Fixed | Roof
NJADRE1559497175 | Administratively Determined Incentive Program | Cape May | 8204 | 13.12 | Residential | Behind the Meter | Yes | Trinity Solar, LLC | AC Electric |  | Accepted | 2025-04-21 | 2025-05-15 | 2026-05-15 | Solar Panels | HANWHA | (Q.PEAK DUO BLK ML-G10+ 410) |  | 0.41 | 8 | 129 | 23 |  | Fixed | Roof
NJADRE1559497176 | Administratively Determined Incentive Program | Paterson | 7501 | 4.51 | Residential | Behind the Meter | Yes | Trinity Solar, LLC | PSE&G |  | Accepted | 2025-04-21 | 2025-05-15 | 2026-05-15 | Solar Panels | HANWHA | Q.PEAK DUO BLK ML-G10+ 410 |  | 0.41 | 11 | 291 | 41 |  | Fixed | Roof
NJADRE1559497176 | Administratively Determined Incentive Program | Paterson | 7501 | 4.51 | Residential | Behind the Meter | Yes | Trinity Solar, LLC | PSE&G |  | Accepted | 2025-04-21 | 2025-05-15 | 2026-05-15 | Inverters | SOLAR EDGE | SE3800H-US | 3800 |  | 1 |  |  | 0.986 |  | Outside
NJADRE1559497190 | Administratively Determined Incentive Program | Elizabeth | 7201 | 6.02 | Residential | Behind the Meter | Yes | Sunwise Energy, LLC | PSE&G |  | Accepted | 2025-04-21 | 2025-05-15 | 2026-05-15 | Solar Panels | SEG SOLAR YUKON | SEG-430-BTD-BG |  | 0.43 | 7 | 23 | 39 |  | Fixed | Roof
NJADRE1559497190 | Administratively Determined Incentive Program | Elizabeth | 7201 | 6.02 | Residential | Behind the Meter | Yes | Sunwise Energy, LLC | PSE&G |  | Accepted | 2025-04-21 | 2025-05-15 | 2026-05-15 | Inverters | ENPHASE ENERGY | IQ8MC-72-M-US | 320 |  | 14 |  |  | 0.974 |  | Outside
NJADRE1559497190 | Administratively Determined Incentive Program | Elizabeth | 7201 | 6.02 | Residential | Behind the Meter | Yes | Sunwise Energy, LLC | PSE&G |  | Accepted | 2025-04-21 | 2025-05-15 | 2026-05-15 | Solar Panels | SEG SOLAR YUKON | SEG-430-BTD-BG |  | 0.43 | 7 | 203 | 39 |  | Fixed | Roof
NJADRE1559497191 | Administratively Determined Incentive Program | WEST ORANGE | 7052 | 6.38 | Residential | Behind the Meter | Yes | Whitman Construction, LLC | PSE&G |  | Accepted | 2025-04-21 | 2025-05-15 | 2026-05-15 | Solar Panels | Jinko Solar | JKM425N-54HL4-B |  | 0.425 | 3 | 100 | 35 |  | Fixed | Roof
NJADRE1559497191 | Administratively Determined Incentive Program | WEST ORANGE | 7052 | 6.38 | Residential | Behind the Meter | Yes | Whitman Construction, LLC | PSE&G |  | Accepted | 2025-04-21 | 2025-05-15 | 2026-05-15 | Solar Panels | Jinko Solar | JKM425N-54HL4-B |  | 0.425 | 12 | 280 | 34 |  | Fixed | Roof
NJADRE1559497191 | Administratively Determined Incentive Program | WEST ORANGE | 7052 | 6.38 | Residential | Behind the Meter | Yes | Whitman Construction, LLC | PSE&G |  | Accepted | 2025-04-21 | 2025-05-15 | 2026-05-15 | Inverters | ENPHASE | IQ8PLUS-72-2-US | 290 |  | 15 |  |  | 0.975 |  | Outdoor
NJADRE1559497227 | Administratively Determined Incentive Program | Berkeley Township | 8721 | 18.04 | Residential | Behind the Meter | Yes | Trinity Solar, LLC | JCP&L |  | Accepted | 2025-04-21 | 2025-05-15 | 2026-05-15 | Inverters | Solar Edge | USE3800H-US | 3800 |  | 1 |  |  | 0.97 |  | Outside
NJADRE1559497227 | Administratively Determined Incentive Program | Berkeley Township | 8721 | 18.04 | Residential | Behind the Meter | Yes | Trinity Solar, LLC | JCP&L |  | Accepted | 2025-04-21 | 2025-05-15 | 2026-05-15 | Solar Panels | HANWHA | Q.PEAK DUO BLK ML-G10+ 410 |  | 0.41 | 23 | 173 | 17 |  | Fixed | Roof
NJADRE1559497227 | Administratively Determined Incentive Program | Berkeley Township | 8721 | 18.04 | Residential | Behind the Meter | Yes | Trinity Solar, LLC | JCP&L |  | Accepted | 2025-04-21 | 2025-05-15 | 2026-05-15 | Inverters | Solar Edge | USE10000H-US | 10000 |  | 1 |  |  | 0.97 |  | Outside
NJADRE1559497227 | Administratively Determined Incentive Program | Berkeley Township | 8721 | 18.04 | Residential | Behind the Meter | Yes | Trinity Solar, LLC | JCP&L |  | Accepted | 2025-04-21 | 2025-05-15 | 2026-05-15 | Solar Panels | HANWHA | Q.PEAK DUO BLK ML-G10+ 410 |  | 0.41 | 21 | 353 | 17 |  | Fixed | Roof
NJADRE1559497230 | Administratively Determined Incentive Program | EAST ORANGE | 7017 | 4.92 | Residential | Behind the Meter | Yes | Trinity Solar, LLC | PSE&G |  | Accepted | 2025-04-21 | 2025-05-15 | 2026-05-15 | Solar Panels | HANWHA | (Q.PEAK DUO BLK ML-G10+ 410) |  | 0.41 | 8 | 116 | 45 |  | Fixed | Roof
NJADRE1559497230 | Administratively Determined Incentive Program | EAST ORANGE | 7017 | 4.92 | Residential | Behind the Meter | Yes | Trinity Solar, LLC | PSE&G |  | Accepted | 2025-04-21 | 2025-05-15 | 2026-05-15 | Inverters | Solar Edge | SE3800H-US | 3800 |  | 1 |  |  | 0.97 |  | Outdoor
NJADRE1559497230 | Administratively Determined Incentive Program | EAST ORANGE | 7017 | 4.92 | Residential | Behind the Meter | Yes | Trinity Solar, LLC | PSE&G |  | Accepted | 2025-04-21 | 2025-05-15 | 2026-05-15 | Solar Panels | HANWHA | (Q.PEAK DUO BLK ML-G10+ 410) |  | 0.41 | 4 | 296 | 45 |  | Fixed | Roof
NJADRE1559497235 | Administratively Determined Incentive Program | Middletown | 7758 | 14.03 | Residential | Behind the Meter | No | Solar Mite Solutions, LLC | JCP&L |  | Accepted | 2025-04-21 | 2025-05-15 | 2026-05-15 | Solar Panels | Jinko | JKM425N |  | 0.425 | 3 | 272 | 25 |  | Fixed | Roof
NJADRE1559497235 | Administratively Determined Incentive Program | Middletown | 7758 | 14.03 | Residential | Behind the Meter | No | Solar Mite Solutions, LLC | JCP&L |  | Accepted | 2025-04-21 | 2025-05-15 | 2026-05-15 | Solar Panels | Jinko | JKM425N |  | 0.425 | 7 | 92 | 18 |  | Fixed | Roof
NJADRE1559497235 | Administratively Determined Incentive Program | Middletown | 7758 | 14.03 | Residential | Behind the Meter | No | Solar Mite Solutions, LLC | JCP&L |  | Accepted | 2025-04-21 | 2025-05-15 | 2026-05-15 | Solar Panels | Jinko | JKM425N |  | 0.425 | 8 | 272 | 18 |  | Fixed | Roof
NJADRE1559497235 | Administratively Determined Incentive Program | Middletown | 7758 | 14.03 | Residential | Behind the Meter | No | Solar Mite Solutions, LLC | JCP&L |  | Accepted | 2025-04-21 | 2025-05-15 | 2026-05-15 | Inverters | Enphase | IQ8PLUS-72-M-US | 290 |  | 33 |  |  | 0.98 |  | Outside
NJADRE1559497235 | Administratively Determined Incentive Program | Middletown | 7758 | 14.03 | Residential | Behind the Meter | No | Solar Mite Solutions, LLC | JCP&L |  | Accepted | 2025-04-21 | 2025-05-15 | 2026-05-15 | Solar Panels | Jinko | JKM425N |  | 0.425 | 15 | 182 | 27 |  | Fixed | Roof
NJADRE1559497249 | Administratively Determined Incentive Program | LINDEN | 7036 | 14.35 | Residential | Behind the Meter | Yes | Sunrun Installation Services, Inc. | PSE&G |  | Accepted | 2025-04-28 | 2025-05-22 | 2026-05-22 | Inverters | SOLAREDGE TECHNOLOGIES | SE10000H-USMN | 10000 |  | 1 |  |  | 0.99 |  | Outdoor
NJADRE1559497249 | Administratively Determined Incentive Program | LINDEN | 7036 | 14.35 | Residential | Behind the Meter | Yes | Sunrun Installation Services, Inc. | PSE&G |  | Accepted | 2025-04-28 | 2025-05-22 | 2026-05-22 | Solar Panels | HANWHA Q-CELLS | Q.PEAK DUO BLK ML-G10+ 410 |  | 0.41 | 12 | 39 | 23 |  | Fixed | Roof
NJADRE1559497249 | Administratively Determined Incentive Program | LINDEN | 7036 | 14.35 | Residential | Behind the Meter | Yes | Sunrun Installation Services, Inc. | PSE&G |  | Accepted | 2025-04-28 | 2025-05-22 | 2026-05-22 | Solar Panels | HANWHA Q-CELLS | Q.PEAK DUO BLK ML-G10+ 410 |  | 0.41 | 13 | 219 | 22 |  | Fixed | Roof
NJADRE1559497249 | Administratively Determined Incentive Program | LINDEN | 7036 | 14.35 | Residential | Behind the Meter | Yes | Sunrun Installation Services, Inc. | PSE&G |  | Accepted | 2025-04-28 | 2025-05-22 | 2026-05-22 | Solar Panels | HANWHA Q-CELLS | Q.PEAK DUO BLK ML-G10+ 410 |  | 0.41 | 7 | 308 | 31 |  | Fixed | Roof
NJADRE1559497249 | Administratively Determined Incentive Program | LINDEN | 7036 | 14.35 | Residential | Behind the Meter | Yes | Sunrun Installation Services, Inc. | PSE&G |  | Accepted | 2025-04-28 | 2025-05-22 | 2026-05-22 | Solar Panels | HANWHA Q-CELLS | Q.PEAK DUO BLK ML-G10+ 410 |  | 0.41 | 3 | 219 | 34 |  | Fixed | Roof
NJADRE1559497249 | Administratively Determined Incentive Program | LINDEN | 7036 | 14.35 | Residential | Behind the Meter | Yes | Sunrun Installation Services, Inc. | PSE&G |  | Accepted | 2025-04-28 | 2025-05-22 | 2026-05-22 | Meters | SOLAREDGE TECHNOLOGIES | SE10000H-USMN |  |  | 1 |  |  |  | Yes | Outdoor
NJADRE1559497258 | Administratively Determined Incentive Program | Branchville | 7826 | 8.61 | Residential | Behind the Meter | Yes | Trinity Solar, LLC | JCP&L |  | Accepted | 2025-04-21 | 2025-05-15 | 2026-05-15 | Inverters | Tesla | (1538000-XX-Y) | 3800 |  | 2 |  |  | 0.97 |  | Outdoor
NJADRE1559497258 | Administratively Determined Incentive Program | Branchville | 7826 | 8.61 | Residential | Behind the Meter | Yes | Trinity Solar, LLC | JCP&L |  | Accepted | 2025-04-21 | 2025-05-15 | 2026-05-15 | Solar Panels | Hanwha | HANWHA 410 (Q.PEAK DUO BLK ML-G10+ 410) |  | 0.41 | 3 | 313 | 44 |  | Fixed | Roof
NJADRE1559497258 | Administratively Determined Incentive Program | Branchville | 7826 | 8.61 | Residential | Behind the Meter | Yes | Trinity Solar, LLC | JCP&L |  | Accepted | 2025-04-21 | 2025-05-15 | 2026-05-15 | Solar Panels | Hanwha | HANWHA 410 (Q.PEAK DUO BLK ML-G10+ 410) |  | 0.41 | 3 | 313 | 21 |  | Fixed | Roof
NJADRE1559497258 | Administratively Determined Incentive Program | Branchville | 7826 | 8.61 | Residential | Behind the Meter | Yes | Trinity Solar, LLC | JCP&L |  | Accepted | 2025-04-21 | 2025-05-15 | 2026-05-15 | Solar Panels | Hanwha | HANWHA 410 (Q.PEAK DUO BLK ML-G10+ 410) |  | 0.41 | 2 | 223 | 18 |  | Fixed | Roof
NJADRE1559497258 | Administratively Determined Incentive Program | Branchville | 7826 | 8.61 | Residential | Behind the Meter | Yes | Trinity Solar, LLC | JCP&L |  | Accepted | 2025-04-21 | 2025-05-15 | 2026-05-15 | Solar Panels | Hanwha | HANWHA 410 (Q.PEAK DUO BLK ML-G10+ 410) |  | 0.41 | 3 | 133 | 50 |  | Fixed | Roof
NJADRE1559497258 | Administratively Determined Incentive Program | Branchville | 7826 | 8.61 | Residential | Behind the Meter | Yes | Trinity Solar, LLC | JCP&L |  | Accepted | 2025-04-21 | 2025-05-15 | 2026-05-15 | Solar Panels | Hanwha | HANWHA 410 (Q.PEAK DUO BLK ML-G10+ 410) |  | 0.41 | 7 | 223 | 45 |  | Fixed | Roof
NJADRE1559497258 | Administratively Determined Incentive Program | Branchville | 7826 | 8.61 | Residential | Behind the Meter | Yes | Trinity Solar, LLC | JCP&L |  | Accepted | 2025-04-21 | 2025-05-15 | 2026-05-15 | Solar Panels | Hanwha | HANWHA 410 (Q.PEAK DUO BLK ML-G10+ 410) |  | 0.41 | 3 | 223 | 45 |  | Fixed | Roof
NJADRE1559497262 | Administratively Determined Incentive Program | Elizabeth | 7201 | 6.02 | Residential | Behind the Meter | Yes | Sunwise Energy, LLC | PSE&G |  | Accepted | 2025-04-21 | 2025-05-15 | 2026-05-15 | Solar Panels | SEG SOLAR YUKON | SEG-430-BTD-BG |  | 0.43 | 5 | 293 | 7 |  | Fixed | Roof
NJADRE1559497262 | Administratively Determined Incentive Program | Elizabeth | 7201 | 6.02 | Residential | Behind the Meter | Yes | Sunwise Energy, LLC | PSE&G |  | Accepted | 2025-04-21 | 2025-05-15 | 2026-05-15 | Inverters | ENPHASE ENERGY | IQ8MC-72-M-US | 320 |  | 14 |  |  | 0.974 |  | Outside
NJADRE1559497262 | Administratively Determined Incentive Program | Elizabeth | 7201 | 6.02 | Residential | Behind the Meter | Yes | Sunwise Energy, LLC | PSE&G |  | Accepted | 2025-04-21 | 2025-05-15 | 2026-05-15 | Solar Panels | SEG SOLAR YUKON | SEG-430-BTD-BG |  | 0.43 | 6 | 203 | 39 |  | Fixed | Roof
NJADRE1559497262 | Administratively Determined Incentive Program | Elizabeth | 7201 | 6.02 | Residential | Behind the Meter | Yes | Sunwise Energy, LLC | PSE&G |  | Accepted | 2025-04-21 | 2025-05-15 | 2026-05-15 | Solar Panels | SEG SOLAR YUKON | SEG-430-BTD-BG |  | 0.43 | 3 | 23 | 5 |  | Fixed | Roof
NJADRE1559497268 | Administratively Determined Incentive Program | EGG HARBOR TOWNSHIP | 8234 | 13.18 | Residential | Behind the Meter | Yes | Whitman Construction, LLC | AC Electric |  | Accepted | 2025-04-21 | 2025-05-15 | 2026-05-15 | Solar Panels | Jinko Solar | JKM425N-54HL4-B |  | 0.425 | 19 | 18 | 1 |  | Fixed | Roof
NJADRE1559497268 | Administratively Determined Incentive Program | EGG HARBOR TOWNSHIP | 8234 | 13.18 | Residential | Behind the Meter | Yes | Whitman Construction, LLC | AC Electric |  | Accepted | 2025-04-21 | 2025-05-15 | 2026-05-15 | Inverters | ENPHASE | IQ8PLUS-72-2-US | 290 |  | 31 |  |  | 0.975 |  | Outdoor
NJADRE1559497268 | Administratively Determined Incentive Program | EGG HARBOR TOWNSHIP | 8234 | 13.18 | Residential | Behind the Meter | Yes | Whitman Construction, LLC | AC Electric |  | Accepted | 2025-04-21 | 2025-05-15 | 2026-05-15 | Solar Panels | Jinko Solar | JKM425N-54HL4-B |  | 0.425 | 4 | 108 | 7 |  | Fixed | Roof
NJADRE1559497268 | Administratively Determined Incentive Program | EGG HARBOR TOWNSHIP | 8234 | 13.18 | Residential | Behind the Meter | Yes | Whitman Construction, LLC | AC Electric |  | Accepted | 2025-04-21 | 2025-05-15 | 2026-05-15 | Solar Panels | Jinko Solar | JKM425N-54HL4-B |  | 0.425 | 6 | 18 | 21 |  | Fixed | Roof
NJADRE1559497268 | Administratively Determined Incentive Program | EGG HARBOR TOWNSHIP | 8234 | 13.18 | Residential | Behind the Meter | Yes | Whitman Construction, LLC | AC Electric |  | Accepted | 2025-04-21 | 2025-05-15 | 2026-05-15 | Solar Panels | Jinko Solar | JKM425N-54HL4-B |  | 0.425 | 2 | 288 | 21 |  | Fixed | Roof
NJADRE1559497284 | Administratively Determined Incentive Program | TOMS RIVER | 8755 | 4.25 | Residential | Behind the Meter | Yes | Power Energy Solutions, LLC | JCP&L |  | Accepted | 2025-04-21 | 2025-05-15 | 2026-05-15 | Solar Panels | Trina Solar | TSM-425NE09RC.05 |  | 0.425 | 10 | 222 | 23 |  | Fixed | Roof
NJADRE1559497284 | Administratively Determined Incentive Program | TOMS RIVER | 8755 | 4.25 | Residential | Behind the Meter | Yes | Power Energy Solutions, LLC | JCP&L |  | Accepted | 2025-04-21 | 2025-05-15 | 2026-05-15 | Inverters | SolarEdge | SE3800H-US | 3800 |  | 1 |  |  | 0.97 |  | Outdoor
NJADRE1559497287 | Administratively Determined Incentive Program | TEANECK | 7666 | 8.61 | Residential | Behind the Meter | Yes | Trinity Solar, LLC | PSE&G |  | Accepted | 2025-04-21 | 2025-05-15 | 2026-05-15 | Inverters | SOLAR EDGE | SE7600H-USMNUBL15 | 7600 |  | 1 |  |  | 0.986 |  | Outside
NJADRE1559497287 | Administratively Determined Incentive Program | TEANECK | 7666 | 8.61 | Residential | Behind the Meter | Yes | Trinity Solar, LLC | PSE&G |  | Accepted | 2025-04-21 | 2025-05-15 | 2026-05-15 | Solar Panels | HANWHA | Q.PEAK DUO BLK ML-G10+ 410 |  | 0.41 | 5 | 203 | 45 |  | Fixed | Roof
NJADRE1559497287 | Administratively Determined Incentive Program | TEANECK | 7666 | 8.61 | Residential | Behind the Meter | Yes | Trinity Solar, LLC | PSE&G |  | Accepted | 2025-04-21 | 2025-05-15 | 2026-05-15 | Solar Panels | HANWHA | Q.PEAK DUO BLK ML-G10+ 410 |  | 0.41 | 12 | 293 | 45 |  | Fixed | Roof
NJADRE1559497287 | Administratively Determined Incentive Program | TEANECK | 7666 | 8.61 | Residential | Behind the Meter | Yes | Trinity Solar, LLC | PSE&G |  | Accepted | 2025-04-21 | 2025-05-15 | 2026-05-15 | Solar Panels | HANWHA | Q.PEAK DUO BLK ML-G10+ 410 |  | 0.41 | 4 | 113 | 45 |  | Fixed | Roof
NJADRE1559497294 | Administratively Determined Incentive Program | CARTERET BORO | 7008 | 6.97 | Residential | Behind the Meter | Yes | Sunrun Installation Services, Inc. | PSE&G |  | Accepted | 2025-04-21 | 2025-05-15 | 2026-05-15 | Solar Panels | Hanwha Q Cells | Q.PEAK DUO BLK ML-G10+ 410 |  | 0.41 | 17 | 285 | 21 |  | Fixed | Roof
NJADRE1559497294 | Administratively Determined Incentive Program | CARTERET BORO | 7008 | 6.97 | Residential | Behind the Meter | Yes | Sunrun Installation Services, Inc. | PSE&G |  | Accepted | 2025-04-21 | 2025-05-15 | 2026-05-15 | Inverters | SolarEdge Technologies | SE5700H-USMN | 5760 |  | 1 |  |  | 0.99 |  | Outdoor
NJADRE1559497298 | Administratively Determined Incentive Program | FLEMINGTON | 8822 | 5.33 | Residential | Behind the Meter | Yes | Trinity Solar, LLC | JCP&L |  | Accepted | 2025-04-21 | 2025-05-15 | 2026-05-15 | Inverters | Solar Edge | USE5700H-US | 5760 |  | 1 |  |  | 0.97 |  | Outside
NJADRE1559497298 | Administratively Determined Incentive Program | FLEMINGTON | 8822 | 5.33 | Residential | Behind the Meter | Yes | Trinity Solar, LLC | JCP&L |  | Accepted | 2025-04-21 | 2025-05-15 | 2026-05-15 | Solar Panels | HANWHA | Q.PEAK DUO BLK ML-G10+ 410 |  | 0.41 | 13 | 169 | 12 |  | Fixed | Roof
NJADRE1559497308 | Administratively Determined Incentive Program | Somers Point | 8244 | 5.33 | Residential | Behind the Meter | Yes | Trinity Solar, LLC | AC Electric |  | Accepted | 2025-04-21 | 2025-05-15 | 2026-05-15 | Inverters | Tesla | TESLA 5.0kW (1538000-XX-Y) | 5000 |  | 1 |  |  | 0.97 |  | Outdoor
NJADRE1559497308 | Administratively Determined Incentive Program | Somers Point | 8244 | 5.33 | Residential | Behind the Meter | Yes | Trinity Solar, LLC | AC Electric |  | Accepted | 2025-04-21 | 2025-05-15 | 2026-05-15 | Solar Panels | HANWHA | (Q.PEAK DUO BLK ML-G10+ 410) |  | 0.41 | 12 | 217 | 34 |  | Fixed | Roof
NJADRE1559497308 | Administratively Determined Incentive Program | Somers Point | 8244 | 5.33 | Residential | Behind the Meter | Yes | Trinity Solar, LLC | AC Electric |  | Accepted | 2025-04-21 | 2025-05-15 | 2026-05-15 | Solar Panels | HANWHA | (Q.PEAK DUO BLK ML-G10+ 410) |  | 0.41 | 1 | 217 | 34 |  | Fixed | Roof
NJADRE1559497452 | Administratively Determined Incentive Program | Hammonton | 8037 | 8.17 | Residential | Behind the Meter | Yes | Velocity Energy & Home Solutions, Inc. | AC Electric |  | Accepted | 2025-04-21 | 2025-05-16 | 2026-05-16 | Inverters | enphase | iq8plus | 290 |  | 19 |  |  | 0.99 |  | Outside | behind panels
NJADRE1559497452 | Administratively Determined Incentive Program | Hammonton | 8037 | 8.17 | Residential | Behind the Meter | Yes | Velocity Energy & Home Solutions, Inc. | AC Electric |  | Accepted | 2025-04-21 | 2025-05-16 | 2026-05-16 | Solar Panels | SEG | 430W |  | 0.43 | 19 | 217 | 30 |  | Fixed | Roof
NJADRE1559497615 | Administratively Determined Incentive Program | PISCATAWAY | 8854 | 14.99 | Residential | Behind the Meter | No | Freedom Forever New Jersey, LLC | PSE&G |  | Accepted | 2025-04-21 | 2025-05-15 | 2026-05-15 | Solar Panels | JA Solar | JAM54S31-405/MR |  | 0.405 | 16 | 83 | 30 |  | Fixed | Roof
NJADRE1559497615 | Administratively Determined Incentive Program | PISCATAWAY | 8854 | 14.99 | Residential | Behind the Meter | No | Freedom Forever New Jersey, LLC | PSE&G |  | Accepted | 2025-04-21 | 2025-05-15 | 2026-05-15 | Inverters | Enphase | IQ8PLUS-72-M-US | 290 |  | 37 |  |  | 0.99 |  | Outside
NJADRE1559497615 | Administratively Determined Incentive Program | PISCATAWAY | 8854 | 14.99 | Residential | Behind the Meter | No | Freedom Forever New Jersey, LLC | PSE&G |  | Accepted | 2025-04-21 | 2025-05-15 | 2026-05-15 | Solar Panels | JA Solar | JAM54S31-405/MR |  | 0.405 | 21 | 263 | 30 |  | Fixed | Roof
NJADRE1559497633 | Administratively Determined Incentive Program | WHARTON | 7885 | 5.33 | Residential | Behind the Meter | Yes | Trinity Solar, LLC | JCP&L |  | Accepted | 2025-04-21 | 2025-05-15 | 2026-05-15 | Inverters | Solar Edge | USE5700H-US | 5760 |  | 1 |  |  | 0.97 |  | Outside
NJADRE1559497633 | Administratively Determined Incentive Program | WHARTON | 7885 | 5.33 | Residential | Behind the Meter | Yes | Trinity Solar, LLC | JCP&L |  | Accepted | 2025-04-21 | 2025-05-15 | 2026-05-15 | Solar Panels | HANWHA | Q.PEAK DUO BLK ML-G10+ 410 |  | 0.41 | 6 | 296 | 30 |  | Fixed | Roof
NJADRE1559497633 | Administratively Determined Incentive Program | WHARTON | 7885 | 5.33 | Residential | Behind the Meter | Yes | Trinity Solar, LLC | JCP&L |  | Accepted | 2025-04-21 | 2025-05-15 | 2026-05-15 | Solar Panels | HANWHA | Q.PEAK DUO BLK ML-G10+ 410 |  | 0.41 | 4 | 116 | 30 |  | Fixed | Roof
NJADRE1559497633 | Administratively Determined Incentive Program | WHARTON | 7885 | 5.33 | Residential | Behind the Meter | Yes | Trinity Solar, LLC | JCP&L |  | Accepted | 2025-04-21 | 2025-05-15 | 2026-05-15 | Solar Panels | HANWHA | Q.PEAK DUO BLK ML-G10+ 410 |  | 0.41 | 3 | 296 | 30 |  | Fixed | Roof
NJADRE1559497768 | Administratively Determined Incentive Program | Passaic | 7055 | 3.69 | Residential | Behind the Meter | Yes | Trinity Solar, LLC | PSE&G |  | Accepted | 2025-04-21 | 2025-05-15 | 2026-05-15 | Solar Panels | HANWHA | (Q.PEAK DUO BLK ML-G10+ 410) |  | 0.41 | 9 | 173 | 41 |  | Fixed | Roof
NJADRE1559497768 | Administratively Determined Incentive Program | Passaic | 7055 | 3.69 | Residential | Behind the Meter | Yes | Trinity Solar, LLC | PSE&G |  | Accepted | 2025-04-21 | 2025-05-15 | 2026-05-15 | Inverters | Solar Edge | USE3800H-USMNBL75 | 3800 |  | 1 |  |  | 0.97 |  | Outdoor
NJADRE1559497782 | Administratively Determined Incentive Program | Morganville | 7751 | 12.15 | Residential | Behind the Meter | No | Ampericon | JCP&L |  | Accepted | 2025-04-21 | 2025-05-22 | 2026-05-22 | Inverters | SolarEdge | SE11400H-US / P505 | 11400 |  | 1 |  |  | 0.96 |  | Outdoor | On wall
NJADRE1559497782 | Administratively Determined Incentive Program | Morganville | 7751 | 12.15 | Residential | Behind the Meter | No | Ampericon | JCP&L |  | Accepted | 2025-04-21 | 2025-05-22 | 2026-05-22 | Solar Panels | Phono Solar | PS450M-24TH |  | 0.45 | 14 | 216 | 34 |  | Fixed | Roof
NJADRE1559497782 | Administratively Determined Incentive Program | Morganville | 7751 | 12.15 | Residential | Behind the Meter | No | Ampericon | JCP&L |  | Accepted | 2025-04-21 | 2025-05-22 | 2026-05-22 | Solar Panels | Phono Solar | PS450M-24TH |  | 0.45 | 13 | 36 | 34 |  | Fixed | Roof
NJADRE1559497791 | Administratively Determined Incentive Program | Jackson | 8527 | 10.94 | Residential | Behind the Meter | Yes | Define Solar, LLC | JCP&L |  | Accepted | 2025-04-21 | 2025-05-15 | 2026-05-15 | Inverters | Enphase | IQ8Plus-72-2-US | 290 |  | 12 |  |  | 0.976 |  | Outside | Under each pv panel
NJADRE1559497791 | Administratively Determined Incentive Program | Jackson | 8527 | 10.94 | Residential | Behind the Meter | Yes | Define Solar, LLC | JCP&L |  | Accepted | 2025-04-21 | 2025-05-15 | 2026-05-15 | Solar Panels | Znshine | ZXM7-SH108 405 |  | 0.405 | 7 | 75 | 20 |  | Fixed | Roof
NJADRE1559497791 | Administratively Determined Incentive Program | Jackson | 8527 | 10.94 | Residential | Behind the Meter | Yes | Define Solar, LLC | JCP&L |  | Accepted | 2025-04-21 | 2025-05-15 | 2026-05-15 | Inverters | Enphase | IQ8Plus-72-2-US | 290 |  | 8 |  |  | 0.976 |  | Outside | Under each pv panel
NJADRE1559497791 | Administratively Determined Incentive Program | Jackson | 8527 | 10.94 | Residential | Behind the Meter | Yes | Define Solar, LLC | JCP&L |  | Accepted | 2025-04-21 | 2025-05-15 | 2026-05-15 | Inverters | Enphase | IQ8Plus-72-2-US | 290 |  | 7 |  |  | 0.976 |  | Outside | Under each pv panel
NJADRE1559497791 | Administratively Determined Incentive Program | Jackson | 8527 | 10.94 | Residential | Behind the Meter | Yes | Define Solar, LLC | JCP&L |  | Accepted | 2025-04-21 | 2025-05-15 | 2026-05-15 | Solar Panels | Znshine | ZXM7-SH108 405 |  | 0.405 | 8 | 165 | 20 |  | Fixed | Roof
NJADRE1559497791 | Administratively Determined Incentive Program | Jackson | 8527 | 10.94 | Residential | Behind the Meter | Yes | Define Solar, LLC | JCP&L |  | Accepted | 2025-04-21 | 2025-05-15 | 2026-05-15 | Solar Panels | Znshine | ZXM7-SH108 405 |  | 0.405 | 12 | 345 | 20 |  | Fixed | Roof
NJADRE1559497798 | Administratively Determined Incentive Program | Middletown | 7748 | 15.99 | Residential | Behind the Meter | Yes | Sunrun Installation Services, Inc. | JCP&L |  | Accepted | 2025-04-21 | 2025-05-15 | 2026-05-15 | Electric Storage Battery | Tesla | Powerwall 3 1707000-xx-y |  |  | 1 |  |  |  | Lithium Ion |  | OUTSIDE
NJADRE1559497798 | Administratively Determined Incentive Program | Middletown | 7748 | 15.99 | Residential | Behind the Meter | Yes | Sunrun Installation Services, Inc. | JCP&L |  | Accepted | 2025-04-21 | 2025-05-15 | 2026-05-15 | Solar Panels | Hanwha Q Cells | Q.PEAK DUO BLK ML-G10+ 410 |  | 0.41 | 13 | 190 | 23 |  | Fixed | Roof
NJADRE1559497798 | Administratively Determined Incentive Program | Middletown | 7748 | 15.99 | Residential | Behind the Meter | Yes | Sunrun Installation Services, Inc. | JCP&L |  | Accepted | 2025-04-21 | 2025-05-15 | 2026-05-15 | Solar Panels | Hanwha Q Cells | Q.PEAK DUO BLK ML-G10+ 410 |  | 0.41 | 15 | 11 | 20 |  | Fixed | Roof
NJADRE1559497798 | Administratively Determined Incentive Program | Middletown | 7748 | 15.99 | Residential | Behind the Meter | Yes | Sunrun Installation Services, Inc. | JCP&L |  | Accepted | 2025-04-21 | 2025-05-15 | 2026-05-15 | Solar Panels | Hanwha Q Cells | Q.PEAK DUO BLK ML-G10+ 410 |  | 0.41 | 11 | 191 | 23 |  | Fixed | Roof
NJADRE1559497798 | Administratively Determined Incentive Program | Middletown | 7748 | 15.99 | Residential | Behind the Meter | Yes | Sunrun Installation Services, Inc. | JCP&L |  | Accepted | 2025-04-21 | 2025-05-15 | 2026-05-15 | Inverters | Tesla | Powerwall 3 1707000-xx-y | 11500 |  | 1 |  |  | 0.97 |  | Outdoor
NJADRE1559497806 | Administratively Determined Incentive Program | Villas | 8251 | 13.53 | Residential | Behind the Meter | Yes | EMT Renewables, LLC | AC Electric |  | Accepted | 2025-04-21 | 2025-05-15 | 2026-05-15 | Solar Panels | MSE PERC | MSE-410 |  | 0.41 | 13 | 212 | 18 |  | Fixed | Roof
NJADRE1559497806 | Administratively Determined Incentive Program | Villas | 8251 | 13.53 | Residential | Behind the Meter | Yes | EMT Renewables, LLC | AC Electric |  | Accepted | 2025-04-21 | 2025-05-15 | 2026-05-15 | Solar Panels | MSE PERC | MSE-410 |  | 0.41 | 2 | 212 | 4 |  | Fixed | Roof
NJADRE1559497806 | Administratively Determined Incentive Program | Villas | 8251 | 13.53 | Residential | Behind the Meter | Yes | EMT Renewables, LLC | AC Electric |  | Accepted | 2025-04-21 | 2025-05-15 | 2026-05-15 | Inverters | ENPHASE | IQ8+ | 290 |  | 33 |  |  | 0.98 |  | Other | UNDER EACH PANEL
NJADRE1559497806 | Administratively Determined Incentive Program | Villas | 8251 | 13.53 | Residential | Behind the Meter | Yes | EMT Renewables, LLC | AC Electric |  | Accepted | 2025-04-21 | 2025-05-15 | 2026-05-15 | Solar Panels | MSE PERC | MSE-410 |  | 0.41 | 18 | 32 | 18 |  | Fixed | Roof
NJADRE1559497819 | Administratively Determined Incentive Program | Lumberton Township | 8048 | 11.75 | Residential | Behind the Meter | No | Freedom Forever New Jersey, LLC | PSE&G |  | Accepted | 2025-04-21 | 2025-05-15 | 2026-05-15 | Solar Panels | JA Solar | JAM54S31-405/MR |  | 0.405 | 14 | 289 | 30 |  | Fixed | Roof
NJADRE1559497819 | Administratively Determined Incentive Program | Lumberton Township | 8048 | 11.75 | Residential | Behind the Meter | No | Freedom Forever New Jersey, LLC | PSE&G |  | Accepted | 2025-04-21 | 2025-05-15 | 2026-05-15 | Solar Panels | JA Solar | JAM54S31-405/MR |  | 0.405 | 3 | 109 | 30 |  | Fixed | Roof
NJADRE1559497819 | Administratively Determined Incentive Program | Lumberton Township | 8048 | 11.75 | Residential | Behind the Meter | No | Freedom Forever New Jersey, LLC | PSE&G |  | Accepted | 2025-04-21 | 2025-05-15 | 2026-05-15 | Solar Panels | JA Solar | JAM54S31-405/MR |  | 0.405 | 6 | 109 | 30 |  | Fixed | Roof
NJADRE1559497819 | Administratively Determined Incentive Program | Lumberton Township | 8048 | 11.75 | Residential | Behind the Meter | No | Freedom Forever New Jersey, LLC | PSE&G |  | Accepted | 2025-04-21 | 2025-05-15 | 2026-05-15 | Inverters | Solar Edge | SE10000H-USRGM | 10000 |  | 1 |  |  | 0.99 |  | Outside
NJADRE1559497819 | Administratively Determined Incentive Program | Lumberton Township | 8048 | 11.75 | Residential | Behind the Meter | No | Freedom Forever New Jersey, LLC | PSE&G |  | Accepted | 2025-04-21 | 2025-05-15 | 2026-05-15 | Solar Panels | JA Solar | JAM54S31-405/MR |  | 0.405 | 6 | 109 | 30 |  | Fixed | Roof
NJADRE1559497829 | Administratively Determined Incentive Program | Voorhees Township | 8043 | 9.89 | Residential | Behind the Meter | Yes | Velocity Energy & Home Solutions, Inc. | AC Electric |  | Accepted | 2025-04-21 | 2025-05-15 | 2026-05-15 | Solar Panels | SEG | 430W |  | 0.43 | 6 | 154 | 25 |  | Fixed | Roof
NJADRE1559497829 | Administratively Determined Incentive Program | Voorhees Township | 8043 | 9.89 | Residential | Behind the Meter | Yes | Velocity Energy & Home Solutions, Inc. | AC Electric |  | Accepted | 2025-04-21 | 2025-05-15 | 2026-05-15 | Solar Panels | TRINA | 430w |  | 0.43 | 17 | 154 | 25 |  | Fixed | Roof
NJADRE1559497829 | Administratively Determined Incentive Program | Voorhees Township | 8043 | 9.89 | Residential | Behind the Meter | Yes | Velocity Energy & Home Solutions, Inc. | AC Electric |  | Accepted | 2025-04-21 | 2025-05-15 | 2026-05-15 | Inverters | ENPHASE | IQ8HC | 380 |  | 23 |  |  | 0.99 |  | Outside | BEHIND PANELS
NJADRE1559497845 | Administratively Determined Incentive Program | Hamilton Twp Mer | 8629 | 7.6 | Residential | Behind the Meter | Yes | Sunrun Installation Services, Inc. | PSE&G |  | Accepted | 2025-04-21 | 2025-05-15 | 2026-05-15 | Solar Panels | HANWHA Q-CELLS | Q.PEAK DUO BLK ML-G10+/T 400 |  | 0.4 | 7 | 173 | 27 |  | Fixed | Roof
NJADRE1559497845 | Administratively Determined Incentive Program | Hamilton Twp Mer | 8629 | 7.6 | Residential | Behind the Meter | Yes | Sunrun Installation Services, Inc. | PSE&G |  | Accepted | 2025-04-21 | 2025-05-15 | 2026-05-15 | Inverters | Tesla | POWERWALL 3 1707000-XX-Y | 11500 |  | 1 |  |  | 0.97 |  | Outdoor
NJADRE1559497845 | Administratively Determined Incentive Program | Hamilton Twp Mer | 8629 | 7.6 | Residential | Behind the Meter | Yes | Sunrun Installation Services, Inc. | PSE&G |  | Accepted | 2025-04-21 | 2025-05-15 | 2026-05-15 | Solar Panels | HANWHA Q-CELLS | Q.PEAK DUO BLK ML-G10+/T 400 |  | 0.4 | 12 | 341 | 27 |  | Fixed | Roof
NJADRE1559497845 | Administratively Determined Incentive Program | Hamilton Twp Mer | 8629 | 7.6 | Residential | Behind the Meter | Yes | Sunrun Installation Services, Inc. | PSE&G |  | Accepted | 2025-04-21 | 2025-05-15 | 2026-05-15 | Electric Storage Battery | Tesla | POWERWALL 3 1707000-XX-Y |  |  | 1 |  |  |  | Lithium Ion |  | OUTSIDE
NJADRE1559497858 | Administratively Determined Incentive Program | Manahawkin | 8050 | 7.79 | Residential | Behind the Meter | Yes | Trinity Solar, LLC | AC Electric |  | Accepted | 2025-04-21 | 2025-05-15 | 2026-05-15 | Solar Panels | HANWHA 410 (Q.PEAK DUO BLK ML-G10+410) | HANWHA 410 (Q.PEAK DUO BLK ML-G10+410) |  | 0.41 | 12 | 244 | 15 |  | Fixed | Roof
NJADRE1559497858 | Administratively Determined Incentive Program | Manahawkin | 8050 | 7.79 | Residential | Behind the Meter | Yes | Trinity Solar, LLC | AC Electric |  | Accepted | 2025-04-21 | 2025-05-15 | 2026-05-15 | Inverters | SOLAREDGE | SE7600H-US | 7600 |  | 1 |  |  | 0.97 |  | Outdoor
NJADRE1559497858 | Administratively Determined Incentive Program | Manahawkin | 8050 | 7.79 | Residential | Behind the Meter | Yes | Trinity Solar, LLC | AC Electric |  | Accepted | 2025-04-21 | 2025-05-15 | 2026-05-15 | Solar Panels | HANWHA 410 (Q.PEAK DUO BLK ML-G10+410) | HANWHA 410 (Q.PEAK DUO BLK ML-G10+410) |  | 0.41 | 7 | 244 | 43 |  | Fixed | Roof
NJADRE1559497880 | Administratively Determined Incentive Program | NEWFIELD | 8344 | 7.29 | Residential | Behind the Meter | Yes | Freedom Forever New Jersey, LLC | Vineland Muni Electric |  | Accepted | 2025-04-21 | 2025-05-15 | 2026-05-15 | Solar Panels | JA Solar | JAM54S31-405/MR |  | 0.405 | 18 | 149 | 45 |  | Fixed | Roof
NJADRE1559497880 | Administratively Determined Incentive Program | NEWFIELD | 8344 | 7.29 | Residential | Behind the Meter | Yes | Freedom Forever New Jersey, LLC | Vineland Muni Electric |  | Accepted | 2025-04-21 | 2025-05-15 | 2026-05-15 | Inverters | Solar Edge | SE5700H-US | 5760 |  | 1 |  |  | 0.99 |  | Outdoor
NJADRE1559497890 | Administratively Determined Incentive Program | PENNS GROVE | 8069 | 3.28 | Residential | Behind the Meter | Yes | Sunrun Installation Services, Inc. | AC Electric |  | Accepted | 2025-04-21 | 2025-05-15 | 2026-05-15 | Electric Storage Battery | Tesla | Powerwall 3 1707000-xx-y |  |  | 1 |  |  |  | Lithium Ion |  | OUTSIDE
NJADRE1559497890 | Administratively Determined Incentive Program | PENNS GROVE | 8069 | 3.28 | Residential | Behind the Meter | Yes | Sunrun Installation Services, Inc. | AC Electric |  | Accepted | 2025-04-21 | 2025-05-15 | 2026-05-15 | Solar Panels | Hanwha Q Cells | Q.PEAK DUO BLK ML-G10+ 410 |  | 0.41 | 8 | 193 | 22 |  | Fixed | Roof
NJADRE1559497890 | Administratively Determined Incentive Program | PENNS GROVE | 8069 | 3.28 | Residential | Behind the Meter | Yes | Sunrun Installation Services, Inc. | AC Electric |  | Accepted | 2025-04-21 | 2025-05-15 | 2026-05-15 | Inverters | SolarEdge Technologies | SE3800H-USMN | 3800 |  | 1 |  |  | 0.99 |  | Outdoor
NJADRE1559498003 | Administratively Determined Incentive Program | Toms River | 8753 | 3.28 | Residential | Behind the Meter | Yes | Sunrun Installation Services, Inc. | JCP&L |  | Accepted | 2025-04-21 | 2025-05-15 | 2026-05-15 | Solar Panels | Hanwha Q Cells | Q.PEAK DUO BLK ML-G10+ 410 |  | 0.41 | 4 | 184 | 18 |  | Fixed | Roof
NJADRE1559498003 | Administratively Determined Incentive Program | Toms River | 8753 | 3.28 | Residential | Behind the Meter | Yes | Sunrun Installation Services, Inc. | JCP&L |  | Accepted | 2025-04-21 | 2025-05-15 | 2026-05-15 | Inverters | SolarEdge Technologies | SE3800H-USMN | 3800 |  | 1 |  |  | 0.99 |  | Outdoor
NJADRE1559498003 | Administratively Determined Incentive Program | Toms River | 8753 | 3.28 | Residential | Behind the Meter | Yes | Sunrun Installation Services, Inc. | JCP&L |  | Accepted | 2025-04-21 | 2025-05-15 | 2026-05-15 | Solar Panels | Hanwha Q Cells | Q.PEAK DUO BLK ML-G10+ 410 |  | 0.41 | 4 | 183 | 40 |  | Fixed | Roof
NJADRE1559498364 | Administratively Determined Incentive Program | Trenton | 8611 | 4.92 | Residential | Behind the Meter | Yes | Sunrun Installation Services, Inc. | PSE&G |  | Accepted | 2025-04-21 | 2025-05-15 | 2026-05-15 | Solar Panels | HANWHA Q-CELLS | Q.PEAK DUO BLK ML-G10+ 410 |  | 0.41 | 12 | 176 | 17 |  | Fixed | Roof
NJADRE1559498364 | Administratively Determined Incentive Program | Trenton | 8611 | 4.92 | Residential | Behind the Meter | Yes | Sunrun Installation Services, Inc. | PSE&G |  | Accepted | 2025-04-21 | 2025-05-15 | 2026-05-15 | Inverters | Tesla | POWERWALL 3 1707000-XX-Y | 11500 |  | 1 |  |  | 0.97 |  | Outside
NJADRE1559498364 | Administratively Determined Incentive Program | Trenton | 8611 | 4.92 | Residential | Behind the Meter | Yes | Sunrun Installation Services, Inc. | PSE&G |  | Accepted | 2025-04-21 | 2025-05-15 | 2026-05-15 | Electric Storage Battery | Tesla | POWERWALL 3 1707000-XX-Y |  |  | 1 |  |  |  | Lithium Ion |  | Outside
NJADRE1559498371 | Administratively Determined Incentive Program | North Bergen | 7047 | 5.74 | Residential | Behind the Meter | Yes | Sunrun Installation Services, Inc. | PSE&G |  | Accepted | 2025-04-21 | 2025-05-15 | 2026-05-15 | Solar Panels | Hanwha Q Cells | Q.PEAK DUO BLK ML-G10+ 410 |  | 0.41 | 10 | 123 | 22 |  | Fixed | Roof
NJADRE1559498371 | Administratively Determined Incentive Program | North Bergen | 7047 | 5.74 | Residential | Behind the Meter | Yes | Sunrun Installation Services, Inc. | PSE&G |  | Accepted | 2025-04-21 | 2025-05-15 | 2026-05-15 | Inverters | SolarEdge Technologies | SE7600H-USMN | 7600 |  | 1 |  |  | 0.99 |  | Outdoor
NJADRE1559498371 | Administratively Determined Incentive Program | North Bergen | 7047 | 5.74 | Residential | Behind the Meter | Yes | Sunrun Installation Services, Inc. | PSE&G |  | Accepted | 2025-04-21 | 2025-05-15 | 2026-05-15 | Solar Panels | Hanwha Q Cells | Q.PEAK DUO BLK ML-G10+ 410 |  | 0.41 | 4 | 303 | 21 |  | Fixed | Roof
NJADRE1559498371 | Administratively Determined Incentive Program | North Bergen | 7047 | 5.74 | Residential | Behind the Meter | Yes | Sunrun Installation Services, Inc. | PSE&G |  | Accepted | 2025-04-21 | 2025-05-15 | 2026-05-15 | Meters | SOLAREDGE TECHNOLOGIES | SE7600H-USMN |  |  | 1 |  |  |  | Yes | Outdoor
NJADRE1559498394 | Administratively Determined Incentive Program | Atco | 8004 | 21.25 | Residential | Behind the Meter | Yes | Power Energy Solutions, LLC | AC Electric |  | Accepted | 2025-04-21 | 2025-05-15 | 2026-05-15 | Inverters | SolarEdge | SE5700H-US | 6 |  | 2 |  |  | 0.97 |  | Outdoor
NJADRE1559498394 | Administratively Determined Incentive Program | Atco | 8004 | 21.25 | Residential | Behind the Meter | Yes | Power Energy Solutions, LLC | AC Electric |  | Accepted | 2025-04-21 | 2025-05-15 | 2026-05-15 | Solar Panels | Trina Solar | TSM-425NE09RC.05 |  | 0.425 | 2 | 275 | 29 |  | Fixed | Roof
NJADRE1559498394 | Administratively Determined Incentive Program | Atco | 8004 | 21.25 | Residential | Behind the Meter | Yes | Power Energy Solutions, LLC | AC Electric |  | Accepted | 2025-04-21 | 2025-05-15 | 2026-05-15 | Solar Panels | Trina Solar | TSM-425NE09RC.05 |  | 0.425 | 3 | 96 | 30 |  | Fixed | Roof
NJADRE1559498394 | Administratively Determined Incentive Program | Atco | 8004 | 21.25 | Residential | Behind the Meter | Yes | Power Energy Solutions, LLC | AC Electric |  | Accepted | 2025-04-21 | 2025-05-15 | 2026-05-15 | Solar Panels | Trina Solar | TSM-425NE09RC.05 |  | 0.425 | 11 | 275 | 30 |  | Fixed | Roof
NJADRE1559498394 | Administratively Determined Incentive Program | Atco | 8004 | 21.25 | Residential | Behind the Meter | Yes | Power Energy Solutions, LLC | AC Electric |  | Accepted | 2025-04-21 | 2025-05-15 | 2026-05-15 | Solar Panels | Trina Solar | TSM-425NE09RC.05 |  | 0.425 | 24 | 308 | 33 |  | Fixed | Roof
NJADRE1559498394 | Administratively Determined Incentive Program | Atco | 8004 | 21.25 | Residential | Behind the Meter | Yes | Power Energy Solutions, LLC | AC Electric |  | Accepted | 2025-04-21 | 2025-05-15 | 2026-05-15 | Solar Panels | Trina Solar | TSM-425NE09RC.05 |  | 0.425 | 2 | 95 | 29 |  | Fixed | Roof
NJADRE1559498394 | Administratively Determined Incentive Program | Atco | 8004 | 21.25 | Residential | Behind the Meter | Yes | Power Energy Solutions, LLC | AC Electric |  | Accepted | 2025-04-21 | 2025-05-15 | 2026-05-15 | Solar Panels | Trina Solar | TSM-425NE09RC.05 |  | 0.425 | 8 | 128 | 33 |  | Fixed | Roof
NJADRE1559498419 | Administratively Determined Incentive Program | MONROE | 8831 | 24.4 | Residential | Behind the Meter | No | Greentech Solar USA, LLC | JCP&L |  | Accepted | 2025-04-22 | 2025-05-16 | 2026-05-16 | Solar Panels | Znshine Solar | ZXM7-SH108-400 |  | 0.4 | 8 | 193 | 43 |  | Fixed | Roof | Roof
NJADRE1559498419 | Administratively Determined Incentive Program | MONROE | 8831 | 24.4 | Residential | Behind the Meter | No | Greentech Solar USA, LLC | JCP&L |  | Accepted | 2025-04-22 | 2025-05-16 | 2026-05-16 | Solar Panels | Znshine Solar | ZXM7-SH108-400 |  | 0.4 | 34 | 283 | 34 |  | Fixed | Roof | Roof
NJADRE1559498419 | Administratively Determined Incentive Program | MONROE | 8831 | 24.4 | Residential | Behind the Meter | No | Greentech Solar USA, LLC | JCP&L |  | Accepted | 2025-04-22 | 2025-05-16 | 2026-05-16 | Solar Panels | Znshine Solar | ZXM7-SH108-400 |  | 0.4 | 9 | 283 | 36 |  | Fixed | Roof | Roof
NJADRE1559498419 | Administratively Determined Incentive Program | MONROE | 8831 | 24.4 | Residential | Behind the Meter | No | Greentech Solar USA, LLC | JCP&L |  | Accepted | 2025-04-22 | 2025-05-16 | 2026-05-16 | Inverters | Growatt | MIN10000TL-XH-US | 10000 |  | 2 |  |  | 0.96 |  | Outdoor | Outside Wall
NJADRE1559498419 | Administratively Determined Incentive Program | MONROE | 8831 | 24.4 | Residential | Behind the Meter | No | Greentech Solar USA, LLC | JCP&L |  | Accepted | 2025-04-22 | 2025-05-16 | 2026-05-16 | Solar Panels | Znshine Solar | ZXM7-SH108-400 |  | 0.4 | 10 | 193 | 43 |  | Fixed | Roof
NJADRE1559500406 | Administratively Determined Incentive Program | Lodi | 7644 | 7.7 | Residential | Behind the Meter | Yes | Sunrun Installation Services, Inc. | PSE&G |  | Accepted | 2025-04-23 | 2025-05-19 | 2026-05-19 | Inverters | SOLAREDGE TECHNOLOGIES | SE5700H-USMN | 5760 |  | 1 |  |  | 0.99 |  | Outside
NJADRE1559500406 | Administratively Determined Incentive Program | Lodi | 7644 | 7.7 | Residential | Behind the Meter | Yes | Sunrun Installation Services, Inc. | PSE&G |  | Accepted | 2025-04-23 | 2025-05-19 | 2026-05-19 | Solar Panels | JA SOLAR | JAM54S31-405/MR |  | 0.405 | 11 | 37 | 31 |  | Fixed | Roof
NJADRE1559500406 | Administratively Determined Incentive Program | Lodi | 7644 | 7.7 | Residential | Behind the Meter | Yes | Sunrun Installation Services, Inc. | PSE&G |  | Accepted | 2025-04-23 | 2025-05-19 | 2026-05-19 | Solar Panels | JA SOLAR | JAM54S31-405/MR |  | 0.405 | 8 | 217 | 34 |  | Fixed | Roof
NJADRE1559500407 | Administratively Determined Incentive Program | Magnolia | 8049 | 9.32 | Residential | Behind the Meter | Yes | Sunrun Installation Services, Inc. | PSE&G |  | Accepted | 2025-04-22 | 2025-05-15 | 2026-05-15 | Inverters | SOLAREDGE TECHNOLOGIES | SE7600H-USMN | 7600 |  | 1 |  |  | 0.99 |  | Outdoor
NJADRE1559500407 | Administratively Determined Incentive Program | Magnolia | 8049 | 9.32 | Residential | Behind the Meter | Yes | Sunrun Installation Services, Inc. | PSE&G |  | Accepted | 2025-04-22 | 2025-05-15 | 2026-05-15 | Solar Panels | JA SOLAR | JAM54S31-405/MR |  | 0.405 | 8 | 84 | 21 |  | Fixed | Roof
NJADRE1559500407 | Administratively Determined Incentive Program | Magnolia | 8049 | 9.32 | Residential | Behind the Meter | Yes | Sunrun Installation Services, Inc. | PSE&G |  | Accepted | 2025-04-22 | 2025-05-15 | 2026-05-15 | Solar Panels | JA SOLAR | JAM54S31-405/MR |  | 0.405 | 15 | 263 | 21 |  | Fixed | Roof
NJADRE1559500408 | Administratively Determined Incentive Program | IRVINGTON | 7111 | 7.38 | Residential | Behind the Meter | Yes | Trinity Solar, LLC | PSE&G |  | Accepted | 2025-04-22 | 2025-05-15 | 2026-05-15 | Solar Panels | HANWHA | Q.PEAK DUO BLK ML-G10+ 410 |  | 0.41 | 10 | 121 | 7 |  | Fixed | Roof
NJADRE1559500408 | Administratively Determined Incentive Program | IRVINGTON | 7111 | 7.38 | Residential | Behind the Meter | Yes | Trinity Solar, LLC | PSE&G |  | Accepted | 2025-04-22 | 2025-05-15 | 2026-05-15 | Inverters | Solar Edge | USE5700H-US | 5760 |  | 1 |  |  | 0.97 |  | Outside
NJADRE1559500408 | Administratively Determined Incentive Program | IRVINGTON | 7111 | 7.38 | Residential | Behind the Meter | Yes | Trinity Solar, LLC | PSE&G |  | Accepted | 2025-04-22 | 2025-05-15 | 2026-05-15 | Solar Panels | HANWHA | Q.PEAK DUO BLK ML-G10+ 410 |  | 0.41 | 1 | 121 | 24 |  | Fixed | Roof
NJADRE1559500408 | Administratively Determined Incentive Program | IRVINGTON | 7111 | 7.38 | Residential | Behind the Meter | Yes | Trinity Solar, LLC | PSE&G |  | Accepted | 2025-04-22 | 2025-05-15 | 2026-05-15 | Solar Panels | HANWHA | Q.PEAK DUO BLK ML-G10+ 410 |  | 0.41 | 3 | 31 | 28 |  | Fixed | Roof
NJADRE1559500408 | Administratively Determined Incentive Program | IRVINGTON | 7111 | 7.38 | Residential | Behind the Meter | Yes | Trinity Solar, LLC | PSE&G |  | Accepted | 2025-04-22 | 2025-05-15 | 2026-05-15 | Solar Panels | HANWHA | Q.PEAK DUO BLK ML-G10+ 410 |  | 0.41 | 1 | 121 | 24 |  | Fixed | Roof
NJADRE1559500408 | Administratively Determined Incentive Program | IRVINGTON | 7111 | 7.38 | Residential | Behind the Meter | Yes | Trinity Solar, LLC | PSE&G |  | Accepted | 2025-04-22 | 2025-05-15 | 2026-05-15 | Solar Panels | HANWHA | Q.PEAK DUO BLK ML-G10+ 410 |  | 0.41 | 3 | 211 | 28 |  | Fixed | Roof
NJADRE1559500411 | Administratively Determined Incentive Program | FORDS | 8863 | 4.25 | Residential | Behind the Meter | Yes | Whitman Construction, LLC | PSE&G |  | Accepted | 2025-04-22 | 2025-05-19 | 2026-05-19 | Solar Panels | Jinko Solar | JKM425N-54HL4-B |  | 0.425 | 10 | 172 | 37 |  | Fixed | Roof
NJADRE1559500411 | Administratively Determined Incentive Program | FORDS | 8863 | 4.25 | Residential | Behind the Meter | Yes | Whitman Construction, LLC | PSE&G |  | Accepted | 2025-04-22 | 2025-05-19 | 2026-05-19 | Inverters | ENPHASE | IQ8PLUS-72-2-US | 290 |  | 10 |  |  | 0.975 |  | Outdoor
NJADRE1559500697 | Administratively Determined Incentive Program | EGG HARBOR TOWNSHIP | 8234 | 17.63 | Residential | Behind the Meter | Yes | Trinity Solar, LLC | AC Electric |  | Accepted | 2025-04-22 | 2025-05-15 | 2026-05-15 | Inverters | Tesla (PV Only) | 1538000-45-X | 7600 |  | 1 |  |  | 0.986 |  | Outside
NJADRE1559500697 | Administratively Determined Incentive Program | EGG HARBOR TOWNSHIP | 8234 | 17.63 | Residential | Behind the Meter | Yes | Trinity Solar, LLC | AC Electric |  | Accepted | 2025-04-22 | 2025-05-15 | 2026-05-15 | Inverters | Tesla (PV Only) | 1538000-45-X | 3800 |  | 2 |  |  | 0.986 |  | Outside
NJADRE1559500697 | Administratively Determined Incentive Program | EGG HARBOR TOWNSHIP | 8234 | 17.63 | Residential | Behind the Meter | Yes | Trinity Solar, LLC | AC Electric |  | Accepted | 2025-04-22 | 2025-05-15 | 2026-05-15 | Solar Panels | HANWHA | Q.PEAK DUO BLK ML-G10+ 410 |  | 0.41 | 12 | 118 | 20 |  | Fixed | Roof
NJADRE1559500697 | Administratively Determined Incentive Program | EGG HARBOR TOWNSHIP | 8234 | 17.63 | Residential | Behind the Meter | Yes | Trinity Solar, LLC | AC Electric |  | Accepted | 2025-04-22 | 2025-05-15 | 2026-05-15 | Solar Panels | HANWHA | Q.PEAK DUO BLK ML-G10+ 410 |  | 0.41 | 23 | 111 | 16 |  | Fixed | Roof
NJADRE1559500697 | Administratively Determined Incentive Program | EGG HARBOR TOWNSHIP | 8234 | 17.63 | Residential | Behind the Meter | Yes | Trinity Solar, LLC | AC Electric |  | Accepted | 2025-04-22 | 2025-05-15 | 2026-05-15 | Solar Panels | HANWHA | Q.PEAK DUO BLK ML-G10+ 410 |  | 0.41 | 8 | 291 | 16 |  | Fixed | Roof
NJADRE1559500702 | Administratively Determined Incentive Program | TRENTON CITY | 8629 | 4.1 | Residential | Behind the Meter | Yes | Sunrun Installation Services, Inc. | PSE&G |  | Accepted | 2025-04-22 | 2025-05-15 | 2026-05-15 | Solar Panels | HANWHA Q-CELLS | Q.PEAK DUO BLK ML-G10+ 410 |  | 0.41 | 6 | 324 | 35 |  | Fixed | Roof
NJADRE1559500702 | Administratively Determined Incentive Program | TRENTON CITY | 8629 | 4.1 | Residential | Behind the Meter | Yes | Sunrun Installation Services, Inc. | PSE&G |  | Accepted | 2025-04-22 | 2025-05-15 | 2026-05-15 | Solar Panels | HANWHA Q-CELLS | Q.PEAK DUO BLK ML-G10+ 410 |  | 0.41 | 4 | 324 | 14 |  | Fixed | Roof
NJADRE1559500702 | Administratively Determined Incentive Program | TRENTON CITY | 8629 | 4.1 | Residential | Behind the Meter | Yes | Sunrun Installation Services, Inc. | PSE&G |  | Accepted | 2025-04-22 | 2025-05-15 | 2026-05-15 | Inverters | SOLAREDGE TECHNOLOGIES | SE3800H-USMN | 3800 |  | 1 |  |  | 0.99 |  | Outdoor
NJADRE1559500709 | Administratively Determined Incentive Program | EGG HARBOR TOWNSHIP | 8234 | 7.79 | Residential | Behind the Meter | Yes | Trinity Solar, LLC | AC Electric |  | Accepted | 2025-04-22 | 2025-05-15 | 2026-05-15 | Solar Panels | HANWHA | Q.PEAK DUO BLK ML-G10+ 410 |  | 0.41 | 19 | 171 | 19 |  | Fixed | Roof
NJADRE1559500709 | Administratively Determined Incentive Program | EGG HARBOR TOWNSHIP | 8234 | 7.79 | Residential | Behind the Meter | Yes | Trinity Solar, LLC | AC Electric |  | Accepted | 2025-04-22 | 2025-05-15 | 2026-05-15 | Inverters | Tesla (PV Only) | 1538000-45-X | 7600 |  | 1 |  |  | 0.986 |  | Outside
NJADRE1559500717 | Administratively Determined Incentive Program | LAUREL SPRINGS | 8021 | 7.38 | Residential | Behind the Meter | Yes | Trinity Solar, LLC | AC Electric |  | Accepted | 2025-04-22 | 2025-05-15 | 2026-05-15 | Solar Panels | Hanwha | HANWHA 410 (Q.PEAK DUO BLK ML-G10+ 410) |  | 0.41 | 9 | 199 | 15 |  | Fixed | Roof
NJADRE1559500717 | Administratively Determined Incentive Program | LAUREL SPRINGS | 8021 | 7.38 | Residential | Behind the Meter | Yes | Trinity Solar, LLC | AC Electric |  | Accepted | 2025-04-22 | 2025-05-15 | 2026-05-15 | Inverters | Solar Edge | SE6000H-US | 6000 |  | 1 |  |  | 0.97 |  | Outdoor
NJADRE1559500717 | Administratively Determined Incentive Program | LAUREL SPRINGS | 8021 | 7.38 | Residential | Behind the Meter | Yes | Trinity Solar, LLC | AC Electric |  | Accepted | 2025-04-22 | 2025-05-15 | 2026-05-15 | Solar Panels | Hanwha | HANWHA 410 (Q.PEAK DUO BLK ML-G10+ 410) |  | 0.41 | 9 | 199 | 19 |  | Fixed | Roof
NJADRE1559500721 | Administratively Determined Incentive Program | DELRAN | 8075 | 15.17 | Residential | Behind the Meter | Yes | Trinity Solar, LLC | PSE&G |  | Accepted | 2025-04-22 | 2025-05-15 | 2026-05-15 | Inverters | Solar Edge | SE11400H-US | 11400 |  | 1 |  |  | 0.97 |  | Outdoor
NJADRE1559500721 | Administratively Determined Incentive Program | DELRAN | 8075 | 15.17 | Residential | Behind the Meter | Yes | Trinity Solar, LLC | PSE&G |  | Accepted | 2025-04-22 | 2025-05-15 | 2026-05-15 | Solar Panels | HANWHA | (Q.PEAK DUO BLK ML-G10+ 410) |  | 0.41 | 12 | 23 | 20 |  | Fixed | Roof
NJADRE1559500721 | Administratively Determined Incentive Program | DELRAN | 8075 | 15.17 | Residential | Behind the Meter | Yes | Trinity Solar, LLC | PSE&G |  | Accepted | 2025-04-22 | 2025-05-15 | 2026-05-15 | Solar Panels | HANWHA | (Q.PEAK DUO BLK ML-G10+ 410) |  | 0.41 | 10 | 203 | 23 |  | Fixed | Roof
NJADRE1559500721 | Administratively Determined Incentive Program | DELRAN | 8075 | 15.17 | Residential | Behind the Meter | Yes | Trinity Solar, LLC | PSE&G |  | Accepted | 2025-04-22 | 2025-05-15 | 2026-05-15 | Solar Panels | HANWHA | (Q.PEAK DUO BLK ML-G10+ 410) |  | 0.41 | 12 | 113 | 40 |  | Fixed | Roof
NJADRE1559500721 | Administratively Determined Incentive Program | DELRAN | 8075 | 15.17 | Residential | Behind the Meter | Yes | Trinity Solar, LLC | PSE&G |  | Accepted | 2025-04-22 | 2025-05-15 | 2026-05-15 | Solar Panels | HANWHA | (Q.PEAK DUO BLK ML-G10+ 410) |  | 0.41 | 3 | 293 | 41 |  | Fixed | Roof
NJADRE1559500730 | Administratively Determined Incentive Program | CAPE MAY COURT HOUSE | 8210 | 22.14 | Residential | Behind the Meter | Yes | Pro Custom Solar dba Momentum Solar | AC Electric |  | Accepted | 2025-04-22 | 2025-05-15 | 2026-05-15 | Solar Panels | hanwha | q.peak duo blk ml-g10+410 |  | 0.41 | 19 | 256 | 27 |  | Fixed | Roof
NJADRE1559500730 | Administratively Determined Incentive Program | CAPE MAY COURT HOUSE | 8210 | 22.14 | Residential | Behind the Meter | Yes | Pro Custom Solar dba Momentum Solar | AC Electric |  | Accepted | 2025-04-22 | 2025-05-15 | 2026-05-15 | Inverters | ENPHASE | IQ8HC-72-M-DOM-US | 380 |  | 54 |  |  | 0.97 |  | Outdoor
NJADRE1559500730 | Administratively Determined Incentive Program | CAPE MAY COURT HOUSE | 8210 | 22.14 | Residential | Behind the Meter | Yes | Pro Custom Solar dba Momentum Solar | AC Electric |  | Accepted | 2025-04-22 | 2025-05-15 | 2026-05-15 | Solar Panels | Hanwha | q.peak duo blk-g10+410 |  | 0.41 | 30 | 76 | 27 |  | Fixed | Roof
NJADRE1559500730 | Administratively Determined Incentive Program | CAPE MAY COURT HOUSE | 8210 | 22.14 | Residential | Behind the Meter | Yes | Pro Custom Solar dba Momentum Solar | AC Electric |  | Accepted | 2025-04-22 | 2025-05-15 | 2026-05-15 | Solar Panels | Hanwha | q.peak duo blk-g10+410 |  | 0.41 | 3 | 167 | 27 |  | Fixed | Roof
NJADRE1559500730 | Administratively Determined Incentive Program | CAPE MAY COURT HOUSE | 8210 | 22.14 | Residential | Behind the Meter | Yes | Pro Custom Solar dba Momentum Solar | AC Electric |  | Accepted | 2025-04-22 | 2025-05-15 | 2026-05-15 | Solar Panels | Hanwha | q.peak duo blk-g10+410 |  | 0.41 | 2 | 167 | 20 |  | Fixed | Roof
NJADRE1559500734 | Administratively Determined Incentive Program | Bloomfield | 7003 | 4.51 | Residential | Behind the Meter | Yes | Sunrun Installation Services, Inc. | PSE&G |  | Accepted | 2025-04-22 | 2025-05-15 | 2026-05-15 | Solar Panels | Hanwha Q-Cells | Q.PEAK DUO BLK ML-G10+ 410 |  | 0.41 | 6 | 272 | 17 |  | Fixed | Roof
NJADRE1559500734 | Administratively Determined Incentive Program | Bloomfield | 7003 | 4.51 | Residential | Behind the Meter | Yes | Sunrun Installation Services, Inc. | PSE&G |  | Accepted | 2025-04-22 | 2025-05-15 | 2026-05-15 | Inverters | TESLA | POWERWALL 3 1707000-XX-Y | 11500 |  | 1 |  |  | 0.97 |  | Outside
NJADRE1559500734 | Administratively Determined Incentive Program | Bloomfield | 7003 | 4.51 | Residential | Behind the Meter | Yes | Sunrun Installation Services, Inc. | PSE&G |  | Accepted | 2025-04-22 | 2025-05-15 | 2026-05-15 | Solar Panels | Hanwha Q-Cells | Q.PEAK DUO BLK ML-G10+ 410 |  | 0.41 | 5 | 92 | 15 |  | Fixed | Roof
NJADRE1559500734 | Administratively Determined Incentive Program | Bloomfield | 7003 | 4.51 | Residential | Behind the Meter | Yes | Sunrun Installation Services, Inc. | PSE&G |  | Accepted | 2025-04-22 | 2025-05-15 | 2026-05-15 | Electric Storage Battery | TESLA | POWERWALL 3 1707000-XX-Y |  |  | 1 |  |  |  | Lithium Ion |  | Outside
NJADRE1559500739 | Administratively Determined Incentive Program | Brick | 8723 | 6.15 | Residential | Behind the Meter | Yes | Trinity Solar, LLC | JCP&L |  | Accepted | 2025-04-22 | 2025-05-15 | 2026-05-15 | Inverters | Solar Edge | USE5700H-US | 5760 |  | 1 |  |  | 0.97 |  | Outside
NJADRE1559500739 | Administratively Determined Incentive Program | Brick | 8723 | 6.15 | Residential | Behind the Meter | Yes | Trinity Solar, LLC | JCP&L |  | Accepted | 2025-04-22 | 2025-05-15 | 2026-05-15 | Solar Panels | HANWHA | Q.PEAK DUO BLK ML-G10+ 410 |  | 0.41 | 15 | 202 | 37 |  | Fixed | Roof
NJADRE1559500746 | Administratively Determined Incentive Program | Erial | 8081 | 5.59 | Residential | Behind the Meter | Yes | Velocity Energy & Home Solutions, Inc. | AC Electric |  | Accepted | 2025-04-22 | 2025-05-16 | 2026-05-16 | Inverters | enphase | iq8hc | 380 |  | 13 |  |  | 0.99 |  | Outside | behind panels
NJADRE1559500746 | Administratively Determined Incentive Program | Erial | 8081 | 5.59 | Residential | Behind the Meter | Yes | Velocity Energy & Home Solutions, Inc. | AC Electric |  | Accepted | 2025-04-22 | 2025-05-16 | 2026-05-16 | Solar Panels | seg | 430w |  | 0.43 | 13 | 185 | 35 |  | Fixed | Roof
NJADRE1559500749 | Administratively Determined Incentive Program | ELIZABETH | 7202 | 4.86 | Residential | Behind the Meter | Yes | Sunrun Installation Services, Inc. | PSE&G |  | Accepted | 2025-04-22 | 2025-05-15 | 2026-05-15 | Electric Storage Battery | Tesla | Powerwall 3 1707000-xx-y |  |  | 1 |  |  |  | Lithium Ion |  | OUTSIDE
NJADRE1559500749 | Administratively Determined Incentive Program | ELIZABETH | 7202 | 4.86 | Residential | Behind the Meter | Yes | Sunrun Installation Services, Inc. | PSE&G |  | Accepted | 2025-04-22 | 2025-05-15 | 2026-05-15 | Inverters | Tesla | Powerwall 3 1707000-xx-y | 11500 |  | 1 |  |  | 0.97 |  | Outdoor
NJADRE1559500749 | Administratively Determined Incentive Program | ELIZABETH | 7202 | 4.86 | Residential | Behind the Meter | Yes | Sunrun Installation Services, Inc. | PSE&G |  | Accepted | 2025-04-22 | 2025-05-15 | 2026-05-15 | Solar Panels | JA Solar | JAM54S31-405/MR |  | 0.405 | 7 | 156 | 18 |  | Fixed | Roof
NJADRE1559500749 | Administratively Determined Incentive Program | ELIZABETH | 7202 | 4.86 | Residential | Behind the Meter | Yes | Sunrun Installation Services, Inc. | PSE&G |  | Accepted | 2025-04-22 | 2025-05-15 | 2026-05-15 | Solar Panels | JA Solar | JAM54S31-405/MR |  | 0.405 | 5 | 246 | 18 |  | Fixed | Roof
NJADRE1559500766 | Administratively Determined Incentive Program | Mantua | 8051 | 11.61 | Residential | Behind the Meter | Yes | Velocity Energy & Home Solutions, Inc. | AC Electric |  | Accepted | 2025-04-22 | 2025-05-15 | 2026-05-15 | Solar Panels | seg | 430w |  | 0.43 | 27 | 116 | 20 |  | Fixed | Roof
NJADRE1559500766 | Administratively Determined Incentive Program | Mantua | 8051 | 11.61 | Residential | Behind the Meter | Yes | Velocity Energy & Home Solutions, Inc. | AC Electric |  | Accepted | 2025-04-22 | 2025-05-15 | 2026-05-15 | Inverters | enphase | iq8hc | 380 |  | 27 |  |  | 0.99 |  | Outside | behind panels
NJADRE1559500806 | Administratively Determined Incentive Program | SICKLERVILLE | 8081 | 4.51 | Residential | Behind the Meter | Yes | Trinity Solar, LLC | AC Electric |  | Accepted | 2025-04-22 | 2025-05-15 | 2026-05-15 | Solar Panels | HANWHA | Q.PEAK DUO BLK ML-G10+ 410 |  | 0.41 | 2 | 331 | 22 |  | Fixed | Roof
NJADRE1559500806 | Administratively Determined Incentive Program | SICKLERVILLE | 8081 | 4.51 | Residential | Behind the Meter | Yes | Trinity Solar, LLC | AC Electric |  | Accepted | 2025-04-22 | 2025-05-15 | 2026-05-15 | Solar Panels | HANWHA | Q.PEAK DUO BLK ML-G10+ 410 |  | 0.41 | 2 | 331 | 22 |  | Fixed | Roof
NJADRE1559500806 | Administratively Determined Incentive Program | SICKLERVILLE | 8081 | 4.51 | Residential | Behind the Meter | Yes | Trinity Solar, LLC | AC Electric |  | Accepted | 2025-04-22 | 2025-05-15 | 2026-05-15 | Inverters | SOLAR EDGE | SE3800H-US | 3800 |  | 1 |  |  | 0.986 |  | Outside
NJADRE1559500806 | Administratively Determined Incentive Program | SICKLERVILLE | 8081 | 4.51 | Residential | Behind the Meter | Yes | Trinity Solar, LLC | AC Electric |  | Accepted | 2025-04-22 | 2025-05-15 | 2026-05-15 | Solar Panels | HANWHA | Q.PEAK DUO BLK ML-G10+ 410 |  | 0.41 | 7 | 151 | 22 |  | Fixed | Roof
NJADRE1559500811 | Administratively Determined Incentive Program | MONTCLAIR | 7042 | 2.46 | Residential | Behind the Meter | Yes | Trinity Solar, LLC | PSE&G |  | Accepted | 2025-04-22 | 2025-05-15 | 2026-05-15 | Solar Panels | HANWHA | (Q.PEAK DUO BLK ML-G10+ 410) |  | 0.41 | 6 | 319 | 37 |  | Fixed | Roof
NJADRE1559500811 | Administratively Determined Incentive Program | MONTCLAIR | 7042 | 2.46 | Residential | Behind the Meter | Yes | Trinity Solar, LLC | PSE&G |  | Accepted | 2025-04-22 | 2025-05-15 | 2026-05-15 | Inverters | Solar Edge | SE3800H-US | 3800 |  | 1 |  |  | 0.97 |  | Outdoor
NJADRE1559500835 | Administratively Determined Incentive Program | Fort Lee | 7024 | 15.8 | Residential | Behind the Meter | Yes | Sunrun Installation Services, Inc. | PSE&G |  | Accepted | 2025-04-22 | 2025-05-15 | 2026-05-15 | Electric Storage Battery | SOLAREDGE TECHNOLOGIES | BAT-10K1P |  |  | 1 |  |  |  | Lithium Ion |  | OUTSIDE
NJADRE1559500835 | Administratively Determined Incentive Program | Fort Lee | 7024 | 15.8 | Residential | Behind the Meter | Yes | Sunrun Installation Services, Inc. | PSE&G |  | Accepted | 2025-04-22 | 2025-05-15 | 2026-05-15 | Solar Panels | JA SOLAR | JAM54S31-405/MR |  | 0.405 | 15 | 15 | 22 |  | Fixed | Roof
NJADRE1559500835 | Administratively Determined Incentive Program | Fort Lee | 7024 | 15.8 | Residential | Behind the Meter | Yes | Sunrun Installation Services, Inc. | PSE&G |  | Accepted | 2025-04-22 | 2025-05-15 | 2026-05-15 | Inverters | SOLAREDGE TECHNOLOGIES | SE7600H-USMN | 7600 |  | 1 |  |  | 0.99 |  | Outdoor
NJADRE1559500835 | Administratively Determined Incentive Program | Fort Lee | 7024 | 15.8 | Residential | Behind the Meter | Yes | Sunrun Installation Services, Inc. | PSE&G |  | Accepted | 2025-04-22 | 2025-05-15 | 2026-05-15 | Inverters | SOLAREDGE TECHNOLOGIES | SE3800H-USMN | 3800 |  | 1 |  |  | 0.99 |  | Outside
NJADRE1559500835 | Administratively Determined Incentive Program | Fort Lee | 7024 | 15.8 | Residential | Behind the Meter | Yes | Sunrun Installation Services, Inc. | PSE&G |  | Accepted | 2025-04-22 | 2025-05-15 | 2026-05-15 | Solar Panels | JA SOLAR | JAM54S31-405/MR |  | 0.405 | 22 | 195 | 22 |  | Fixed | Roof
NJADRE1559500835 | Administratively Determined Incentive Program | Fort Lee | 7024 | 15.8 | Residential | Behind the Meter | Yes | Sunrun Installation Services, Inc. | PSE&G |  | Accepted | 2025-04-22 | 2025-05-15 | 2026-05-15 | Solar Panels | JA SOLAR | JAM54S31-405/MR |  | 0.405 | 2 | 285 | 21 |  | Fixed | Roof
NJADRE1559500852 | Administratively Determined Incentive Program | WENONAH | 8090 | 8.2 | Residential | Behind the Meter | Yes | Trinity Solar, LLC | AC Electric |  | Accepted | 2025-04-22 | 2025-05-15 | 2026-05-15 | Solar Panels | HANWHA | Q.PEAK DUO BLK ML-G10+ 410 |  | 0.41 | 20 | 88 | 11 |  | Fixed | Roof
NJADRE1559500852 | Administratively Determined Incentive Program | WENONAH | 8090 | 8.2 | Residential | Behind the Meter | Yes | Trinity Solar, LLC | AC Electric |  | Accepted | 2025-04-22 | 2025-05-15 | 2026-05-15 | Inverters | Tesla (PV Only) | 1538000-45-X | 5000 |  | 1 |  |  | 0.986 |  | Outside
NJADRE1559500872 | Administratively Determined Incentive Program | MOUNT ROYAL | 8061 | 8.61 | Residential | Behind the Meter | No | Tesla Energy Operations, Inc. | AC Electric |  | Accepted | 2025-04-22 | 2025-05-15 | 2026-05-15 | Solar Panels | Hanwha | Q Cells Q.PEAK DUO BLK ML-G10.a+/TS 410 |  | 0.41 | 15 | 50 | 27 |  | Fixed | Roof
NJADRE1559500872 | Administratively Determined Incentive Program | MOUNT ROYAL | 8061 | 8.61 | Residential | Behind the Meter | No | Tesla Energy Operations, Inc. | AC Electric |  | Accepted | 2025-04-22 | 2025-05-15 | 2026-05-15 | Solar Panels | Hanwha | Q Cells Q.PEAK DUO BLK ML-G10.a+/TS 410 |  | 0.41 | 6 | 230 | 27 |  | Fixed | Roof
NJADRE1559500872 | Administratively Determined Incentive Program | MOUNT ROYAL | 8061 | 8.61 | Residential | Behind the Meter | No | Tesla Energy Operations, Inc. | AC Electric |  | Accepted | 2025-04-22 | 2025-05-15 | 2026-05-15 | Inverters | Tesla | 1707000-XX-Y | 10000 |  | 1 |  |  | 0.98 |  | Outside
NJADRE1559500872 | Administratively Determined Incentive Program | MOUNT ROYAL | 8061 | 8.61 | Residential | Behind the Meter | No | Tesla Energy Operations, Inc. | AC Electric |  | Accepted | 2025-04-22 | 2025-05-15 | 2026-05-15 | Electric Storage Battery | Tesla | Powerwall 3 |  |  | 1 |  |  |  | Lithium Ion |  | OUTSIDE
NJADRE1559500885 | Administratively Determined Incentive Program | Oldmans Township | 8067 | 16.58 | Residential | Behind the Meter | No | Sun Up Zero Down, LLC | AC Electric |  | Accepted | 2025-04-22 | 2025-05-15 | 2026-05-15 | Solar Panels | TRINA | TSM-425-NE09RC.05 |  | 0.425 | 39 | 224 | 55 |  | Fixed | Roof
NJADRE1559500885 | Administratively Determined Incentive Program | Oldmans Township | 8067 | 16.58 | Residential | Behind the Meter | No | Sun Up Zero Down, LLC | AC Electric |  | Accepted | 2025-04-22 | 2025-05-15 | 2026-05-15 | Inverters | Enphase | IQ8PLUS-72-2-US | 290 |  | 39 |  |  | 0.976 |  | Outdoor
NJADRE1559500885 | Administratively Determined Incentive Program | Oldmans Township | 8067 | 16.58 | Residential | Behind the Meter | No | Sun Up Zero Down, LLC | AC Electric |  | Accepted | 2025-04-22 | 2025-05-15 | 2026-05-15 | Meters | Enphase | TBD |  |  | 1 |  |  |  | Yes | Outdoor
NJADRE1559500906 | Administratively Determined Incentive Program | LAWRENCE TWP | 8648 | 9.84 | Residential | Behind the Meter | Yes | Sunrun Installation Services, Inc. | PSE&G |  | Accepted | 2025-04-22 | 2025-05-15 | 2026-05-15 | Inverters | Tesla | Powerwall 3 1707000-xx-y | 11500 |  | 1 |  |  | 0.97 |  | Outdoor
NJADRE1559500906 | Administratively Determined Incentive Program | LAWRENCE TWP | 8648 | 9.84 | Residential | Behind the Meter | Yes | Sunrun Installation Services, Inc. | PSE&G |  | Accepted | 2025-04-22 | 2025-05-15 | 2026-05-15 | Solar Panels | Hanwha Q Cells | Q.PEAK DUO BLK ML-G10+ 410 |  | 0.41 | 6 | 63 | 29 |  | Fixed | Roof
NJADRE1559500906 | Administratively Determined Incentive Program | LAWRENCE TWP | 8648 | 9.84 | Residential | Behind the Meter | Yes | Sunrun Installation Services, Inc. | PSE&G |  | Accepted | 2025-04-22 | 2025-05-15 | 2026-05-15 | Electric Storage Battery | Tesla | Powerwall 3 1707000-xx-y |  |  | 1 |  |  |  | Lithium Ion |  | OUTSIDE
NJADRE1559500906 | Administratively Determined Incentive Program | LAWRENCE TWP | 8648 | 9.84 | Residential | Behind the Meter | Yes | Sunrun Installation Services, Inc. | PSE&G |  | Accepted | 2025-04-22 | 2025-05-15 | 2026-05-15 | Solar Panels | Hanwha Q Cells | Q.PEAK DUO BLK ML-G10+ 410 |  | 0.41 | 14 | 63 | 29 |  | Fixed | Roof
NJADRE1559500906 | Administratively Determined Incentive Program | LAWRENCE TWP | 8648 | 9.84 | Residential | Behind the Meter | Yes | Sunrun Installation Services, Inc. | PSE&G |  | Accepted | 2025-04-22 | 2025-05-15 | 2026-05-15 | Solar Panels | Hanwha Q Cells | Q.PEAK DUO BLK ML-G10+ 410 |  | 0.41 | 4 | 63 | 29 |  | Fixed | Roof
NJADRE1559500920 | Administratively Determined Incentive Program | Montclair | 7042 | 2.46 | Residential | Behind the Meter | Yes | Trinity Solar, LLC | PSE&G |  | Accepted | 2025-04-22 | 2025-05-16 | 2026-05-16 | Solar Panels | HANWHA | (Q.PEAK DUO BLK ML-G10+ 410) |  | 0.41 | 6 | 139 | 37 |  | Fixed | Roof
NJADRE1559500920 | Administratively Determined Incentive Program | Montclair | 7042 | 2.46 | Residential | Behind the Meter | Yes | Trinity Solar, LLC | PSE&G |  | Accepted | 2025-04-22 | 2025-05-16 | 2026-05-16 | Inverters | Solar Edge | SE3800H-US | 3800 |  | 1 |  |  | 0.97 |  | Outdoor
NJADRE1559500929 | Administratively Determined Incentive Program | Wood Ridge | 7075 | 6.97 | Residential | Behind the Meter | Yes | Sunrun Installation Services, Inc. | PSE&G |  | Accepted | 2025-04-22 | 2025-05-15 | 2026-05-15 | Inverters | SOLAREDGE TECHNOLOGIES | SE5700H-USMN | 5760 |  | 1 |  |  | 0.99 |  | Outdoor
NJADRE1559500929 | Administratively Determined Incentive Program | Wood Ridge | 7075 | 6.97 | Residential | Behind the Meter | Yes | Sunrun Installation Services, Inc. | PSE&G |  | Accepted | 2025-04-22 | 2025-05-15 | 2026-05-15 | Solar Panels | HANWHA Q-CELLS | Q.PEAK DUO BLK ML-G10+ 410 |  | 0.41 | 17 | 310 | 36 |  | Fixed | Roof
NJADRE1559500935 | Administratively Determined Incentive Program | Penns Grove | 8069 | 4.92 | Residential | Behind the Meter | Yes | Trinity Solar, LLC | AC Electric |  | Accepted | 2025-04-22 | 2025-05-16 | 2026-05-16 | Inverters | Solar Edge | USE3800H-USMNBL75 | 3800 |  | 1 |  |  | 0.97 |  | Outdoor
NJADRE1559500935 | Administratively Determined Incentive Program | Penns Grove | 8069 | 4.92 | Residential | Behind the Meter | Yes | Trinity Solar, LLC | AC Electric |  | Accepted | 2025-04-22 | 2025-05-16 | 2026-05-16 | Solar Panels | Hanwha | HANWHA 410 (Q.PEAK DUO BLK ML-G10+ 410) |  | 0.41 | 4 | 119 | 27 |  | Fixed | Roof
NJADRE1559500935 | Administratively Determined Incentive Program | Penns Grove | 8069 | 4.92 | Residential | Behind the Meter | Yes | Trinity Solar, LLC | AC Electric |  | Accepted | 2025-04-22 | 2025-05-16 | 2026-05-16 | Solar Panels | Hanwha | HANWHA 410 (Q.PEAK DUO BLK ML-G10+ 410) |  | 0.41 | 8 | 119 | 11 |  | Fixed | Roof
NJADRE1559500940 | Administratively Determined Incentive Program | PISCATAWAY | 8854 | 7.74 | Residential | Behind the Meter | Yes | Pro Custom Solar dba Momentum Solar | PSE&G |  | Accepted | 2025-04-22 | 2025-06-12 | 2026-06-12 | Inverters | ENPHASE | IQ8HC-72-M-DOM-US | 380 |  | 18 |  |  | 0.97 |  | Outdoor
NJADRE1559500940 | Administratively Determined Incentive Program | PISCATAWAY | 8854 | 7.74 | Residential | Behind the Meter | Yes | Pro Custom Solar dba Momentum Solar | PSE&G |  | Accepted | 2025-04-22 | 2025-06-12 | 2026-06-12 | Solar Panels | HANWHA | Q.PEAK DUO BLK ML-G10+410 |  | 0.41 | 3 | 215 | 26 |  | Fixed | Roof
NJADRE1559500940 | Administratively Determined Incentive Program | PISCATAWAY | 8854 | 7.74 | Residential | Behind the Meter | Yes | Pro Custom Solar dba Momentum Solar | PSE&G |  | Accepted | 2025-04-22 | 2025-06-12 | 2026-06-12 | Solar Panels | HANWHA | Q.PEAK DUO BLK ML-G10+410 |  | 0.41 | 15 | 215 | 29 |  | Fixed | Roof
NJADRE1559500950 | Administratively Determined Incentive Program | Penns Grove | 8069 | 16.53 | Residential | Behind the Meter | Yes | SunnyMac, LLC | AC Electric |  | Accepted | 2025-04-22 | 2025-05-15 | 2026-05-15 | Inverters | SOLAREDGE HOME HUB | SE5700H-US | 5760 |  | 1 |  |  | 0.99 |  | Outdoor | next to meter
NJADRE1559500950 | Administratively Determined Incentive Program | Penns Grove | 8069 | 16.53 | Residential | Behind the Meter | Yes | SunnyMac, LLC | AC Electric |  | Accepted | 2025-04-22 | 2025-05-15 | 2026-05-15 | Solar Panels | HANWHA | Q.TRON BLK M-G2+ 435W |  | 0.435 | 26 | 128 | 27 |  | Fixed | Roof
NJADRE1559500950 | Administratively Determined Incentive Program | Penns Grove | 8069 | 16.53 | Residential | Behind the Meter | Yes | SunnyMac, LLC | AC Electric |  | Accepted | 2025-04-22 | 2025-05-15 | 2026-05-15 | Solar Panels | HANWHA | Q.TRON BLK M-G2+ 435W |  | 0.435 | 3 | 308 | 27 |  | Fixed | Roof
NJADRE1559500950 | Administratively Determined Incentive Program | Penns Grove | 8069 | 16.53 | Residential | Behind the Meter | Yes | SunnyMac, LLC | AC Electric |  | Accepted | 2025-04-22 | 2025-05-15 | 2026-05-15 | Solar Panels | HANWHA | Q.TRON BLK M-G2+ 435W |  | 0.435 | 9 | 128 | 27 |  | Fixed | Roof
NJADRE1559500950 | Administratively Determined Incentive Program | Penns Grove | 8069 | 16.53 | Residential | Behind the Meter | Yes | SunnyMac, LLC | AC Electric |  | Accepted | 2025-04-22 | 2025-05-15 | 2026-05-15 | Inverters | SOLAREDGE HOME HUB | SE10000H-US | 10000 |  | 1 |  |  | 0.99 |  | Outdoor | next to meter
NJADRE1559500954 | Administratively Determined Incentive Program | Neptune | 7753 | 4.51 | Residential | Behind the Meter | No | Trinity Solar, LLC | JCP&L |  | Accepted | 2025-04-22 | 2025-05-15 | 2026-05-15 | Inverters | Solar Edge | USE3800H-US | 3800 |  | 1 |  |  | 0.97 |  | Outside
NJADRE1559500954 | Administratively Determined Incentive Program | Neptune | 7753 | 4.51 | Residential | Behind the Meter | No | Trinity Solar, LLC | JCP&L |  | Accepted | 2025-04-22 | 2025-05-15 | 2026-05-15 | Solar Panels | HANWHA | Q.PEAK DUO BLK ML-G10+ 410 |  | 0.41 | 11 | 202 | 23 |  | Fixed | Roof
NJADRE1559500955 | Administratively Determined Incentive Program | Tuckerton | 8087 | 11.89 | Residential | Behind the Meter | Yes | Trinity Solar, LLC | AC Electric |  | Accepted | 2025-04-22 | 2025-05-15 | 2026-05-15 | Solar Panels | HANWHA | Q.PEAK DUO BLK ML-G10+ 410 |  | 0.41 | 13 | 136 | 35 |  | Fixed | Roof
NJADRE1559500955 | Administratively Determined Incentive Program | Tuckerton | 8087 | 11.89 | Residential | Behind the Meter | Yes | Trinity Solar, LLC | AC Electric |  | Accepted | 2025-04-22 | 2025-05-15 | 2026-05-15 | Solar Panels | HANWHA | Q.PEAK DUO BLK ML-G10+ 410 |  | 0.41 | 5 | 226 | 35 |  | Fixed | Roof
NJADRE1559500955 | Administratively Determined Incentive Program | Tuckerton | 8087 | 11.89 | Residential | Behind the Meter | Yes | Trinity Solar, LLC | AC Electric |  | Accepted | 2025-04-22 | 2025-05-15 | 2026-05-15 | Solar Panels | HANWHA | Q.PEAK DUO BLK ML-G10+ 410 |  | 0.41 | 4 | 316 | 35 |  | Fixed | Roof
NJADRE1559500955 | Administratively Determined Incentive Program | Tuckerton | 8087 | 11.89 | Residential | Behind the Meter | Yes | Trinity Solar, LLC | AC Electric |  | Accepted | 2025-04-22 | 2025-05-15 | 2026-05-15 | Solar Panels | HANWHA | Q.PEAK DUO BLK ML-G10+ 410 |  | 0.41 | 3 | 136 | 37 |  | Fixed | Roof
NJADRE1559500955 | Administratively Determined Incentive Program | Tuckerton | 8087 | 11.89 | Residential | Behind the Meter | Yes | Trinity Solar, LLC | AC Electric |  | Accepted | 2025-04-22 | 2025-05-15 | 2026-05-15 | Solar Panels | HANWHA | Q.PEAK DUO BLK ML-G10+ 410 |  | 0.41 | 4 | 46 | 35 |  | Fixed | Roof
NJADRE1559500955 | Administratively Determined Incentive Program | Tuckerton | 8087 | 11.89 | Residential | Behind the Meter | Yes | Trinity Solar, LLC | AC Electric |  | Accepted | 2025-04-22 | 2025-05-15 | 2026-05-15 | Inverters | Solaredge | USE10000H-USMNBL75 | 10000 |  | 1 |  |  | 0.986 |  | Outdoor
NJADRE1559501196 | Administratively Determined Incentive Program | Clifton | 7013 | 10.32 | Residential | Behind the Meter | Yes | PosiGen Developer, LLC | PSE&G |  | Accepted | 2025-04-22 | 2025-05-15 | 2026-05-15 | Solar Panels | JINKO EAGLE G6R | JKM430N-54HL4-B |  | 0.43 | 13 | 132 | 43 |  | Fixed | Roof
NJADRE1559501196 | Administratively Determined Incentive Program | Clifton | 7013 | 10.32 | Residential | Behind the Meter | Yes | PosiGen Developer, LLC | PSE&G |  | Accepted | 2025-04-22 | 2025-05-15 | 2026-05-15 | Inverters | SOLAREDGE | SE10000H-US | 10000 |  | 1 |  |  | 0.99 |  | Outside | WITHIN TEN FEET OF METER
NJADRE1559501196 | Administratively Determined Incentive Program | Clifton | 7013 | 10.32 | Residential | Behind the Meter | Yes | PosiGen Developer, LLC | PSE&G |  | Accepted | 2025-04-22 | 2025-05-15 | 2026-05-15 | Solar Panels | JINKO EAGLE G6R | JKM430N-54HL4-B |  | 0.43 | 11 | 312 | 43 |  | Fixed | Roof
NJADRE1559501218 | Administratively Determined Incentive Program | LAUREL SPRINGS | 8021 | 11.34 | Residential | Behind the Meter | Yes | Sunrun Installation Services, Inc. | AC Electric |  | Accepted | 2025-04-22 | 2025-05-15 | 2026-05-15 | Inverters | SolarEdge Technologies | SE10000H-USMN | 10000 |  | 1 |  |  | 0.99 |  | Outdoor
NJADRE1559501218 | Administratively Determined Incentive Program | LAUREL SPRINGS | 8021 | 11.34 | Residential | Behind the Meter | Yes | Sunrun Installation Services, Inc. | AC Electric |  | Accepted | 2025-04-22 | 2025-05-15 | 2026-05-15 | Solar Panels | JA Solar | JAM54S31-405/MR |  | 0.405 | 12 | 343 | 23 |  | Fixed | Roof
NJADRE1559501218 | Administratively Determined Incentive Program | LAUREL SPRINGS | 8021 | 11.34 | Residential | Behind the Meter | Yes | Sunrun Installation Services, Inc. | AC Electric |  | Accepted | 2025-04-22 | 2025-05-15 | 2026-05-15 | Solar Panels | JA Solar | JAM54S31-405/MR |  | 0.405 | 2 | 163 | 21 |  | Fixed | Roof
NJADRE1559501218 | Administratively Determined Incentive Program | LAUREL SPRINGS | 8021 | 11.34 | Residential | Behind the Meter | Yes | Sunrun Installation Services, Inc. | AC Electric |  | Accepted | 2025-04-22 | 2025-05-15 | 2026-05-15 | Solar Panels | JA Solar | JAM54S31-405/MR |  | 0.405 | 2 | 343 | 22 |  | Fixed | Roof
NJADRE1559501218 | Administratively Determined Incentive Program | LAUREL SPRINGS | 8021 | 11.34 | Residential | Behind the Meter | Yes | Sunrun Installation Services, Inc. | AC Electric |  | Accepted | 2025-04-22 | 2025-05-15 | 2026-05-15 | Solar Panels | JA Solar | JAM54S31-405/MR |  | 0.405 | 12 | 163 | 23 |  | Fixed | Roof
NJADRE1559501218 | Administratively Determined Incentive Program | LAUREL SPRINGS | 8021 | 11.34 | Residential | Behind the Meter | Yes | Sunrun Installation Services, Inc. | AC Electric |  | Accepted | 2025-04-22 | 2025-05-15 | 2026-05-15 | Meters | SolarEdge Technologies | SE10000H-USMN | N/A |  | 1 |  |  |  | Yes | Outdoor
NJADRE1559501249 | Administratively Determined Incentive Program | Dunellen | 8812 | 7.31 | Residential | Behind the Meter | Yes | Pro Custom dba Momentum Solar | PSE&G |  | Accepted | 2025-04-22 | 2025-05-21 | 2026-05-21 | Solar Panels | HANWHA | Q.PEAK DUO BLK ML-G10+410 |  | 0.43 | 10 | 173 | 30 |  | Fixed | Roof
NJADRE1559501249 | Administratively Determined Incentive Program | Dunellen | 8812 | 7.31 | Residential | Behind the Meter | Yes | Pro Custom dba Momentum Solar | PSE&G |  | Accepted | 2025-04-22 | 2025-05-21 | 2026-05-21 | Inverters | ENPHASE | IQ8HC-72-M-DOM-US | 380 |  | 17 |  |  | 0.97 |  | Outdoor
NJADRE1559501249 | Administratively Determined Incentive Program | Dunellen | 8812 | 7.31 | Residential | Behind the Meter | Yes | Pro Custom dba Momentum Solar | PSE&G |  | Accepted | 2025-04-22 | 2025-05-21 | 2026-05-21 | Solar Panels | HANWHA | Q.PEAK DUO BLK ML-G10+410 |  | 0.43 | 7 | 354 | 5 |  | Fixed | Roof
NJADRE1559501289 | Administratively Determined Incentive Program | SOUTH BRUNSWICK TOWNSHIP | 8824 | 10.13 | Residential | Behind the Meter | Yes | Freedom Forever New Jersey, LLC | PSE&G |  | Accepted | 2025-04-22 | 2025-05-15 | 2026-05-15 | Solar Panels | JA Solar | JAM54S31-405/MR |  | 0.405 | 12 | 240 | 18 |  | Fixed | Roof
NJADRE1559501289 | Administratively Determined Incentive Program | SOUTH BRUNSWICK TOWNSHIP | 8824 | 10.13 | Residential | Behind the Meter | Yes | Freedom Forever New Jersey, LLC | PSE&G |  | Accepted | 2025-04-22 | 2025-05-15 | 2026-05-15 | Solar Panels | JA Solar | JAM54S31-405/MR |  | 0.405 | 10 | 60 | 18 |  | Fixed | Roof
NJADRE1559501289 | Administratively Determined Incentive Program | SOUTH BRUNSWICK TOWNSHIP | 8824 | 10.13 | Residential | Behind the Meter | Yes | Freedom Forever New Jersey, LLC | PSE&G |  | Accepted | 2025-04-22 | 2025-05-15 | 2026-05-15 | Inverters | Solar Edge | SE7600H-US | 5760 |  | 1 |  |  | 0.99 |  | Outside
NJADRE1559501289 | Administratively Determined Incentive Program | SOUTH BRUNSWICK TOWNSHIP | 8824 | 10.13 | Residential | Behind the Meter | Yes | Freedom Forever New Jersey, LLC | PSE&G |  | Accepted | 2025-04-22 | 2025-05-15 | 2026-05-15 | Solar Panels | JA Solar | JAM54S31-405/MR |  | 0.405 | 3 | 240 | 18 |  | Fixed | Roof
NJADRE1559501321 | Administratively Determined Incentive Program | LAKEWOOD | 8701 | 23.4 | Residential | Behind the Meter | No | Powerlutions, LLC | JCP&L |  | Accepted | 2025-04-22 | 2025-05-16 | 2026-05-16 | Solar Panels | CANADIAN | CS6.1-54TM-450H |  | 0.45 | 6 | 106 | 27 |  | Fixed | Roof
NJADRE1559501321 | Administratively Determined Incentive Program | LAKEWOOD | 8701 | 23.4 | Residential | Behind the Meter | No | Powerlutions, LLC | JCP&L |  | Accepted | 2025-04-22 | 2025-05-16 | 2026-05-16 | Solar Panels | CANADIAN | CS6.1-54TM-450H |  | 0.45 | 17 | 286 | 22 |  | Fixed | Roof
NJADRE1559501321 | Administratively Determined Incentive Program | LAKEWOOD | 8701 | 23.4 | Residential | Behind the Meter | No | Powerlutions, LLC | JCP&L |  | Accepted | 2025-04-22 | 2025-05-16 | 2026-05-16 | Solar Panels | CANADIAN | CS6.1-54TM-450H |  | 0.45 | 12 | 106 | 22 |  | Fixed | Roof
NJADRE1559501321 | Administratively Determined Incentive Program | LAKEWOOD | 8701 | 23.4 | Residential | Behind the Meter | No | Powerlutions, LLC | JCP&L |  | Accepted | 2025-04-22 | 2025-05-16 | 2026-05-16 | Inverters | Enphase | IQ8MC-72-M-US | 320 |  | 52 |  |  | 0.98 |  | Outdoor
NJADRE1559501321 | Administratively Determined Incentive Program | LAKEWOOD | 8701 | 23.4 | Residential | Behind the Meter | No | Powerlutions, LLC | JCP&L |  | Accepted | 2025-04-22 | 2025-05-16 | 2026-05-16 | Solar Panels | CANADIAN | CS6.1-54TM-450H |  | 0.45 | 8 | 286 | 27 |  | Fixed | Roof
NJADRE1559501321 | Administratively Determined Incentive Program | LAKEWOOD | 8701 | 23.4 | Residential | Behind the Meter | No | Powerlutions, LLC | JCP&L |  | Accepted | 2025-04-22 | 2025-05-16 | 2026-05-16 | Solar Panels | CANADIAN | CS6.1-54TM-450H |  | 0.45 | 4 | 106 | 28 |  | Fixed | Roof
NJADRE1559501321 | Administratively Determined Incentive Program | LAKEWOOD | 8701 | 23.4 | Residential | Behind the Meter | No | Powerlutions, LLC | JCP&L |  | Accepted | 2025-04-22 | 2025-05-16 | 2026-05-16 | Solar Panels | CANADIAN | CS6.1-54TM-450H |  | 0.45 | 4 | 286 | 28 |  | Fixed | Roof
NJADRE1559501321 | Administratively Determined Incentive Program | LAKEWOOD | 8701 | 23.4 | Residential | Behind the Meter | No | Powerlutions, LLC | JCP&L |  | Accepted | 2025-04-22 | 2025-05-16 | 2026-05-16 | Solar Panels | CANADIAN | CS6.1-54TM-450H |  | 0.45 | 1 | 196 | 31 |  | Fixed | Roof
NJADRE1559501351 | Administratively Determined Incentive Program | DUNELLEN | 8812 | 9.03 | Residential | Behind the Meter | Yes | Pro Custom Solar dba Momentum Solar | PSE&G |  | Accepted | 2025-04-22 | 2025-05-16 | 2026-05-16 | Solar Panels | HANWHA | Q.TRON BLK M-G2+ 430 |  | 0.43 | 5 | 353 | 18 |  | Fixed | Roof
NJADRE1559501351 | Administratively Determined Incentive Program | DUNELLEN | 8812 | 9.03 | Residential | Behind the Meter | Yes | Pro Custom Solar dba Momentum Solar | PSE&G |  | Accepted | 2025-04-22 | 2025-05-16 | 2026-05-16 | Solar Panels | HANWHA | Q.TRON BLK M-G2+ 430 |  | 0.43 | 9 | 354 | 5 |  | Fixed | Roof
NJADRE1559501351 | Administratively Determined Incentive Program | DUNELLEN | 8812 | 9.03 | Residential | Behind the Meter | Yes | Pro Custom Solar dba Momentum Solar | PSE&G |  | Accepted | 2025-04-22 | 2025-05-16 | 2026-05-16 | Solar Panels | HANWHA | Q.TRON BLK M-G2+ 430 |  | 0.43 | 7 | 173 | 18 |  | Fixed | Roof
NJADRE1559501351 | Administratively Determined Incentive Program | DUNELLEN | 8812 | 9.03 | Residential | Behind the Meter | Yes | Pro Custom Solar dba Momentum Solar | PSE&G |  | Accepted | 2025-04-22 | 2025-05-16 | 2026-05-16 | Inverters | ENPHASE | IQ8HC-72-M-DOM-US | 380 |  | 21 |  |  | 0.97 |  | Outdoor
NJADRE1559501355 | Administratively Determined Incentive Program | GALLOWAY | 8205 | 6.8 | Residential | Behind the Meter | Yes | Whitman Construction, LLC | AC Electric |  | Accepted | 2025-04-22 | 2025-05-16 | 2026-05-16 | Inverters | ENPHASE | IQ8PLUS-72-2-US | 290 |  | 16 |  |  | 0.975 |  | Outdoor
NJADRE1559501355 | Administratively Determined Incentive Program | GALLOWAY | 8205 | 6.8 | Residential | Behind the Meter | Yes | Whitman Construction, LLC | AC Electric |  | Accepted | 2025-04-22 | 2025-05-16 | 2026-05-16 | Solar Panels | Jinko Solar | JKM425N-54HL4-B |  | 0.425 | 7 | 11 | 30 |  | Fixed | Roof
NJADRE1559501355 | Administratively Determined Incentive Program | GALLOWAY | 8205 | 6.8 | Residential | Behind the Meter | Yes | Whitman Construction, LLC | AC Electric |  | Accepted | 2025-04-22 | 2025-05-16 | 2026-05-16 | Solar Panels | Jinko Solar | JKM425N-54HL4-B |  | 0.425 | 9 | 191 | 30 |  | Fixed | Roof
NJADRE1559501404 | Administratively Determined Incentive Program | Milford | 8848 | 7.15 | Commercial | Behind the Meter | No | Spectacular Solar, Inc. | JCP&L |  | Accepted | 2025-04-22 | 2025-05-21 | 2026-05-21 | Inverters | Sol Ark | 8k-48-st | 8000 |  | 1 |  |  | 0.95 |  | Outside
NJADRE1559501404 | Administratively Determined Incentive Program | Milford | 8848 | 7.15 | Commercial | Behind the Meter | No | Spectacular Solar, Inc. | JCP&L |  | Accepted | 2025-04-22 | 2025-05-21 | 2026-05-21 | Solar Panels | JinkoSolar | JKM550N-72HL4-BDV |  | 0.55 | 13 | 167 | 30 |  | Fixed | Roof
NJADRE1559501420 | Administratively Determined Incentive Program | Milford | 8848 | 8.8 | Commercial | Behind the Meter | No | Spectacular Solar, Inc. | JCP&L |  | Accepted | 2025-04-22 | 2025-05-21 | 2026-05-21 | Solar Panels | JinkoSolar | JKM550N-72HL4-BDV |  | 0.55 | 16 | 167 | 30 |  | Fixed | Roof
NJADRE1559501420 | Administratively Determined Incentive Program | Milford | 8848 | 8.8 | Commercial | Behind the Meter | No | Spectacular Solar, Inc. | JCP&L |  | Accepted | 2025-04-22 | 2025-05-21 | 2026-05-21 | Inverters | Sol Ark | 8K-48-ST | 8000 |  | 1 |  |  | 0.95 |  | Indoor
NJADRE1559501421 | Administratively Determined Incentive Program | Lakewood | 8701 | 16.58 | Residential | Behind the Meter | Yes | SunPurity, LLC | JCP&L |  | Accepted | 2025-04-24 | 2025-05-20 | 2026-05-20 | Solar Panels | Jinko | JKM425N-54HL4-B (425W) |  | 0.425 | 14 | 187 | 7 |  | Fixed | Roof
NJADRE1559501421 | Administratively Determined Incentive Program | Lakewood | 8701 | 16.58 | Residential | Behind the Meter | Yes | SunPurity, LLC | JCP&L |  | Accepted | 2025-04-24 | 2025-05-20 | 2026-05-20 | Solar Panels | Jinko | JKM425N-54HL4-B (425W) |  | 0.425 | 6 | 7 | 30 |  | Fixed | Roof
NJADRE1559501421 | Administratively Determined Incentive Program | Lakewood | 8701 | 16.58 | Residential | Behind the Meter | Yes | SunPurity, LLC | JCP&L |  | Accepted | 2025-04-24 | 2025-05-20 | 2026-05-20 | Inverters | SolarEdge | SE11400H-US | 11400 |  | 1 |  |  | 0.99 |  | Outdoor
NJADRE1559501421 | Administratively Determined Incentive Program | Lakewood | 8701 | 16.58 | Residential | Behind the Meter | Yes | SunPurity, LLC | JCP&L |  | Accepted | 2025-04-24 | 2025-05-20 | 2026-05-20 | Solar Panels | Jinko | JKM425N-54HL4-B (425W) |  | 0.425 | 2 | 277 | 36 |  | Fixed | Roof
NJADRE1559501421 | Administratively Determined Incentive Program | Lakewood | 8701 | 16.58 | Residential | Behind the Meter | Yes | SunPurity, LLC | JCP&L |  | Accepted | 2025-04-24 | 2025-05-20 | 2026-05-20 | Solar Panels | Jinko | JKM425N-54HL4-B (425W) |  | 0.425 | 11 | 187 | 30 |  | Fixed | Roof
NJADRE1559501421 | Administratively Determined Incentive Program | Lakewood | 8701 | 16.58 | Residential | Behind the Meter | Yes | SunPurity, LLC | JCP&L |  | Accepted | 2025-04-24 | 2025-05-20 | 2026-05-20 | Solar Panels | Jinko | JKM425N-54HL4-B (425W) |  | 0.425 | 6 | 7 | 30 |  | Fixed | Roof
NJADRE1559501424 | Administratively Determined Incentive Program | Milford | 8848 | 18.7 | Commercial | Behind the Meter | No | Spectacular Solar, Inc. | JCP&L |  | Accepted | 2025-04-22 | 2025-05-21 | 2026-05-21 | Inverters | Sol Ark | Limitless 15k-LV | 15000 |  | 1 |  |  | 0.95 |  | Indoor
NJADRE1559501424 | Administratively Determined Incentive Program | Milford | 8848 | 18.7 | Commercial | Behind the Meter | No | Spectacular Solar, Inc. | JCP&L |  | Accepted | 2025-04-22 | 2025-05-21 | 2026-05-21 | Solar Panels | JinkoSolar | JKM550N-72HL4-BDV |  | 0.55 | 34 | 167 | 30 |  | Fixed | Ground
NJADRE1559501431 | Administratively Determined Incentive Program | Eastampton | 8060 | 2.87 | Residential | Behind the Meter | No | Trinity Solar, LLC | PSE&G |  | Accepted | 2025-04-22 | 2025-05-19 | 2026-05-19 | Inverters | Solar Edge | SE3000H-US | 3000 |  | 1 |  |  | 0.97 |  | Outside
NJADRE1559501431 | Administratively Determined Incentive Program | Eastampton | 8060 | 2.87 | Residential | Behind the Meter | No | Trinity Solar, LLC | PSE&G |  | Accepted | 2025-04-22 | 2025-05-19 | 2026-05-19 | Solar Panels | HANWHA | Q.PEAK DUO BLK ML-G10+ 410 |  | 0.41 | 7 | 210 | 20 |  | Fixed | Roof
NJADRE1559501442 | Administratively Determined Incentive Program | Hazlet | 7730 | 10.53 | Residential | Behind the Meter | Yes | Freedom Forever New Jersey, LLC | JCP&L |  | Accepted | 2025-04-22 | 2025-05-16 | 2026-05-16 | Inverters | Solar Edge | SE7600H-US | 7600 |  | 1 |  |  | 0.99 |  | Outdoor
NJADRE1559501442 | Administratively Determined Incentive Program | Hazlet | 7730 | 10.53 | Residential | Behind the Meter | Yes | Freedom Forever New Jersey, LLC | JCP&L |  | Accepted | 2025-04-22 | 2025-05-16 | 2026-05-16 | Solar Panels | JA Solar | JAM54S31-405/MR |  | 0.405 | 19 | 78 | 17 |  | Fixed | Roof
NJADRE1559501442 | Administratively Determined Incentive Program | Hazlet | 7730 | 10.53 | Residential | Behind the Meter | Yes | Freedom Forever New Jersey, LLC | JCP&L |  | Accepted | 2025-04-22 | 2025-05-16 | 2026-05-16 | Solar Panels | JA Solar | JAM54S31-405/MR |  | 0.405 | 4 | 258 | 34 |  | Fixed | Roof
NJADRE1559501442 | Administratively Determined Incentive Program | Hazlet | 7730 | 10.53 | Residential | Behind the Meter | Yes | Freedom Forever New Jersey, LLC | JCP&L |  | Accepted | 2025-04-22 | 2025-05-16 | 2026-05-16 | Solar Panels | JA Solar | JAM54S31-405/MR |  | 0.405 | 3 | 78 | 34 |  | Fixed | Roof
NJADRE1559501470 | Administratively Determined Incentive Program | Cherry Hill | 8003 | 15.3 | Residential | Behind the Meter | No | Powur, PBC | PSE&G |  | Accepted | 2025-04-22 | 2025-05-22 | 2026-05-22 | Solar Panels | Jinko Solar | JKM425N-54HL4-B |  | 0.425 | 7 | 32 | 27 |  | Fixed | Roof
NJADRE1559501470 | Administratively Determined Incentive Program | Cherry Hill | 8003 | 15.3 | Residential | Behind the Meter | No | Powur, PBC | PSE&G |  | Accepted | 2025-04-22 | 2025-05-22 | 2026-05-22 | Solar Panels | Jinko Solar | JKM425N-54HL4-B |  | 0.425 | 7 | 32 | 27 |  | Fixed | Roof
NJADRE1559501470 | Administratively Determined Incentive Program | Cherry Hill | 8003 | 15.3 | Residential | Behind the Meter | No | Powur, PBC | PSE&G |  | Accepted | 2025-04-22 | 2025-05-22 | 2026-05-22 | Solar Panels | Jinko Solar | JKM425N-54HL4-B |  | 0.425 | 22 | 212 | 27 |  | Fixed | Roof
NJADRE1559501526 | Administratively Determined Incentive Program | GREEN BROOK TOWNSHIP | 8812 | 22.185 | Residential | Behind the Meter | No | Sea Bright Solar, LLC | AC Electric |  | Accepted | 2025-04-22 | 2025-05-16 | 2026-05-16 | Solar Panels | Q Cell | Q.TRON BLK M-G2+ 435 |  | 0.435 | 9 | 99 | 45 |  | Fixed | Roof
NJADRE1559501526 | Administratively Determined Incentive Program | GREEN BROOK TOWNSHIP | 8812 | 22.185 | Residential | Behind the Meter | No | Sea Bright Solar, LLC | AC Electric |  | Accepted | 2025-04-22 | 2025-05-16 | 2026-05-16 | Solar Panels | Q Cell | Q.TRON BLK M-G2+ 435 |  | 0.435 | 5 | 99 | 45 |  | Fixed | Roof
NJADRE1559501526 | Administratively Determined Incentive Program | GREEN BROOK TOWNSHIP | 8812 | 22.185 | Residential | Behind the Meter | No | Sea Bright Solar, LLC | AC Electric |  | Accepted | 2025-04-22 | 2025-05-16 | 2026-05-16 | Solar Panels | Q Cell | Q.TRON BLK M-G2+ 435 |  | 0.435 | 3 | 99 | 45 |  | Fixed | Roof
NJADRE1559501526 | Administratively Determined Incentive Program | GREEN BROOK TOWNSHIP | 8812 | 22.185 | Residential | Behind the Meter | No | Sea Bright Solar, LLC | AC Electric |  | Accepted | 2025-04-22 | 2025-05-16 | 2026-05-16 | Solar Panels | Q Cell | Q.TRON BLK M-G2+ 435 |  | 0.435 | 6 | 279 | 45 |  | Fixed | Roof
NJADRE1559501526 | Administratively Determined Incentive Program | GREEN BROOK TOWNSHIP | 8812 | 22.185 | Residential | Behind the Meter | No | Sea Bright Solar, LLC | AC Electric |  | Accepted | 2025-04-22 | 2025-05-16 | 2026-05-16 | Inverters | Enphase | IQ8AC-72-M-US | 349 |  | 51 |  |  | 0.97 |  | Outdoor
NJADRE1559501526 | Administratively Determined Incentive Program | GREEN BROOK TOWNSHIP | 8812 | 22.185 | Residential | Behind the Meter | No | Sea Bright Solar, LLC | AC Electric |  | Accepted | 2025-04-22 | 2025-05-16 | 2026-05-16 | Solar Panels | Q Cell | Q.TRON BLK M-G2+ 435 |  | 0.435 | 15 | 189 | 45 |  | Fixed | Roof
NJADRE1559501526 | Administratively Determined Incentive Program | GREEN BROOK TOWNSHIP | 8812 | 22.185 | Residential | Behind the Meter | No | Sea Bright Solar, LLC | AC Electric |  | Accepted | 2025-04-22 | 2025-05-16 | 2026-05-16 | Solar Panels | Q Cell | Q.TRON BLK M-G2+ 435 |  | 0.435 | 6 | 189 | 45 |  | Fixed | Roof
NJADRE1559501526 | Administratively Determined Incentive Program | GREEN BROOK TOWNSHIP | 8812 | 22.185 | Residential | Behind the Meter | No | Sea Bright Solar, LLC | AC Electric |  | Accepted | 2025-04-22 | 2025-05-16 | 2026-05-16 | Solar Panels | Q Cell | Q.TRON BLK M-G2+ 435 |  | 0.435 | 7 | 99 | 45 |  | Fixed | Roof
NJADRE1559501526 | Administratively Determined Incentive Program | GREEN BROOK TOWNSHIP | 8812 | 22.185 | Residential | Behind the Meter | No | Sea Bright Solar, LLC | AC Electric |  | Accepted | 2025-04-22 | 2025-05-16 | 2026-05-16 | Meters | Enphase | IQ Envoy |  |  | 1 |  |  |  | Yes | Outdoor
NJADRE1559501904 | Administratively Determined Incentive Program | SOMERSET | 8873 | 20.4 | Residential | Behind the Meter | No | Advanced Solar & Energy Solutions, LLC | PSE&G |  | Accepted | 2025-04-23 | 2025-06-05 | 2026-06-05 | Inverters | enphase | iq8plus-72-m-us | 325 |  | 51 |  |  | 0.97 |  | Outdoor | on each panel
NJADRE1559501904 | Administratively Determined Incentive Program | SOMERSET | 8873 | 20.4 | Residential | Behind the Meter | No | Advanced Solar & Energy Solutions, LLC | PSE&G |  | Accepted | 2025-04-23 | 2025-06-05 | 2026-06-05 | Solar Panels | axitec | ac-400mbt/108v |  | 0.4 | 3 | 210 | 26 |  | Fixed | Roof
NJADRE1559501904 | Administratively Determined Incentive Program | SOMERSET | 8873 | 20.4 | Residential | Behind the Meter | No | Advanced Solar & Energy Solutions, LLC | PSE&G |  | Accepted | 2025-04-23 | 2025-06-05 | 2026-06-05 | Solar Panels | axitec | ac-400mbt/108v |  | 0.4 | 25 | 30 | 27 |  | Fixed | Roof
NJADRE1559501904 | Administratively Determined Incentive Program | SOMERSET | 8873 | 20.4 | Residential | Behind the Meter | No | Advanced Solar & Energy Solutions, LLC | PSE&G |  | Accepted | 2025-04-23 | 2025-06-05 | 2026-06-05 | Solar Panels | axitec | ac-400mbt/108v |  | 0.4 | 17 | 210 | 27 |  | Fixed | Roof
NJADRE1559501904 | Administratively Determined Incentive Program | SOMERSET | 8873 | 20.4 | Residential | Behind the Meter | No | Advanced Solar & Energy Solutions, LLC | PSE&G |  | Accepted | 2025-04-23 | 2025-06-05 | 2026-06-05 | Solar Panels | axitec | ac-400mbt/108v |  | 0.4 | 6 | 210 | 27 |  | Fixed | Roof
NJADRE1559501906 | Administratively Determined Incentive Program | FARMINGDALE | 7727 | 14.28 | Residential | Behind the Meter | No | NJ Solar Power, LLC | JCP&L |  | Accepted | 2025-04-23 | 2025-05-16 | 2026-05-16 | Inverters | SolarEdge | SE7600H-US | 7600 |  | 1 |  |  | 0.99 |  | Outdoor
NJADRE1559501906 | Administratively Determined Incentive Program | FARMINGDALE | 7727 | 14.28 | Residential | Behind the Meter | No | NJ Solar Power, LLC | JCP&L |  | Accepted | 2025-04-23 | 2025-05-16 | 2026-05-16 | Solar Panels | Panasonic | Panasonic Evervolt EVPV 420 |  | 0.42 | 30 | 156 | 34 |  | Fixed | Roof | Roof 2
NJADRE1559501906 | Administratively Determined Incentive Program | FARMINGDALE | 7727 | 14.28 | Residential | Behind the Meter | No | NJ Solar Power, LLC | JCP&L |  | Accepted | 2025-04-23 | 2025-05-16 | 2026-05-16 | Solar Panels | Panasonic | Panasonic Evervolt EVPV 420 |  | 0.42 | 4 | 246 | 45 |  | Fixed | Roof | Roof 1
NJADRE1559501906 | Administratively Determined Incentive Program | FARMINGDALE | 7727 | 14.28 | Residential | Behind the Meter | No | NJ Solar Power, LLC | JCP&L |  | Accepted | 2025-04-23 | 2025-05-16 | 2026-05-16 | Inverters | SolarEdge | SE5700H-US | 5700 |  | 1 |  |  | 0.99 |  | Outdoor
NJADRE1559501907 | Administratively Determined Incentive Program | SKILLMAN | 8558 | 7.79 | Residential | Behind the Meter | No | Tesla Energy Operations, Inc. | PSE&G |  | Accepted | 2025-04-22 | 2025-05-16 | 2026-05-16 | Solar Panels | Hanwha | Q Cells Q.PEAK DUO BLK ML-G10.a+/TS 410 |  | 0.41 | 9 | 260 | 34 |  | Fixed | Roof
NJADRE1559501907 | Administratively Determined Incentive Program | SKILLMAN | 8558 | 7.79 | Residential | Behind the Meter | No | Tesla Energy Operations, Inc. | PSE&G |  | Accepted | 2025-04-22 | 2025-05-16 | 2026-05-16 | Inverters | Tesla | 1538000-XX-Y | 7600 |  | 1 |  |  | 0.98 |  | Outside
NJADRE1559501907 | Administratively Determined Incentive Program | SKILLMAN | 8558 | 7.79 | Residential | Behind the Meter | No | Tesla Energy Operations, Inc. | PSE&G |  | Accepted | 2025-04-22 | 2025-05-16 | 2026-05-16 | Solar Panels | Hanwha | Q Cells Q.PEAK DUO BLK ML-G10.a+/TS 410 |  | 0.41 | 5 | 170 | 31 |  | Fixed | Roof
NJADRE1559501907 | Administratively Determined Incentive Program | SKILLMAN | 8558 | 7.79 | Residential | Behind the Meter | No | Tesla Energy Operations, Inc. | PSE&G |  | Accepted | 2025-04-22 | 2025-05-16 | 2026-05-16 | Solar Panels | Hanwha | Q Cells Q.PEAK DUO BLK ML-G10.a+/TS 410 |  | 0.41 | 2 | 80 | 34 |  | Fixed | Roof
NJADRE1559501907 | Administratively Determined Incentive Program | SKILLMAN | 8558 | 7.79 | Residential | Behind the Meter | No | Tesla Energy Operations, Inc. | PSE&G |  | Accepted | 2025-04-22 | 2025-05-16 | 2026-05-16 | Solar Panels | Hanwha | Q Cells Q.PEAK DUO BLK ML-G10.a+/TS 410 |  | 0.41 | 3 | 80 | 34 |  | Fixed | Roof
NJADRE1559501916 | Administratively Determined Incentive Program | ERIAL | 8081 | 15.3 | Residential | Behind the Meter | Yes | Integrity Solar & Home Solutions, LLC | AC Electric |  | Accepted | 2025-04-22 | 2025-05-16 | 2026-05-16 | Solar Panels | JINKO | JKM425N-54HL4-B |  | 0.425 | 7 | 5 | 25 |  | Fixed | Roof
NJADRE1559501916 | Administratively Determined Incentive Program | ERIAL | 8081 | 15.3 | Residential | Behind the Meter | Yes | Integrity Solar & Home Solutions, LLC | AC Electric |  | Accepted | 2025-04-22 | 2025-05-16 | 2026-05-16 | Solar Panels | JINKO | JKM425N-54HL4-B |  | 0.425 | 2 | 95 | 33 |  | Fixed | Roof
NJADRE1559501916 | Administratively Determined Incentive Program | ERIAL | 8081 | 15.3 | Residential | Behind the Meter | Yes | Integrity Solar & Home Solutions, LLC | AC Electric |  | Accepted | 2025-04-22 | 2025-05-16 | 2026-05-16 | Solar Panels | JINKO | JKM425N-54HL4-B |  | 0.425 | 4 | 275 | 35 |  | Fixed | Roof
NJADRE1559501916 | Administratively Determined Incentive Program | ERIAL | 8081 | 15.3 | Residential | Behind the Meter | Yes | Integrity Solar & Home Solutions, LLC | AC Electric |  | Accepted | 2025-04-22 | 2025-05-16 | 2026-05-16 | Solar Panels | JINKO | JKM425N-54HL4-B |  | 0.425 | 7 | 185 | 25 |  | Fixed | Roof
NJADRE1559501916 | Administratively Determined Incentive Program | ERIAL | 8081 | 15.3 | Residential | Behind the Meter | Yes | Integrity Solar & Home Solutions, LLC | AC Electric |  | Accepted | 2025-04-22 | 2025-05-16 | 2026-05-16 | Solar Panels | JINKO | JKM425N-54HL4-B |  | 0.425 | 2 | 185 | 19 |  | Fixed | Roof
NJADRE1559501916 | Administratively Determined Incentive Program | ERIAL | 8081 | 15.3 | Residential | Behind the Meter | Yes | Integrity Solar & Home Solutions, LLC | AC Electric |  | Accepted | 2025-04-22 | 2025-05-16 | 2026-05-16 | Inverters | ENPHASE | IQ8+ | 290 |  | 36 |  |  | 0.98 |  | Other | UNDER EACH PANEL
NJADRE1559501916 | Administratively Determined Incentive Program | ERIAL | 8081 | 15.3 | Residential | Behind the Meter | Yes | Integrity Solar & Home Solutions, LLC | AC Electric |  | Accepted | 2025-04-22 | 2025-05-16 | 2026-05-16 | Solar Panels | JINKO | JKM425N-54HL4-B |  | 0.425 | 14 | 95 | 35 |  | Fixed | Roof
NJADRE1559502110 | Administratively Determined Incentive Program | BAYONNE | 7002 | 5.67 | Residential | Behind the Meter | No | Power Home Remodeling Group | PSE&G |  | Accepted | 2025-04-22 | 2025-05-16 | 2026-05-16 | Meters | SolarEdge | Revenue Grade Data Ansi C12.20 |  |  | 1 |  |  |  | Yes | Outdoor
NJADRE1559502110 | Administratively Determined Incentive Program | BAYONNE | 7002 | 5.67 | Residential | Behind the Meter | No | Power Home Remodeling Group | PSE&G |  | Accepted | 2025-04-22 | 2025-05-16 | 2026-05-16 | Inverters | SolarEdge | SE3800H-US | 3800 |  | 1 |  |  | 0.99 |  | Outside
NJADRE1559502110 | Administratively Determined Incentive Program | BAYONNE | 7002 | 5.67 | Residential | Behind the Meter | No | Power Home Remodeling Group | PSE&G |  | Accepted | 2025-04-22 | 2025-05-16 | 2026-05-16 | Solar Panels | JA Solar | JAM54S31 405/MR |  | 0.405 | 14 | 303 | 23 |  | Fixed | Roof
NJADRE1559502151 | Administratively Determined Incentive Program | Brick | 8723 | 7.38 | Residential | Behind the Meter | Yes | Trinity Solar, LLC | JCP&L |  | Accepted | 2025-04-22 | 2025-05-16 | 2026-05-16 | Solar Panels | HANWHA | Q.PEAK DUO BLK ML-G10+ 410 |  | 0.41 | 9 | 181 | 23 |  | Fixed | Roof
NJADRE1559502151 | Administratively Determined Incentive Program | Brick | 8723 | 7.38 | Residential | Behind the Meter | Yes | Trinity Solar, LLC | JCP&L |  | Accepted | 2025-04-22 | 2025-05-16 | 2026-05-16 | Inverters | Solar Edge | SE6000H-US | 6000 |  | 1 |  |  | 0.97 |  | Outside
NJADRE1559502151 | Administratively Determined Incentive Program | Brick | 8723 | 7.38 | Residential | Behind the Meter | Yes | Trinity Solar, LLC | JCP&L |  | Accepted | 2025-04-22 | 2025-05-16 | 2026-05-16 | Solar Panels | HANWHA | Q.PEAK DUO BLK ML-G10+ 410 |  | 0.41 | 9 | 181 | 23 |  | Fixed | Roof
NJADRE1559502381 | Administratively Determined Incentive Program | PARLIN | 8859 | 6.48 | Residential | Behind the Meter | No | Power Home Remodeling Group | JCP&L |  | Accepted | 2025-04-22 | 2025-05-16 | 2026-05-16 | Solar Panels | JA Solar | JAM54S31 405/MR |  | 0.405 | 16 | 125 | 18 |  | Fixed | Roof
NJADRE1559502381 | Administratively Determined Incentive Program | PARLIN | 8859 | 6.48 | Residential | Behind the Meter | No | Power Home Remodeling Group | JCP&L |  | Accepted | 2025-04-22 | 2025-05-16 | 2026-05-16 | Inverters | SolarEdge | SE5700H-US | 5760 |  | 1 |  |  | 0.99 |  | Outdoor
NJADRE1559502381 | Administratively Determined Incentive Program | PARLIN | 8859 | 6.48 | Residential | Behind the Meter | No | Power Home Remodeling Group | JCP&L |  | Accepted | 2025-04-22 | 2025-05-16 | 2026-05-16 | Meters | SolarEdge | Revenue Grade Data Ansi C12.20 |  |  | 1 |  |  |  | Yes | Outdoor
NJADRE1559502409 | Administratively Determined Incentive Program | Orange | 7050 | 4.86 | Residential | Behind the Meter | Yes | Freedom Forever New Jersey, LLC | PSE&G |  | Accepted | 2025-04-22 | 2025-05-20 | 2026-05-20 | Solar Panels | JA Solar | JAM54S31-405/MR |  | 0.405 | 4 | 30 | 20 |  | Fixed | Roof
NJADRE1559502409 | Administratively Determined Incentive Program | Orange | 7050 | 4.86 | Residential | Behind the Meter | Yes | Freedom Forever New Jersey, LLC | PSE&G |  | Accepted | 2025-04-22 | 2025-05-20 | 2026-05-20 | Solar Panels | JA Solar | JAM54S31-405/MR |  | 0.405 | 8 | 30 | 37 |  | Fixed | Roof
NJADRE1559502409 | Administratively Determined Incentive Program | Orange | 7050 | 4.86 | Residential | Behind the Meter | Yes | Freedom Forever New Jersey, LLC | PSE&G |  | Accepted | 2025-04-22 | 2025-05-20 | 2026-05-20 | Inverters | Solar Edge | SE3800H-US | 3800 |  | 1 |  |  | 0.99 |  | Outside
NJADRE1559502413 | Administratively Determined Incentive Program | LINCOLN PARK | 7035 | 10.32 | Residential | Behind the Meter | Yes | Pro Custom Solar dba Momentum Solar | JCP&L |  | Accepted | 2025-04-22 | 2025-05-21 | 2026-05-21 | Solar Panels | HANWHA | Q.PEAK DUO BLK ML-G10+410 |  | 0.43 | 13 | 179 | 40 |  | Fixed | Roof
NJADRE1559502413 | Administratively Determined Incentive Program | LINCOLN PARK | 7035 | 10.32 | Residential | Behind the Meter | Yes | Pro Custom Solar dba Momentum Solar | JCP&L |  | Accepted | 2025-04-22 | 2025-05-21 | 2026-05-21 | Solar Panels | HANWHA | Q.PEAK DUO BLK ML-G10+410 |  | 0.43 | 11 | 359 | 5 |  | Fixed | Roof
NJADRE1559502413 | Administratively Determined Incentive Program | LINCOLN PARK | 7035 | 10.32 | Residential | Behind the Meter | Yes | Pro Custom Solar dba Momentum Solar | JCP&L |  | Accepted | 2025-04-22 | 2025-05-21 | 2026-05-21 | Inverters | ENPHASE | IQ8HC-72-M-DOM-US | 380 |  | 24 |  |  | 0.97 |  | Outdoor
NJADRE1559502429 | Administratively Determined Incentive Program | RARITAN | 8869 | 5.27 | Residential | Behind the Meter | No | Power Home Remodeling Group | PSE&G |  | Accepted | 2025-04-22 | 2025-05-16 | 2026-05-16 | Inverters | SolarEdge | SE3800H-US | 3800 |  | 1 |  |  | 0.99 |  | Outdoor
NJADRE1559502429 | Administratively Determined Incentive Program | RARITAN | 8869 | 5.27 | Residential | Behind the Meter | No | Power Home Remodeling Group | PSE&G |  | Accepted | 2025-04-22 | 2025-05-16 | 2026-05-16 | Solar Panels | JA Solar | JAM54S31 405/MR |  | 0.405 | 3 | 248 | 31 |  | Fixed | Roof
NJADRE1559502429 | Administratively Determined Incentive Program | RARITAN | 8869 | 5.27 | Residential | Behind the Meter | No | Power Home Remodeling Group | PSE&G |  | Accepted | 2025-04-22 | 2025-05-16 | 2026-05-16 | Solar Panels | JA Solar | JAM54S31 405/MR |  | 0.405 | 2 | 68 | 30 |  | Fixed | Roof
NJADRE1559502429 | Administratively Determined Incentive Program | RARITAN | 8869 | 5.27 | Residential | Behind the Meter | No | Power Home Remodeling Group | PSE&G |  | Accepted | 2025-04-22 | 2025-05-16 | 2026-05-16 | Meters | SolarEdge | Revenue Grade Data Ansi C12.20 |  |  | 1 |  |  |  | Yes | Outdoor
NJADRE1559502429 | Administratively Determined Incentive Program | RARITAN | 8869 | 5.27 | Residential | Behind the Meter | No | Power Home Remodeling Group | PSE&G |  | Accepted | 2025-04-22 | 2025-05-16 | 2026-05-16 | Solar Panels | JA Solar | JAM54S31 405/MR |  | 0.405 | 8 | 68 | 30 |  | Fixed | Roof
NJADRE1559502508 | Administratively Determined Incentive Program | NORTH BRUNSWICK | 8902 | 9.46 | Residential | Behind the Meter | Yes | Pro Custom Solar dba Momentum Solar | PSE&G |  | Accepted | 2025-04-22 | 2025-05-19 | 2026-05-19 | Solar Panels | HANWHA | Q.Tron BLK M-G2+ 430 |  | 0.43 | 3 | 358 | 12 |  | Fixed | Roof
NJADRE1559502508 | Administratively Determined Incentive Program | NORTH BRUNSWICK | 8902 | 9.46 | Residential | Behind the Meter | Yes | Pro Custom Solar dba Momentum Solar | PSE&G |  | Accepted | 2025-04-22 | 2025-05-19 | 2026-05-19 | Solar Panels | HANWHA | Q.Tron BLK M-G2+ 430 |  | 0.43 | 6 | 358 | 15 |  | Fixed | Roof
NJADRE1559502508 | Administratively Determined Incentive Program | NORTH BRUNSWICK | 8902 | 9.46 | Residential | Behind the Meter | Yes | Pro Custom Solar dba Momentum Solar | PSE&G |  | Accepted | 2025-04-22 | 2025-05-19 | 2026-05-19 | Solar Panels | HANWHA | Q.Tron BLK M-G2+ 430 |  | 0.43 | 5 | 358 | 40 |  | Fixed | Roof
NJADRE1559502508 | Administratively Determined Incentive Program | NORTH BRUNSWICK | 8902 | 9.46 | Residential | Behind the Meter | Yes | Pro Custom Solar dba Momentum Solar | PSE&G |  | Accepted | 2025-04-22 | 2025-05-19 | 2026-05-19 | Inverters | ENPHASE | IQ8HC-72-M-DOM-US | 380 |  | 22 |  |  | 0.97 |  | Outdoor
NJADRE1559502508 | Administratively Determined Incentive Program | NORTH BRUNSWICK | 8902 | 9.46 | Residential | Behind the Meter | Yes | Pro Custom Solar dba Momentum Solar | PSE&G |  | Accepted | 2025-04-22 | 2025-05-19 | 2026-05-19 | Solar Panels | HANWHA | Q.Tron BLK M-G2+ 430 |  | 0.43 | 8 | 178 | 40 |  | Fixed | Roof
NJADRE1559504985 | Administratively Determined Incentive Program | PENNSAUKEN | 8110 | 5.53 | Residential | Behind the Meter | Yes | Whitman Construction, LLC | PSE&G |  | Accepted | 2025-04-23 | 2025-05-19 | 2026-05-19 | Solar Panels | Jinko Solar | JKM425N-54HL4-B |  | 0.425 | 13 | 150 | 27 |  | Fixed | Roof
NJADRE1559504985 | Administratively Determined Incentive Program | PENNSAUKEN | 8110 | 5.53 | Residential | Behind the Meter | Yes | Whitman Construction, LLC | PSE&G |  | Accepted | 2025-04-23 | 2025-05-19 | 2026-05-19 | Inverters | ENPHASE | IQ8PLUS-72-2-US | 290 |  | 13 |  |  | 0.975 |  | Outdoor
NJADRE1559504999 | Administratively Determined Incentive Program | NATIONAL PARK | 8063 | 7.23 | Residential | Behind the Meter | Yes | Whitman Construction, LLC | PSE&G |  | Accepted | 2025-04-23 | 2025-05-16 | 2026-05-16 | Solar Panels | Jinko Solar | JKM425N-54HL4-B |  | 0.425 | 17 | 205 | 37 |  | Fixed | Roof
NJADRE1559504999 | Administratively Determined Incentive Program | NATIONAL PARK | 8063 | 7.23 | Residential | Behind the Meter | Yes | Whitman Construction, LLC | PSE&G |  | Accepted | 2025-04-23 | 2025-05-16 | 2026-05-16 | Inverters | ENPHASE | IQ8PLUS-72-2-US | 290 |  | 17 |  |  | 0.975 |  | Outdoor
NJADRE1559505018 | Administratively Determined Incentive Program | LAUREL SPRINGS | 8021 | 6.09 | Residential | Behind the Meter | Yes | SunnyMac, LLC | AC Electric |  | Accepted | 2025-04-23 | 2025-05-16 | 2026-05-16 | Solar Panels | HANWHA | Q.TRON BLK M-G2+ 435W |  | 0.435 | 10 | 207 | 19 |  | Fixed | Roof
NJADRE1559505018 | Administratively Determined Incentive Program | LAUREL SPRINGS | 8021 | 6.09 | Residential | Behind the Meter | Yes | SunnyMac, LLC | AC Electric |  | Accepted | 2025-04-23 | 2025-05-16 | 2026-05-16 | Solar Panels | HANWHA | Q.TRON BLK M-G2+ 435W |  | 0.435 | 4 | 207 | 15 |  | Fixed | Roof
NJADRE1559505018 | Administratively Determined Incentive Program | LAUREL SPRINGS | 8021 | 6.09 | Residential | Behind the Meter | Yes | SunnyMac, LLC | AC Electric |  | Accepted | 2025-04-23 | 2025-05-16 | 2026-05-16 | Inverters | SOLAREDGE HOME HUB | SE5700H-US | 5760 |  | 1 |  |  | 0.99 |  | Outdoor | next to meter
NJADRE1559505020 | Administratively Determined Incentive Program | PENNSAUKEN | 8109 | 7.23 | Residential | Behind the Meter | Yes | Whitman Construction, LLC | PSE&G |  | Accepted | 2025-04-23 | 2025-05-20 | 2026-05-20 | Solar Panels | Jinko Solar | JKM425N-54HL4-B |  | 0.425 | 17 | 214 | 20 |  | Fixed | Roof
NJADRE1559505020 | Administratively Determined Incentive Program | PENNSAUKEN | 8109 | 7.23 | Residential | Behind the Meter | Yes | Whitman Construction, LLC | PSE&G |  | Accepted | 2025-04-23 | 2025-05-20 | 2026-05-20 | Inverters | ENPHASE | IQ8PLUS-72-2-US | 290 |  | 17 |  |  | 0.975 |  | Outdoor
NJADRE1559505026 | Administratively Determined Incentive Program | Flemington | 8822 | 6.15 | Residential | Behind the Meter | Yes | Sunrun Installation Services, Inc. | JCP&L |  | Accepted | 2025-04-23 | 2025-05-20 | 2026-05-20 | Inverters | Growatt New Energy Technology Co Ltd | MIN 6000TL-XH-US | 6000 |  | 1 |  |  | 0.98 |  | Outdoor
NJADRE1559505026 | Administratively Determined Incentive Program | Flemington | 8822 | 6.15 | Residential | Behind the Meter | Yes | Sunrun Installation Services, Inc. | JCP&L |  | Accepted | 2025-04-23 | 2025-05-20 | 2026-05-20 | Solar Panels | Hanwha Q Cells | Q.PEAK DUO BLK ML-G10+ 410 |  | 0.41 | 15 | 264 | 13 |  | Fixed | Roof
NJADRE1559505027 | Administratively Determined Incentive Program | Whitehouse Station | 8889 | 11.48 | Residential | Behind the Meter | Yes | Trinity Solar, LLC | JCP&L |  | Accepted | 2025-04-23 | 2025-05-16 | 2026-05-16 | Solar Panels | HANWHA | Q.PEAK DUO BLK ML-G10+ 410 |  | 0.41 | 12 | 194 | 37 |  | Fixed | Roof
NJADRE1559505027 | Administratively Determined Incentive Program | Whitehouse Station | 8889 | 11.48 | Residential | Behind the Meter | Yes | Trinity Solar, LLC | JCP&L |  | Accepted | 2025-04-23 | 2025-05-16 | 2026-05-16 | Inverters | Solar Edge | SE10000H-US | 10000 |  | 1 |  |  | 0.97 |  | Outside
NJADRE1559505027 | Administratively Determined Incentive Program | Whitehouse Station | 8889 | 11.48 | Residential | Behind the Meter | Yes | Trinity Solar, LLC | JCP&L |  | Accepted | 2025-04-23 | 2025-05-16 | 2026-05-16 | Solar Panels | HANWHA | Q.PEAK DUO BLK ML-G10+ 410 |  | 0.41 | 16 | 200 | 37 |  | Fixed | Roof
NJADRE1559505048 | Administratively Determined Incentive Program | Somerset | 8873 | 9.02 | Residential | Behind the Meter | Yes | Sunrun Installation Services, Inc. | PSE&G |  | Accepted | 2025-04-23 | 2025-05-16 | 2026-05-16 | Solar Panels | Hanwha Q-Cells | Q.PEAK DUO BLK ML-G10+ 410 |  | 0.41 | 8 | 129 | 26 |  | Fixed | Roof
NJADRE1559505048 | Administratively Determined Incentive Program | Somerset | 8873 | 9.02 | Residential | Behind the Meter | Yes | Sunrun Installation Services, Inc. | PSE&G |  | Accepted | 2025-04-23 | 2025-05-16 | 2026-05-16 | Solar Panels | Hanwha Q-Cells | Q.PEAK DUO BLK ML-G10+ 410 |  | 0.41 | 14 | 309 | 26 |  | Fixed | Roof
NJADRE1559505048 | Administratively Determined Incentive Program | Somerset | 8873 | 9.02 | Residential | Behind the Meter | Yes | Sunrun Installation Services, Inc. | PSE&G |  | Accepted | 2025-04-23 | 2025-05-16 | 2026-05-16 | Inverters | SOLAREDGE TECHNOLOGIES | SE7600H-USMN | 7600 |  | 1 |  |  | 0.99 |  | Outside
NJADRE1559505048 | Administratively Determined Incentive Program | Somerset | 8873 | 9.02 | Residential | Behind the Meter | Yes | Sunrun Installation Services, Inc. | PSE&G |  | Accepted | 2025-04-23 | 2025-05-16 | 2026-05-16 | Meters | SOLAREDGE TECHNOLOGIES | SE7600H-USMN |  |  | 1 |  |  |  | Yes | Outdoor
NJADRE1559505049 | Administratively Determined Incentive Program | BERLIN | 8009 | 14.88 | Residential | Behind the Meter | No | Power Energy Solutions, LLC | AC Electric |  | Accepted | 2025-04-23 | 2025-05-19 | 2026-05-19 | Solar Panels | Trina Solar | TSM-425NE09RC.05 |  | 0.425 | 35 | 180 | 30 |  | Fixed | Roof
NJADRE1559505049 | Administratively Determined Incentive Program | BERLIN | 8009 | 14.88 | Residential | Behind the Meter | No | Power Energy Solutions, LLC | AC Electric |  | Accepted | 2025-04-23 | 2025-05-19 | 2026-05-19 | Inverters | SolarEdge | SE7600H-US | 8 |  | 1 |  |  | 0.97 |  | Outdoor
NJADRE1559505063 | Administratively Determined Incentive Program | Freehold | 7728 | 10.66 | Residential | Behind the Meter | Yes | Trinity Solar, LLC | JCP&L |  | Accepted | 2025-04-23 | 2025-05-19 | 2026-05-19 | Solar Panels | HANWHA 410 (Q.PEAK DUO BLK ML-G10+410) | HANWHA 410 (Q.PEAK DUO BLK ML-G10+410) |  | 0.41 | 26 | 176 | 23 |  | Fixed | Roof
NJADRE1559505063 | Administratively Determined Incentive Program | Freehold | 7728 | 10.66 | Residential | Behind the Meter | Yes | Trinity Solar, LLC | JCP&L |  | Accepted | 2025-04-23 | 2025-05-19 | 2026-05-19 | Inverters | SE10000H-US | SOLAREDGE | 10000 |  | 1 |  |  | 0 |  | Outside
NJADRE1559505067 | Administratively Determined Incentive Program | EAST BRUNSWICK | 8816 | 6.02 | Residential | Behind the Meter | Yes | PosiGen Developer, LLC | PSE&G |  | Accepted | 2025-04-23 | 2025-05-16 | 2026-05-16 | Inverters | SolarEdge | SE5700H-US | 5760 |  | 1 |  |  | 0.99 |  | Outside | within ten feet of meter
NJADRE1559505067 | Administratively Determined Incentive Program | EAST BRUNSWICK | 8816 | 6.02 | Residential | Behind the Meter | Yes | PosiGen Developer, LLC | PSE&G |  | Accepted | 2025-04-23 | 2025-05-16 | 2026-05-16 | Solar Panels | JINKO EAGLE | JKM430N-54HL4-B |  | 0.43 | 14 | 6 | 19 |  | Fixed | Roof
NJADRE1559505068 | Administratively Determined Incentive Program | BELLEVILLE | 7109 | 6.02 | Residential | Behind the Meter | Yes | PosiGen Developer, LLC | PSE&G |  | Accepted | 2025-04-23 | 2025-05-19 | 2026-05-19 | Solar Panels | Jinko Eagle | G6R JKM430N-54HL4-B |  | 0.43 | 5 | 163 | 23 |  | Fixed | Roof
NJADRE1559505068 | Administratively Determined Incentive Program | BELLEVILLE | 7109 | 6.02 | Residential | Behind the Meter | Yes | PosiGen Developer, LLC | PSE&G |  | Accepted | 2025-04-23 | 2025-05-19 | 2026-05-19 | Solar Panels | Jinko Eagle | G6R JKM430N-54HL4-B |  | 0.43 | 6 | 73 | 23 |  | Fixed | Roof
NJADRE1559505068 | Administratively Determined Incentive Program | BELLEVILLE | 7109 | 6.02 | Residential | Behind the Meter | Yes | PosiGen Developer, LLC | PSE&G |  | Accepted | 2025-04-23 | 2025-05-19 | 2026-05-19 | Solar Panels | Jinko Eagle | G6R JKM430N-54HL4-B |  | 0.43 | 3 | 73 | 23 |  | Fixed | Roof
NJADRE1559505068 | Administratively Determined Incentive Program | BELLEVILLE | 7109 | 6.02 | Residential | Behind the Meter | Yes | PosiGen Developer, LLC | PSE&G |  | Accepted | 2025-04-23 | 2025-05-19 | 2026-05-19 | Inverters | SolarEdge | SE5700H-US | 5760 |  | 1 |  |  | 0.99 |  | Outside | Within ten feet of meter
NJADRE1559505072 | Administratively Determined Incentive Program | Sicklerville | 8081 | 11.9 | Residential | Behind the Meter | Yes | Whitman Construction, LLC | AC Electric |  | Accepted | 2025-04-23 | 2025-05-19 | 2026-05-19 | Inverters | ENPHASE | IQ8PLUS-72-2-US | 290 |  | 28 |  |  | 0.975 |  | Outdoor
NJADRE1559505072 | Administratively Determined Incentive Program | Sicklerville | 8081 | 11.9 | Residential | Behind the Meter | Yes | Whitman Construction, LLC | AC Electric |  | Accepted | 2025-04-23 | 2025-05-19 | 2026-05-19 | Solar Panels | Jinko Solar | JKM425N-54HL4-B |  | 0.425 | 5 | 245 | 33 |  | Fixed | Roof
NJADRE1559505072 | Administratively Determined Incentive Program | Sicklerville | 8081 | 11.9 | Residential | Behind the Meter | Yes | Whitman Construction, LLC | AC Electric |  | Accepted | 2025-04-23 | 2025-05-19 | 2026-05-19 | Solar Panels | Jinko Solar | JKM425N-54HL4-B |  | 0.425 | 23 | 155 | 39 |  | Fixed | Roof
NJADRE1559505075 | Administratively Determined Incentive Program | Bayville | 8721 | 15.99 | Residential | Behind the Meter | Yes | Trinity Solar, LLC | JCP&L |  | Accepted | 2025-04-23 | 2025-05-19 | 2026-05-19 | Inverters | Solar Edge | USE5700H-US | 5760 |  | 1 |  |  | 0.97 |  | Outside
NJADRE1559505075 | Administratively Determined Incentive Program | Bayville | 8721 | 15.99 | Residential | Behind the Meter | Yes | Trinity Solar, LLC | JCP&L |  | Accepted | 2025-04-23 | 2025-05-19 | 2026-05-19 | Inverters | Solar Edge | USE7600H-US | 7600 |  | 1 |  |  | 0.97 |  | Outside
NJADRE1559505075 | Administratively Determined Incentive Program | Bayville | 8721 | 15.99 | Residential | Behind the Meter | Yes | Trinity Solar, LLC | JCP&L |  | Accepted | 2025-04-23 | 2025-05-19 | 2026-05-19 | Solar Panels | HANWHA | Q.PEAK DUO BLK ML-G10+ 410 |  | 0.41 | 12 | 17 | 18 |  | Fixed | Roof
NJADRE1559505075 | Administratively Determined Incentive Program | Bayville | 8721 | 15.99 | Residential | Behind the Meter | Yes | Trinity Solar, LLC | JCP&L |  | Accepted | 2025-04-23 | 2025-05-19 | 2026-05-19 | Solar Panels | HANWHA | Q.PEAK DUO BLK ML-G10+ 410 |  | 0.41 | 14 | 197 | 18 |  | Fixed | Roof
NJADRE1559505075 | Administratively Determined Incentive Program | Bayville | 8721 | 15.99 | Residential | Behind the Meter | Yes | Trinity Solar, LLC | JCP&L |  | Accepted | 2025-04-23 | 2025-05-19 | 2026-05-19 | Solar Panels | HANWHA | Q.PEAK DUO BLK ML-G10+ 410 |  | 0.41 | 13 | 197 | 17 |  | Fixed | Roof
NJADRE1559505087 | Administratively Determined Incentive Program | NEWFOUNDLAND | 7435 | 15.91 | Residential | Behind the Meter | No | Infinity Solar Systems, LLC | JCP&L |  | Accepted | 2025-04-23 | 2025-05-19 | 2026-05-19 | Inverters | Enphase | IQ8MC-72-M-US | 320 |  | 37 |  |  | 0.97 |  | Outdoor
NJADRE1559505087 | Administratively Determined Incentive Program | NEWFOUNDLAND | 7435 | 15.91 | Residential | Behind the Meter | No | Infinity Solar Systems, LLC | JCP&L |  | Accepted | 2025-04-23 | 2025-05-19 | 2026-05-19 | Solar Panels | SEG SOLAR | SEG-430-BTD-BG |  | 0.43 | 2 | 188 | 23 |  | Fixed | Roof
NJADRE1559505087 | Administratively Determined Incentive Program | NEWFOUNDLAND | 7435 | 15.91 | Residential | Behind the Meter | No | Infinity Solar Systems, LLC | JCP&L |  | Accepted | 2025-04-23 | 2025-05-19 | 2026-05-19 | Solar Panels | SEG SOLAR | SEG-430-BTD-BG |  | 0.43 | 3 | 188 | 23 |  | Fixed | Roof
NJADRE1559505087 | Administratively Determined Incentive Program | NEWFOUNDLAND | 7435 | 15.91 | Residential | Behind the Meter | No | Infinity Solar Systems, LLC | JCP&L |  | Accepted | 2025-04-23 | 2025-05-19 | 2026-05-19 | Solar Panels | SEG SOLAR | SEG-430-BTD-BG |  | 0.43 | 17 | 279 | 23 |  | Fixed | Roof
NJADRE1559505087 | Administratively Determined Incentive Program | NEWFOUNDLAND | 7435 | 15.91 | Residential | Behind the Meter | No | Infinity Solar Systems, LLC | JCP&L |  | Accepted | 2025-04-23 | 2025-05-19 | 2026-05-19 | Solar Panels | SEG SOLAR | SEG-430-BTD-BG |  | 0.43 | 15 | 98 | 23 |  | Fixed | Roof
NJADRE1559505106 | Administratively Determined Incentive Program | LAKEWOOD | 8701 | 15.3 | Residential | Behind the Meter | No | Powerlutions, LLC | JCP&L |  | Accepted | 2025-04-23 | 2025-05-19 | 2026-05-19 | Inverters | Enphase | IQ8MC-72-M-US | 320 |  | 36 |  |  | 0.98 |  | Outdoor
NJADRE1559505106 | Administratively Determined Incentive Program | LAKEWOOD | 8701 | 15.3 | Residential | Behind the Meter | No | Powerlutions, LLC | JCP&L |  | Accepted | 2025-04-23 | 2025-05-19 | 2026-05-19 | Solar Panels | Trina | TSM-425NE09RC.05 |  | 0.425 | 20 | 150 | 32 |  | Fixed | Roof
NJADRE1559505106 | Administratively Determined Incentive Program | LAKEWOOD | 8701 | 15.3 | Residential | Behind the Meter | No | Powerlutions, LLC | JCP&L |  | Accepted | 2025-04-23 | 2025-05-19 | 2026-05-19 | Solar Panels | Trina | TSM-425NE09RC.05 |  | 0.425 | 16 | 150 | 33 |  | Fixed | Roof
NJADRE1559505114 | Administratively Determined Incentive Program | Mays Landing | 8330 | 13.6 | Residential | Behind the Meter | Yes | Sun Up Zero Down, LLC | AC Electric |  | Accepted | 2025-04-23 | 2025-05-20 | 2026-05-20 | Meters | Enphase | TBD |  |  | 1 |  |  |  | Yes | Outdoor
NJADRE1559505114 | Administratively Determined Incentive Program | Mays Landing | 8330 | 13.6 | Residential | Behind the Meter | Yes | Sun Up Zero Down, LLC | AC Electric |  | Accepted | 2025-04-23 | 2025-05-20 | 2026-05-20 | Solar Panels | TRINA | TSM-425-NE09RC.05 |  | 0.425 | 32 | 224 | 59 |  | Fixed | Roof
NJADRE1559505114 | Administratively Determined Incentive Program | Mays Landing | 8330 | 13.6 | Residential | Behind the Meter | Yes | Sun Up Zero Down, LLC | AC Electric |  | Accepted | 2025-04-23 | 2025-05-20 | 2026-05-20 | Inverters | Enphase | IQ8PLUS-72-2-US | 290 |  | 32 |  |  | 0.976 |  | Outdoor
NJADRE1559505122 | Administratively Determined Incentive Program | East Orange | 7018 | 9.84 | Residential | Behind the Meter | Yes | Trinity Solar, LLC | PSE&G |  | Accepted | 2025-04-23 | 2025-05-19 | 2026-05-19 | Inverters | SOLAREDGE | SE7600H-US | 7597 |  | 1 |  |  | 0.97 |  | Outside
NJADRE1559505122 | Administratively Determined Incentive Program | East Orange | 7018 | 9.84 | Residential | Behind the Meter | Yes | Trinity Solar, LLC | PSE&G |  | Accepted | 2025-04-23 | 2025-05-19 | 2026-05-19 | Solar Panels | HANWHA 410 (Q.PEAK DUO BLK ML-G10+410) | HANWHA 410 (Q.PEAK DUO BLK ML-G10+410) |  | 0.41 | 9 | 200 | 30 |  | Fixed | Roof
NJADRE1559505122 | Administratively Determined Incentive Program | East Orange | 7018 | 9.84 | Residential | Behind the Meter | Yes | Trinity Solar, LLC | PSE&G |  | Accepted | 2025-04-23 | 2025-05-19 | 2026-05-19 | Solar Panels | HANWHA 410 (Q.PEAK DUO BLK ML-G10+410) | HANWHA 410 (Q.PEAK DUO BLK ML-G10+410) |  | 0.41 | 15 | 200 | 37 |  | Fixed | Roof
NJADRE1559505123 | Administratively Determined Incentive Program | SKILLMAN | 8558 | 11.76 | Residential | Behind the Meter | No | NJ Solar Power, LLC | PSE&G |  | Accepted | 2025-04-23 | 2025-05-16 | 2026-05-16 | Solar Panels | Panasonic | Panasonic Evervolt EVPV 420 |  | 0.42 | 12 | 173 | 23 |  | Fixed | Roof | Roof 2
NJADRE1559505123 | Administratively Determined Incentive Program | SKILLMAN | 8558 | 11.76 | Residential | Behind the Meter | No | NJ Solar Power, LLC | PSE&G |  | Accepted | 2025-04-23 | 2025-05-16 | 2026-05-16 | Inverters | Enphase | IQ8H-240-72-2-US | 9240 |  | 28 |  |  | 0.99 |  | Outside | Installed under each panel on roof
NJADRE1559505123 | Administratively Determined Incentive Program | SKILLMAN | 8558 | 11.76 | Residential | Behind the Meter | No | NJ Solar Power, LLC | PSE&G |  | Accepted | 2025-04-23 | 2025-05-16 | 2026-05-16 | Solar Panels | Panasonic | Panasonic Evervolt EVPV 420 |  | 0.42 | 3 | 263 | 45 |  | Fixed | Roof | Roof 3
NJADRE1559505123 | Administratively Determined Incentive Program | SKILLMAN | 8558 | 11.76 | Residential | Behind the Meter | No | NJ Solar Power, LLC | PSE&G |  | Accepted | 2025-04-23 | 2025-05-16 | 2026-05-16 | Solar Panels | Panasonic | Panasonic Evervolt EVPV 420 |  | 0.42 | 10 | 173 | 23 |  | Fixed | Roof | Roof 1
NJADRE1559505123 | Administratively Determined Incentive Program | SKILLMAN | 8558 | 11.76 | Residential | Behind the Meter | No | NJ Solar Power, LLC | PSE&G |  | Accepted | 2025-04-23 | 2025-05-16 | 2026-05-16 | Solar Panels | Panasonic | Panasonic Evervolt EVPV 420 |  | 0.42 | 3 | 83 | 45 |  | Fixed | Roof | Roof 4
NJADRE1559505129 | Administratively Determined Incentive Program | LIVINGSTON | 7039 | 13.76 | Residential | Behind the Meter | Yes | Infinity Solar Systems, LLC | PSE&G |  | Accepted | 2025-04-23 | 2025-05-19 | 2026-05-19 | Solar Panels | SEG SOLAR | SEG-430-BTD-BG |  | 0.43 | 15 | 104 | 25 |  | Fixed | Roof
NJADRE1559505129 | Administratively Determined Incentive Program | LIVINGSTON | 7039 | 13.76 | Residential | Behind the Meter | Yes | Infinity Solar Systems, LLC | PSE&G |  | Accepted | 2025-04-23 | 2025-05-19 | 2026-05-19 | Inverters | Enphase | IQ8MC-72-M-US | 320 |  | 32 |  |  | 0.97 |  | Outside
NJADRE1559505129 | Administratively Determined Incentive Program | LIVINGSTON | 7039 | 13.76 | Residential | Behind the Meter | Yes | Infinity Solar Systems, LLC | PSE&G |  | Accepted | 2025-04-23 | 2025-05-19 | 2026-05-19 | Solar Panels | SEG SOLAR | SEG-430-BTD-BG |  | 0.43 | 17 | 284 | 25 |  | Fixed | Roof
NJADRE1559505137 | Administratively Determined Incentive Program | TOMS RIVER | 8757 | 6.56 | Residential | Behind the Meter | Yes | Big Wave Roofing and Solar, LLC | JCP&L |  | Accepted | 2025-04-23 | 2025-05-19 | 2026-05-19 | Solar Panels | Mission Solar | MSE410HT0B |  | 0.41 | 16 | 150 | 18 |  | Fixed | Roof
NJADRE1559505137 | Administratively Determined Incentive Program | TOMS RIVER | 8757 | 6.56 | Residential | Behind the Meter | Yes | Big Wave Roofing and Solar, LLC | JCP&L |  | Accepted | 2025-04-23 | 2025-05-19 | 2026-05-19 | Inverters | enphase | iq8hc-72-m-dom-us | 380 |  | 16 |  |  | 0.975 |  | Outside
NJADRE1559505175 | Administratively Determined Incentive Program | COLUMBUS | 8022 | 17.2 | Residential | Behind the Meter | Yes | PosiGen Developer, LLC | PSE&G |  | Accepted | 2025-04-23 | 2025-05-20 | 2026-05-20 | Inverters | SolarEdge | SE7600H-US | 7600 |  | 2 |  |  | 0.99 |  | Outside | Within ten feet of meter
NJADRE1559505175 | Administratively Determined Incentive Program | COLUMBUS | 8022 | 17.2 | Residential | Behind the Meter | Yes | PosiGen Developer, LLC | PSE&G |  | Accepted | 2025-04-23 | 2025-05-20 | 2026-05-20 | Solar Panels | Jinko Eagle | G6R JKM430N-54HL4-B |  | 0.43 | 40 | 200 | 18 |  | Fixed | Roof
NJADRE1559505234 | Administratively Determined Incentive Program | Montville | 7045 | 15.8 | Residential | Behind the Meter | Yes | Freedom Forever New Jersey, LLC | JCP&L |  | Accepted | 2025-04-23 | 2025-05-19 | 2026-05-19 | Solar Panels | JA Solar | JAM54S31-405/MR |  | 0.405 | 24 | 91 | 23 |  | Fixed | Roof
NJADRE1559505234 | Administratively Determined Incentive Program | Montville | 7045 | 15.8 | Residential | Behind the Meter | Yes | Freedom Forever New Jersey, LLC | JCP&L |  | Accepted | 2025-04-23 | 2025-05-19 | 2026-05-19 | Inverters | Solar Edge | SE11400H-US | 11400 |  | 1 |  |  | 0.99 |  | Outdoor
NJADRE1559505234 | Administratively Determined Incentive Program | Montville | 7045 | 15.8 | Residential | Behind the Meter | Yes | Freedom Forever New Jersey, LLC | JCP&L |  | Accepted | 2025-04-23 | 2025-05-19 | 2026-05-19 | Solar Panels | JA Solar | JAM54S31-405/MR |  | 0.405 | 15 | 271 | 45 |  | Fixed | Roof
NJADRE1559505246 | Administratively Determined Incentive Program | Monroe Township | 8831 | 5.2 | Residential | Behind the Meter | No | Advanced Solar & Energy Solutions, LLC | JCP&L |  | Accepted | 2025-04-23 | 2025-05-20 | 2026-05-20 | Solar Panels | axitec | ac-400mbt/108v |  | 0.4 | 9 | 180 | 18 |  | Fixed | Roof
NJADRE1559505246 | Administratively Determined Incentive Program | Monroe Township | 8831 | 5.2 | Residential | Behind the Meter | No | Advanced Solar & Energy Solutions, LLC | JCP&L |  | Accepted | 2025-04-23 | 2025-05-20 | 2026-05-20 | Inverters | enphase | iq8plus-72-m-us | 373 |  | 13 |  |  | 0.97 |  | Outside
NJADRE1559505246 | Administratively Determined Incentive Program | Monroe Township | 8831 | 5.2 | Residential | Behind the Meter | No | Advanced Solar & Energy Solutions, LLC | JCP&L |  | Accepted | 2025-04-23 | 2025-05-20 | 2026-05-20 | Solar Panels | axitec | ac-400mbt/108v |  | 0.4 | 4 | 270 | 18 |  | Fixed | Roof
NJADRE1559505282 | Administratively Determined Incentive Program | VINELAND | 8360 | 7.65 | Residential | Behind the Meter | Yes | Whitman Construction, LLC | Vineland Muni Electric |  | Accepted | 2025-04-23 | 2025-05-19 | 2026-05-19 | Solar Panels | Jinko Solar | JKM425N-54HL4-B |  | 0.425 | 18 | 94 | 40 |  | Fixed | Roof
NJADRE1559505282 | Administratively Determined Incentive Program | VINELAND | 8360 | 7.65 | Residential | Behind the Meter | Yes | Whitman Construction, LLC | Vineland Muni Electric |  | Accepted | 2025-04-23 | 2025-05-19 | 2026-05-19 | Inverters | ENPHASE | IQ8PLUS-72-2-US | 290 |  | 18 |  |  | 0.975 |  | Outdoor
NJADRE1559505616 | Administratively Determined Incentive Program | LAKE HIAWATHA | 7034 | 9.35 | Residential | Behind the Meter | Yes | Big Wave Roofing and Solar, LLC | AC Electric |  | Accepted | 2025-04-23 | 2025-05-19 | 2026-05-19 | Solar Panels | Jinko | JKM425N-54HL4-B |  | 0.425 | 16 | 117 | 18 |  | Fixed | Roof
NJADRE1559505616 | Administratively Determined Incentive Program | LAKE HIAWATHA | 7034 | 9.35 | Residential | Behind the Meter | Yes | Big Wave Roofing and Solar, LLC | AC Electric |  | Accepted | 2025-04-23 | 2025-05-19 | 2026-05-19 | Solar Panels | Jinko | JKM425N-54HL4-B |  | 0.425 | 6 | 358 | 20 |  | Fixed | Roof
NJADRE1559505616 | Administratively Determined Incentive Program | LAKE HIAWATHA | 7034 | 9.35 | Residential | Behind the Meter | Yes | Big Wave Roofing and Solar, LLC | AC Electric |  | Accepted | 2025-04-23 | 2025-05-19 | 2026-05-19 | Inverters | Jinko | IQ8HC-72-M-DOM-US | 380 |  | 22 |  |  | 0.975 |  | Outdoor
NJADRE1559505883 | Administratively Determined Incentive Program | NEWARK | 7108 | 220.32 | School Public K-12 | Behind the Meter | Yes | DAN RUSSO ELECTRICAL CONTRACTORS, LLC | PSE&G |  | Accepted | 2025-04-23 | 2025-05-21 | 2026-05-21 | Solar Panels | ZnShine Solar | ZXM7-SHLDD144-540/M |  | 0.54 | 408 | 198 | 5 |  | Fixed | Pole | Carport
NJADRE1559505883 | Administratively Determined Incentive Program | NEWARK | 7108 | 220.32 | School Public K-12 | Behind the Meter | Yes | DAN RUSSO ELECTRICAL CONTRACTORS, LLC | PSE&G |  | Accepted | 2025-04-23 | 2025-05-21 | 2026-05-21 | Inverters | SMA | Sunny Tripower CORE162-US | 62500 |  | 3 |  |  | 0.975 |  | Outdoor | Carport
NJADRE1559505883 | Administratively Determined Incentive Program | NEWARK | 7108 | 220.32 | School Public K-12 | Behind the Meter | Yes | DAN RUSSO ELECTRICAL CONTRACTORS, LLC | PSE&G |  | Accepted | 2025-04-23 | 2025-05-21 | 2026-05-21 | Meters | Acuvim | Acuvim IIR |  |  | 1 |  |  |  | Yes | Outdoor
NJADRE1559506499 | Administratively Determined Incentive Program | Toms River | 8757 | 5.59 | Residential | Behind the Meter | Yes | Pro Custom dba Momentum Solar | JCP&L |  | Accepted | 2025-04-23 | 2025-05-20 | 2026-05-20 | Solar Panels | HANWHA | Q.PEAK DUO BLK ML-G10+410 |  | 0.43 | 10 | 252 | 19 |  | Fixed | Roof
NJADRE1559506499 | Administratively Determined Incentive Program | Toms River | 8757 | 5.59 | Residential | Behind the Meter | Yes | Pro Custom dba Momentum Solar | JCP&L |  | Accepted | 2025-04-23 | 2025-05-20 | 2026-05-20 | Solar Panels | HANWHA | Q.PEAK DUO BLK ML-G10+410 |  | 0.43 | 3 | 162 | 8 |  | Fixed | Roof
NJADRE1559506499 | Administratively Determined Incentive Program | Toms River | 8757 | 5.59 | Residential | Behind the Meter | Yes | Pro Custom dba Momentum Solar | JCP&L |  | Accepted | 2025-04-23 | 2025-05-20 | 2026-05-20 | Inverters | ENPHASE | IQ8HC-72-M-DOM-US | 380 |  | 13 |  |  | 0.97 |  | Outdoor
NJADRE1559507326 | Administratively Determined Incentive Program | EATONTOWN | 7724 | 8.61 | Residential | Behind the Meter | No | Tesla Energy Operations, Inc. | JCP&L |  | Accepted | 2025-04-23 | 2025-05-19 | 2026-05-19 | Solar Panels | Hanwha | Q.PEAK DUO BLK ML-G10.a+/TS 410 |  | 0.41 | 5 | 324 | 18 |  | Fixed | Roof
NJADRE1559507326 | Administratively Determined Incentive Program | EATONTOWN | 7724 | 8.61 | Residential | Behind the Meter | No | Tesla Energy Operations, Inc. | JCP&L |  | Accepted | 2025-04-23 | 2025-05-19 | 2026-05-19 | Inverters | Tesla | 1538000-XX-Y | 7600 |  | 1 |  |  | 0.98 |  | Outside
NJADRE1559507326 | Administratively Determined Incentive Program | EATONTOWN | 7724 | 8.61 | Residential | Behind the Meter | No | Tesla Energy Operations, Inc. | JCP&L |  | Accepted | 2025-04-23 | 2025-05-19 | 2026-05-19 | Solar Panels | Hanwha | Q.PEAK DUO BLK ML-G10.a+/TS 410 |  | 0.41 | 16 | 144 | 18 |  | Fixed | Roof
NJADRE1559507355 | Administratively Determined Incentive Program | MONROE TOWNSHIP | 8831 | 11.48 | Residential | Behind the Meter | No | Pro Custom Solar dba Momentum Solar | JCP&L |  | Accepted | 2025-04-23 | 2025-05-19 | 2026-05-19 | Solar Panels | HANWHA | q.peak duo blk ml-g10+410 |  | 0.41 | 28 | 98 | 29 |  | Fixed | Roof
NJADRE1559507355 | Administratively Determined Incentive Program | MONROE TOWNSHIP | 8831 | 11.48 | Residential | Behind the Meter | No | Pro Custom Solar dba Momentum Solar | JCP&L |  | Accepted | 2025-04-23 | 2025-05-19 | 2026-05-19 | Inverters | ENPHASE | IQ8PLUS-72-2-US | 380 |  | 28 |  |  | 0.97 |  | Outdoor
NJADRE1559507734 | Administratively Determined Incentive Program | Newark | 7108 | 6.02 | Residential | Behind the Meter | Yes | PosiGen Developer, LLC | PSE&G |  | Accepted | 2025-04-23 | 2025-05-19 | 2026-05-19 | Inverters | SOLAREDGE | SE5700H-US | 5760 |  | 1 |  |  | 0.99 |  | Outside | WITHIN TEN FEET OF METER
NJADRE1559507734 | Administratively Determined Incentive Program | Newark | 7108 | 6.02 | Residential | Behind the Meter | Yes | PosiGen Developer, LLC | PSE&G |  | Accepted | 2025-04-23 | 2025-05-19 | 2026-05-19 | Solar Panels | JINKO EAGLE G6R | JKM430N-54HL4-B |  | 0.43 | 14 | 194 | 23 |  | Fixed | Roof
NJADRE1559507737 | Administratively Determined Incentive Program | PISCATAWAY | 8854 | 3.28 | Residential | Behind the Meter | Yes | Pro Custom Solar dba Momentum Solar | PSE&G |  | Accepted | 2025-04-23 | 2025-05-19 | 2026-05-19 | Solar Panels | Hanwha | Q.PEAK DUO BLK ML-G10+ 410 |  | 0.41 | 8 | 203 | 27 |  | Fixed | Roof
NJADRE1559507737 | Administratively Determined Incentive Program | PISCATAWAY | 8854 | 3.28 | Residential | Behind the Meter | Yes | Pro Custom Solar dba Momentum Solar | PSE&G |  | Accepted | 2025-04-23 | 2025-05-19 | 2026-05-19 | Inverters | Enphase | IQ8HC-72-M-DOM-US | 380 |  | 8 |  |  | 0.97 |  | Outdoor
NJADRE1559507749 | Administratively Determined Incentive Program | Frenchtown | 8825 | 17.63 | Residential | Behind the Meter | Yes | Green Power Energy, LLC | JCP&L |  | Accepted | 2025-04-23 | 2025-05-19 | 2026-05-19 | Solar Panels | SEG Solar | SEG-430-BTD-BG |  | 0.43 | 14 | 87 | 27 |  | Fixed | Roof
NJADRE1559507749 | Administratively Determined Incentive Program | Frenchtown | 8825 | 17.63 | Residential | Behind the Meter | Yes | Green Power Energy, LLC | JCP&L |  | Accepted | 2025-04-23 | 2025-05-19 | 2026-05-19 | Inverters | Enphase Energy | IQ8MC-72-M-US [240V] | 320 |  | 41 |  |  | 0.98 |  | Outside | roof
NJADRE1559507749 | Administratively Determined Incentive Program | Frenchtown | 8825 | 17.63 | Residential | Behind the Meter | Yes | Green Power Energy, LLC | JCP&L |  | Accepted | 2025-04-23 | 2025-05-19 | 2026-05-19 | Solar Panels | SEG Solar | SEG-430-BTD-BG |  | 0.43 | 27 | 267 | 27 |  | Fixed | Roof
NJADRE1559509816 | Administratively Determined Incentive Program | West Windsor | 8550 | 9.66 | Residential | Behind the Meter | No | Green Power Energy, LLC | PSE&G |  | Accepted | 2025-04-23 | 2025-05-19 | 2026-05-19 | Inverters | Enphase Energy | IQ8X-80-M-US [240V] | 380 |  | 21 |  |  | 0.98 |  | Outside | Roof
NJADRE1559509816 | Administratively Determined Incentive Program | West Windsor | 8550 | 9.66 | Residential | Behind the Meter | No | Green Power Energy, LLC | PSE&G |  | Accepted | 2025-04-23 | 2025-05-19 | 2026-05-19 | Solar Panels | REC Solar | REC460AA PURE-RX |  | 0.46 | 21 | 121 | 30 |  | Fixed | Roof
NJADRE1559510457 | Administratively Determined Incentive Program | Barnegat | 8005 | 15.3 | Residential | Behind the Meter | Yes | Whitman Construction, LLC | JCP&L |  | Accepted | 2025-04-23 | 2025-05-19 | 2026-05-19 | Inverters | ENPHASE | IQ8PLUS-72-2-US | 290 |  | 36 |  |  | 0.975 |  | Outdoor
NJADRE1559510457 | Administratively Determined Incentive Program | Barnegat | 8005 | 15.3 | Residential | Behind the Meter | Yes | Whitman Construction, LLC | JCP&L |  | Accepted | 2025-04-23 | 2025-05-19 | 2026-05-19 | Solar Panels | Jinko Solar | JKM425N-54HL4-B |  | 0.425 | 8 | 102 | 27 |  | Fixed | Roof
NJADRE1559510457 | Administratively Determined Incentive Program | Barnegat | 8005 | 15.3 | Residential | Behind the Meter | Yes | Whitman Construction, LLC | JCP&L |  | Accepted | 2025-04-23 | 2025-05-19 | 2026-05-19 | Solar Panels | Jinko Solar | JKM425N-54HL4-B |  | 0.425 | 10 | 282 | 26 |  | Fixed | Roof
NJADRE1559510457 | Administratively Determined Incentive Program | Barnegat | 8005 | 15.3 | Residential | Behind the Meter | Yes | Whitman Construction, LLC | JCP&L |  | Accepted | 2025-04-23 | 2025-05-19 | 2026-05-19 | Solar Panels | Jinko Solar | JKM425N-54HL4-B |  | 0.425 | 12 | 102 | 26 |  | Fixed | Roof
NJADRE1559510457 | Administratively Determined Incentive Program | Barnegat | 8005 | 15.3 | Residential | Behind the Meter | Yes | Whitman Construction, LLC | JCP&L |  | Accepted | 2025-04-23 | 2025-05-19 | 2026-05-19 | Solar Panels | Jinko Solar | JKM425N-54HL4-B |  | 0.425 | 6 | 282 | 5 |  | Fixed | Roof
NJADRE1559510637 | Administratively Determined Incentive Program | East Brunswick | 8816 | 9.84 | Residential | Behind the Meter | No | Greentech Solar USA, LLC | JCP&L |  | Accepted | 2025-04-23 | 2025-05-19 | 2026-05-19 | Solar Panels | Hyperion Solar | Hyperion HY-DH108P8B |  | 0.41 | 9 | 210 | 27 |  | Fixed | Roof | Roof
NJADRE1559510637 | Administratively Determined Incentive Program | East Brunswick | 8816 | 9.84 | Residential | Behind the Meter | No | Greentech Solar USA, LLC | JCP&L |  | Accepted | 2025-04-23 | 2025-05-19 | 2026-05-19 | Solar Panels | Hyperion Solar | Hyperion HY-DH108P8B |  | 0.41 | 5 | 120 | 27 |  | Fixed | Roof | Roof
NJADRE1559510637 | Administratively Determined Incentive Program | East Brunswick | 8816 | 9.84 | Residential | Behind the Meter | No | Greentech Solar USA, LLC | JCP&L |  | Accepted | 2025-04-23 | 2025-05-19 | 2026-05-19 | Inverters | Growatt | MIN10000TL-XH-US | 10000 |  | 1 |  |  | 0 |  | Outdoor | Outside Wall
NJADRE1559510637 | Administratively Determined Incentive Program | East Brunswick | 8816 | 9.84 | Residential | Behind the Meter | No | Greentech Solar USA, LLC | JCP&L |  | Accepted | 2025-04-23 | 2025-05-19 | 2026-05-19 | Solar Panels | Hyperion Solar | Hyperion HY-DH108P8B |  | 0.41 | 10 | 210 | 27 |  | Fixed | Roof | Roof
NJADRE1559511226 | Administratively Determined Incentive Program | Williamstown | 8094 | 14.03 | Residential | Behind the Meter | No | Powur, PBC | AC Electric |  | Accepted | 2025-04-23 | 2025-05-19 | 2026-05-19 | Inverters | Enphase | IQ8MC-72-M-US | 320 |  | 33 |  |  | 0.97 |  | Outside
NJADRE1559511226 | Administratively Determined Incentive Program | Williamstown | 8094 | 14.03 | Residential | Behind the Meter | No | Powur, PBC | AC Electric |  | Accepted | 2025-04-23 | 2025-05-19 | 2026-05-19 | Solar Panels | Jinko Solar | 425N-54HL4-B |  | 0.425 | 18 | 293 | 21 |  | Fixed | Roof
NJADRE1559511226 | Administratively Determined Incentive Program | Williamstown | 8094 | 14.03 | Residential | Behind the Meter | No | Powur, PBC | AC Electric |  | Accepted | 2025-04-23 | 2025-05-19 | 2026-05-19 | Solar Panels | Jinko Solar | 425N-54HL4-B |  | 0.425 | 1 | 23 | 21 |  | Fixed | Roof
NJADRE1559511226 | Administratively Determined Incentive Program | Williamstown | 8094 | 14.03 | Residential | Behind the Meter | No | Powur, PBC | AC Electric |  | Accepted | 2025-04-23 | 2025-05-19 | 2026-05-19 | Solar Panels | Jinko Solar | 425N-54HL4-B |  | 0.425 | 1 | 203 | 21 |  | Fixed | Roof
NJADRE1559511226 | Administratively Determined Incentive Program | Williamstown | 8094 | 14.03 | Residential | Behind the Meter | No | Powur, PBC | AC Electric |  | Accepted | 2025-04-23 | 2025-05-19 | 2026-05-19 | Solar Panels | Jinko Solar | 425N-54HL4-B |  | 0.425 | 13 | 113 | 21 |  | Fixed | Roof
NJADRE1559511232 | Administratively Determined Incentive Program | Hewitt | 7421 | 7.74 | Residential | Behind the Meter | Yes | PosiGen Developer, LLC | Orange Rockland Electric |  | Accepted | 2025-04-23 | 2025-05-19 | 2026-05-19 | Inverters | SOLAREDGE | SE7600H-US | 7600 |  | 1 |  |  | 0.99 |  | Outside | WITHIN TEN FEET OF METER
NJADRE1559511232 | Administratively Determined Incentive Program | Hewitt | 7421 | 7.74 | Residential | Behind the Meter | Yes | PosiGen Developer, LLC | Orange Rockland Electric |  | Accepted | 2025-04-23 | 2025-05-19 | 2026-05-19 | Solar Panels | JINKO EAGLE G6R | JKM430N-54HL4-B |  | 0.43 | 15 | 128 | 45 |  | Fixed | Roof
NJADRE1559511232 | Administratively Determined Incentive Program | Hewitt | 7421 | 7.74 | Residential | Behind the Meter | Yes | PosiGen Developer, LLC | Orange Rockland Electric |  | Accepted | 2025-04-23 | 2025-05-19 | 2026-05-19 | Solar Panels | JINKO EAGLE G6R | JKM430N-54HL4-B |  | 0.43 | 3 | 308 | 45 |  | Fixed | Roof
NJADRE1559511249 | Administratively Determined Incentive Program | Palisades Park | 7650 | 6.15 | Residential | Behind the Meter | Yes | Trinity Solar, LLC | PSE&G |  | Accepted | 2025-04-23 | 2025-05-19 | 2026-05-19 | Inverters | Solar Edge | SE5700H-US | 57600 |  | 1 |  |  | 0.97 |  | Outdoor
NJADRE1559511249 | Administratively Determined Incentive Program | Palisades Park | 7650 | 6.15 | Residential | Behind the Meter | Yes | Trinity Solar, LLC | PSE&G |  | Accepted | 2025-04-23 | 2025-05-19 | 2026-05-19 | Solar Panels | Hanwha | HANWHA 410 (Q.PEAK DUO BLK ML-G10+ 410) |  | 0.41 | 15 | 127 | 19 |  | Fixed | Roof
NJADRE1559511275 | Administratively Determined Incentive Program | Trenton | 8618 | 7.23 | Residential | Behind the Meter | Yes | Integrity Solar & Home Solutions, LLC | PSE&G |  | Accepted | 2025-04-23 | 2025-05-19 | 2026-05-19 | Inverters | ENPHASE | IQ8+ | 290 |  | 17 |  |  | 0.98 |  | Other | UNDER EACH PANEL
NJADRE1559511275 | Administratively Determined Incentive Program | Trenton | 8618 | 7.23 | Residential | Behind the Meter | Yes | Integrity Solar & Home Solutions, LLC | PSE&G |  | Accepted | 2025-04-23 | 2025-05-19 | 2026-05-19 | Solar Panels | JINKO | JKM425N-54HL4-B |  | 0.425 | 3 | 29 | 32 |  | Fixed | Roof
NJADRE1559511275 | Administratively Determined Incentive Program | Trenton | 8618 | 7.23 | Residential | Behind the Meter | Yes | Integrity Solar & Home Solutions, LLC | PSE&G |  | Accepted | 2025-04-23 | 2025-05-19 | 2026-05-19 | Solar Panels | JINKO | JKM425N-54HL4-B |  | 0.425 | 14 | 209 | 32 |  | Fixed | Roof
NJADRE1559511280 | Administratively Determined Incentive Program | Cherry Hill | 8002 | 17 | Residential | Behind the Meter | Yes | Whitman Construction, LLC | PSE&G |  | Accepted | 2025-04-23 | 2025-05-19 | 2026-05-19 | Solar Panels | Jinko Solar | JKM425N-54HL4-B |  | 0.425 | 14 | 318 | 27 |  | Fixed | Roof
NJADRE1559511280 | Administratively Determined Incentive Program | Cherry Hill | 8002 | 17 | Residential | Behind the Meter | Yes | Whitman Construction, LLC | PSE&G |  | Accepted | 2025-04-23 | 2025-05-19 | 2026-05-19 | Inverters | ENPHASE | IQ8PLUS-72-2-US | 290 |  | 40 |  |  | 0.975 |  | Outdoor
NJADRE1559511280 | Administratively Determined Incentive Program | Cherry Hill | 8002 | 17 | Residential | Behind the Meter | Yes | Whitman Construction, LLC | PSE&G |  | Accepted | 2025-04-23 | 2025-05-19 | 2026-05-19 | Solar Panels | Jinko Solar | JKM425N-54HL4-B |  | 0.425 | 7 | 225 | 26 |  | Fixed | Roof
NJADRE1559511280 | Administratively Determined Incentive Program | Cherry Hill | 8002 | 17 | Residential | Behind the Meter | Yes | Whitman Construction, LLC | PSE&G |  | Accepted | 2025-04-23 | 2025-05-19 | 2026-05-19 | Solar Panels | Jinko Solar | JKM425N-54HL4-B |  | 0.425 | 19 | 138 | 27 |  | Fixed | Roof
NJADRE1559511290 | Administratively Determined Incentive Program | PENNSVILLE | 8070 | 24.6 | Residential | Behind the Meter | Yes | Define Solar, LLC | AC Electric |  | Accepted | 2025-04-23 | 2025-05-19 | 2026-05-19 | Solar Panels | Znshine | ZXM7-SH108 410 |  | 0.41 | 27 | 75 | 13 |  | Fixed | Roof
NJADRE1559511290 | Administratively Determined Incentive Program | PENNSVILLE | 8070 | 24.6 | Residential | Behind the Meter | Yes | Define Solar, LLC | AC Electric |  | Accepted | 2025-04-23 | 2025-05-19 | 2026-05-19 | Inverters | Enphase | IQ8Plus-72-2-US | 290 |  | 11 |  |  | 0.976 |  | Outside | Under each pv panel
NJADRE1559511290 | Administratively Determined Incentive Program | PENNSVILLE | 8070 | 24.6 | Residential | Behind the Meter | Yes | Define Solar, LLC | AC Electric |  | Accepted | 2025-04-23 | 2025-05-19 | 2026-05-19 | Inverters | Enphase | IQ8Plus-72-2-US | 290 |  | 27 |  |  | 0.976 |  | Outside | Under each pv panel
NJADRE1559511290 | Administratively Determined Incentive Program | PENNSVILLE | 8070 | 24.6 | Residential | Behind the Meter | Yes | Define Solar, LLC | AC Electric |  | Accepted | 2025-04-23 | 2025-05-19 | 2026-05-19 | Solar Panels | Znshine | ZXM7-SH108 410 |  | 0.41 | 11 | 255 | 45 |  | Fixed | Roof
NJADRE1559511290 | Administratively Determined Incentive Program | PENNSVILLE | 8070 | 24.6 | Residential | Behind the Meter | Yes | Define Solar, LLC | AC Electric |  | Accepted | 2025-04-23 | 2025-05-19 | 2026-05-19 | Solar Panels | Znshine | ZXM7-SH108 410 |  | 0.41 | 11 | 255 | 45 |  | Fixed | Roof
NJADRE1559511290 | Administratively Determined Incentive Program | PENNSVILLE | 8070 | 24.6 | Residential | Behind the Meter | Yes | Define Solar, LLC | AC Electric |  | Accepted | 2025-04-23 | 2025-05-19 | 2026-05-19 | Inverters | Enphase | IQ8Plus-72-2-US | 290 |  | 11 |  |  | 0.976 |  | Outside | Under each pv panel
NJADRE1559511290 | Administratively Determined Incentive Program | PENNSVILLE | 8070 | 24.6 | Residential | Behind the Meter | Yes | Define Solar, LLC | AC Electric |  | Accepted | 2025-04-23 | 2025-05-19 | 2026-05-19 | Solar Panels | Znshine | ZXM7-SH108 410 |  | 0.41 | 11 | 75 | 19 |  | Fixed | Roof
NJADRE1559511290 | Administratively Determined Incentive Program | PENNSVILLE | 8070 | 24.6 | Residential | Behind the Meter | Yes | Define Solar, LLC | AC Electric |  | Accepted | 2025-04-23 | 2025-05-19 | 2026-05-19 | Inverters | Enphase | IQ8Plus-72-2-US | 290 |  | 11 |  |  | 0.976 |  | Outside | Under each pv panel
NJADRE1559511304 | Administratively Determined Incentive Program | WHITING | 8759 | 7.7 | Residential | Behind the Meter | Yes | Sunrun Installation Services, Inc. | JCP&L |  | Accepted | 2025-04-23 | 2025-05-19 | 2026-05-19 | Solar Panels | JA SOLAR | JAM54S31-405/MR |  | 0.405 | 14 | 337 | 23 |  | Fixed | Roof
NJADRE1559511304 | Administratively Determined Incentive Program | WHITING | 8759 | 7.7 | Residential | Behind the Meter | Yes | Sunrun Installation Services, Inc. | JCP&L |  | Accepted | 2025-04-23 | 2025-05-19 | 2026-05-19 | Solar Panels | JA SOLAR | JAM54S31-405/MR |  | 0.405 | 3 | 67 | 33 |  | Fixed | Roof
NJADRE1559511304 | Administratively Determined Incentive Program | WHITING | 8759 | 7.7 | Residential | Behind the Meter | Yes | Sunrun Installation Services, Inc. | JCP&L |  | Accepted | 2025-04-23 | 2025-05-19 | 2026-05-19 | Solar Panels | JA SOLAR | JAM54S31-405/MR |  | 0.405 | 2 | 247 | 36 |  | Fixed | Roof
NJADRE1559511304 | Administratively Determined Incentive Program | WHITING | 8759 | 7.7 | Residential | Behind the Meter | Yes | Sunrun Installation Services, Inc. | JCP&L |  | Accepted | 2025-04-23 | 2025-05-19 | 2026-05-19 | Inverters | SOLAREDGE TECHNOLOGIES | SE5700H-USMN | 5760 |  | 1 |  |  | 0.99 |  | Outdoor
NJADRE1559511319 | Administratively Determined Incentive Program | ELMER | 8318 | 23.78 | Residential | Behind the Meter | Yes | Trinity Solar, LLC | AC Electric |  | Accepted | 2025-04-23 | 2025-05-19 | 2026-05-19 | Inverters | Solar Edge | USE11400H-USMNBL75 | 11400 |  | 1 |  |  | 0.97 |  | Outdoor
NJADRE1559511319 | Administratively Determined Incentive Program | ELMER | 8318 | 23.78 | Residential | Behind the Meter | Yes | Trinity Solar, LLC | AC Electric |  | Accepted | 2025-04-23 | 2025-05-19 | 2026-05-19 | Solar Panels | Hanwha | HANWHA 410 (Q.PEAK DUO BLK ML-G10+ 410) |  | 0.41 | 10 | 95 | 30 |  | Fixed | Roof
NJADRE1559511319 | Administratively Determined Incentive Program | ELMER | 8318 | 23.78 | Residential | Behind the Meter | Yes | Trinity Solar, LLC | AC Electric |  | Accepted | 2025-04-23 | 2025-05-19 | 2026-05-19 | Solar Panels | Hanwha | HANWHA 410 (Q.PEAK DUO BLK ML-G10+ 410) |  | 0.41 | 10 | 275 | 30 |  | Fixed | Roof
NJADRE1559511319 | Administratively Determined Incentive Program | ELMER | 8318 | 23.78 | Residential | Behind the Meter | Yes | Trinity Solar, LLC | AC Electric |  | Accepted | 2025-04-23 | 2025-05-19 | 2026-05-19 | Solar Panels | Hanwha | HANWHA 410 (Q.PEAK DUO BLK ML-G10+ 410) |  | 0.41 | 20 | 181 | 18 |  | Fixed | Roof
NJADRE1559511319 | Administratively Determined Incentive Program | ELMER | 8318 | 23.78 | Residential | Behind the Meter | Yes | Trinity Solar, LLC | AC Electric |  | Accepted | 2025-04-23 | 2025-05-19 | 2026-05-19 | Solar Panels | Hanwha | HANWHA 410 (Q.PEAK DUO BLK ML-G10+ 410) |  | 0.41 | 18 | 275 | 30 |  | Fixed | Roof
NJADRE1559511347 | Administratively Determined Incentive Program | Deptford | 8093 | 11.48 | Residential | Behind the Meter | Yes | Whitman Construction, LLC | PSE&G |  | Accepted | 2025-04-23 | 2025-05-19 | 2026-05-19 | Solar Panels | Jinko Solar | JKM425N-54HL4-B |  | 0.425 | 5 | 203 | 26 |  | Fixed | Roof
NJADRE1559511347 | Administratively Determined Incentive Program | Deptford | 8093 | 11.48 | Residential | Behind the Meter | Yes | Whitman Construction, LLC | PSE&G |  | Accepted | 2025-04-23 | 2025-05-19 | 2026-05-19 | Inverters | ENPHASE | IQ8PLUS-72-2-US | 290 |  | 27 |  |  | 0.975 |  | Outdoor
NJADRE1559511347 | Administratively Determined Incentive Program | Deptford | 8093 | 11.48 | Residential | Behind the Meter | Yes | Whitman Construction, LLC | PSE&G |  | Accepted | 2025-04-23 | 2025-05-19 | 2026-05-19 | Solar Panels | Jinko Solar | JKM425N-54HL4-B |  | 0.425 | 6 | 293 | 26 |  | Fixed | Roof
NJADRE1559511347 | Administratively Determined Incentive Program | Deptford | 8093 | 11.48 | Residential | Behind the Meter | Yes | Whitman Construction, LLC | PSE&G |  | Accepted | 2025-04-23 | 2025-05-19 | 2026-05-19 | Solar Panels | Jinko Solar | JKM425N-54HL4-B |  | 0.425 | 16 | 203 | 27 |  | Fixed | Roof
NJADRE1559511349 | Administratively Determined Incentive Program | LINWOOD | 8221 | 12.18 | Residential | Behind the Meter | No | Advanced Solar & Energy Solutions, LLC | AC Electric |  | Accepted | 2025-04-23 | 2025-05-20 | 2026-05-20 | Inverters | ENPHASE | iq8plus-72-m-us | 403 |  | 29 |  |  | 0.97 |  | Outside
NJADRE1559511349 | Administratively Determined Incentive Program | LINWOOD | 8221 | 12.18 | Residential | Behind the Meter | No | Advanced Solar & Energy Solutions, LLC | AC Electric |  | Accepted | 2025-04-23 | 2025-05-20 | 2026-05-20 | Solar Panels | REC | RECXXXAAPURE2 |  | 0.42 | 12 | 210 | 45 |  | Fixed | Roof
NJADRE1559511349 | Administratively Determined Incentive Program | LINWOOD | 8221 | 12.18 | Residential | Behind the Meter | No | Advanced Solar & Energy Solutions, LLC | AC Electric |  | Accepted | 2025-04-23 | 2025-05-20 | 2026-05-20 | Solar Panels | REC | RECXXXAAPURE2 |  | 0.42 | 8 | 300 | 45 |  | Fixed | Roof
NJADRE1559511349 | Administratively Determined Incentive Program | LINWOOD | 8221 | 12.18 | Residential | Behind the Meter | No | Advanced Solar & Energy Solutions, LLC | AC Electric |  | Accepted | 2025-04-23 | 2025-05-20 | 2026-05-20 | Solar Panels | REC | RECXXXAAPURE2 |  | 0.42 | 9 | 120 | 45 |  | Fixed | Roof
NJADRE1559511358 | Administratively Determined Incentive Program | HELMETTA | 8828 | 5.33 | Residential | Behind the Meter | Yes | Sunrun Installation Services, Inc. | JCP&L |  | Accepted | 2025-04-23 | 2025-05-19 | 2026-05-19 | Inverters | SolarEdge Technologies | SE3800H-USMN | 3800 |  | 1 |  |  | 0.99 |  | Outdoor
NJADRE1559511358 | Administratively Determined Incentive Program | HELMETTA | 8828 | 5.33 | Residential | Behind the Meter | Yes | Sunrun Installation Services, Inc. | JCP&L |  | Accepted | 2025-04-23 | 2025-05-19 | 2026-05-19 | Solar Panels | Hanwha Q Cells | Q.PEAK DUO BLK ML-G10+ 410 |  | 0.41 | 13 | 2 | 21 |  | Fixed | Roof
NJADRE1559511394 | Administratively Determined Incentive Program | Maple Shade | 8052 | 13.77 | Residential | Behind the Meter | Yes | Define Solar, LLC | PSE&G |  | Accepted | 2025-04-23 | 2025-05-19 | 2026-05-19 | Solar Panels | Znshine | ZXM7-SH108 405 |  | 0.405 | 16 | 83 | 18 |  | Fixed | Roof
NJADRE1559511394 | Administratively Determined Incentive Program | Maple Shade | 8052 | 13.77 | Residential | Behind the Meter | Yes | Define Solar, LLC | PSE&G |  | Accepted | 2025-04-23 | 2025-05-19 | 2026-05-19 | Solar Panels | Znshine | ZXM7-SH108 405 |  | 0.405 | 5 | 83 | 25 |  | Fixed | Roof
NJADRE1559511394 | Administratively Determined Incentive Program | Maple Shade | 8052 | 13.77 | Residential | Behind the Meter | Yes | Define Solar, LLC | PSE&G |  | Accepted | 2025-04-23 | 2025-05-19 | 2026-05-19 | Inverters | Enphase | IQ8PLUS-72-2-US | 290 |  | 13 |  |  | 0.976 |  | Outside | Under each pv panel
NJADRE1559511394 | Administratively Determined Incentive Program | Maple Shade | 8052 | 13.77 | Residential | Behind the Meter | Yes | Define Solar, LLC | PSE&G |  | Accepted | 2025-04-23 | 2025-05-19 | 2026-05-19 | Inverters | Enphase | IQ8PLUS-72-2-US | 290 |  | 5 |  |  | 0.976 |  | Outside | Under each pv panel
NJADRE1559511394 | Administratively Determined Incentive Program | Maple Shade | 8052 | 13.77 | Residential | Behind the Meter | Yes | Define Solar, LLC | PSE&G |  | Accepted | 2025-04-23 | 2025-05-19 | 2026-05-19 | Solar Panels | Znshine | ZXM7-SH108 405 |  | 0.405 | 13 | 263 | 18 |  | Fixed | Roof
NJADRE1559511394 | Administratively Determined Incentive Program | Maple Shade | 8052 | 13.77 | Residential | Behind the Meter | Yes | Define Solar, LLC | PSE&G |  | Accepted | 2025-04-23 | 2025-05-19 | 2026-05-19 | Inverters | Enphase | IQ8PLUS-72-2-US | 290 |  | 16 |  |  | 0.976 |  | Outside | Under each pv panel
NJADRE1559511712 | Administratively Determined Incentive Program | Piscataway | 8854 | 11.89 | Residential | Behind the Meter | Yes | Sunrun Installation Services, Inc. | PSE&G |  | Accepted | 2025-04-23 | 2025-05-19 | 2026-05-19 | Solar Panels | HANWHA Q-CELLS | Q.PEAK DUO BLK ML-G10+ 410 |  | 0.41 | 6 | 152 | 14 |  | Fixed | Roof
NJADRE1559511712 | Administratively Determined Incentive Program | Piscataway | 8854 | 11.89 | Residential | Behind the Meter | Yes | Sunrun Installation Services, Inc. | PSE&G |  | Accepted | 2025-04-23 | 2025-05-19 | 2026-05-19 | Electric Storage Battery | SOLAREDGE TECHNOLOGIES | BAT-10K1P |  |  | 1 |  |  |  | Lithium Ion |  | INSIDE
NJADRE1559511712 | Administratively Determined Incentive Program | Piscataway | 8854 | 11.89 | Residential | Behind the Meter | Yes | Sunrun Installation Services, Inc. | PSE&G |  | Accepted | 2025-04-23 | 2025-05-19 | 2026-05-19 | Solar Panels | HANWHA Q-CELLS | Q.PEAK DUO BLK ML-G10+ 410 |  | 0.41 | 6 | 152 | 41 |  | Fixed | Roof
NJADRE1559511712 | Administratively Determined Incentive Program | Piscataway | 8854 | 11.89 | Residential | Behind the Meter | Yes | Sunrun Installation Services, Inc. | PSE&G |  | Accepted | 2025-04-23 | 2025-05-19 | 2026-05-19 | Inverters | SOLAREDGE TECHNOLOGIES | SE10000H-USMN | 10000 |  | 1 |  |  | 0.99 |  | Outside
NJADRE1559511712 | Administratively Determined Incentive Program | Piscataway | 8854 | 11.89 | Residential | Behind the Meter | Yes | Sunrun Installation Services, Inc. | PSE&G |  | Accepted | 2025-04-23 | 2025-05-19 | 2026-05-19 | Solar Panels | HANWHA Q-CELLS | Q.PEAK DUO BLK ML-G10+ 410 |  | 0.41 | 11 | 332 | 39 |  | Fixed | Roof
NJADRE1559511712 | Administratively Determined Incentive Program | Piscataway | 8854 | 11.89 | Residential | Behind the Meter | Yes | Sunrun Installation Services, Inc. | PSE&G |  | Accepted | 2025-04-23 | 2025-05-19 | 2026-05-19 | Solar Panels | HANWHA Q-CELLS | Q.PEAK DUO BLK ML-G10+ 410 |  | 0.41 | 6 | 332 | 40 |  | Fixed | Roof
NJADRE1559512011 | Administratively Determined Incentive Program | PINE BEACH | 8741 | 12.32 | Residential | Behind the Meter | No | Sea Bright Solar, LLC | JCP&L |  | Accepted | 2025-04-23 | 2025-05-19 | 2026-05-19 | Solar Panels | Hyundai | HIS-T440NF(BK) |  | 0.44 | 5 | 196 | 24 |  | Fixed | Roof
NJADRE1559512011 | Administratively Determined Incentive Program | PINE BEACH | 8741 | 12.32 | Residential | Behind the Meter | No | Sea Bright Solar, LLC | JCP&L |  | Accepted | 2025-04-23 | 2025-05-19 | 2026-05-19 | Solar Panels | Hyundai | HIS-T440NF(BK) |  | 0.44 | 4 | 196 | 24 |  | Fixed | Roof
NJADRE1559512011 | Administratively Determined Incentive Program | PINE BEACH | 8741 | 12.32 | Residential | Behind the Meter | No | Sea Bright Solar, LLC | JCP&L |  | Accepted | 2025-04-23 | 2025-05-19 | 2026-05-19 | Inverters | Enphase | IQ8A-72-M-US | 349 |  | 28 |  |  | 0.97 |  | Outdoor
NJADRE1559512011 | Administratively Determined Incentive Program | PINE BEACH | 8741 | 12.32 | Residential | Behind the Meter | No | Sea Bright Solar, LLC | JCP&L |  | Accepted | 2025-04-23 | 2025-05-19 | 2026-05-19 | Solar Panels | Hyundai | HIS-T440NF(BK) |  | 0.44 | 3 | 286 | 32 |  | Fixed | Roof
NJADRE1559512011 | Administratively Determined Incentive Program | PINE BEACH | 8741 | 12.32 | Residential | Behind the Meter | No | Sea Bright Solar, LLC | JCP&L |  | Accepted | 2025-04-23 | 2025-05-19 | 2026-05-19 | Solar Panels | Hyundai | HIS-T440NF(BK) |  | 0.44 | 2 | 106 | 32 |  | Fixed | Roof
NJADRE1559512011 | Administratively Determined Incentive Program | PINE BEACH | 8741 | 12.32 | Residential | Behind the Meter | No | Sea Bright Solar, LLC | JCP&L |  | Accepted | 2025-04-23 | 2025-05-19 | 2026-05-19 | Solar Panels | Hyundai | HIS-T440NF(BK) |  | 0.44 | 14 | 196 | 38 |  | Fixed | Roof
NJADRE1559512034 | Administratively Determined Incentive Program | Hillsborough | 8844 | 13.53 | Residential | Behind the Meter | Yes | Trinity Solar, LLC | PSE&G |  | Accepted | 2025-04-23 | 2025-05-19 | 2026-05-19 | Inverters | Solar Edge | SE11400H-US | 11400 |  | 1 |  |  | 0.97 |  | Outdoor
NJADRE1559512034 | Administratively Determined Incentive Program | Hillsborough | 8844 | 13.53 | Residential | Behind the Meter | Yes | Trinity Solar, LLC | PSE&G |  | Accepted | 2025-04-23 | 2025-05-19 | 2026-05-19 | Solar Panels | Hanwha | HANWHA 410 (Q.PEAK DUO BLK ML-G10+ 410) |  | 0.41 | 15 | 21 | 23 |  | Fixed | Roof
NJADRE1559512034 | Administratively Determined Incentive Program | Hillsborough | 8844 | 13.53 | Residential | Behind the Meter | Yes | Trinity Solar, LLC | PSE&G |  | Accepted | 2025-04-23 | 2025-05-19 | 2026-05-19 | Solar Panels | Hanwha | HANWHA 410 (Q.PEAK DUO BLK ML-G10+ 410) |  | 0.41 | 18 | 201 | 23 |  | Fixed | Roof
NJADRE1559512044 | Administratively Determined Incentive Program | RIDGEFIELD PARK | 7660 | 4.92 | Residential | Behind the Meter | Yes | Trinity Solar, LLC | PSE&G |  | Accepted | 2025-04-23 | 2025-05-19 | 2026-05-19 | Solar Panels | Hanwha | Q.PEAK DUO BLK ML-G10+ 410 |  | 0.41 | 9 | 192 | 43 |  | Fixed | Roof
NJADRE1559512044 | Administratively Determined Incentive Program | RIDGEFIELD PARK | 7660 | 4.92 | Residential | Behind the Meter | Yes | Trinity Solar, LLC | PSE&G |  | Accepted | 2025-04-23 | 2025-05-19 | 2026-05-19 | Inverters | Solar Edge | SE3800H-US | 3800 |  | 1 |  |  | 0.986 |  | Outdoor
NJADRE1559512044 | Administratively Determined Incentive Program | RIDGEFIELD PARK | 7660 | 4.92 | Residential | Behind the Meter | Yes | Trinity Solar, LLC | PSE&G |  | Accepted | 2025-04-23 | 2025-05-19 | 2026-05-19 | Solar Panels | Hanwha | Q.PEAK DUO BLK ML-G10+ 410 |  | 0.41 | 3 | 102 | 53 |  | Fixed | Roof
NJADRE1559512394 | Administratively Determined Incentive Program | MAPLE SHADE TWP | 8052 | 20.5 | Residential | Behind the Meter | Yes | SunPurity, LLC | PSE&G |  | Accepted | 2025-04-24 | 2025-05-20 | 2026-05-20 | Solar Panels | Hanwha Q cells | Q.PEAK DUO BLK-ML-G10+ 410W |  | 0.41 | 21 | 338 | 25 |  | Fixed | Roof
NJADRE1559512394 | Administratively Determined Incentive Program | MAPLE SHADE TWP | 8052 | 20.5 | Residential | Behind the Meter | Yes | SunPurity, LLC | PSE&G |  | Accepted | 2025-04-24 | 2025-05-20 | 2026-05-20 | Solar Panels | Hanwha Q cells | Q.PEAK DUO BLK-ML-G10+ 410W |  | 0.41 | 5 | 158 | 26 |  | Fixed | Roof
NJADRE1559512394 | Administratively Determined Incentive Program | MAPLE SHADE TWP | 8052 | 20.5 | Residential | Behind the Meter | Yes | SunPurity, LLC | PSE&G |  | Accepted | 2025-04-24 | 2025-05-20 | 2026-05-20 | Inverters | SolarEdge | SE10000H-US | 10000 |  | 2 |  |  | 0.99 |  | Outdoor
NJADRE1559512394 | Administratively Determined Incentive Program | MAPLE SHADE TWP | 8052 | 20.5 | Residential | Behind the Meter | Yes | SunPurity, LLC | PSE&G |  | Accepted | 2025-04-24 | 2025-05-20 | 2026-05-20 | Solar Panels | Hanwha Q cells | Q.PEAK DUO BLK-ML-G10+ 410W |  | 0.41 | 5 | 338 | 26 |  | Fixed | Roof
NJADRE1559512394 | Administratively Determined Incentive Program | MAPLE SHADE TWP | 8052 | 20.5 | Residential | Behind the Meter | Yes | SunPurity, LLC | PSE&G |  | Accepted | 2025-04-24 | 2025-05-20 | 2026-05-20 | Solar Panels | Hanwha Q cells | Q.PEAK DUO BLK-ML-G10+ 410W |  | 0.41 | 19 | 338 | 25 |  | Fixed | Roof
NJADRE1559512632 | Administratively Determined Incentive Program | TOMS RIVER | 8755 | 16.77 | Residential | Behind the Meter | Yes | Pro Custom Solar dba Momentum Solar | JCP&L |  | Accepted | 2025-04-23 | 2025-05-19 | 2026-05-19 | Solar Panels | Hanwha | Q.Tron BLK M-G2+ 430 |  | 0.43 | 18 | 219 | 19 |  | Fixed | Roof
NJADRE1559512632 | Administratively Determined Incentive Program | TOMS RIVER | 8755 | 16.77 | Residential | Behind the Meter | Yes | Pro Custom Solar dba Momentum Solar | JCP&L |  | Accepted | 2025-04-23 | 2025-05-19 | 2026-05-19 | Inverters | Enphase | IQ8HC-72-M-DOM-US | 380 |  | 39 |  |  | 0.97 |  | Outdoor
NJADRE1559512632 | Administratively Determined Incentive Program | TOMS RIVER | 8755 | 16.77 | Residential | Behind the Meter | Yes | Pro Custom Solar dba Momentum Solar | JCP&L |  | Accepted | 2025-04-23 | 2025-05-19 | 2026-05-19 | Solar Panels | Hanwha | Q.Tron BLK M-G2+ 430 |  | 0.43 | 11 | 39 | 19 |  | Fixed | Roof
NJADRE1559512632 | Administratively Determined Incentive Program | TOMS RIVER | 8755 | 16.77 | Residential | Behind the Meter | Yes | Pro Custom Solar dba Momentum Solar | JCP&L |  | Accepted | 2025-04-23 | 2025-05-19 | 2026-05-19 | Solar Panels | Hanwha | Q.Tron BLK M-G2+ 430 |  | 0.43 | 10 | 39 | 13 |  | Fixed | Roof
NJADRE1559513187 | Administratively Determined Incentive Program | Farmingdale | 7727 | 170.1 | Commercial | Behind the Meter | No | Eznergy NJ, LLC | JCP&L |  | Accepted | 2025-04-23 | 2025-05-20 | 2026-05-20 | Solar Panels | Canadian Solar | BiHiKu6 540 |  | 0.54 | 315 | 142 | 10 |  | Fixed | Roof
NJADRE1559513187 | Administratively Determined Incentive Program | Farmingdale | 7727 | 170.1 | Commercial | Behind the Meter | No | Eznergy NJ, LLC | JCP&L |  | Accepted | 2025-04-23 | 2025-05-20 | 2026-05-20 | Inverters | Enphase | IQ8-3P-72-E-US | 10 |  | 315 |  |  | 0.98 |  | Outside
NJADRE1559513187 | Administratively Determined Incentive Program | Farmingdale | 7727 | 170.1 | Commercial | Behind the Meter | No | Eznergy NJ, LLC | JCP&L |  | Accepted | 2025-04-23 | 2025-05-20 | 2026-05-20 | Meters | Enphase | Enphase IQ8 | 10 |  | 1 |  |  |  | Yes | Outdoor
NJADRE1559513316 | Administratively Determined Incentive Program | Rockaway | 7866 | 111.78 | Commercial | Behind the Meter | No | Eznergy NJ, LLC | JCP&L |  | Accepted | 2025-04-23 | 2025-05-21 | 2026-05-21 | Inverters | Enphase | IQ8-3P-72-E-US | 10 |  | 207 |  |  | 0.98 |  | Outdoor
NJADRE1559513316 | Administratively Determined Incentive Program | Rockaway | 7866 | 111.78 | Commercial | Behind the Meter | No | Eznergy NJ, LLC | JCP&L |  | Accepted | 2025-04-23 | 2025-05-21 | 2026-05-21 | Meters | Enphase | Enphase IQ8 | 10 |  | 1 |  |  |  | Yes | Outdoor
NJADRE1559513316 | Administratively Determined Incentive Program | Rockaway | 7866 | 111.78 | Commercial | Behind the Meter | No | Eznergy NJ, LLC | JCP&L |  | Accepted | 2025-04-23 | 2025-05-21 | 2026-05-21 | Solar Panels | Canadian Solar | BiHiKu6 540 |  | 0.54 | 30 | 142 | 7 |  | Fixed | Parking Lot
NJADRE1559513316 | Administratively Determined Incentive Program | Rockaway | 7866 | 111.78 | Commercial | Behind the Meter | No | Eznergy NJ, LLC | JCP&L |  | Accepted | 2025-04-23 | 2025-05-21 | 2026-05-21 | Solar Panels | Canadian Solar | BiHiKu6 540 |  | 0.54 | 114 | 238 | 7 |  | Fixed | Parking Lot
NJADRE1559513316 | Administratively Determined Incentive Program | Rockaway | 7866 | 111.78 | Commercial | Behind the Meter | No | Eznergy NJ, LLC | JCP&L |  | Accepted | 2025-04-23 | 2025-05-21 | 2026-05-21 | Solar Panels | Canadian Solar | BiHiKu6 540 |  | 0.54 | 63 | 238 | 7 |  | Fixed | Parking Lot
NJADRE1559513320 | Administratively Determined Incentive Program | Howell | 7731 | 139.86 | Commercial | Behind the Meter | No | Eznergy NJ, LLC | JCP&L |  | Accepted | 2025-04-23 | 2025-05-20 | 2026-05-20 | Solar Panels | Canadian Solar | BiHiKu6 540 |  | 0.54 | 259 | 176 | 10 |  | Fixed | Roof
NJADRE1559513320 | Administratively Determined Incentive Program | Howell | 7731 | 139.86 | Commercial | Behind the Meter | No | Eznergy NJ, LLC | JCP&L |  | Accepted | 2025-04-23 | 2025-05-20 | 2026-05-20 | Inverters | Enphase | IQ8-3P-72-E-US | 10 |  | 259 |  |  | 0.98 |  | Outdoor
NJADRE1559513320 | Administratively Determined Incentive Program | Howell | 7731 | 139.86 | Commercial | Behind the Meter | No | Eznergy NJ, LLC | JCP&L |  | Accepted | 2025-04-23 | 2025-05-20 | 2026-05-20 | Meters | Enphase | Enphase IQ8 | 10 |  | 1 |  |  |  | Yes | Outdoor
NJADRE1559516168 | Administratively Determined Incentive Program | CAMDEN | 8105 | 5.95 | Residential | Behind the Meter | Yes | Power Energy Solutions, LLC | PSE&G |  | Accepted | 2025-04-24 | 2025-05-20 | 2026-05-20 | Inverters | SolarEdge | SE3800H-US | 4 |  | 1 |  |  | 0.97 |  | Outdoor
NJADRE1559516168 | Administratively Determined Incentive Program | CAMDEN | 8105 | 5.95 | Residential | Behind the Meter | Yes | Power Energy Solutions, LLC | PSE&G |  | Accepted | 2025-04-24 | 2025-05-20 | 2026-05-20 | Solar Panels | Trina Solar | TSM-425NE09RC.05 |  | 0.425 | 14 | 0 | 1 |  | Fixed | Roof
NJADRE1559516173 | Administratively Determined Incentive Program | EGG HARBOR TOWNSHIP | 8234 | 17.43 | Residential | Behind the Meter | Yes | Power Energy Solutions, LLC | AC Electric |  | Accepted | 2025-04-24 | 2025-05-20 | 2026-05-20 | Inverters | SolarEdge | SE10000H-US | 10 |  | 1 |  |  | 0.97 |  | Outdoor
NJADRE1559516173 | Administratively Determined Incentive Program | EGG HARBOR TOWNSHIP | 8234 | 17.43 | Residential | Behind the Meter | Yes | Power Energy Solutions, LLC | AC Electric |  | Accepted | 2025-04-24 | 2025-05-20 | 2026-05-20 | Solar Panels | Trina Solar | TSM-425NE09RC.05 |  | 0.425 | 11 | 111 | 30 |  | Fixed | Roof
NJADRE1559516173 | Administratively Determined Incentive Program | EGG HARBOR TOWNSHIP | 8234 | 17.43 | Residential | Behind the Meter | Yes | Power Energy Solutions, LLC | AC Electric |  | Accepted | 2025-04-24 | 2025-05-20 | 2026-05-20 | Solar Panels | Trina Solar | TSM-425NE09RC.05 |  | 0.425 | 11 | 291 | 30 |  | Fixed | Roof
NJADRE1559516173 | Administratively Determined Incentive Program | EGG HARBOR TOWNSHIP | 8234 | 17.43 | Residential | Behind the Meter | Yes | Power Energy Solutions, LLC | AC Electric |  | Accepted | 2025-04-24 | 2025-05-20 | 2026-05-20 | Solar Panels | Trina Solar | TSM-425NE09RC.05 |  | 0.425 | 9 | 111 | 30 |  | Fixed | Roof
NJADRE1559516173 | Administratively Determined Incentive Program | EGG HARBOR TOWNSHIP | 8234 | 17.43 | Residential | Behind the Meter | Yes | Power Energy Solutions, LLC | AC Electric |  | Accepted | 2025-04-24 | 2025-05-20 | 2026-05-20 | Solar Panels | Trina Solar | TSM-425NE09RC.05 |  | 0.425 | 7 | 111 | 30 |  | Fixed | Roof
NJADRE1559516173 | Administratively Determined Incentive Program | EGG HARBOR TOWNSHIP | 8234 | 17.43 | Residential | Behind the Meter | Yes | Power Energy Solutions, LLC | AC Electric |  | Accepted | 2025-04-24 | 2025-05-20 | 2026-05-20 | Solar Panels | Trina Solar | TSM-425NE09RC.05 |  | 0.425 | 3 | 111 | 30 |  | Fixed | Roof
NJADRE1559516177 | Administratively Determined Incentive Program | MILLVILLE | 8332 | 13.18 | Residential | Behind the Meter | Yes | Whitman Construction, LLC | AC Electric |  | Accepted | 2025-04-24 | 2025-05-20 | 2026-05-20 | Inverters | ENPHASE | IQ8PLUS-72-2-US | 290 |  | 31 |  |  | 0.975 |  | Outdoor
NJADRE1559516177 | Administratively Determined Incentive Program | MILLVILLE | 8332 | 13.18 | Residential | Behind the Meter | Yes | Whitman Construction, LLC | AC Electric |  | Accepted | 2025-04-24 | 2025-05-20 | 2026-05-20 | Solar Panels | Jinko Solar | JKM425N-54HL4-B |  | 0.425 | 4 | 39 | 20 |  | Fixed | Roof
NJADRE1559516177 | Administratively Determined Incentive Program | MILLVILLE | 8332 | 13.18 | Residential | Behind the Meter | Yes | Whitman Construction, LLC | AC Electric |  | Accepted | 2025-04-24 | 2025-05-20 | 2026-05-20 | Solar Panels | Jinko Solar | JKM425N-54HL4-B |  | 0.425 | 27 | 219 | 20 |  | Fixed | Roof
NJADRE1559516182 | Administratively Determined Incentive Program | ASBURY PARK | 7712 | 4.1 | Residential | Behind the Meter | Yes | Sunrun Installation Services, Inc. | JCP&L |  | Accepted | 2025-04-24 | 2025-05-20 | 2026-05-20 | Inverters | Tesla | POWERWALL 3 1707000-XX-Y | 11500 |  | 1 |  |  | 0.97 |  | Outdoor
NJADRE1559516182 | Administratively Determined Incentive Program | ASBURY PARK | 7712 | 4.1 | Residential | Behind the Meter | Yes | Sunrun Installation Services, Inc. | JCP&L |  | Accepted | 2025-04-24 | 2025-05-20 | 2026-05-20 | Solar Panels | HANWHA Q-CELLS | Q.PEAK DUO BLK ML-G10+ 410 |  | 0.41 | 5 | 186 | 7 |  | Fixed | Roof
NJADRE1559516182 | Administratively Determined Incentive Program | ASBURY PARK | 7712 | 4.1 | Residential | Behind the Meter | Yes | Sunrun Installation Services, Inc. | JCP&L |  | Accepted | 2025-04-24 | 2025-05-20 | 2026-05-20 | Solar Panels | HANWHA Q-CELLS | Q.PEAK DUO BLK ML-G10+ 410 |  | 0.41 | 5 | 12 | 7 |  | Fixed | Roof
NJADRE1559516182 | Administratively Determined Incentive Program | ASBURY PARK | 7712 | 4.1 | Residential | Behind the Meter | Yes | Sunrun Installation Services, Inc. | JCP&L |  | Accepted | 2025-04-24 | 2025-05-20 | 2026-05-20 | Electric Storage Battery | Tesla | POWERWALL 3 1707000-XX-Y |  |  | 1 |  |  |  | Lithium Ion |  | OUTSIDE
NJADRE1559516194 | Administratively Determined Incentive Program | EGG HARBOR TOWNSHIP | 8234 | 8.17 | Residential | Behind the Meter | Yes | Sustainable Energy Systems, LLC | AC Electric |  | Accepted | 2025-04-24 | 2025-05-20 | 2026-05-20 | Inverters | Solar Edge | SE5700H-US | 5760 |  | 1 |  |  | 0.99 |  | Outside
NJADRE1559516194 | Administratively Determined Incentive Program | EGG HARBOR TOWNSHIP | 8234 | 8.17 | Residential | Behind the Meter | Yes | Sustainable Energy Systems, LLC | AC Electric |  | Accepted | 2025-04-24 | 2025-05-20 | 2026-05-20 | Solar Panels | SolarEdge Technologies | SEG-430-BTD-BG |  | 0.43 | 19 | 170 | 18 |  | Fixed | Roof
NJADRE1559516199 | Administratively Determined Incentive Program | Franklin Township | 8873 | 2.905 | Residential | Behind the Meter | Yes | SunnyMac, LLC | PSE&G |  | Accepted | 2025-04-24 | 2025-05-21 | 2026-05-21 | Solar Panels | HANWHA | Q.PEAK DUO BLK ML-G10+ 415W |  | 0.415 | 7 | 154 | 11 |  | Fixed | Roof
NJADRE1559516199 | Administratively Determined Incentive Program | Franklin Township | 8873 | 2.905 | Residential | Behind the Meter | Yes | SunnyMac, LLC | PSE&G |  | Accepted | 2025-04-24 | 2025-05-21 | 2026-05-21 | Inverters | ENPHASE | IQ8HC-72-M-US MICROINVERTER | 380 |  | 7 |  |  | 0.99 |  | Outdoor | next to meter
NJADRE1559516199 | Administratively Determined Incentive Program | Franklin Township | 8873 | 2.905 | Residential | Behind the Meter | Yes | SunnyMac, LLC | PSE&G |  | Accepted | 2025-04-24 | 2025-05-21 | 2026-05-21 | Meters | ENPHASE | X-IQ-AM1-240-5 |  |  | 1 |  |  |  | Yes | Outdoor
NJADRE1559516204 | Administratively Determined Incentive Program | LINDENWOLD | 8021 | 6.48 | Residential | Behind the Meter | Yes | Sunrun Installation Services, Inc. | AC Electric |  | Accepted | 2025-04-24 | 2025-05-19 | 2026-05-19 | Electric Storage Battery | Tesla | POWERWALL 3 1707000-XX-Y |  |  | 1 |  |  |  | Lithium Ion |  | OUTSIDE
NJADRE1559516204 | Administratively Determined Incentive Program | LINDENWOLD | 8021 | 6.48 | Residential | Behind the Meter | Yes | Sunrun Installation Services, Inc. | AC Electric |  | Accepted | 2025-04-24 | 2025-05-19 | 2026-05-19 | Solar Panels | JA SOLAR | JAM54S31-405/MR |  | 0.405 | 5 | 204 | 22 |  | Fixed | Roof
NJADRE1559516204 | Administratively Determined Incentive Program | LINDENWOLD | 8021 | 6.48 | Residential | Behind the Meter | Yes | Sunrun Installation Services, Inc. | AC Electric |  | Accepted | 2025-04-24 | 2025-05-19 | 2026-05-19 | Inverters | SOLAREDGE TECHNOLOGIES | SE5700H-USMN | 5760 |  | 1 |  |  | 0.99 |  | Outdoor
NJADRE1559516204 | Administratively Determined Incentive Program | LINDENWOLD | 8021 | 6.48 | Residential | Behind the Meter | Yes | Sunrun Installation Services, Inc. | AC Electric |  | Accepted | 2025-04-24 | 2025-05-19 | 2026-05-19 | Solar Panels | JA SOLAR | JAM54S31-405/MR |  | 0.405 | 11 | 24 | 25 |  | Fixed | Roof
NJADRE1559516220 | Administratively Determined Incentive Program | SOMERSET | 8873 | 16.4 | Residential | Behind the Meter | Yes | Trinity Solar, LLC | PSE&G |  | Accepted | 2025-04-24 | 2025-05-20 | 2026-05-20 | Solar Panels | HANWHA | (Q.PEAK DUO BLK ML-G10+ 410) |  | 0.41 | 8 | 305 | 18 |  | Fixed | Roof
NJADRE1559516220 | Administratively Determined Incentive Program | SOMERSET | 8873 | 16.4 | Residential | Behind the Meter | Yes | Trinity Solar, LLC | PSE&G |  | Accepted | 2025-04-24 | 2025-05-20 | 2026-05-20 | Solar Panels | HANWHA | (Q.PEAK DUO BLK ML-G10+ 410) |  | 0.41 | 6 | 126 | 43 |  | Fixed | Roof
NJADRE1559516220 | Administratively Determined Incentive Program | SOMERSET | 8873 | 16.4 | Residential | Behind the Meter | Yes | Trinity Solar, LLC | PSE&G |  | Accepted | 2025-04-24 | 2025-05-20 | 2026-05-20 | Solar Panels | HANWHA | (Q.PEAK DUO BLK ML-G10+ 410) |  | 0.41 | 6 | 125 | 17 |  | Fixed | Roof
NJADRE1559516220 | Administratively Determined Incentive Program | SOMERSET | 8873 | 16.4 | Residential | Behind the Meter | Yes | Trinity Solar, LLC | PSE&G |  | Accepted | 2025-04-24 | 2025-05-20 | 2026-05-20 | Inverters | Solar Edge | SE7600H-US | 7600 |  | 1 |  |  | 0.97 |  | Outdoor
NJADRE1559516220 | Administratively Determined Incentive Program | SOMERSET | 8873 | 16.4 | Residential | Behind the Meter | Yes | Trinity Solar, LLC | PSE&G |  | Accepted | 2025-04-24 | 2025-05-20 | 2026-05-20 | Inverters | Solar Edge | SE6000H-US | 6000 |  | 1 |  |  | 0.97 |  | Outdoor
NJADRE1559516220 | Administratively Determined Incentive Program | SOMERSET | 8873 | 16.4 | Residential | Behind the Meter | Yes | Trinity Solar, LLC | PSE&G |  | Accepted | 2025-04-24 | 2025-05-20 | 2026-05-20 | Solar Panels | HANWHA | (Q.PEAK DUO BLK ML-G10+ 410) |  | 0.41 | 20 | 216 | 35 |  | Fixed | Roof
NJADRE1559516224 | Administratively Determined Incentive Program | CLIFTON | 7011 | 11.48 | Residential | Behind the Meter | Yes | Trinity Solar, LLC | PSE&G |  | Accepted | 2025-04-24 | 2025-05-20 | 2026-05-20 | Solar Panels | HANWHA 410 (Q.PEAK DUO BLK ML-G10+410) | HANWHA 410 (Q.PEAK DUO BLK ML-G10+410) |  | 0.41 | 11 | 347 | 23 |  | Fixed | Roof
NJADRE1559516224 | Administratively Determined Incentive Program | CLIFTON | 7011 | 11.48 | Residential | Behind the Meter | Yes | Trinity Solar, LLC | PSE&G |  | Accepted | 2025-04-24 | 2025-05-20 | 2026-05-20 | Inverters | SE10000H-US | SOLAREDGE | 10000 |  | 1 |  |  | 0.97 |  | Outside
NJADRE1559516224 | Administratively Determined Incentive Program | CLIFTON | 7011 | 11.48 | Residential | Behind the Meter | Yes | Trinity Solar, LLC | PSE&G |  | Accepted | 2025-04-24 | 2025-05-20 | 2026-05-20 | Solar Panels | HANWHA 410 (Q.PEAK DUO BLK ML-G10+410) | HANWHA 410 (Q.PEAK DUO BLK ML-G10+410) |  | 0.41 | 6 | 77 | 27 |  | Fixed | Roof
NJADRE1559516224 | Administratively Determined Incentive Program | CLIFTON | 7011 | 11.48 | Residential | Behind the Meter | Yes | Trinity Solar, LLC | PSE&G |  | Accepted | 2025-04-24 | 2025-05-20 | 2026-05-20 | Solar Panels | HANWHA 410 (Q.PEAK DUO BLK ML-G10+410) | HANWHA 410 (Q.PEAK DUO BLK ML-G10+410) |  | 0.41 | 3 | 257 | 30 |  | Fixed | Roof
NJADRE1559516224 | Administratively Determined Incentive Program | CLIFTON | 7011 | 11.48 | Residential | Behind the Meter | Yes | Trinity Solar, LLC | PSE&G |  | Accepted | 2025-04-24 | 2025-05-20 | 2026-05-20 | Solar Panels | HANWHA 410 (Q.PEAK DUO BLK ML-G10+410) | HANWHA 410 (Q.PEAK DUO BLK ML-G10+410) |  | 0.41 | 2 | 77 | 30 |  | Fixed | Roof
NJADRE1559516224 | Administratively Determined Incentive Program | CLIFTON | 7011 | 11.48 | Residential | Behind the Meter | Yes | Trinity Solar, LLC | PSE&G |  | Accepted | 2025-04-24 | 2025-05-20 | 2026-05-20 | Solar Panels | HANWHA 410 (Q.PEAK DUO BLK ML-G10+410) | HANWHA 410 (Q.PEAK DUO BLK ML-G10+410) |  | 0.41 | 6 | 257 | 27 |  | Fixed | Roof
NJADRE1559516249 | Administratively Determined Incentive Program | West Windsor Township | 8550 | 16.58 | Residential | Behind the Meter | No | US Clean Energy Construction, Inc. | PSE&G |  | Accepted | 2025-04-24 | 2025-05-20 | 2026-05-20 | Inverters | SMA AMERICA | SMA SBSE-7.7-50 | 7700 |  | 1 |  |  | 0.96 |  | Outdoor
NJADRE1559516249 | Administratively Determined Incentive Program | West Windsor Township | 8550 | 16.58 | Residential | Behind the Meter | No | US Clean Energy Construction, Inc. | PSE&G |  | Accepted | 2025-04-24 | 2025-05-20 | 2026-05-20 | Inverters | SMA AMERICA | SMA SBSE-3.8-50 | 3800 |  | 1 |  |  | 0.96 |  | Outdoor
NJADRE1559516249 | Administratively Determined Incentive Program | West Windsor Township | 8550 | 16.58 | Residential | Behind the Meter | No | US Clean Energy Construction, Inc. | PSE&G |  | Accepted | 2025-04-24 | 2025-05-20 | 2026-05-20 | Solar Panels | Trina Solar | TRINA 425W |  | 0.425 | 26 | 232 | 20 |  | Fixed | Roof
NJADRE1559516249 | Administratively Determined Incentive Program | West Windsor Township | 8550 | 16.58 | Residential | Behind the Meter | No | US Clean Energy Construction, Inc. | PSE&G |  | Accepted | 2025-04-24 | 2025-05-20 | 2026-05-20 | Solar Panels | Trina Solar | TRINA 425W |  | 0.425 | 5 | 142 | 20 |  | Fixed | Roof
NJADRE1559516249 | Administratively Determined Incentive Program | West Windsor Township | 8550 | 16.58 | Residential | Behind the Meter | No | US Clean Energy Construction, Inc. | PSE&G |  | Accepted | 2025-04-24 | 2025-05-20 | 2026-05-20 | Solar Panels | Trina Solar | TRINA 425W |  | 0.425 | 8 | 52 | 20 |  | Fixed | Roof
NJADRE1559516249 | Administratively Determined Incentive Program | West Windsor Township | 8550 | 16.58 | Residential | Behind the Meter | No | US Clean Energy Construction, Inc. | PSE&G |  | Accepted | 2025-04-24 | 2025-05-20 | 2026-05-20 | Meters | VISION METERING | Cat VM-2E2A1P |  |  | 1 |  |  |  | Yes | Outdoor
NJADRE1559516256 | Administratively Determined Incentive Program | Westampton | 8060 | 8.61 | Residential | Behind the Meter | Yes | Trinity Solar, LLC | PSE&G |  | Accepted | 2025-04-24 | 2025-05-20 | 2026-05-20 | Solar Panels | HANWHA 410 (Q.PEAK DUO BLK ML-G10+410) | HANWHA 410 (Q.PEAK DUO BLK ML-G10+410) |  | 0.41 | 11 | 198 | 20 |  | Fixed | Roof
NJADRE1559516256 | Administratively Determined Incentive Program | Westampton | 8060 | 8.61 | Residential | Behind the Meter | Yes | Trinity Solar, LLC | PSE&G |  | Accepted | 2025-04-24 | 2025-05-20 | 2026-05-20 | Inverters | SOLAREDGE | SE7600H-US | 7600 |  | 1 |  |  | 0.97 |  | Outside
NJADRE1559516256 | Administratively Determined Incentive Program | Westampton | 8060 | 8.61 | Residential | Behind the Meter | Yes | Trinity Solar, LLC | PSE&G |  | Accepted | 2025-04-24 | 2025-05-20 | 2026-05-20 | Solar Panels | HANWHA 410 (Q.PEAK DUO BLK ML-G10+410) | HANWHA 410 (Q.PEAK DUO BLK ML-G10+410) |  | 0.41 | 10 | 18 | 20 |  | Fixed | Roof
NJADRE1559516260 | Administratively Determined Incentive Program | LINDENWOLD | 8021 | 8.17 | Residential | Behind the Meter | Yes | EMT Renewables, LLC | AC Electric |  | Accepted | 2025-04-24 | 2025-06-09 | 2026-06-09 | Inverters | ENPHASE | IQ8+ | 290 |  | 19 |  |  | 0.98 |  | Other | UNDER EACH PANEL
NJADRE1559516260 | Administratively Determined Incentive Program | LINDENWOLD | 8021 | 8.17 | Residential | Behind the Meter | Yes | EMT Renewables, LLC | AC Electric |  | Accepted | 2025-04-24 | 2025-06-09 | 2026-06-09 | Solar Panels | SEG SOLAR | SEG 430 |  | 0.43 | 4 | 108 | 27 |  | Fixed | Roof
NJADRE1559516260 | Administratively Determined Incentive Program | LINDENWOLD | 8021 | 8.17 | Residential | Behind the Meter | Yes | EMT Renewables, LLC | AC Electric |  | Accepted | 2025-04-24 | 2025-06-09 | 2026-06-09 | Solar Panels | SEG SOLAR | SEG 430 |  | 0.43 | 14 | 288 | 28 |  | Fixed | Roof
NJADRE1559516260 | Administratively Determined Incentive Program | LINDENWOLD | 8021 | 8.17 | Residential | Behind the Meter | Yes | EMT Renewables, LLC | AC Electric |  | Accepted | 2025-04-24 | 2025-06-09 | 2026-06-09 | Solar Panels | SEG SOLAR | SEG 430 |  | 0.43 | 1 | 108 | 25 |  | Fixed | Roof
NJADRE1559516272 | Administratively Determined Incentive Program | Lower Township | 8204 | 6.56 | Residential | Behind the Meter | Yes | Trinity Solar, LLC | AC Electric |  | Accepted | 2025-04-24 | 2025-05-20 | 2026-05-20 | Inverters | SOLAREDGE | SE5700H-US | 5700 |  | 1 |  |  | 0.97 |  | Outside
NJADRE1559516272 | Administratively Determined Incentive Program | Lower Township | 8204 | 6.56 | Residential | Behind the Meter | Yes | Trinity Solar, LLC | AC Electric |  | Accepted | 2025-04-24 | 2025-05-20 | 2026-05-20 | Solar Panels | HANWHA 410 (Q.PEAK DUO BLK ML-G10+410) | HANWHA 410 (Q.PEAK DUO BLK ML-G10+410) |  | 0.41 | 16 | 299 | 30 |  | Fixed | Roof
NJADRE1559516291 | Administratively Determined Incentive Program | Bridgeton | 8302 | 9.03 | Residential | Behind the Meter | Yes | EMT Renewables, LLC | AC Electric |  | Accepted | 2025-04-24 | 2025-05-20 | 2026-05-20 | Inverters | ENPHASE | IQ8+ | 290 |  | 21 |  |  | 0.98 |  | Other | UNDER EACH PANEL
NJADRE1559516291 | Administratively Determined Incentive Program | Bridgeton | 8302 | 9.03 | Residential | Behind the Meter | Yes | EMT Renewables, LLC | AC Electric |  | Accepted | 2025-04-24 | 2025-05-20 | 2026-05-20 | Solar Panels | SEG SOLAR | SEG 430 |  | 0.43 | 21 | 114 | 28 |  | Fixed | Roof
NJADRE1559516305 | Administratively Determined Incentive Program | East Orange | 7018 | 5.1 | Residential | Behind the Meter | Yes | Maier Solar Engineering dba Solar Me | PSE&G |  | Accepted | 2025-04-24 | 2025-05-20 | 2026-05-20 | Solar Panels | Jink | JKM425N-54HL4-B |  | 0.425 | 12 | 238 | 35 |  | Fixed | Roof
NJADRE1559516305 | Administratively Determined Incentive Program | East Orange | 7018 | 5.1 | Residential | Behind the Meter | Yes | Maier Solar Engineering dba Solar Me | PSE&G |  | Accepted | 2025-04-24 | 2025-05-20 | 2026-05-20 | Inverters | Enphase | IQ8+ | 290 |  | 12 |  |  | 0.96 |  | Outdoor | Next to meter
NJADRE1559516329 | Administratively Determined Incentive Program | Toms River | 8753 | 8.08 | Residential | Behind the Meter | Yes | GenSun Roofing and Solar, LLC | JCP&L |  | Accepted | 2025-04-24 | 2025-05-20 | 2026-05-20 | Solar Panels | HANWHA QCELLS | Q. TRON BLK M-G2+425 |  | 0.425 | 5 | 94 | 35 |  | Fixed | Roof
NJADRE1559516329 | Administratively Determined Incentive Program | Toms River | 8753 | 8.08 | Residential | Behind the Meter | Yes | GenSun Roofing and Solar, LLC | JCP&L |  | Accepted | 2025-04-24 | 2025-05-20 | 2026-05-20 | Solar Panels | HANWHA QCELLS | Q. TRON BLK M-G2+425 |  | 0.425 | 14 | 274 | 35 |  | Fixed | Roof
NJADRE1559516329 | Administratively Determined Incentive Program | Toms River | 8753 | 8.08 | Residential | Behind the Meter | Yes | GenSun Roofing and Solar, LLC | JCP&L |  | Accepted | 2025-04-24 | 2025-05-20 | 2026-05-20 | Inverters | ENPHASE | IQ8HC-72-M-DOM-US | 7220 |  | 19 |  |  | 0.99 |  | Outside
NJADRE1559516330 | Administratively Determined Incentive Program | Bridgeton | 8302 | 12.04 | Residential | Behind the Meter | Yes | EMT Renewables, LLC | AC Electric |  | Accepted | 2025-04-24 | 2025-05-20 | 2026-05-20 | Solar Panels | SEG SOLAR | SEG 430 |  | 0.43 | 19 | 355 | 21 |  | Fixed | Roof
NJADRE1559516330 | Administratively Determined Incentive Program | Bridgeton | 8302 | 12.04 | Residential | Behind the Meter | Yes | EMT Renewables, LLC | AC Electric |  | Accepted | 2025-04-24 | 2025-05-20 | 2026-05-20 | Solar Panels | SEG SOLAR | SEG 430 |  | 0.43 | 9 | 175 | 33 |  | Fixed | Roof
NJADRE1559516330 | Administratively Determined Incentive Program | Bridgeton | 8302 | 12.04 | Residential | Behind the Meter | Yes | EMT Renewables, LLC | AC Electric |  | Accepted | 2025-04-24 | 2025-05-20 | 2026-05-20 | Inverters | ENPHASE | IQ8+ | 290 |  | 28 |  |  | 0.98 |  | Other | UNDER EACH PANEL
NJADRE1559516356 | Administratively Determined Incentive Program | Bridgeton | 8302 | 10.75 | Residential | Behind the Meter | Yes | EMT Renewables, LLC | AC Electric |  | Accepted | 2025-04-24 | 2025-05-20 | 2026-05-20 | Solar Panels | SEG SOLAR | SEG 430 |  | 0.43 | 12 | 84 | 22 |  | Fixed | Roof
NJADRE1559516356 | Administratively Determined Incentive Program | Bridgeton | 8302 | 10.75 | Residential | Behind the Meter | Yes | EMT Renewables, LLC | AC Electric |  | Accepted | 2025-04-24 | 2025-05-20 | 2026-05-20 | Inverters | ENPHASE | IQ8+ | 290 |  | 25 |  |  | 0.98 |  | Other | UNDER EACH PANEL
NJADRE1559516356 | Administratively Determined Incentive Program | Bridgeton | 8302 | 10.75 | Residential | Behind the Meter | Yes | EMT Renewables, LLC | AC Electric |  | Accepted | 2025-04-24 | 2025-05-20 | 2026-05-20 | Solar Panels | SEG SOLAR | SEG 430 |  | 0.43 | 4 | 264 | 16 |  | Fixed | Roof
NJADRE1559516356 | Administratively Determined Incentive Program | Bridgeton | 8302 | 10.75 | Residential | Behind the Meter | Yes | EMT Renewables, LLC | AC Electric |  | Accepted | 2025-04-24 | 2025-05-20 | 2026-05-20 | Solar Panels | SEG SOLAR | SEG 430 |  | 0.43 | 9 | 264 | 22 |  | Fixed | Roof
NJADRE1559516357 | Administratively Determined Incentive Program | Phillipsburg | 8865 | 5.67 | Residential | Behind the Meter | No | Power Home Remodeling Group | JCP&L |  | Accepted | 2025-04-24 | 2025-05-20 | 2026-05-20 | Meters | SolarEdge | Revenue Grade Data Ansi C12.20 |  |  | 1 |  |  |  | Yes | Outdoor
NJADRE1559516357 | Administratively Determined Incentive Program | Phillipsburg | 8865 | 5.67 | Residential | Behind the Meter | No | Power Home Remodeling Group | JCP&L |  | Accepted | 2025-04-24 | 2025-05-20 | 2026-05-20 | Solar Panels | JA Solar | JAM54S31 405/MR |  | 0.405 | 9 | 144 | 41 |  | Fixed | Roof
NJADRE1559516357 | Administratively Determined Incentive Program | Phillipsburg | 8865 | 5.67 | Residential | Behind the Meter | No | Power Home Remodeling Group | JCP&L |  | Accepted | 2025-04-24 | 2025-05-20 | 2026-05-20 | Solar Panels | JA Solar | JAM54S31 405/MR |  | 0.405 | 5 | 324 | 41 |  | Fixed | Roof
NJADRE1559516357 | Administratively Determined Incentive Program | Phillipsburg | 8865 | 5.67 | Residential | Behind the Meter | No | Power Home Remodeling Group | JCP&L |  | Accepted | 2025-04-24 | 2025-05-20 | 2026-05-20 | Inverters | SolarEdge | S3800H-US | 3800 |  | 1 |  |  | 0.99 |  | Outdoor
NJADRE1559516368 | Administratively Determined Incentive Program | Middle Twp | 8242 | 10.25 | Residential | Behind the Meter | Yes | Trinity Solar, LLC | AC Electric |  | Accepted | 2025-04-24 | 2025-05-21 | 2026-05-21 | Solar Panels | HANWHA 410 (Q.PEAK DUO BLK ML-G10+410) | HANWHA 410 (Q.PEAK DUO BLK ML-G10+410) |  | 0.41 | 25 | 205 | 23 |  | Fixed | Roof
NJADRE1559516368 | Administratively Determined Incentive Program | Middle Twp | 8242 | 10.25 | Residential | Behind the Meter | Yes | Trinity Solar, LLC | AC Electric |  | Accepted | 2025-04-24 | 2025-05-21 | 2026-05-21 | Inverters | SOLAREDGE | SE7600H-US | 7600 |  | 1 |  |  | 0.97 |  | Outside
NJADRE1559516371 | Administratively Determined Incentive Program | West Deptford | 8051 | 6.88 | Residential | Behind the Meter | Yes | EMT Renewables, LLC | AC Electric |  | Accepted | 2025-04-24 | 2025-05-20 | 2026-05-20 | Solar Panels | SEG SOLAR | SEG 430 |  | 0.43 | 13 | 101 | 30 |  | Fixed | Roof
NJADRE1559516371 | Administratively Determined Incentive Program | West Deptford | 8051 | 6.88 | Residential | Behind the Meter | Yes | EMT Renewables, LLC | AC Electric |  | Accepted | 2025-04-24 | 2025-05-20 | 2026-05-20 | Inverters | ENPHASE | IQ8+ | 290 |  | 16 |  |  | 0.98 |  | Other | UNDER EACH PANEL
NJADRE1559516371 | Administratively Determined Incentive Program | West Deptford | 8051 | 6.88 | Residential | Behind the Meter | Yes | EMT Renewables, LLC | AC Electric |  | Accepted | 2025-04-24 | 2025-05-20 | 2026-05-20 | Solar Panels | SEG SOLAR | SEG 430 |  | 0.43 | 3 | 101 | 27 |  | Fixed | Roof
NJADRE1559516395 | Administratively Determined Incentive Program | Gloucester Twp | 8012 | 11.9 | Residential | Behind the Meter | Yes | Integrity Solar & Home Solutions, LLC | PSE&G |  | Accepted | 2025-04-24 | 2025-05-20 | 2026-05-20 | Inverters | ENPHASE | IQ8+ | 290 |  | 28 |  |  | 0.98 |  | Other | UNDER EACH PANEL
NJADRE1559516395 | Administratively Determined Incentive Program | Gloucester Twp | 8012 | 11.9 | Residential | Behind the Meter | Yes | Integrity Solar & Home Solutions, LLC | PSE&G |  | Accepted | 2025-04-24 | 2025-05-20 | 2026-05-20 | Solar Panels | JINKO | JKM425N-54HL4-B |  | 0.425 | 7 | 337 | 20 |  | Fixed | Roof
NJADRE1559516395 | Administratively Determined Incentive Program | Gloucester Twp | 8012 | 11.9 | Residential | Behind the Meter | Yes | Integrity Solar & Home Solutions, LLC | PSE&G |  | Accepted | 2025-04-24 | 2025-05-20 | 2026-05-20 | Solar Panels | JINKO | JKM425N-54HL4-B |  | 0.425 | 6 | 157 | 20 |  | Fixed | Roof
NJADRE1559516395 | Administratively Determined Incentive Program | Gloucester Twp | 8012 | 11.9 | Residential | Behind the Meter | Yes | Integrity Solar & Home Solutions, LLC | PSE&G |  | Accepted | 2025-04-24 | 2025-05-20 | 2026-05-20 | Solar Panels | JINKO | JKM425N-54HL4-B |  | 0.425 | 5 | 337 | 24 |  | Fixed | Roof
NJADRE1559516395 | Administratively Determined Incentive Program | Gloucester Twp | 8012 | 11.9 | Residential | Behind the Meter | Yes | Integrity Solar & Home Solutions, LLC | PSE&G |  | Accepted | 2025-04-24 | 2025-05-20 | 2026-05-20 | Solar Panels | JINKO | JKM425N-54HL4-B |  | 0.425 | 10 | 157 | 24 |  | Fixed | Roof
NJADRE1559516419 | Administratively Determined Incentive Program | Cape May | 8204 | 13.76 | Residential | Behind the Meter | Yes | EMT Renewables, LLC | AC Electric |  | Accepted | 2025-04-24 | 2025-05-21 | 2026-05-21 | Inverters | ENPHASE | IQ8+ | 290 |  | 32 |  |  | 0.98 |  | Other | UNDER EACH PANEL
NJADRE1559516419 | Administratively Determined Incentive Program | Cape May | 8204 | 13.76 | Residential | Behind the Meter | Yes | EMT Renewables, LLC | AC Electric |  | Accepted | 2025-04-24 | 2025-05-21 | 2026-05-21 | Solar Panels | SEG SOLAR | SEG 430 |  | 0.43 | 32 | 155 | 22 |  | Fixed | Roof
NJADRE1559516456 | Administratively Determined Incentive Program | Hillsborough | 8844 | 4.51 | Residential | Behind the Meter | Yes | Pro Custom Solar dba Momentum Solar | PSE&G |  | Accepted | 2025-04-24 | 2025-05-20 | 2026-05-20 | Inverters | Enphase | IQ8HC-72-M-DOM-US | 380 |  | 11 |  |  | 0.97 |  | Outdoor
NJADRE1559516456 | Administratively Determined Incentive Program | Hillsborough | 8844 | 4.51 | Residential | Behind the Meter | Yes | Pro Custom Solar dba Momentum Solar | PSE&G |  | Accepted | 2025-04-24 | 2025-05-20 | 2026-05-20 | Solar Panels | Hanwha | Q.PEAK DUO BLK ML-G10+ 410 |  | 0.41 | 11 | 9 | 19 |  | Fixed | Roof
NJADRE1559516461 | Administratively Determined Incentive Program | Little Ferry | 7643 | 8.6 | Residential | Behind the Meter | Yes | PosiGen Developer, LLC | PSE&G |  | Accepted | 2025-04-24 | 2025-05-21 | 2026-05-21 | Solar Panels | SilFab Solar | SIL-430 QD |  | 0.43 | 6 | 47 | 34 |  | Fixed | Roof
NJADRE1559516461 | Administratively Determined Incentive Program | Little Ferry | 7643 | 8.6 | Residential | Behind the Meter | Yes | PosiGen Developer, LLC | PSE&G |  | Accepted | 2025-04-24 | 2025-05-21 | 2026-05-21 | Inverters | SolarEdge | SE7600H-US | 7600 |  | 1 |  |  | 0.99 |  | Outside | within ten feet of meter
NJADRE1559516461 | Administratively Determined Incentive Program | Little Ferry | 7643 | 8.6 | Residential | Behind the Meter | Yes | PosiGen Developer, LLC | PSE&G |  | Accepted | 2025-04-24 | 2025-05-21 | 2026-05-21 | Solar Panels | SilFab Solar | SIL-430 QD |  | 0.43 | 14 | 227 | 33 |  | Fixed | Roof
NJADRE1559516506 | Administratively Determined Incentive Program | Sicklerville | 8081 | 7.38 | Residential | Behind the Meter | Yes | Trinity Solar, LLC | AC Electric |  | Accepted | 2025-04-24 | 2025-05-20 | 2026-05-20 | Solar Panels | HANWHA 410 (Q.PEAK DUO BLK ML-G10+410) | HANWHA 410 (Q.PEAK DUO BLK ML-G10+410) |  | 0.41 | 8 | 47 | 23 |  | Fixed | Roof
NJADRE1559516506 | Administratively Determined Incentive Program | Sicklerville | 8081 | 7.38 | Residential | Behind the Meter | Yes | Trinity Solar, LLC | AC Electric |  | Accepted | 2025-04-24 | 2025-05-20 | 2026-05-20 | Solar Panels | HANWHA 410 (Q.PEAK DUO BLK ML-G10+410) | HANWHA 410 (Q.PEAK DUO BLK ML-G10+410) |  | 0.41 | 10 | 227 | 21 |  | Fixed | Roof
NJADRE1559516506 | Administratively Determined Incentive Program | Sicklerville | 8081 | 7.38 | Residential | Behind the Meter | Yes | Trinity Solar, LLC | AC Electric |  | Accepted | 2025-04-24 | 2025-05-20 | 2026-05-20 | Inverters | SOLAREDGE | SE6000H-US | 6000 |  | 1 |  |  | 0.97 |  | Outside
NJADRE1559516573 | Administratively Determined Incentive Program | VOORHEES TOWNSHIP | 8043 | 15.48 | Residential | Behind the Meter | No | Sustainable Energy Systems, LLC | PSE&G |  | Accepted | 2025-04-24 | 2025-05-21 | 2026-05-21 | Solar Panels | SILFAB Solar | SIL-430 QD |  | 0.43 | 4 | 160 | 20 |  | Fixed | Roof
NJADRE1559516573 | Administratively Determined Incentive Program | VOORHEES TOWNSHIP | 8043 | 15.48 | Residential | Behind the Meter | No | Sustainable Energy Systems, LLC | PSE&G |  | Accepted | 2025-04-24 | 2025-05-21 | 2026-05-21 | Solar Panels | SILFAB Solar | SIL-430 QD |  | 0.43 | 6 | 250 | 29 |  | Fixed | Roof
NJADRE1559516573 | Administratively Determined Incentive Program | VOORHEES TOWNSHIP | 8043 | 15.48 | Residential | Behind the Meter | No | Sustainable Energy Systems, LLC | PSE&G |  | Accepted | 2025-04-24 | 2025-05-21 | 2026-05-21 | Solar Panels | SILFAB Solar | SIL-430 QD |  | 0.43 | 8 | 250 | 21 |  | Fixed | Roof
NJADRE1559516573 | Administratively Determined Incentive Program | VOORHEES TOWNSHIP | 8043 | 15.48 | Residential | Behind the Meter | No | Sustainable Energy Systems, LLC | PSE&G |  | Accepted | 2025-04-24 | 2025-05-21 | 2026-05-21 | Solar Panels | SILFAB Solar | SIL-430 QD |  | 0.43 | 4 | 250 | 20 |  | Fixed | Roof
NJADRE1559516573 | Administratively Determined Incentive Program | VOORHEES TOWNSHIP | 8043 | 15.48 | Residential | Behind the Meter | No | Sustainable Energy Systems, LLC | PSE&G |  | Accepted | 2025-04-24 | 2025-05-21 | 2026-05-21 | Solar Panels | SILFAB Solar | SIL-430 QD |  | 0.43 | 14 | 70 | 21 |  | Fixed | Roof
NJADRE1559516573 | Administratively Determined Incentive Program | VOORHEES TOWNSHIP | 8043 | 15.48 | Residential | Behind the Meter | No | Sustainable Energy Systems, LLC | PSE&G |  | Accepted | 2025-04-24 | 2025-05-21 | 2026-05-21 | Inverters | SolarEdge Technologies | SE11400H-US | 11400 |  | 1 |  |  | 0.99 |  | Outside
NJADRE1559516577 | Administratively Determined Incentive Program | Runnemede | 8078 | 6.45 | Residential | Behind the Meter | Yes | EMT Renewables, LLC | PSE&G |  | Accepted | 2025-04-24 | 2025-05-20 | 2026-05-20 | Solar Panels | SEG SOLAR | SEG 430 |  | 0.43 | 4 | 254 | 16 |  | Fixed | Roof
NJADRE1559516577 | Administratively Determined Incentive Program | Runnemede | 8078 | 6.45 | Residential | Behind the Meter | Yes | EMT Renewables, LLC | PSE&G |  | Accepted | 2025-04-24 | 2025-05-20 | 2026-05-20 | Solar Panels | SEG SOLAR | SEG 430 |  | 0.43 | 11 | 254 | 37 |  | Fixed | Roof
NJADRE1559516577 | Administratively Determined Incentive Program | Runnemede | 8078 | 6.45 | Residential | Behind the Meter | Yes | EMT Renewables, LLC | PSE&G |  | Accepted | 2025-04-24 | 2025-05-20 | 2026-05-20 | Inverters | ENPHASE | IQ8+ | 290 |  | 15 |  |  | 0.98 |  | Other | UNDER EACH PANEL
NJADRE1559516588 | Administratively Determined Incentive Program | Villas | 8251 | 11.61 | Residential | Behind the Meter | Yes | EMT Renewables, LLC | AC Electric |  | Accepted | 2025-04-24 | 2025-05-20 | 2026-05-20 | Solar Panels | SEG SOLAR | SEG 430 |  | 0.43 | 14 | 114 | 6 |  | Fixed | Roof
NJADRE1559516588 | Administratively Determined Incentive Program | Villas | 8251 | 11.61 | Residential | Behind the Meter | Yes | EMT Renewables, LLC | AC Electric |  | Accepted | 2025-04-24 | 2025-05-20 | 2026-05-20 | Inverters | ENPHASE | IQ8+ | 290 |  | 27 |  |  | 0.98 |  | Other | UNDER EACH PANEL
NJADRE1559516588 | Administratively Determined Incentive Program | Villas | 8251 | 11.61 | Residential | Behind the Meter | Yes | EMT Renewables, LLC | AC Electric |  | Accepted | 2025-04-24 | 2025-05-20 | 2026-05-20 | Solar Panels | SEG SOLAR | SEG 430 |  | 0.43 | 6 | 24 | 10 |  | Fixed | Roof
NJADRE1559516588 | Administratively Determined Incentive Program | Villas | 8251 | 11.61 | Residential | Behind the Meter | Yes | EMT Renewables, LLC | AC Electric |  | Accepted | 2025-04-24 | 2025-05-20 | 2026-05-20 | Solar Panels | SEG SOLAR | SEG 430 |  | 0.43 | 7 | 204 | 24 |  | Fixed | Roof
NJADRE1559516591 | Administratively Determined Incentive Program | Wharton | 7885 | 8.2 | Residential | Behind the Meter | Yes | Trinity Solar, LLC | JCP&L |  | Accepted | 2025-04-24 | 2025-05-21 | 2026-05-21 | Inverters | SOLAREDGE | SE7600H-US | 7600 |  | 1 |  |  | 0.97 |  | Outside
NJADRE1559516591 | Administratively Determined Incentive Program | Wharton | 7885 | 8.2 | Residential | Behind the Meter | Yes | Trinity Solar, LLC | JCP&L |  | Accepted | 2025-04-24 | 2025-05-21 | 2026-05-21 | Solar Panels | HANWHA 410 (Q.PEAK DUO BLK ML-G10+410) | HANWHA 410 (Q.PEAK DUO BLK ML-G10+410) |  | 0.41 | 4 | 210 | 19 |  | Fixed | Roof
NJADRE1559516591 | Administratively Determined Incentive Program | Wharton | 7885 | 8.2 | Residential | Behind the Meter | Yes | Trinity Solar, LLC | JCP&L |  | Accepted | 2025-04-24 | 2025-05-21 | 2026-05-21 | Solar Panels | HANWHA 410 (Q.PEAK DUO BLK ML-G10+410) | HANWHA 410 (Q.PEAK DUO BLK ML-G10+410) |  | 0.41 | 8 | 210 | 19 |  | Fixed | Roof
NJADRE1559516591 | Administratively Determined Incentive Program | Wharton | 7885 | 8.2 | Residential | Behind the Meter | Yes | Trinity Solar, LLC | JCP&L |  | Accepted | 2025-04-24 | 2025-05-21 | 2026-05-21 | Solar Panels | HANWHA 410 (Q.PEAK DUO BLK ML-G10+410) | HANWHA 410 (Q.PEAK DUO BLK ML-G10+410) |  | 0.41 | 8 | 30 | 19 |  | Fixed | Roof
NJADRE1559516596 | Administratively Determined Incentive Program | Deepwater | 8023 | 3.92 | Residential | Behind the Meter | Yes | SunnyMac, LLC | AC Electric |  | Accepted | 2025-04-24 | 2025-05-21 | 2026-05-21 | Inverters | SOLAREDGE HOME HUB | SE3800H-US | 3800 |  | 1 |  |  | 0.99 |  | Outdoor | next to meter
NJADRE1559516596 | Administratively Determined Incentive Program | Deepwater | 8023 | 3.92 | Residential | Behind the Meter | Yes | SunnyMac, LLC | AC Electric |  | Accepted | 2025-04-24 | 2025-05-21 | 2026-05-21 | Solar Panels | HANWHA | Q.TRON BLK M-G2+ 435W |  | 0.435 | 9 | 27 | 21 |  | Fixed | Roof
NJADRE1559516599 | Administratively Determined Incentive Program | Denville | 7834 | 3.69 | Residential | Behind the Meter | Yes | Pro Custom Solar dba Momentum Solar | JCP&L |  | Accepted | 2025-04-24 | 2025-05-20 | 2026-05-20 | Solar Panels | Hanwha | Q.PEAK DUO BLK ML-G10+ 410 |  | 0.41 | 9 | 165 | 29 |  | Fixed | Roof
NJADRE1559516599 | Administratively Determined Incentive Program | Denville | 7834 | 3.69 | Residential | Behind the Meter | Yes | Pro Custom Solar dba Momentum Solar | JCP&L |  | Accepted | 2025-04-24 | 2025-05-20 | 2026-05-20 | Inverters | Enphase | IQ8HC-72-M-DOM-US | 380 |  | 9 |  |  | 0.97 |  | Outdoor
NJADRE1559516731 | Administratively Determined Incentive Program | Villas | 8251 | 5.1 | Residential | Behind the Meter | Yes | Sun Up Zero Down, LLC | AC Electric |  | Accepted | 2025-04-24 | 2025-05-20 | 2026-05-20 | Solar Panels | TRINA | TSM-425-NE09RC.05 |  | 0.425 | 12 | 118 | 27 |  | Fixed | Roof
NJADRE1559516731 | Administratively Determined Incentive Program | Villas | 8251 | 5.1 | Residential | Behind the Meter | Yes | Sun Up Zero Down, LLC | AC Electric |  | Accepted | 2025-04-24 | 2025-05-20 | 2026-05-20 | Inverters | Enphase | IQ8PLUS-72-2-US | 290 |  | 12 |  |  | 0.976 |  | Outdoor
NJADRE1559516731 | Administratively Determined Incentive Program | Villas | 8251 | 5.1 | Residential | Behind the Meter | Yes | Sun Up Zero Down, LLC | AC Electric |  | Accepted | 2025-04-24 | 2025-05-20 | 2026-05-20 | Meters | Enphase | TBD |  |  | 1 |  |  |  | Yes | Outdoor
NJADRE1559517227 | Administratively Determined Incentive Program | South Amboy | 8879 | 10.25 | Residential | Behind the Meter | Yes | Trinity Solar, LLC | JCP&L |  | Accepted | 2025-04-24 | 2025-05-20 | 2026-05-20 | Inverters | Solar Edge | SE7600H-US | 7600 |  | 1 |  |  | 0.97 |  | Outside
NJADRE1559517227 | Administratively Determined Incentive Program | South Amboy | 8879 | 10.25 | Residential | Behind the Meter | Yes | Trinity Solar, LLC | JCP&L |  | Accepted | 2025-04-24 | 2025-05-20 | 2026-05-20 | Solar Panels | HANWHA | Q.PEAK DUO BLK ML-G10+ 410 |  | 0.41 | 6 | 148 | 17 |  | Fixed | Roof
NJADRE1559517227 | Administratively Determined Incentive Program | South Amboy | 8879 | 10.25 | Residential | Behind the Meter | Yes | Trinity Solar, LLC | JCP&L |  | Accepted | 2025-04-24 | 2025-05-20 | 2026-05-20 | Solar Panels | HANWHA | Q.PEAK DUO BLK ML-G10+ 410 |  | 0.41 | 8 | 58 | 17 |  | Fixed | Roof
NJADRE1559517227 | Administratively Determined Incentive Program | South Amboy | 8879 | 10.25 | Residential | Behind the Meter | Yes | Trinity Solar, LLC | JCP&L |  | Accepted | 2025-04-24 | 2025-05-20 | 2026-05-20 | Solar Panels | HANWHA | Q.PEAK DUO BLK ML-G10+ 410 |  | 0.41 | 3 | 328 | 17 |  | Fixed | Roof
NJADRE1559517227 | Administratively Determined Incentive Program | South Amboy | 8879 | 10.25 | Residential | Behind the Meter | Yes | Trinity Solar, LLC | JCP&L |  | Accepted | 2025-04-24 | 2025-05-20 | 2026-05-20 | Solar Panels | HANWHA | Q.PEAK DUO BLK ML-G10+ 410 |  | 0.41 | 8 | 238 | 17 |  | Fixed | Roof
NJADRE1559517562 | Administratively Determined Incentive Program | Bayville | 8721 | 8.2 | Residential | Behind the Meter | Yes | Trinity Solar, LLC | JCP&L |  | Accepted | 2025-04-24 | 2025-05-20 | 2026-05-20 | Solar Panels | HANWHA 410 (Q.PEAK DUO BLK ML-G10+410) | HANWHA 410 (Q.PEAK DUO BLK ML-G10+410) |  | 0.41 | 20 | 10 | 32 |  | Fixed | Roof
NJADRE1559517562 | Administratively Determined Incentive Program | Bayville | 8721 | 8.2 | Residential | Behind the Meter | Yes | Trinity Solar, LLC | JCP&L |  | Accepted | 2025-04-24 | 2025-05-20 | 2026-05-20 | Inverters | SOLAREDGE | SE7600H-US | 7600 |  | 1 |  |  | 0.97 |  | Outside
NJADRE1559517618 | Administratively Determined Incentive Program | Newark | 7103 | 707.94 | School Public K-12 | Behind the Meter | Yes | Dan Russo Electrical Contractors, LLC | PSE&G |  | Accepted | 2025-04-24 | 2025-05-27 | 2026-05-27 | Solar Panels | ZnShine Solar | ZXM7-SHLDD144-540/M |  | 0.54 | 1311 | 200 | 5 |  | Fixed | Roof
NJADRE1559517618 | Administratively Determined Incentive Program | Newark | 7103 | 707.94 | School Public K-12 | Behind the Meter | Yes | Dan Russo Electrical Contractors, LLC | PSE&G |  | Accepted | 2025-04-24 | 2025-05-27 | 2026-05-27 | Inverters | SolarEdge | SE100KUS | 100000 |  | 6 |  |  | 0.975 |  | Outdoor
NJADRE1559517618 | Administratively Determined Incentive Program | Newark | 7103 | 707.94 | School Public K-12 | Behind the Meter | Yes | Dan Russo Electrical Contractors, LLC | PSE&G |  | Accepted | 2025-04-24 | 2025-05-27 | 2026-05-27 | Meters | Acuvim IIR | Acuvim IIR |  |  | 1 |  |  |  | Yes | Outdoor
NJADRE1559517639 | Administratively Determined Incentive Program | Jackson | 8527 | 6.48 | Residential | Behind the Meter | Yes | Sunrun Installation Services, Inc. | JCP&L |  | Accepted | 2025-04-24 | 2025-06-12 | 2026-06-12 | Inverters | SolarEdge Technologies | SE5700H-USMN | 5760 |  | 1 |  |  | 0.99 |  | Outdoor
NJADRE1559517639 | Administratively Determined Incentive Program | Jackson | 8527 | 6.48 | Residential | Behind the Meter | Yes | Sunrun Installation Services, Inc. | JCP&L |  | Accepted | 2025-04-24 | 2025-06-12 | 2026-06-12 | Solar Panels | JA Solar | JAM54S31-405/MR |  | 0.405 | 16 | 169 | 27 |  | Fixed | Roof
NJADRE1559517657 | Administratively Determined Incentive Program | Millville | 8332 | 8.7 | Residential | Behind the Meter | Yes | Sun Up Zero Down, LLC | AC Electric |  | Accepted | 2025-04-25 | 2025-05-21 | 2026-05-21 | Meters | Enphase | TBD |  |  | 1 |  |  |  | Yes | Outdoor
NJADRE1559517657 | Administratively Determined Incentive Program | Millville | 8332 | 8.7 | Residential | Behind the Meter | Yes | Sun Up Zero Down, LLC | AC Electric |  | Accepted | 2025-04-25 | 2025-05-21 | 2026-05-21 | Inverters | Enphase | IQ8PLUS-72-2-US | 290 |  | 20 |  |  | 0.976 |  | Outdoor
NJADRE1559517657 | Administratively Determined Incentive Program | Millville | 8332 | 8.7 | Residential | Behind the Meter | Yes | Sun Up Zero Down, LLC | AC Electric |  | Accepted | 2025-04-25 | 2025-05-21 | 2026-05-21 | Solar Panels | TRINA | Q.TRON BLK M-G2+ 435W |  | 0.435 | 20 | 192 | 55 |  | Fixed | Roof
NJADRE1559517666 | Administratively Determined Incentive Program | Egg Harbor Township | 8234 | 14.76 | Residential | Behind the Meter | Yes | Trinity Solar, LLC | AC Electric |  | Accepted | 2025-04-24 | 2025-05-20 | 2026-05-20 | Solar Panels | HANWHA 410 (Q.PEAK DUO BLK ML-G10+410) | HANWHA 410 (Q.PEAK DUO BLK ML-G10+410) |  | 0.41 | 12 | 80 | 20 |  | Fixed | Roof
NJADRE1559517666 | Administratively Determined Incentive Program | Egg Harbor Township | 8234 | 14.76 | Residential | Behind the Meter | Yes | Trinity Solar, LLC | AC Electric |  | Accepted | 2025-04-24 | 2025-05-20 | 2026-05-20 | Solar Panels | HANWHA 410 (Q.PEAK DUO BLK ML-G10+410) | HANWHA 410 (Q.PEAK DUO BLK ML-G10+410) |  | 0.41 | 4 | 260 | 19 |  | Fixed | Roof
NJADRE1559517666 | Administratively Determined Incentive Program | Egg Harbor Township | 8234 | 14.76 | Residential | Behind the Meter | Yes | Trinity Solar, LLC | AC Electric |  | Accepted | 2025-04-24 | 2025-05-20 | 2026-05-20 | Solar Panels | HANWHA 410 (Q.PEAK DUO BLK ML-G10+410) | HANWHA 410 (Q.PEAK DUO BLK ML-G10+410) |  | 0.41 | 6 | 260 | 10 |  | Fixed | Roof
NJADRE1559517666 | Administratively Determined Incentive Program | Egg Harbor Township | 8234 | 14.76 | Residential | Behind the Meter | Yes | Trinity Solar, LLC | AC Electric |  | Accepted | 2025-04-24 | 2025-05-20 | 2026-05-20 | Solar Panels | HANWHA 410 (Q.PEAK DUO BLK ML-G10+410) | HANWHA 410 (Q.PEAK DUO BLK ML-G10+410) |  | 0.41 | 10 | 260 | 19 |  | Fixed | Roof
NJADRE1559517666 | Administratively Determined Incentive Program | Egg Harbor Township | 8234 | 14.76 | Residential | Behind the Meter | Yes | Trinity Solar, LLC | AC Electric |  | Accepted | 2025-04-24 | 2025-05-20 | 2026-05-20 | Solar Panels | HANWHA 410 (Q.PEAK DUO BLK ML-G10+410) | HANWHA 410 (Q.PEAK DUO BLK ML-G10+410) |  | 0.41 | 4 | 80 | 19 |  | Fixed | Roof
NJADRE1559517666 | Administratively Determined Incentive Program | Egg Harbor Township | 8234 | 14.76 | Residential | Behind the Meter | Yes | Trinity Solar, LLC | AC Electric |  | Accepted | 2025-04-24 | 2025-05-20 | 2026-05-20 | Inverters | SOLAREDGE | SE11400H-US | 11400 |  | 1 |  |  | 0.97 |  | Outside
NJADRE1559517761 | Administratively Determined Incentive Program | EAST ORANGE | 7017 | 5.1 | Residential | Behind the Meter | Yes | Big Wave Roofing and Solar, LLC | PSE&G |  | Accepted | 2025-04-24 | 2025-05-21 | 2026-05-21 | Solar Panels | JINKO | JKM425N-54HL4-B (425W) |  | 0.425 | 11 | 217 | 40 |  | Fixed | Roof
NJADRE1559517761 | Administratively Determined Incentive Program | EAST ORANGE | 7017 | 5.1 | Residential | Behind the Meter | Yes | Big Wave Roofing and Solar, LLC | PSE&G |  | Accepted | 2025-04-24 | 2025-05-21 | 2026-05-21 | Solar Panels | JINKO | JKM425N-54HL4-B (425W) |  | 0.425 | 1 | 37 | 40 |  | Fixed | Roof
NJADRE1559517761 | Administratively Determined Incentive Program | EAST ORANGE | 7017 | 5.1 | Residential | Behind the Meter | Yes | Big Wave Roofing and Solar, LLC | PSE&G |  | Accepted | 2025-04-24 | 2025-05-21 | 2026-05-21 | Inverters | Enphase | ENPHASE IQ8HC-72-M-DOM-US | 380 |  | 12 |  |  | 0.97 |  | Outdoor
NJADRE1559517791 | Administratively Determined Incentive Program | NEW BRUNSWICK | 8901 | 5.16 | Residential | Behind the Meter | No | Infinity Solar Systems, LLC | PSE&G |  | Accepted | 2025-04-24 | 2025-05-20 | 2026-05-20 | Solar Panels | SEG SOLAR | SEG-430-BTD-BG |  | 0.43 | 2 | 128 | 14 |  | Fixed | Roof
NJADRE1559517791 | Administratively Determined Incentive Program | NEW BRUNSWICK | 8901 | 5.16 | Residential | Behind the Meter | No | Infinity Solar Systems, LLC | PSE&G |  | Accepted | 2025-04-24 | 2025-05-20 | 2026-05-20 | Solar Panels | SEG SOLAR | SEG-430-BTD-BG |  | 0.43 | 4 | 128 | 37 |  | Fixed | Roof
NJADRE1559517791 | Administratively Determined Incentive Program | NEW BRUNSWICK | 8901 | 5.16 | Residential | Behind the Meter | No | Infinity Solar Systems, LLC | PSE&G |  | Accepted | 2025-04-24 | 2025-05-20 | 2026-05-20 | Inverters | Enphase | IQ8MC-72-M-US | 320 |  | 12 |  |  | 0.97 |  | Outside
NJADRE1559517791 | Administratively Determined Incentive Program | NEW BRUNSWICK | 8901 | 5.16 | Residential | Behind the Meter | No | Infinity Solar Systems, LLC | PSE&G |  | Accepted | 2025-04-24 | 2025-05-20 | 2026-05-20 | Solar Panels | SEG SOLAR | SEG-430-BTD-BG |  | 0.43 | 6 | 219 | 30 |  | Fixed | Roof
NJADRE1559517796 | Administratively Determined Incentive Program | CLAYTON | 8312 | 4.05 | Residential | Behind the Meter | Yes | Freedom Forever New Jersey, LLC | AC Electric |  | Accepted | 2025-04-24 | 2025-05-20 | 2026-05-20 | Solar Panels | JA Solar | JAM54S31-405/MR |  | 0.405 | 10 | 312 | 29 |  | Fixed | Roof
NJADRE1559517796 | Administratively Determined Incentive Program | CLAYTON | 8312 | 4.05 | Residential | Behind the Meter | Yes | Freedom Forever New Jersey, LLC | AC Electric |  | Accepted | 2025-04-24 | 2025-05-20 | 2026-05-20 | Inverters | Enphase | IQ8HC-72-M-DOM-US | 380 |  | 10 |  |  | 0.99 |  | Outdoor
NJADRE1559517798 | Administratively Determined Incentive Program | CAPE MAY | 8204 | 14.4 | Residential | Behind the Meter | No | AllSeason Solar | AC Electric |  | Accepted | 2025-04-24 | 2025-05-20 | 2026-05-20 | Solar Panels | Certainteed | CT400HC11-06 |  | 0.4 | 7 | 75 | 20 |  | Fixed | Roof
NJADRE1559517798 | Administratively Determined Incentive Program | CAPE MAY | 8204 | 14.4 | Residential | Behind the Meter | No | AllSeason Solar | AC Electric |  | Accepted | 2025-04-24 | 2025-05-20 | 2026-05-20 | Solar Panels | Certainteed | CT400HC11-06 |  | 0.4 | 29 | 165 | 37 |  | Fixed | Roof
NJADRE1559517798 | Administratively Determined Incentive Program | CAPE MAY | 8204 | 14.4 | Residential | Behind the Meter | No | AllSeason Solar | AC Electric |  | Accepted | 2025-04-24 | 2025-05-20 | 2026-05-20 | Inverters | Enphase | IQ8 Plus | 290 |  | 36 |  |  | 0.97 |  | Outside
NJADRE1559517819 | Administratively Determined Incentive Program | Parsippany | 7054 | 10.66 | Residential | Behind the Meter | Yes | Trinity Solar, LLC | JCP&L |  | Accepted | 2025-04-24 | 2025-05-20 | 2026-05-20 | Inverters | Solar Edge | USE10000H-US | 10000 |  | 1 |  |  | 0.97 |  | Outside
NJADRE1559517819 | Administratively Determined Incentive Program | Parsippany | 7054 | 10.66 | Residential | Behind the Meter | Yes | Trinity Solar, LLC | JCP&L |  | Accepted | 2025-04-24 | 2025-05-20 | 2026-05-20 | Solar Panels | HANWHA | Q.PEAK DUO BLK ML-G10+ 410 |  | 0.41 | 18 | 227 | 23 |  | Fixed | Roof
NJADRE1559517819 | Administratively Determined Incentive Program | Parsippany | 7054 | 10.66 | Residential | Behind the Meter | Yes | Trinity Solar, LLC | JCP&L |  | Accepted | 2025-04-24 | 2025-05-20 | 2026-05-20 | Solar Panels | HANWHA | Q.PEAK DUO BLK ML-G10+ 410 |  | 0.41 | 8 | 47 | 23 |  | Fixed | Roof
NJADRE1559517835 | Administratively Determined Incentive Program | CAPE MAY | 8204 | 18.4 | Residential | Behind the Meter | No | AllSeason Solar | AC Electric |  | Accepted | 2025-04-24 | 2025-05-21 | 2026-05-21 | Solar Panels | Certainteed | CT400HC11-06 |  | 0.4 | 16 | 211 | 48 |  | Fixed | Roof
NJADRE1559517835 | Administratively Determined Incentive Program | CAPE MAY | 8204 | 18.4 | Residential | Behind the Meter | No | AllSeason Solar | AC Electric |  | Accepted | 2025-04-24 | 2025-05-21 | 2026-05-21 | Inverters | Enphase | IQ8 Plus | 290 |  | 46 |  |  | 0.97 |  | Outdoor
NJADRE1559517835 | Administratively Determined Incentive Program | CAPE MAY | 8204 | 18.4 | Residential | Behind the Meter | No | AllSeason Solar | AC Electric |  | Accepted | 2025-04-24 | 2025-05-21 | 2026-05-21 | Solar Panels | Certainteed | CT400HC11-06 |  | 0.4 | 4 | 211 | 30 |  | Fixed | Roof
NJADRE1559517835 | Administratively Determined Incentive Program | CAPE MAY | 8204 | 18.4 | Residential | Behind the Meter | No | AllSeason Solar | AC Electric |  | Accepted | 2025-04-24 | 2025-05-21 | 2026-05-21 | Solar Panels | Certainteed | CT400HC11-06 |  | 0.4 | 16 | 31 | 20 |  | Fixed | Roof
NJADRE1559517835 | Administratively Determined Incentive Program | CAPE MAY | 8204 | 18.4 | Residential | Behind the Meter | No | AllSeason Solar | AC Electric |  | Accepted | 2025-04-24 | 2025-05-21 | 2026-05-21 | Solar Panels | Certainteed | CT400HC11-06 |  | 0.4 | 10 | 121 | 36 |  | Fixed | Roof
NJADRE1559517865 | Administratively Determined Incentive Program | Galloway | 8205 | 4.51 | Residential | Behind the Meter | Yes | Trinity Solar, LLC | AC Electric |  | Accepted | 2025-04-24 | 2025-05-21 | 2026-05-21 | Solar Panels | HANWHA 410 (Q.PEAK DUO BLK ML-G10+410) | HANWHA 410 (Q.PEAK DUO BLK ML-G10+410) |  | 0.41 | 8 | 101 | 26 |  | Fixed | Roof
NJADRE1559517865 | Administratively Determined Incentive Program | Galloway | 8205 | 4.51 | Residential | Behind the Meter | Yes | Trinity Solar, LLC | AC Electric |  | Accepted | 2025-04-24 | 2025-05-21 | 2026-05-21 | Solar Panels | HANWHA 410 (Q.PEAK DUO BLK ML-G10+410) | HANWHA 410 (Q.PEAK DUO BLK ML-G10+410) |  | 0.41 | 3 | 281 | 26 |  | Fixed | Roof
NJADRE1559517865 | Administratively Determined Incentive Program | Galloway | 8205 | 4.51 | Residential | Behind the Meter | Yes | Trinity Solar, LLC | AC Electric |  | Accepted | 2025-04-24 | 2025-05-21 | 2026-05-21 | Inverters | SOLAREDGE | SE3800H-US | 3800 |  | 1 |  |  | 0.97 |  | Outside
NJADRE1559517887 | Administratively Determined Incentive Program | VILLAS | 8251 | 5.16 | Residential | Behind the Meter | Yes | EMT Renewables, LLC | AC Electric |  | Accepted | 2025-04-24 | 2025-05-20 | 2026-05-20 | Solar Panels | SEG SOLAR | SEG 430 |  | 0.43 | 8 | 127 | 28 |  | Fixed | Roof
NJADRE1559517887 | Administratively Determined Incentive Program | VILLAS | 8251 | 5.16 | Residential | Behind the Meter | Yes | EMT Renewables, LLC | AC Electric |  | Accepted | 2025-04-24 | 2025-05-20 | 2026-05-20 | Solar Panels | SEG SOLAR | SEG 430 |  | 0.43 | 4 | 307 | 15 |  | Fixed | Roof
NJADRE1559517887 | Administratively Determined Incentive Program | VILLAS | 8251 | 5.16 | Residential | Behind the Meter | Yes | EMT Renewables, LLC | AC Electric |  | Accepted | 2025-04-24 | 2025-05-20 | 2026-05-20 | Inverters | ENPHASE | IQ8+ | 290 |  | 12 |  |  | 0.98 |  | Other | UNDER EACH PANEL
NJADRE1559517889 | Administratively Determined Incentive Program | MILLVILLE | 8332 | 14.62 | Residential | Behind the Meter | Yes | PosiGen Developer, LLC | AC Electric |  | Accepted | 2025-04-24 | 2025-05-21 | 2026-05-21 | Inverters | SOLAREDGE | SE5700H-US | 5760 |  | 2 |  |  | 0.99 |  | Outside | WITHIN TEN FEET OF METER
NJADRE1559517889 | Administratively Determined Incentive Program | MILLVILLE | 8332 | 14.62 | Residential | Behind the Meter | Yes | PosiGen Developer, LLC | AC Electric |  | Accepted | 2025-04-24 | 2025-05-21 | 2026-05-21 | Solar Panels | JINKO EAGLE G6R | JKM430N-54HL4-B |  | 0.43 | 12 | 199 | 18 |  | Fixed | Roof
NJADRE1559517889 | Administratively Determined Incentive Program | MILLVILLE | 8332 | 14.62 | Residential | Behind the Meter | Yes | PosiGen Developer, LLC | AC Electric |  | Accepted | 2025-04-24 | 2025-05-21 | 2026-05-21 | Solar Panels | JINKO EAGLE G6R | JKM430N-54HL4-B |  | 0.43 | 14 | 20 | 18 |  | Fixed | Roof
NJADRE1559517889 | Administratively Determined Incentive Program | MILLVILLE | 8332 | 14.62 | Residential | Behind the Meter | Yes | PosiGen Developer, LLC | AC Electric |  | Accepted | 2025-04-24 | 2025-05-21 | 2026-05-21 | Solar Panels | JINKO EAGLE G6R | JKM430N-54HL4-B |  | 0.43 | 8 | 200 | 18 |  | Fixed | Roof
NJADRE1559517912 | Administratively Determined Incentive Program | BAYONNE CITY | 7002 | 4.3 | Residential | Behind the Meter | Yes | PosiGen Developer, LLC | PSE&G |  | Accepted | 2025-04-24 | 2025-05-20 | 2026-05-20 | Inverters | SolarEdge | SE3800H-US | 3800 |  | 1 |  |  | 0.99 |  | Outdoor | within ten feet of meter
NJADRE1559517912 | Administratively Determined Incentive Program | BAYONNE CITY | 7002 | 4.3 | Residential | Behind the Meter | Yes | PosiGen Developer, LLC | PSE&G |  | Accepted | 2025-04-24 | 2025-05-20 | 2026-05-20 | Solar Panels | Silfab | SIL-430 QD |  | 0.43 | 10 | 214 | 18 |  | Fixed | Roof
NJADRE1559517935 | Administratively Determined Incentive Program | PENNSVILLE | 8070 | 19.27 | Residential | Behind the Meter | Yes | Trinity Solar, LLC | AC Electric |  | Accepted | 2025-04-24 | 2025-05-20 | 2026-05-20 | Solar Panels | HANWHA 410 (Q.PEAK DUO BLK ML-G10+410) | HANWHA 410 (Q.PEAK DUO BLK ML-G10+410) |  | 0.41 | 11 | 231 | 23 |  | Fixed | Roof
NJADRE1559517935 | Administratively Determined Incentive Program | PENNSVILLE | 8070 | 19.27 | Residential | Behind the Meter | Yes | Trinity Solar, LLC | AC Electric |  | Accepted | 2025-04-24 | 2025-05-20 | 2026-05-20 | Solar Panels | HANWHA 410 (Q.PEAK DUO BLK ML-G10+410) | HANWHA 410 (Q.PEAK DUO BLK ML-G10+410) |  | 0.41 | 8 | 93 | 51 |  | Fixed | Roof
NJADRE1559517935 | Administratively Determined Incentive Program | PENNSVILLE | 8070 | 19.27 | Residential | Behind the Meter | Yes | Trinity Solar, LLC | AC Electric |  | Accepted | 2025-04-24 | 2025-05-20 | 2026-05-20 | Inverters | SOLAREDGE | SE11400H-US | 11400 |  | 1 |  |  | 0.97 |  | Outside
NJADRE1559517935 | Administratively Determined Incentive Program | PENNSVILLE | 8070 | 19.27 | Residential | Behind the Meter | Yes | Trinity Solar, LLC | AC Electric |  | Accepted | 2025-04-24 | 2025-05-20 | 2026-05-20 | Solar Panels | HANWHA 410 (Q.PEAK DUO BLK ML-G10+410) | HANWHA 410 (Q.PEAK DUO BLK ML-G10+410) |  | 0.41 | 12 | 141 | 23 |  | Fixed | Roof
NJADRE1559517935 | Administratively Determined Incentive Program | PENNSVILLE | 8070 | 19.27 | Residential | Behind the Meter | Yes | Trinity Solar, LLC | AC Electric |  | Accepted | 2025-04-24 | 2025-05-20 | 2026-05-20 | Solar Panels | HANWHA 410 (Q.PEAK DUO BLK ML-G10+410) | HANWHA 410 (Q.PEAK DUO BLK ML-G10+410) |  | 0.41 | 9 | 141 | 23 |  | Fixed | Roof
NJADRE1559517935 | Administratively Determined Incentive Program | PENNSVILLE | 8070 | 19.27 | Residential | Behind the Meter | Yes | Trinity Solar, LLC | AC Electric |  | Accepted | 2025-04-24 | 2025-05-20 | 2026-05-20 | Inverters | SOLAREDGE | SE3800H-US | 3800 |  | 1 |  |  | 0.97 |  | Outside
NJADRE1559517935 | Administratively Determined Incentive Program | PENNSVILLE | 8070 | 19.27 | Residential | Behind the Meter | Yes | Trinity Solar, LLC | AC Electric |  | Accepted | 2025-04-24 | 2025-05-20 | 2026-05-20 | Solar Panels | HANWHA 410 (Q.PEAK DUO BLK ML-G10+410) | HANWHA 410 (Q.PEAK DUO BLK ML-G10+410) |  | 0.41 | 7 | 321 | 23 |  | Fixed | Roof
NJADRE1559517948 | Administratively Determined Incentive Program | Cape May Court House | 8210 | 19.92 | Residential | Behind the Meter | Yes | SunPurity, LLC | AC Electric |  | Accepted | 2025-05-01 | 2025-05-29 | 2026-05-29 | Solar Panels | Hanwha Q cells | Q.PEAK DOU BLK-ML-G10+(415W) |  | 0.415 | 2 | 282 | 15 |  | Fixed | Roof
NJADRE1559517948 | Administratively Determined Incentive Program | Cape May Court House | 8210 | 19.92 | Residential | Behind the Meter | Yes | SunPurity, LLC | AC Electric |  | Accepted | 2025-05-01 | 2025-05-29 | 2026-05-29 | Solar Panels | Hanwha Q cells | Q.PEAK DOU BLK-ML-G10+(415W) |  | 0.415 | 7 | 102 | 37 |  | Fixed | Roof
NJADRE1559517948 | Administratively Determined Incentive Program | Cape May Court House | 8210 | 19.92 | Residential | Behind the Meter | Yes | SunPurity, LLC | AC Electric |  | Accepted | 2025-05-01 | 2025-05-29 | 2026-05-29 | Inverters | SolarEdge | SE7600H-US | 7600 |  | 2 |  |  | 0.99 |  | Outdoor
NJADRE1559517948 | Administratively Determined Incentive Program | Cape May Court House | 8210 | 19.92 | Residential | Behind the Meter | Yes | SunPurity, LLC | AC Electric |  | Accepted | 2025-05-01 | 2025-05-29 | 2026-05-29 | Solar Panels | Hanwha Q cells | Q.PEAK DOU BLK-ML-G10+(415W) |  | 0.415 | 39 | 282 | 30 |  | Fixed | Roof
NJADRE1559518019 | Administratively Determined Incentive Program | SICKLERVILLE | 8081 | 7.74 | Residential | Behind the Meter | Yes | EMT Renewables, LLC | AC Electric |  | Accepted | 2025-04-24 | 2025-05-21 | 2026-05-21 | Solar Panels | SEG SOLAR | SEG 430 |  | 0.43 | 2 | 338 | 6 |  | Fixed | Roof
NJADRE1559518019 | Administratively Determined Incentive Program | SICKLERVILLE | 8081 | 7.74 | Residential | Behind the Meter | Yes | EMT Renewables, LLC | AC Electric |  | Accepted | 2025-04-24 | 2025-05-21 | 2026-05-21 | Inverters | ENPHASE | IQ8+ | 290 |  | 18 |  |  | 0.98 |  | Other | UNDER EACH PANEL
NJADRE1559518019 | Administratively Determined Incentive Program | SICKLERVILLE | 8081 | 7.74 | Residential | Behind the Meter | Yes | EMT Renewables, LLC | AC Electric |  | Accepted | 2025-04-24 | 2025-05-21 | 2026-05-21 | Solar Panels | SEG SOLAR | SEG 430 |  | 0.43 | 16 | 158 | 38 |  | Fixed | Roof
NJADRE1559518054 | Administratively Determined Incentive Program | FREEHOLD | 7728 | 9.02 | Residential | Behind the Meter | Yes | Trinity Solar, LLC | JCP&L |  | Accepted | 2025-04-24 | 2025-05-20 | 2026-05-20 | Solar Panels | HANWHA 410 (Q.PEAK DUO BLK ML-G10+410) | HANWHA 410 (Q.PEAK DUO BLK ML-G10+410) |  | 0.41 | 15 | 287 | 34 |  | Fixed | Roof
NJADRE1559518054 | Administratively Determined Incentive Program | FREEHOLD | 7728 | 9.02 | Residential | Behind the Meter | Yes | Trinity Solar, LLC | JCP&L |  | Accepted | 2025-04-24 | 2025-05-20 | 2026-05-20 | Solar Panels | HANWHA 410 (Q.PEAK DUO BLK ML-G10+410) | HANWHA 410 (Q.PEAK DUO BLK ML-G10+410) |  | 0.41 | 4 | 197 | 40 |  | Fixed | Roof
NJADRE1559518054 | Administratively Determined Incentive Program | FREEHOLD | 7728 | 9.02 | Residential | Behind the Meter | Yes | Trinity Solar, LLC | JCP&L |  | Accepted | 2025-04-24 | 2025-05-20 | 2026-05-20 | Inverters | SOLAREDGE | SE7600H-US | 7600 |  | 1 |  |  | 0.97 |  | Outside
NJADRE1559518054 | Administratively Determined Incentive Program | FREEHOLD | 7728 | 9.02 | Residential | Behind the Meter | Yes | Trinity Solar, LLC | JCP&L |  | Accepted | 2025-04-24 | 2025-05-20 | 2026-05-20 | Solar Panels | HANWHA 410 (Q.PEAK DUO BLK ML-G10+410) | HANWHA 410 (Q.PEAK DUO BLK ML-G10+410) |  | 0.41 | 3 | 17 | 40 |  | Fixed | Roof
NJADRE1559518080 | Administratively Determined Incentive Program | Dorchester | 8316 | 10.32 | Residential | Behind the Meter | Yes | EMT Renewables, LLC | AC Electric |  | Accepted | 2025-04-24 | 2025-05-20 | 2026-05-20 | Inverters | ENPHASE | IQ8+ | 290 |  | 24 |  |  | 0.98 |  | Other | UNDER EACH PANEL
NJADRE1559518080 | Administratively Determined Incentive Program | Dorchester | 8316 | 10.32 | Residential | Behind the Meter | Yes | EMT Renewables, LLC | AC Electric |  | Accepted | 2025-04-24 | 2025-05-20 | 2026-05-20 | Solar Panels | SEG SOLAR | SEG 430 |  | 0.43 | 12 | 3 | 26 |  | Fixed | Roof
NJADRE1559518080 | Administratively Determined Incentive Program | Dorchester | 8316 | 10.32 | Residential | Behind the Meter | Yes | EMT Renewables, LLC | AC Electric |  | Accepted | 2025-04-24 | 2025-05-20 | 2026-05-20 | Solar Panels | SEG SOLAR | SEG 430 |  | 0.43 | 12 | 183 | 26 |  | Fixed | Roof
NJADRE1559518088 | Administratively Determined Incentive Program | Somers Point | 8244 | 8.1 | Residential | Behind the Meter | Yes | Big Wave Roofing and Solar, LLC | AC Electric |  | Accepted | 2025-04-24 | 2025-05-21 | 2026-05-21 | Solar Panels | MISSION SOLAR | MSE410HT0B |  | 0.405 | 6 | 38 | 18 |  | Fixed | Roof
NJADRE1559518088 | Administratively Determined Incentive Program | Somers Point | 8244 | 8.1 | Residential | Behind the Meter | Yes | Big Wave Roofing and Solar, LLC | AC Electric |  | Accepted | 2025-04-24 | 2025-05-21 | 2026-05-21 | Solar Panels | MISSION SOLAR | MSE410HT0B |  | 0.405 | 14 | 218 | 18 |  | Fixed | Roof
NJADRE1559518088 | Administratively Determined Incentive Program | Somers Point | 8244 | 8.1 | Residential | Behind the Meter | Yes | Big Wave Roofing and Solar, LLC | AC Electric |  | Accepted | 2025-04-24 | 2025-05-21 | 2026-05-21 | Inverters | Enphase | ENPHASE IQ8HC-72-M-DOM-US | 380 |  | 20 |  |  | 0.97 |  | Outdoor
NJADRE1559518091 | Administratively Determined Incentive Program | Dover | 7801 | 6.88 | Residential | Behind the Meter | Yes | PosiGen Developer, LLC | JCP&L |  | Accepted | 2025-04-24 | 2025-05-20 | 2026-05-20 | Solar Panels | Seg Solar | SEG-430-BTD-BG |  | 0.43 | 5 | 31 | 23 |  | Fixed | Roof
NJADRE1559518091 | Administratively Determined Incentive Program | Dover | 7801 | 6.88 | Residential | Behind the Meter | Yes | PosiGen Developer, LLC | JCP&L |  | Accepted | 2025-04-24 | 2025-05-20 | 2026-05-20 | Inverters | SolarEdge | SE5700H-US | 5700 |  | 1 |  |  | 0.99 |  | Outside | within ten feet of meter
NJADRE1559518091 | Administratively Determined Incentive Program | Dover | 7801 | 6.88 | Residential | Behind the Meter | Yes | PosiGen Developer, LLC | JCP&L |  | Accepted | 2025-04-24 | 2025-05-20 | 2026-05-20 | Solar Panels | Seg Solar | SEG-430-BTD-BG |  | 0.43 | 11 | 211 | 23 |  | Fixed | Roof
NJADRE1559518100 | Administratively Determined Incentive Program | Matawan | 7747 | 13.37 | Residential | Behind the Meter | Yes | Freedom Forever New Jersey, LLC | JCP&L |  | Accepted | 2025-04-24 | 2025-06-05 | 2026-06-05 | Solar Panels | JA Solar | JAM54S31-405/MR |  | 0.405 | 11 | 304 | 23 |  | Fixed | Roof
NJADRE1559518100 | Administratively Determined Incentive Program | Matawan | 7747 | 13.37 | Residential | Behind the Meter | Yes | Freedom Forever New Jersey, LLC | JCP&L |  | Accepted | 2025-04-24 | 2025-06-05 | 2026-06-05 | Solar Panels | JA Solar | JAM54S31-405/MR |  | 0.405 | 3 | 304 | 22 |  | Fixed | Roof
NJADRE1559518100 | Administratively Determined Incentive Program | Matawan | 7747 | 13.37 | Residential | Behind the Meter | Yes | Freedom Forever New Jersey, LLC | JCP&L |  | Accepted | 2025-04-24 | 2025-06-05 | 2026-06-05 | Inverters | Solar Edge | SE10000H-US | 10000 |  | 1 |  |  | 0.99 |  | Outside
NJADRE1559518100 | Administratively Determined Incentive Program | Matawan | 7747 | 13.37 | Residential | Behind the Meter | Yes | Freedom Forever New Jersey, LLC | JCP&L |  | Accepted | 2025-04-24 | 2025-06-05 | 2026-06-05 | Solar Panels | JA Solar | JAM54S31-405/MR |  | 0.405 | 7 | 124 | 23 |  | Fixed | Roof
NJADRE1559518100 | Administratively Determined Incentive Program | Matawan | 7747 | 13.37 | Residential | Behind the Meter | Yes | Freedom Forever New Jersey, LLC | JCP&L |  | Accepted | 2025-04-24 | 2025-06-05 | 2026-06-05 | Solar Panels | JA Solar | JAM54S31-405/MR |  | 0.405 | 9 | 124 | 23 |  | Fixed | Roof
NJADRE1559518100 | Administratively Determined Incentive Program | Matawan | 7747 | 13.37 | Residential | Behind the Meter | Yes | Freedom Forever New Jersey, LLC | JCP&L |  | Accepted | 2025-04-24 | 2025-06-05 | 2026-06-05 | Solar Panels | JA Solar | JAM54S31-405/MR |  | 0.405 | 3 | 124 | 22 |  | Fixed | Roof
NJADRE1559518394 | Administratively Determined Incentive Program | Hamilton | 8690 | 4.14 | Residential | Behind the Meter | No | Infinity Solar Systems, LLC | PSE&G |  | Accepted | 2025-04-24 | 2025-05-20 | 2026-05-20 | Inverters | Enphase | IQ8X-80-M-US | 380 |  | 9 |  |  | 0.97 |  | Outside
NJADRE1559518394 | Administratively Determined Incentive Program | Hamilton | 8690 | 4.14 | Residential | Behind the Meter | No | Infinity Solar Systems, LLC | PSE&G |  | Accepted | 2025-04-24 | 2025-05-20 | 2026-05-20 | Solar Panels | REC Solar | REC 460AA PURE-RX |  | 0.46 | 9 | 202 | 29 |  | Fixed | Roof
NJADRE1559518442 | Administratively Determined Incentive Program | City of Orange | 7050 | 3.83 | Residential | Behind the Meter | Yes | Big Wave Roofing and Solar, LLC | PSE&G |  | Accepted | 2025-04-24 | 2025-05-21 | 2026-05-21 | Solar Panels | Jinko | JKM425N-54HL4-B |  | 0.425 | 4 | 196 | 22 |  | Fixed | Roof
NJADRE1559518442 | Administratively Determined Incentive Program | City of Orange | 7050 | 3.83 | Residential | Behind the Meter | Yes | Big Wave Roofing and Solar, LLC | PSE&G |  | Accepted | 2025-04-24 | 2025-05-21 | 2026-05-21 | Solar Panels | Jinko | JKM425N-54HL4-B |  | 0.425 | 5 | 196 | 22 |  | Fixed | Roof
NJADRE1559518442 | Administratively Determined Incentive Program | City of Orange | 7050 | 3.83 | Residential | Behind the Meter | Yes | Big Wave Roofing and Solar, LLC | PSE&G |  | Accepted | 2025-04-24 | 2025-05-21 | 2026-05-21 | Inverters | Enphase | IQ8HC-72-M-DOM-US | 380 |  | 9 |  |  | 0.98 |  | Outside
NJADRE1559518513 | Administratively Determined Incentive Program | Trenton | 8619 | 8.61 | Residential | Behind the Meter | Yes | Trinity Solar, LLC | PSE&G |  | Accepted | 2025-04-24 | 2025-05-21 | 2026-05-21 | Solar Panels | HANWHA 410 (Q.PEAK DUO BLK ML-G10+410) | HANWHA 410 (Q.PEAK DUO BLK ML-G10+410) |  | 0.41 | 15 | 238 | 20 |  | Fixed | Roof
NJADRE1559518513 | Administratively Determined Incentive Program | Trenton | 8619 | 8.61 | Residential | Behind the Meter | Yes | Trinity Solar, LLC | PSE&G |  | Accepted | 2025-04-24 | 2025-05-21 | 2026-05-21 | Solar Panels | HANWHA 410 (Q.PEAK DUO BLK ML-G10+410) | HANWHA 410 (Q.PEAK DUO BLK ML-G10+410) |  | 0.41 | 6 | 148 | 20 |  | Fixed | Roof
NJADRE1559518513 | Administratively Determined Incentive Program | Trenton | 8619 | 8.61 | Residential | Behind the Meter | Yes | Trinity Solar, LLC | PSE&G |  | Accepted | 2025-04-24 | 2025-05-21 | 2026-05-21 | Inverters | SOLAREDGE | SE7600H-US | 7600 |  | 1 |  |  | 0.97 |  | Outside
NJADRE1559518745 | Administratively Determined Incentive Program | MULLICA HILL | 8062 | 6 | Residential | Behind the Meter | No | AllSeason Solar | AC Electric |  | Accepted | 2025-04-24 | 2025-05-20 | 2026-05-20 | Inverters | Enphase | IQ8 Plus | 290 |  | 15 |  |  | 0.97 |  | Outside
NJADRE1559518745 | Administratively Determined Incentive Program | MULLICA HILL | 8062 | 6 | Residential | Behind the Meter | No | AllSeason Solar | AC Electric |  | Accepted | 2025-04-24 | 2025-05-20 | 2026-05-20 | Solar Panels | Certainteed | CT400HC11-06 |  | 0.4 | 15 | 200 | 11 |  | Fixed | Roof
NJADRE1559518767 | Administratively Determined Incentive Program | Flemington | 8822 | 15.17 | Residential | Behind the Meter | Yes | Trinity Solar, LLC | JCP&L |  | Accepted | 2025-04-24 | 2025-05-20 | 2026-05-20 | Solar Panels | HANWHA | (Q.PEAK DUO BLK ML-G10+ 410) |  | 0.41 | 15 | 186 | 27 |  | Fixed | Roof
NJADRE1559518767 | Administratively Determined Incentive Program | Flemington | 8822 | 15.17 | Residential | Behind the Meter | Yes | Trinity Solar, LLC | JCP&L |  | Accepted | 2025-04-24 | 2025-05-20 | 2026-05-20 | Solar Panels | HANWHA | (Q.PEAK DUO BLK ML-G10+ 410) |  | 0.41 | 16 | 188 | 25 |  | Fixed | Roof
NJADRE1559518767 | Administratively Determined Incentive Program | Flemington | 8822 | 15.17 | Residential | Behind the Meter | Yes | Trinity Solar, LLC | JCP&L |  | Accepted | 2025-04-24 | 2025-05-20 | 2026-05-20 | Solar Panels | HANWHA | (Q.PEAK DUO BLK ML-G10+ 410) |  | 0.41 | 6 | 276 | 34 |  | Fixed | Roof
NJADRE1559518767 | Administratively Determined Incentive Program | Flemington | 8822 | 15.17 | Residential | Behind the Meter | Yes | Trinity Solar, LLC | JCP&L |  | Accepted | 2025-04-24 | 2025-05-20 | 2026-05-20 | Inverters | Solar Edge | SE11400H-US | 11400 |  | 1 |  |  | 0.97 |  | Outdoor
NJADRE1559518867 | Administratively Determined Incentive Program | Wall | 7719 | 15.91 | Residential | Behind the Meter | Yes | Pro Custom Solar dba Momentum Solar | JCP&L |  | Accepted | 2025-04-24 | 2025-05-20 | 2026-05-20 | Solar Panels | HANWHA | Q.TRON BLK M-G2+430 |  | 0.43 | 3 | 311 | 22 |  | Fixed | Roof
NJADRE1559518867 | Administratively Determined Incentive Program | Wall | 7719 | 15.91 | Residential | Behind the Meter | Yes | Pro Custom Solar dba Momentum Solar | JCP&L |  | Accepted | 2025-04-24 | 2025-05-20 | 2026-05-20 | Solar Panels | HANWHA | Q.TRON BLK M-G2+430 |  | 0.43 | 13 | 221 | 19 |  | Fixed | Roof
NJADRE1559518867 | Administratively Determined Incentive Program | Wall | 7719 | 15.91 | Residential | Behind the Meter | Yes | Pro Custom Solar dba Momentum Solar | JCP&L |  | Accepted | 2025-04-24 | 2025-05-20 | 2026-05-20 | Solar Panels | HANWHA | Q.TRON BLK M-G2+430 |  | 0.43 | 18 | 41 | 23 |  | Fixed | Roof
NJADRE1559518867 | Administratively Determined Incentive Program | Wall | 7719 | 15.91 | Residential | Behind the Meter | Yes | Pro Custom Solar dba Momentum Solar | JCP&L |  | Accepted | 2025-04-24 | 2025-05-20 | 2026-05-20 | Inverters | ENPHASE | IQ8HC-72-M-DOM-US | 380 |  | 37 |  |  | 0.97 |  | Outdoor
NJADRE1559518867 | Administratively Determined Incentive Program | Wall | 7719 | 15.91 | Residential | Behind the Meter | Yes | Pro Custom Solar dba Momentum Solar | JCP&L |  | Accepted | 2025-04-24 | 2025-05-20 | 2026-05-20 | Solar Panels | HANWHA | Q.TRON BLK M-G2+430 |  | 0.43 | 3 | 131 | 23 |  | Fixed | Roof
NJADRE1559518932 | Administratively Determined Incentive Program | Toms River | 8757 | 16.81 | Residential | Behind the Meter | Yes | Trinity Solar, LLC | JCP&L |  | Accepted | 2025-04-24 | 2025-05-20 | 2026-05-20 | Solar Panels | HANWHA | (Q.PEAK DUO BLK ML-G10+ 410) |  | 0.41 | 8 | 166 | 17 |  | Fixed | Roof
NJADRE1559518932 | Administratively Determined Incentive Program | Toms River | 8757 | 16.81 | Residential | Behind the Meter | Yes | Trinity Solar, LLC | JCP&L |  | Accepted | 2025-04-24 | 2025-05-20 | 2026-05-20 | Inverters | Solar Edge | SE5700H-USMNUBL15 | 5760 |  | 1 |  |  | 0.97 |  | Outdoor
NJADRE1559518932 | Administratively Determined Incentive Program | Toms River | 8757 | 16.81 | Residential | Behind the Meter | Yes | Trinity Solar, LLC | JCP&L |  | Accepted | 2025-04-24 | 2025-05-20 | 2026-05-20 | Solar Panels | HANWHA | (Q.PEAK DUO BLK ML-G10+ 410) |  | 0.41 | 12 | 346 | 20 |  | Fixed | Roof
NJADRE1559518932 | Administratively Determined Incentive Program | Toms River | 8757 | 16.81 | Residential | Behind the Meter | Yes | Trinity Solar, LLC | JCP&L |  | Accepted | 2025-04-24 | 2025-05-20 | 2026-05-20 | Solar Panels | HANWHA | (Q.PEAK DUO BLK ML-G10+ 410) |  | 0.41 | 21 | 166 | 20 |  | Fixed | Roof
NJADRE1559518932 | Administratively Determined Incentive Program | Toms River | 8757 | 16.81 | Residential | Behind the Meter | Yes | Trinity Solar, LLC | JCP&L |  | Accepted | 2025-04-24 | 2025-05-20 | 2026-05-20 | Inverters | Solar Edge | USE7600H-USMNBL75 | 7600 |  | 1 |  |  | 0.97 |  | Outdoor
NJADRE1559518963 | Administratively Determined Incentive Program | Berlin | 8009 | 6.88 | Residential | Behind the Meter | Yes | EMT Renewables, LLC | AC Electric |  | Accepted | 2025-04-24 | 2025-05-20 | 2026-05-20 | Inverters | ENPHASE | IQ8+ | 290 |  | 16 |  |  | 0.98 |  | Other | UNDER EACH PANEL
NJADRE1559518963 | Administratively Determined Incentive Program | Berlin | 8009 | 6.88 | Residential | Behind the Meter | Yes | EMT Renewables, LLC | AC Electric |  | Accepted | 2025-04-24 | 2025-05-20 | 2026-05-20 | Solar Panels | SEG SOLAR | SEG 430 |  | 0.43 | 16 | 222 | 20 |  | Fixed | Roof
NJADRE1559519107 | Administratively Determined Incentive Program | MOUNT LAUREL | 8054 | 16.8 | Residential | Behind the Meter | No | AllSeason Solar | PSE&G |  | Accepted | 2025-04-24 | 2025-05-20 | 2026-05-20 | Inverters | Enphase | IQ8 Plus | 290 |  | 42 |  |  | 0.97 |  | Outside
NJADRE1559519107 | Administratively Determined Incentive Program | MOUNT LAUREL | 8054 | 16.8 | Residential | Behind the Meter | No | AllSeason Solar | PSE&G |  | Accepted | 2025-04-24 | 2025-05-20 | 2026-05-20 | Solar Panels | Certainteed | CT400HC11-06 |  | 0.4 | 8 | 323 | 32 |  | Fixed | Roof
NJADRE1559519107 | Administratively Determined Incentive Program | MOUNT LAUREL | 8054 | 16.8 | Residential | Behind the Meter | No | AllSeason Solar | PSE&G |  | Accepted | 2025-04-24 | 2025-05-20 | 2026-05-20 | Solar Panels | Certainteed | CT400HC11-06 |  | 0.4 | 22 | 143 | 32 |  | Fixed | Roof
NJADRE1559519107 | Administratively Determined Incentive Program | MOUNT LAUREL | 8054 | 16.8 | Residential | Behind the Meter | No | AllSeason Solar | PSE&G |  | Accepted | 2025-04-24 | 2025-05-20 | 2026-05-20 | Solar Panels | Certainteed | CT400HC11-06 |  | 0.4 | 12 | 143 | 28 |  | Fixed | Roof
NJADRE1559519253 | Administratively Determined Incentive Program | Browns Mills | 8015 | 12.71 | Residential | Behind the Meter | Yes | Sunrun Installation Services, Inc. | JCP&L |  | Accepted | 2025-04-24 | 2025-05-20 | 2026-05-20 | Solar Panels | Hanwha Q Cells | Q.PEAK DUO BLK ML-G10+ 410 |  | 0.41 | 3 | 64 | 23 |  | Fixed | Roof
NJADRE1559519253 | Administratively Determined Incentive Program | Browns Mills | 8015 | 12.71 | Residential | Behind the Meter | Yes | Sunrun Installation Services, Inc. | JCP&L |  | Accepted | 2025-04-24 | 2025-05-20 | 2026-05-20 | Solar Panels | Hanwha Q Cells | Q.PEAK DUO BLK ML-G10+ 410 |  | 0.41 | 12 | 154 | 23 |  | Fixed | Roof
NJADRE1559519253 | Administratively Determined Incentive Program | Browns Mills | 8015 | 12.71 | Residential | Behind the Meter | Yes | Sunrun Installation Services, Inc. | JCP&L |  | Accepted | 2025-04-24 | 2025-05-20 | 2026-05-20 | Solar Panels | Hanwha Q Cells | Q.PEAK DUO BLK ML-G10+ 410 |  | 0.41 | 16 | 334 | 23 |  | Fixed | Roof
NJADRE1559519253 | Administratively Determined Incentive Program | Browns Mills | 8015 | 12.71 | Residential | Behind the Meter | Yes | Sunrun Installation Services, Inc. | JCP&L |  | Accepted | 2025-04-24 | 2025-05-20 | 2026-05-20 | Inverters | SolarEdge Technologies | SE10000H-USMN | 10000 |  | 1 |  |  | 0.99 |  | Outdoor
NJADRE1559519256 | Administratively Determined Incentive Program | Williamstown | 8094 | 7.74 | Residential | Behind the Meter | Yes | PosiGen Developer, LLC | AC Electric |  | Accepted | 2025-04-24 | 2025-05-21 | 2026-05-21 | Solar Panels | JINKO EAGLE G6R | JKM430N-54HL4-B |  | 0.43 | 9 | 178 | 27 |  | Fixed | Roof
NJADRE1559519256 | Administratively Determined Incentive Program | Williamstown | 8094 | 7.74 | Residential | Behind the Meter | Yes | PosiGen Developer, LLC | AC Electric |  | Accepted | 2025-04-24 | 2025-05-21 | 2026-05-21 | Solar Panels | JINKO EAGLE G6R | JKM430N-54HL4-B |  | 0.43 | 3 | 358 | 27 |  | Fixed | Roof
NJADRE1559519256 | Administratively Determined Incentive Program | Williamstown | 8094 | 7.74 | Residential | Behind the Meter | Yes | PosiGen Developer, LLC | AC Electric |  | Accepted | 2025-04-24 | 2025-05-21 | 2026-05-21 | Inverters | SOLAREDGE | SE7600H-US | 7600 |  | 1 |  |  | 0.99 |  | Outside | Within ten feet of meter
NJADRE1559519256 | Administratively Determined Incentive Program | Williamstown | 8094 | 7.74 | Residential | Behind the Meter | Yes | PosiGen Developer, LLC | AC Electric |  | Accepted | 2025-04-24 | 2025-05-21 | 2026-05-21 | Solar Panels | JINKO EAGLE G6R | JKM430N-54HL4-B |  | 0.43 | 4 | 178 | 27 |  | Fixed | Roof
NJADRE1559519256 | Administratively Determined Incentive Program | Williamstown | 8094 | 7.74 | Residential | Behind the Meter | Yes | PosiGen Developer, LLC | AC Electric |  | Accepted | 2025-04-24 | 2025-05-21 | 2026-05-21 | Solar Panels | JINKO EAGLE G6R | JKM430N-54HL4-B |  | 0.43 | 2 | 178 | 27 |  | Fixed | Roof
NJADRE1559519396 | Administratively Determined Incentive Program | Woodbridge | 7067 | 8.1 | Residential | Behind the Meter | Yes | Big Wave Roofing and Solar, LLC | PSE&G |  | Accepted | 2025-04-24 | 2025-05-21 | 2026-05-21 | Inverters | Enphase | IQ8HC-72-M-DOM-US | 380 |  | 20 |  |  | 0.98 |  | Outside
NJADRE1559519396 | Administratively Determined Incentive Program | Woodbridge | 7067 | 8.1 | Residential | Behind the Meter | Yes | Big Wave Roofing and Solar, LLC | PSE&G |  | Accepted | 2025-04-24 | 2025-05-21 | 2026-05-21 | Solar Panels | JA Solar | JAM54S31-405/MR/1500V |  | 0.405 | 16 | 139 | 30 |  | Fixed | Roof
NJADRE1559519396 | Administratively Determined Incentive Program | Woodbridge | 7067 | 8.1 | Residential | Behind the Meter | Yes | Big Wave Roofing and Solar, LLC | PSE&G |  | Accepted | 2025-04-24 | 2025-05-21 | 2026-05-21 | Solar Panels | JA Solar | JAM54S31-405/MR/1500V |  | 0.405 | 4 | 139 | 30 |  | Fixed | Roof
NJADRE1559519477 | Administratively Determined Incentive Program | Freehold | 7728 | 5.74 | Residential | Behind the Meter | Yes | Trinity Solar, LLC | JCP&L |  | Accepted | 2025-04-24 | 2025-05-20 | 2026-05-20 | Inverters | Solar Edge | USE5700H-USMNBL75 | 5760 |  | 1 |  |  | 0.97 |  | Outdoor
NJADRE1559519477 | Administratively Determined Incentive Program | Freehold | 7728 | 5.74 | Residential | Behind the Meter | Yes | Trinity Solar, LLC | JCP&L |  | Accepted | 2025-04-24 | 2025-05-20 | 2026-05-20 | Solar Panels | HANWHA | (Q.PEAK DUO BLK ML-G10+ 410) |  | 0.41 | 5 | 309 | 43 |  | Fixed | Roof
NJADRE1559519477 | Administratively Determined Incentive Program | Freehold | 7728 | 5.74 | Residential | Behind the Meter | Yes | Trinity Solar, LLC | JCP&L |  | Accepted | 2025-04-24 | 2025-05-20 | 2026-05-20 | Solar Panels | HANWHA | (Q.PEAK DUO BLK ML-G10+ 410) |  | 0.41 | 5 | 219 | 36 |  | Fixed | Roof
NJADRE1559519477 | Administratively Determined Incentive Program | Freehold | 7728 | 5.74 | Residential | Behind the Meter | Yes | Trinity Solar, LLC | JCP&L |  | Accepted | 2025-04-24 | 2025-05-20 | 2026-05-20 | Solar Panels | HANWHA | (Q.PEAK DUO BLK ML-G10+ 410) |  | 0.41 | 4 | 39 | 36 |  | Fixed | Roof
NJADRE1559519676 | Administratively Determined Incentive Program | WHARTON | 7885 | 15.99 | Residential | Behind the Meter | Yes | Trinity Solar, LLC | JCP&L |  | Accepted | 2025-04-24 | 2025-05-20 | 2026-05-20 | Solar Panels | HANWHA | Q.PEAK DUO BLK ML-G10+ 410 |  | 0.41 | 14 | 114 | 18 |  | Fixed | Roof
NJADRE1559519676 | Administratively Determined Incentive Program | WHARTON | 7885 | 15.99 | Residential | Behind the Meter | Yes | Trinity Solar, LLC | JCP&L |  | Accepted | 2025-04-24 | 2025-05-20 | 2026-05-20 | Solar Panels | HANWHA | Q.PEAK DUO BLK ML-G10+ 410 |  | 0.41 | 14 | 204 | 19 |  | Fixed | Roof
NJADRE1559519676 | Administratively Determined Incentive Program | WHARTON | 7885 | 15.99 | Residential | Behind the Meter | Yes | Trinity Solar, LLC | JCP&L |  | Accepted | 2025-04-24 | 2025-05-20 | 2026-05-20 | Solar Panels | HANWHA | Q.PEAK DUO BLK ML-G10+ 410 |  | 0.41 | 11 | 114 | 18 |  | Fixed | Roof
NJADRE1559519676 | Administratively Determined Incentive Program | WHARTON | 7885 | 15.99 | Residential | Behind the Meter | Yes | Trinity Solar, LLC | JCP&L |  | Accepted | 2025-04-24 | 2025-05-20 | 2026-05-20 | Inverters | Solar Edge | SE10000H-US | 10000 |  | 1 |  |  | 0.97 |  | Outside
NJADRE1559519676 | Administratively Determined Incentive Program | WHARTON | 7885 | 15.99 | Residential | Behind the Meter | Yes | Trinity Solar, LLC | JCP&L |  | Accepted | 2025-04-24 | 2025-05-20 | 2026-05-20 | Inverters | Solar Edge | SE3800H-US | 3800 |  | 1 |  |  | 0.97 |  | Outside
NJADRE1559519805 | Administratively Determined Incentive Program | EGG HARBOR TOWNSHIP | 8234 | 9.46 | Residential | Behind the Meter | Yes | EMT Renewables, LLC | AC Electric |  | Accepted | 2025-04-24 | 2025-05-20 | 2026-05-20 | Inverters | ENPHASE | IQ8+ | 290 |  | 22 |  |  | 0.98 |  | Other | UNDER EACH PANEL
NJADRE1559519805 | Administratively Determined Incentive Program | EGG HARBOR TOWNSHIP | 8234 | 9.46 | Residential | Behind the Meter | Yes | EMT Renewables, LLC | AC Electric |  | Accepted | 2025-04-24 | 2025-05-20 | 2026-05-20 | Solar Panels | SEG SOLAR | SEG 430 |  | 0.43 | 14 | 169 | 16 |  | Fixed | Roof
NJADRE1559519805 | Administratively Determined Incentive Program | EGG HARBOR TOWNSHIP | 8234 | 9.46 | Residential | Behind the Meter | Yes | EMT Renewables, LLC | AC Electric |  | Accepted | 2025-04-24 | 2025-05-20 | 2026-05-20 | Solar Panels | SEG SOLAR | SEG 430 |  | 0.43 | 8 | 169 | 6 |  | Fixed | Roof
NJADRE1559519863 | Administratively Determined Incentive Program | EAST BRUNSWICK | 8816 | 8.93 | Residential | Behind the Meter | No | Powur, PBC | JCP&L |  | Accepted | 2025-04-24 | 2025-05-27 | 2026-05-27 | Inverters | Enphase | IQMC-72-M-US | 320 |  | 21 |  |  | 0.97 |  | Outside
NJADRE1559519863 | Administratively Determined Incentive Program | EAST BRUNSWICK | 8816 | 8.93 | Residential | Behind the Meter | No | Powur, PBC | JCP&L |  | Accepted | 2025-04-24 | 2025-05-27 | 2026-05-27 | Solar Panels | Jinko Solar | JKM425N-54HL4-B |  | 0.425 | 7 | 174 | 32 |  | Fixed | Roof
NJADRE1559519863 | Administratively Determined Incentive Program | EAST BRUNSWICK | 8816 | 8.93 | Residential | Behind the Meter | No | Powur, PBC | JCP&L |  | Accepted | 2025-04-24 | 2025-05-27 | 2026-05-27 | Solar Panels | Jinko Solar | JKM425N-54HL4-B |  | 0.425 | 6 | 174 | 32 |  | Fixed | Roof
NJADRE1559519863 | Administratively Determined Incentive Program | EAST BRUNSWICK | 8816 | 8.93 | Residential | Behind the Meter | No | Powur, PBC | JCP&L |  | Accepted | 2025-04-24 | 2025-05-27 | 2026-05-27 | Solar Panels | Jinko Solar | JKM425N-54HL4-B |  | 0.425 | 5 | 84 | 32 |  | Fixed | Roof
NJADRE1559519863 | Administratively Determined Incentive Program | EAST BRUNSWICK | 8816 | 8.93 | Residential | Behind the Meter | No | Powur, PBC | JCP&L |  | Accepted | 2025-04-24 | 2025-05-27 | 2026-05-27 | Solar Panels | Jinko Solar | JKM425N-54HL4-B |  | 0.425 | 3 | 264 | 32 |  | Fixed | Roof
NJADRE1559519968 | Administratively Determined Incentive Program | MAYWOOD | 7607 | 5.67 | Residential | Behind the Meter | No | Power Home Remodeling Group | PSE&G |  | Accepted | 2025-04-24 | 2025-05-20 | 2026-05-20 | Solar Panels | JA Solar | JAM54S31 405/MR |  | 0.405 | 3 | 126 | 31 |  | Fixed | Roof
NJADRE1559519968 | Administratively Determined Incentive Program | MAYWOOD | 7607 | 5.67 | Residential | Behind the Meter | No | Power Home Remodeling Group | PSE&G |  | Accepted | 2025-04-24 | 2025-05-20 | 2026-05-20 | Solar Panels | JA Solar | JAM54S31 405/MR |  | 0.405 | 8 | 306 | 31 |  | Fixed | Roof
NJADRE1559519968 | Administratively Determined Incentive Program | MAYWOOD | 7607 | 5.67 | Residential | Behind the Meter | No | Power Home Remodeling Group | PSE&G |  | Accepted | 2025-04-24 | 2025-05-20 | 2026-05-20 | Meters | SolarEdge | Revenue Grade Data Ansi C12.20 |  |  | 1 |  |  |  | Yes | Outdoor
NJADRE1559519968 | Administratively Determined Incentive Program | MAYWOOD | 7607 | 5.67 | Residential | Behind the Meter | No | Power Home Remodeling Group | PSE&G |  | Accepted | 2025-04-24 | 2025-05-20 | 2026-05-20 | Solar Panels | JA Solar | JAM54S31 405/MR |  | 0.405 | 3 | 36 | 11 |  | Fixed | Roof
NJADRE1559519968 | Administratively Determined Incentive Program | MAYWOOD | 7607 | 5.67 | Residential | Behind the Meter | No | Power Home Remodeling Group | PSE&G |  | Accepted | 2025-04-24 | 2025-05-20 | 2026-05-20 | Inverters | SolarEdge | SE3800H-US | 3800 |  | 1 |  |  | 0.99 |  | Outdoor
NJADRE1559520099 | Administratively Determined Incentive Program | EAST RUTHERFORD | 7073 | 11.89 | Residential | Behind the Meter | No | Sunrun Installation Services, Inc. | PSE&G |  | Accepted | 2025-04-24 | 2025-05-20 | 2026-05-20 | Solar Panels | HANWHA Q-CELLS | Q.PEAK DUO BLK ML-G10+ 410 |  | 0.41 | 6 | 309 | 36 |  | Fixed | Roof
NJADRE1559520099 | Administratively Determined Incentive Program | EAST RUTHERFORD | 7073 | 11.89 | Residential | Behind the Meter | No | Sunrun Installation Services, Inc. | PSE&G |  | Accepted | 2025-04-24 | 2025-05-20 | 2026-05-20 | Solar Panels | HANWHA Q-CELLS | Q.PEAK DUO BLK ML-G10+ 410 |  | 0.41 | 8 | 130 | 36 |  | Fixed | Roof
NJADRE1559520099 | Administratively Determined Incentive Program | EAST RUTHERFORD | 7073 | 11.89 | Residential | Behind the Meter | No | Sunrun Installation Services, Inc. | PSE&G |  | Accepted | 2025-04-24 | 2025-05-20 | 2026-05-20 | Solar Panels | HANWHA Q-CELLS | Q.PEAK DUO BLK ML-G10+ 410 |  | 0.41 | 10 | 128 | 36 |  | Fixed | Roof
NJADRE1559520099 | Administratively Determined Incentive Program | EAST RUTHERFORD | 7073 | 11.89 | Residential | Behind the Meter | No | Sunrun Installation Services, Inc. | PSE&G |  | Accepted | 2025-04-24 | 2025-05-20 | 2026-05-20 | Electric Storage Battery | Tesla | POWERWALL 3 1707000-XX-Y |  |  | 1 |  |  |  | Lithium Ion |  | OUTSIDE
NJADRE1559520099 | Administratively Determined Incentive Program | EAST RUTHERFORD | 7073 | 11.89 | Residential | Behind the Meter | No | Sunrun Installation Services, Inc. | PSE&G |  | Accepted | 2025-04-24 | 2025-05-20 | 2026-05-20 | Solar Panels | HANWHA Q-CELLS | Q.PEAK DUO BLK ML-G10+ 410 |  | 0.41 | 5 | 309 | 37 |  | Fixed | Roof
NJADRE1559520099 | Administratively Determined Incentive Program | EAST RUTHERFORD | 7073 | 11.89 | Residential | Behind the Meter | No | Sunrun Installation Services, Inc. | PSE&G |  | Accepted | 2025-04-24 | 2025-05-20 | 2026-05-20 | Inverters | Tesla | POWERWALL 3 1707000-XX-Y | 11500 |  | 1 |  |  | 0.97 |  | Outdoor
NJADRE1559520099 | Administratively Determined Incentive Program | EAST RUTHERFORD | 7073 | 11.89 | Residential | Behind the Meter | No | Sunrun Installation Services, Inc. | PSE&G |  | Accepted | 2025-04-24 | 2025-05-20 | 2026-05-20 | Meters |  |  |  |  | 1
NJADRE1559520173 | Administratively Determined Incentive Program | LONG BRANCH | 7740 | 3.65 | Residential | Behind the Meter | Yes | Sunrun Installation Services, Inc. | JCP&L |  | Accepted | 2025-04-24 | 2025-05-20 | 2026-05-20 | Inverters | SolarEdge Technologies | SE3800H-USMN | 3800 |  | 1 |  |  | 0.99 |  | Outdoor
NJADRE1559520173 | Administratively Determined Incentive Program | LONG BRANCH | 7740 | 3.65 | Residential | Behind the Meter | Yes | Sunrun Installation Services, Inc. | JCP&L |  | Accepted | 2025-04-24 | 2025-05-20 | 2026-05-20 | Solar Panels | JA Solar | JAM54S31-405/MR |  | 0.405 | 9 | 146 | 20 |  | Fixed | Roof
NJADRE1559520190 | Administratively Determined Incentive Program | WOODBURY | 8096 | 8.51 | Residential | Behind the Meter | Yes | Define Solar, LLC | PSE&G |  | Accepted | 2025-04-24 | 2025-05-20 | 2026-05-20 | Inverters | Enphase | IQ8PLUS-72-2-US | 290 |  | 14 |  |  | 0.976 |  | Outside | Under each pv panel
NJADRE1559520190 | Administratively Determined Incentive Program | WOODBURY | 8096 | 8.51 | Residential | Behind the Meter | Yes | Define Solar, LLC | PSE&G |  | Accepted | 2025-04-24 | 2025-05-20 | 2026-05-20 | Inverters | Enphase | IQ8PLUS-72-2-US | 290 |  | 7 |  |  | 0.976 |  | Outside | Under each pv panel
NJADRE1559520190 | Administratively Determined Incentive Program | WOODBURY | 8096 | 8.51 | Residential | Behind the Meter | Yes | Define Solar, LLC | PSE&G |  | Accepted | 2025-04-24 | 2025-05-20 | 2026-05-20 | Solar Panels | Znshine | ZXM7-SH108 405 |  | 0.405 | 7 | 8 | 20 |  | Fixed | Roof
NJADRE1559520190 | Administratively Determined Incentive Program | WOODBURY | 8096 | 8.51 | Residential | Behind the Meter | Yes | Define Solar, LLC | PSE&G |  | Accepted | 2025-04-24 | 2025-05-20 | 2026-05-20 | Solar Panels | Znshine | ZXM7-SH108 405 |  | 0.405 | 14 | 188 | 20 |  | Fixed | Roof
NJADRE1559520304 | Administratively Determined Incentive Program | MIDDLESEX | 8846 | 10.94 | Residential | Behind the Meter | Yes | Freedom Forever New Jersey, LLC | PSE&G |  | Accepted | 2025-04-24 | 2025-05-21 | 2026-05-21 | Inverters | Solar Edge | USE10000H-USMNBL75 | 10000 |  | 1 |  |  | 0.99 |  | Outside
NJADRE1559520304 | Administratively Determined Incentive Program | MIDDLESEX | 8846 | 10.94 | Residential | Behind the Meter | Yes | Freedom Forever New Jersey, LLC | PSE&G |  | Accepted | 2025-04-24 | 2025-05-21 | 2026-05-21 | Solar Panels | JA Solar | JAM54S31-405/MR |  | 0.405 | 4 | 283 | 40 |  | Fixed | Roof
NJADRE1559520304 | Administratively Determined Incentive Program | MIDDLESEX | 8846 | 10.94 | Residential | Behind the Meter | Yes | Freedom Forever New Jersey, LLC | PSE&G |  | Accepted | 2025-04-24 | 2025-05-21 | 2026-05-21 | Solar Panels | JA Solar | JAM54S31-405/MR |  | 0.405 | 10 | 103 | 25 |  | Fixed | Roof
NJADRE1559520304 | Administratively Determined Incentive Program | MIDDLESEX | 8846 | 10.94 | Residential | Behind the Meter | Yes | Freedom Forever New Jersey, LLC | PSE&G |  | Accepted | 2025-04-24 | 2025-05-21 | 2026-05-21 | Solar Panels | JA Solar | JAM54S31-405/MR |  | 0.405 | 11 | 283 | 25 |  | Fixed | Roof
NJADRE1559520304 | Administratively Determined Incentive Program | MIDDLESEX | 8846 | 10.94 | Residential | Behind the Meter | Yes | Freedom Forever New Jersey, LLC | PSE&G |  | Accepted | 2025-04-24 | 2025-05-21 | 2026-05-21 | Solar Panels | JA Solar | JAM54S31-405/MR |  | 0.405 | 2 | 103 | 18 |  | Fixed | Roof
NJADRE1559520543 | Administratively Determined Incentive Program | VINELAND | 8361 | 7.74 | Residential | Behind the Meter | Yes | PosiGen Developer, LLC | Vineland Muni Electric |  | Accepted | 2025-04-24 | 2025-05-20 | 2026-05-20 | Solar Panels | Silfab Solar | SIL-430QD |  | 0.43 | 10 | 5 | 45 |  | Fixed | Roof
NJADRE1559520543 | Administratively Determined Incentive Program | VINELAND | 8361 | 7.74 | Residential | Behind the Meter | Yes | PosiGen Developer, LLC | Vineland Muni Electric |  | Accepted | 2025-04-24 | 2025-05-20 | 2026-05-20 | Solar Panels | Silfab Solar | SIL-430QD |  | 0.43 | 8 | 185 | 45 |  | Fixed | Roof
NJADRE1559520543 | Administratively Determined Incentive Program | VINELAND | 8361 | 7.74 | Residential | Behind the Meter | Yes | PosiGen Developer, LLC | Vineland Muni Electric |  | Accepted | 2025-04-24 | 2025-05-20 | 2026-05-20 | Inverters | SolarEdge | SE7600H-US | 7600 |  | 1 |  |  | 0.99 |  | Outside | Within ten feet of meter
NJADRE1559521045 | Administratively Determined Incentive Program | COLUMBUS | 8022 | 6.02 | Residential | Behind the Meter | Yes | AllSeason Solar | PSE&G |  | Accepted | 2025-04-24 | 2025-05-21 | 2026-05-21 | Inverters | Enphase | IQ8 Plus | 290 |  | 14 |  |  | 0.97 |  | Outside
NJADRE1559521045 | Administratively Determined Incentive Program | COLUMBUS | 8022 | 6.02 | Residential | Behind the Meter | Yes | AllSeason Solar | PSE&G |  | Accepted | 2025-04-24 | 2025-05-21 | 2026-05-21 | Solar Panels | SEG Solar | SEG430BTD-BG |  | 0.43 | 14 | 182 | 20 |  | Fixed | Roof
NJADRE1559521620 | Administratively Determined Incentive Program | GALLOWAY | 8205 | 8.17 | Residential | Behind the Meter | Yes | AllSeason Solar | AC Electric |  | Accepted | 2025-04-24 | 2025-05-20 | 2026-05-20 | Solar Panels | SEG Solar | SEG430BTD-BG |  | 0.43 | 9 | 345 | 44 |  | Fixed | Roof
NJADRE1559521620 | Administratively Determined Incentive Program | GALLOWAY | 8205 | 8.17 | Residential | Behind the Meter | Yes | AllSeason Solar | AC Electric |  | Accepted | 2025-04-24 | 2025-05-20 | 2026-05-20 | Solar Panels | SEG Solar | SEG430BTD-BG |  | 0.43 | 5 | 345 | 44 |  | Fixed | Roof
NJADRE1559521620 | Administratively Determined Incentive Program | GALLOWAY | 8205 | 8.17 | Residential | Behind the Meter | Yes | AllSeason Solar | AC Electric |  | Accepted | 2025-04-24 | 2025-05-20 | 2026-05-20 | Inverters | Enphase | IQ8 Plus | 290 |  | 19 |  |  | 0.97 |  | Outside
NJADRE1559521620 | Administratively Determined Incentive Program | GALLOWAY | 8205 | 8.17 | Residential | Behind the Meter | Yes | AllSeason Solar | AC Electric |  | Accepted | 2025-04-24 | 2025-05-20 | 2026-05-20 | Solar Panels | SEG Solar | SEG430BTD-BG |  | 0.43 | 5 | 256 | 18 |  | Fixed | Roof
NJADRE1559521651 | Administratively Determined Incentive Program | Clementon | 8021 | 4.73 | Residential | Behind the Meter | Yes | Pro Custom Solar dba Momentum Solar | AC Electric |  | Accepted | 2025-04-24 | 2025-05-21 | 2026-05-21 | Inverters | Enphase | IQ8HC-72-M-DOM-US | 380 |  | 11 |  |  | 0.97 |  | Outdoor
NJADRE1559521651 | Administratively Determined Incentive Program | Clementon | 8021 | 4.73 | Residential | Behind the Meter | Yes | Pro Custom Solar dba Momentum Solar | AC Electric |  | Accepted | 2025-04-24 | 2025-05-21 | 2026-05-21 | Solar Panels | Hanwha | Q.Tron BLK M-G2+ 430 |  | 0.43 | 6 | 109 | 22 |  | Fixed | Roof
NJADRE1559521651 | Administratively Determined Incentive Program | Clementon | 8021 | 4.73 | Residential | Behind the Meter | Yes | Pro Custom Solar dba Momentum Solar | AC Electric |  | Accepted | 2025-04-24 | 2025-05-21 | 2026-05-21 | Solar Panels | Hanwha | Q.Tron BLK M-G2+ 430 |  | 0.43 | 5 | 289 | 22 |  | Fixed | Roof
NJADRE1559521679 | Administratively Determined Incentive Program | PENNS GROVE | 8069 | 4.46 | Residential | Behind the Meter | Yes | Define Solar, LLC | AC Electric |  | Accepted | 2025-04-24 | 2025-05-21 | 2026-05-21 | Solar Panels | Znshine | ZXM7-SH108 405 |  | 0.405 | 1 | 303 | 24 |  | Fixed | Roof
NJADRE1559521679 | Administratively Determined Incentive Program | PENNS GROVE | 8069 | 4.46 | Residential | Behind the Meter | Yes | Define Solar, LLC | AC Electric |  | Accepted | 2025-04-24 | 2025-05-21 | 2026-05-21 | Solar Panels | Znshine | ZXM7-SH108 405 |  | 0.405 | 1 | 33 | 24 |  | Fixed | Roof
NJADRE1559521679 | Administratively Determined Incentive Program | PENNS GROVE | 8069 | 4.46 | Residential | Behind the Meter | Yes | Define Solar, LLC | AC Electric |  | Accepted | 2025-04-24 | 2025-05-21 | 2026-05-21 | Solar Panels | Znshine | ZXM7-SH108 405 |  | 0.405 | 5 | 212 | 50 |  | Fixed | Roof
NJADRE1559521679 | Administratively Determined Incentive Program | PENNS GROVE | 8069 | 4.46 | Residential | Behind the Meter | Yes | Define Solar, LLC | AC Electric |  | Accepted | 2025-04-24 | 2025-05-21 | 2026-05-21 | Solar Panels | Znshine | ZXM7-SH108 405 |  | 0.405 | 2 | 213 | 24 |  | Fixed | Roof
NJADRE1559521679 | Administratively Determined Incentive Program | PENNS GROVE | 8069 | 4.46 | Residential | Behind the Meter | Yes | Define Solar, LLC | AC Electric |  | Accepted | 2025-04-24 | 2025-05-21 | 2026-05-21 | Inverters | Enphase | IQ8PLUS-72-2-US | 290 |  | 1 |  |  | 0.976 |  | Outside | Under each pv panel
NJADRE1559521679 | Administratively Determined Incentive Program | PENNS GROVE | 8069 | 4.46 | Residential | Behind the Meter | Yes | Define Solar, LLC | AC Electric |  | Accepted | 2025-04-24 | 2025-05-21 | 2026-05-21 | Inverters | Enphase | IQ8PLUS-72-2-US | 290 |  | 2 |  |  | 0.976 |  | Outside | Under each pv panel
NJADRE1559521679 | Administratively Determined Incentive Program | PENNS GROVE | 8069 | 4.46 | Residential | Behind the Meter | Yes | Define Solar, LLC | AC Electric |  | Accepted | 2025-04-24 | 2025-05-21 | 2026-05-21 | Inverters | Enphase | IQ8PLUS-72-2-US | 290 |  | 1 |  |  | 0.976 |  | Outside | Under each pv panel
NJADRE1559521679 | Administratively Determined Incentive Program | PENNS GROVE | 8069 | 4.46 | Residential | Behind the Meter | Yes | Define Solar, LLC | AC Electric |  | Accepted | 2025-04-24 | 2025-05-21 | 2026-05-21 | Solar Panels | Znshine | ZXM7-SH108 405 |  | 0.405 | 1 | 122 | 47 |  | Fixed | Roof
NJADRE1559521679 | Administratively Determined Incentive Program | PENNS GROVE | 8069 | 4.46 | Residential | Behind the Meter | Yes | Define Solar, LLC | AC Electric |  | Accepted | 2025-04-24 | 2025-05-21 | 2026-05-21 | Solar Panels | Znshine | ZXM7-SH108 405 |  | 0.405 | 1 | 303 | 24 |  | Fixed | Roof
NJADRE1559521679 | Administratively Determined Incentive Program | PENNS GROVE | 8069 | 4.46 | Residential | Behind the Meter | Yes | Define Solar, LLC | AC Electric |  | Accepted | 2025-04-24 | 2025-05-21 | 2026-05-21 | Inverters | Enphase | IQ8PLUS-72-2-US | 290 |  | 5 |  |  | 0.976 |  | Outside | Under each pv panel
NJADRE1559521679 | Administratively Determined Incentive Program | PENNS GROVE | 8069 | 4.46 | Residential | Behind the Meter | Yes | Define Solar, LLC | AC Electric |  | Accepted | 2025-04-24 | 2025-05-21 | 2026-05-21 | Inverters | Enphase | IQ8PLUS-72-2-US | 290 |  | 1 |  |  | 0.976 |  | Outside | Under each pv panel
NJADRE1559521679 | Administratively Determined Incentive Program | PENNS GROVE | 8069 | 4.46 | Residential | Behind the Meter | Yes | Define Solar, LLC | AC Electric |  | Accepted | 2025-04-24 | 2025-05-21 | 2026-05-21 | Inverters | Enphase | IQ8PLUS-72-2-US | 290 |  | 1 |  |  | 0.976 |  | Outside | Under each pv panel
NJADRE1559521832 | Administratively Determined Incentive Program | BELLEVILLE TWP | 7109 | 10.66 | Residential | Behind the Meter | Yes | Sunrun Installation Services, Inc. | PSE&G |  | Accepted | 2025-04-24 | 2025-05-20 | 2026-05-20 | Solar Panels | Hanwha Q Cells | Q.PEAK DUO BLK ML-G10+ 410 |  | 0.41 | 13 | 14 | 32 |  | Fixed | Roof
NJADRE1559521832 | Administratively Determined Incentive Program | BELLEVILLE TWP | 7109 | 10.66 | Residential | Behind the Meter | Yes | Sunrun Installation Services, Inc. | PSE&G |  | Accepted | 2025-04-24 | 2025-05-20 | 2026-05-20 | Inverters | Tesla | Powerwall 3 1707000-xx-y | 11500 |  | 1 |  |  | 0.97 |  | Outdoor
NJADRE1559521832 | Administratively Determined Incentive Program | BELLEVILLE TWP | 7109 | 10.66 | Residential | Behind the Meter | Yes | Sunrun Installation Services, Inc. | PSE&G |  | Accepted | 2025-04-24 | 2025-05-20 | 2026-05-20 | Solar Panels | Hanwha Q Cells | Q.PEAK DUO BLK ML-G10+ 410 |  | 0.41 | 13 | 194 | 34 |  | Fixed | Roof
NJADRE1559521832 | Administratively Determined Incentive Program | BELLEVILLE TWP | 7109 | 10.66 | Residential | Behind the Meter | Yes | Sunrun Installation Services, Inc. | PSE&G |  | Accepted | 2025-04-24 | 2025-05-20 | 2026-05-20 | Electric Storage Battery | Tesla | Powerwall 3 1707000-xx-y |  |  | 1 |  |  |  | Lithium Ion |  | OUTSIDE
NJADRE1559521914 | Administratively Determined Incentive Program | Perth Amboy | 8861 | 8.93 | Residential | Behind the Meter | Yes | Fusion Solar Energy, LLC | PSE&G |  | Accepted | 2025-04-24 | 2025-05-20 | 2026-05-20 | Solar Panels | TRINA SOLAR | TSM-425NE09RC.05 |  | 0.425 | 6 | 21.41 | 39 |  | Fixed | Roof
NJADRE1559521914 | Administratively Determined Incentive Program | Perth Amboy | 8861 | 8.93 | Residential | Behind the Meter | Yes | Fusion Solar Energy, LLC | PSE&G |  | Accepted | 2025-04-24 | 2025-05-20 | 2026-05-20 | Solar Panels | TRINA SOLAR | TSM-425NE09RC.05 |  | 0.425 | 9 | 201.41 | 39 |  | Fixed | Roof
NJADRE1559521914 | Administratively Determined Incentive Program | Perth Amboy | 8861 | 8.93 | Residential | Behind the Meter | Yes | Fusion Solar Energy, LLC | PSE&G |  | Accepted | 2025-04-24 | 2025-05-20 | 2026-05-20 | Solar Panels | TRINA SOLAR | TSM-425NE09RC.05 |  | 0.425 | 3 | 291.41 | 39 |  | Fixed | Roof
NJADRE1559521914 | Administratively Determined Incentive Program | Perth Amboy | 8861 | 8.93 | Residential | Behind the Meter | Yes | Fusion Solar Energy, LLC | PSE&G |  | Accepted | 2025-04-24 | 2025-05-20 | 2026-05-20 | Inverters | ENPHASE | IQ8HC-72-M-DOM-US | 380 |  | 21 |  |  | 0.97 |  | Outside | Roof
NJADRE1559521914 | Administratively Determined Incentive Program | Perth Amboy | 8861 | 8.93 | Residential | Behind the Meter | Yes | Fusion Solar Energy, LLC | PSE&G |  | Accepted | 2025-04-24 | 2025-05-20 | 2026-05-20 | Solar Panels | TRINA SOLAR | TSM-425NE09RC.05 |  | 0.425 | 3 | 111.41 | 38 |  | Fixed | Roof
NJADRE1559521919 | Administratively Determined Incentive Program | WENONAH | 8090 | 8.5 | Residential | Behind the Meter | Yes | Power Energy Solutions, LLC | AC Electric |  | Accepted | 2025-04-24 | 2025-05-20 | 2026-05-20 | Solar Panels | Trina Solar | TSM-425NE09RC.05 |  | 0.425 | 6 | 344 | 22 |  | Fixed | Roof
NJADRE1559521919 | Administratively Determined Incentive Program | WENONAH | 8090 | 8.5 | Residential | Behind the Meter | Yes | Power Energy Solutions, LLC | AC Electric |  | Accepted | 2025-04-24 | 2025-05-20 | 2026-05-20 | Solar Panels | Trina Solar | TSM-425NE09RC.05 |  | 0.425 | 14 | 164 | 22 |  | Fixed | Roof
NJADRE1559521919 | Administratively Determined Incentive Program | WENONAH | 8090 | 8.5 | Residential | Behind the Meter | Yes | Power Energy Solutions, LLC | AC Electric |  | Accepted | 2025-04-24 | 2025-05-20 | 2026-05-20 | Inverters | SolarEdge | SE5700H-US | 5760 |  | 1 |  |  | 0.97 |  | Outdoor
NJADRE1559522089 | Administratively Determined Incentive Program | Sewell | 8080 | 12.3 | Residential | Behind the Meter | No | Uneak Electrical Contractors, LLC | AC Electric |  | Accepted | 2025-04-27 | 2025-05-22 | 2026-05-22 | Inverters | AP Systems | DS3 | 880 |  | 15 |  |  | 0.973 |  | Outside
NJADRE1559522089 | Administratively Determined Incentive Program | Sewell | 8080 | 12.3 | Residential | Behind the Meter | No | Uneak Electrical Contractors, LLC | AC Electric |  | Accepted | 2025-04-27 | 2025-05-22 | 2026-05-22 | Solar Panels | AXITEC | AC-410MH/108VB |  | 0.41 | 6 | 216 | 30 |  | Fixed | Roof
NJADRE1559522089 | Administratively Determined Incentive Program | Sewell | 8080 | 12.3 | Residential | Behind the Meter | No | Uneak Electrical Contractors, LLC | AC Electric |  | Accepted | 2025-04-27 | 2025-05-22 | 2026-05-22 | Solar Panels | AXITEC | AC-410MH/108VB |  | 0.41 | 12 | 36 | 30 |  | Fixed | Roof
NJADRE1559522089 | Administratively Determined Incentive Program | Sewell | 8080 | 12.3 | Residential | Behind the Meter | No | Uneak Electrical Contractors, LLC | AC Electric |  | Accepted | 2025-04-27 | 2025-05-22 | 2026-05-22 | Solar Panels | AXITEC | AC-410MH/108VB |  | 0.41 | 12 | 216 | 30 |  | Fixed | Roof
NJADRE1559522155 | Administratively Determined Incentive Program | GARFIELD | 7026 | 4.25 | Residential | Behind the Meter | Yes | Power Energy Solutions, LLC | PSE&G |  | Accepted | 2025-04-24 | 2025-05-20 | 2026-05-20 | Inverters | SolarEdge | SE3800H-US | 3800 |  | 1 |  |  | 0.97 |  | Outdoor
NJADRE1559522155 | Administratively Determined Incentive Program | GARFIELD | 7026 | 4.25 | Residential | Behind the Meter | Yes | Power Energy Solutions, LLC | PSE&G |  | Accepted | 2025-04-24 | 2025-05-20 | 2026-05-20 | Solar Panels | Trina Solar | TSM-425NE09RC.05 |  | 0.425 | 10 | 123 | 18 |  | Fixed | Roof
NJADRE1559522302 | Administratively Determined Incentive Program | Wayne | 7470 | 15.91 | Residential | Behind the Meter | Yes | Pro Custom Solar dba Momentum Solar | PSE&G |  | Accepted | 2025-04-24 | 2025-05-20 | 2026-05-20 | Solar Panels | Hanwha | Q.Tron BLK M-G2+ 430 |  | 0.43 | 11 | 181 | 30 |  | Fixed | Roof
NJADRE1559522302 | Administratively Determined Incentive Program | Wayne | 7470 | 15.91 | Residential | Behind the Meter | Yes | Pro Custom Solar dba Momentum Solar | PSE&G |  | Accepted | 2025-04-24 | 2025-05-20 | 2026-05-20 | Solar Panels | Hanwha | Q.Tron BLK M-G2+ 430 |  | 0.43 | 5 | 1 | 30 |  | Fixed | Roof
NJADRE1559522302 | Administratively Determined Incentive Program | Wayne | 7470 | 15.91 | Residential | Behind the Meter | Yes | Pro Custom Solar dba Momentum Solar | PSE&G |  | Accepted | 2025-04-24 | 2025-05-20 | 2026-05-20 | Solar Panels | Hanwha | Q.Tron BLK M-G2+ 430 |  | 0.43 | 7 | 91 | 30 |  | Fixed | Roof
NJADRE1559522302 | Administratively Determined Incentive Program | Wayne | 7470 | 15.91 | Residential | Behind the Meter | Yes | Pro Custom Solar dba Momentum Solar | PSE&G |  | Accepted | 2025-04-24 | 2025-05-20 | 2026-05-20 | Inverters | Enphase | IQ8HC-72-M-DOM-US | 380 |  | 37 |  |  | 0.97 |  | Outdoor
NJADRE1559522302 | Administratively Determined Incentive Program | Wayne | 7470 | 15.91 | Residential | Behind the Meter | Yes | Pro Custom Solar dba Momentum Solar | PSE&G |  | Accepted | 2025-04-24 | 2025-05-20 | 2026-05-20 | Solar Panels | Hanwha | Q.Tron BLK M-G2+ 430 |  | 0.43 | 12 | 271 | 30 |  | Fixed | Roof
NJADRE1559522302 | Administratively Determined Incentive Program | Wayne | 7470 | 15.91 | Residential | Behind the Meter | Yes | Pro Custom Solar dba Momentum Solar | PSE&G |  | Accepted | 2025-04-24 | 2025-05-20 | 2026-05-20 | Solar Panels | Hanwha | Q.Tron BLK M-G2+ 430 |  | 0.43 | 2 | 1 | 30 |  | Fixed | Roof
NJADRE1559522664 | Administratively Determined Incentive Program | Passaic | 7055 | 5.95 | Residential | Behind the Meter | Yes | Power Energy Solutions, LLC | PSE&G |  | Accepted | 2025-04-24 | 2025-05-20 | 2026-05-20 | Inverters | SolarEdge | SE3800H-US | 4 |  | 1 |  |  | 0.97 |  | Outdoor
NJADRE1559522664 | Administratively Determined Incentive Program | Passaic | 7055 | 5.95 | Residential | Behind the Meter | Yes | Power Energy Solutions, LLC | PSE&G |  | Accepted | 2025-04-24 | 2025-05-20 | 2026-05-20 | Solar Panels | Trina Solar | TSM-425NE09RC.05 |  | 0.425 | 7 | 218 | 38 |  | Fixed | Roof
NJADRE1559522664 | Administratively Determined Incentive Program | Passaic | 7055 | 5.95 | Residential | Behind the Meter | Yes | Power Energy Solutions, LLC | PSE&G |  | Accepted | 2025-04-24 | 2025-05-20 | 2026-05-20 | Solar Panels | Trina Solar | TSM-425NE09RC.05 |  | 0.425 | 7 | 38 | 38 |  | Fixed | Roof
NJADRE1559522740 | Administratively Determined Incentive Program | Whiting | 8759 | 10.25 | Residential | Behind the Meter | Yes | Sunrun Installation Services, Inc. | JCP&L |  | Accepted | 2025-04-24 | 2025-05-20 | 2026-05-20 | Solar Panels | Hanwha Q Cells | Q.PEAK DUO BLK ML-G10+ 410 |  | 0.41 | 16 | 172 | 18 |  | Fixed | Roof
NJADRE1559522740 | Administratively Determined Incentive Program | Whiting | 8759 | 10.25 | Residential | Behind the Meter | Yes | Sunrun Installation Services, Inc. | JCP&L |  | Accepted | 2025-04-24 | 2025-05-20 | 2026-05-20 | Solar Panels | Hanwha Q Cells | Q.PEAK DUO BLK ML-G10+ 410 |  | 0.41 | 9 | 352 | 14 |  | Fixed | Roof
NJADRE1559522740 | Administratively Determined Incentive Program | Whiting | 8759 | 10.25 | Residential | Behind the Meter | Yes | Sunrun Installation Services, Inc. | JCP&L |  | Accepted | 2025-04-24 | 2025-05-20 | 2026-05-20 | Inverters | SolarEdge Technologies | SE7600H-USMN | 7600 |  | 1 |  |  | 0.99 |  | Outdoor
NJADRE1559523281 | Administratively Determined Incentive Program | Browns Mills | 8015 | 12.87 | Residential | Behind the Meter | Yes | Venture Home Solar, LLC | JCP&L |  | Accepted | 2025-04-24 | 2025-05-28 | 2026-05-28 | Solar Panels | Hanwha | Q.PEAK DUO BLK ML-G10+ 415W |  | 0.415 | 27 | 163 | 8 |  | Fixed | Roof
NJADRE1559523281 | Administratively Determined Incentive Program | Browns Mills | 8015 | 12.87 | Residential | Behind the Meter | Yes | Venture Home Solar, LLC | JCP&L |  | Accepted | 2025-04-24 | 2025-05-28 | 2026-05-28 | Inverters | Tesla Solar | 1538000-xx-y | 330 |  | 2 |  |  | 0.9697 |  | Outside
NJADRE1559523281 | Administratively Determined Incentive Program | Browns Mills | 8015 | 12.87 | Residential | Behind the Meter | Yes | Venture Home Solar, LLC | JCP&L |  | Accepted | 2025-04-24 | 2025-05-28 | 2026-05-28 | Solar Panels | Hanwha | Q.PEAK DUO BLK ML-G10+ 415W |  | 0.415 | 4 | 163 | 21 |  | Fixed | Roof
NJADRE1559523288 | Administratively Determined Incentive Program | Teaneck | 7666 | 11.48 | Residential | Behind the Meter | Yes | Power Energy Solutions, LLC | PSE&G |  | Accepted | 2025-04-24 | 2025-05-20 | 2026-05-20 | Inverters | SolarEdge | SE3800H-US | 4 |  | 2 |  |  | 0.97 |  | Outdoor
NJADRE1559523288 | Administratively Determined Incentive Program | Teaneck | 7666 | 11.48 | Residential | Behind the Meter | Yes | Power Energy Solutions, LLC | PSE&G |  | Accepted | 2025-04-24 | 2025-05-20 | 2026-05-20 | Solar Panels | Trina Solar | TSM-425NE09RC.05 |  | 0.425 | 8 | 290 | 30 |  | Fixed | Roof
NJADRE1559523288 | Administratively Determined Incentive Program | Teaneck | 7666 | 11.48 | Residential | Behind the Meter | Yes | Power Energy Solutions, LLC | PSE&G |  | Accepted | 2025-04-24 | 2025-05-20 | 2026-05-20 | Solar Panels | Trina Solar | TSM-425NE09RC.05 |  | 0.425 | 11 | 203 | 35 |  | Fixed | Roof
NJADRE1559523288 | Administratively Determined Incentive Program | Teaneck | 7666 | 11.48 | Residential | Behind the Meter | Yes | Power Energy Solutions, LLC | PSE&G |  | Accepted | 2025-04-24 | 2025-05-20 | 2026-05-20 | Solar Panels | Trina Solar | TSM-425NE09RC.05 |  | 0.425 | 8 | 110 | 30 |  | Fixed | Roof
NJADRE1559524371 | Administratively Determined Incentive Program | Whitehouse Station | 8889 | 12.42 | Residential | Behind the Meter | No | Infinity Solar Systems, LLC | JCP&L |  | Accepted | 2025-04-25 | 2025-05-21 | 2026-05-21 | Solar Panels | REC Solar | REC 460AA PURE-RX |  | 0.46 | 16 | 180 | 34 |  | Fixed | Roof
NJADRE1559524371 | Administratively Determined Incentive Program | Whitehouse Station | 8889 | 12.42 | Residential | Behind the Meter | No | Infinity Solar Systems, LLC | JCP&L |  | Accepted | 2025-04-25 | 2025-05-21 | 2026-05-21 | Solar Panels | REC Solar | REC 460AA PURE-RX |  | 0.46 | 11 | 184 | 34 |  | Fixed | Roof
NJADRE1559524371 | Administratively Determined Incentive Program | Whitehouse Station | 8889 | 12.42 | Residential | Behind the Meter | No | Infinity Solar Systems, LLC | JCP&L |  | Accepted | 2025-04-25 | 2025-05-21 | 2026-05-21 | Inverters | Enphase | IQ8X-80-M-US | 380 |  | 27 |  |  | 0.97 |  | Outdoor
NJADRE1559524380 | Administratively Determined Incentive Program | Pennsville | 8070 | 14.03 | Residential | Behind the Meter | Yes | Power Energy Solutions, LLC | AC Electric |  | Accepted | 2025-04-25 | 2025-05-21 | 2026-05-21 | Inverters | SolarEdge | SE7600H-US | 8 |  | 1 |  |  | 0.97 |  | Outdoor
NJADRE1559524380 | Administratively Determined Incentive Program | Pennsville | 8070 | 14.03 | Residential | Behind the Meter | Yes | Power Energy Solutions, LLC | AC Electric |  | Accepted | 2025-04-25 | 2025-05-21 | 2026-05-21 | Solar Panels | Trina Solar | TSM-425NE09RC.05 |  | 0.425 | 6 | 39 | 24 |  | Fixed | Roof
NJADRE1559524380 | Administratively Determined Incentive Program | Pennsville | 8070 | 14.03 | Residential | Behind the Meter | Yes | Power Energy Solutions, LLC | AC Electric |  | Accepted | 2025-04-25 | 2025-05-21 | 2026-05-21 | Solar Panels | Trina Solar | TSM-425NE09RC.05 |  | 0.425 | 9 | 39 | 23 |  | Fixed | Roof
NJADRE1559524380 | Administratively Determined Incentive Program | Pennsville | 8070 | 14.03 | Residential | Behind the Meter | Yes | Power Energy Solutions, LLC | AC Electric |  | Accepted | 2025-04-25 | 2025-05-21 | 2026-05-21 | Solar Panels | Trina Solar | TSM-425NE09RC.05 |  | 0.425 | 12 | 219 | 23 |  | Fixed | Roof
NJADRE1559524380 | Administratively Determined Incentive Program | Pennsville | 8070 | 14.03 | Residential | Behind the Meter | Yes | Power Energy Solutions, LLC | AC Electric |  | Accepted | 2025-04-25 | 2025-05-21 | 2026-05-21 | Solar Panels | Trina Solar | TSM-425NE09RC.05 |  | 0.425 | 6 | 219 | 24 |  | Fixed | Roof
NJADRE1559524391 | Administratively Determined Incentive Program | Passaic | 7055 | 11.61 | Residential | Behind the Meter | Yes | EMT Renewables, LLC | PSE&G |  | Accepted | 2025-04-25 | 2025-05-21 | 2026-05-21 | Inverters | ENPHASE | IQ8+ | 290 |  | 27 |  |  | 0.98 |  | Other | UNDER EACH PANEL
NJADRE1559524391 | Administratively Determined Incentive Program | Passaic | 7055 | 11.61 | Residential | Behind the Meter | Yes | EMT Renewables, LLC | PSE&G |  | Accepted | 2025-04-25 | 2025-05-21 | 2026-05-21 | Solar Panels | SEG SOLAR | SEG 430 |  | 0.43 | 6 | 61 | 33 |  | Fixed | Roof
NJADRE1559524391 | Administratively Determined Incentive Program | Passaic | 7055 | 11.61 | Residential | Behind the Meter | Yes | EMT Renewables, LLC | PSE&G |  | Accepted | 2025-04-25 | 2025-05-21 | 2026-05-21 | Solar Panels | SEG SOLAR | SEG 430 |  | 0.43 | 7 | 241 | 33 |  | Fixed | Roof
NJADRE1559524391 | Administratively Determined Incentive Program | Passaic | 7055 | 11.61 | Residential | Behind the Meter | Yes | EMT Renewables, LLC | PSE&G |  | Accepted | 2025-04-25 | 2025-05-21 | 2026-05-21 | Solar Panels | SEG SOLAR | SEG 430 |  | 0.43 | 7 | 61 | 43 |  | Fixed | Roof
NJADRE1559524391 | Administratively Determined Incentive Program | Passaic | 7055 | 11.61 | Residential | Behind the Meter | Yes | EMT Renewables, LLC | PSE&G |  | Accepted | 2025-04-25 | 2025-05-21 | 2026-05-21 | Solar Panels | SEG SOLAR | SEG 430 |  | 0.43 | 7 | 241 | 43 |  | Fixed | Roof
NJADRE1559524395 | Administratively Determined Incentive Program | River Edge Boro | 7661 | 7.29 | Residential | Behind the Meter | Yes | Sunrun Installation Services, Inc. | PSE&G |  | Accepted | 2025-04-25 | 2025-05-20 | 2026-05-20 | Solar Panels | JA SOLAR | JAM54S31-405/MR |  | 0.405 | 18 | 223 | 30 |  | Fixed | Roof
NJADRE1559524395 | Administratively Determined Incentive Program | River Edge Boro | 7661 | 7.29 | Residential | Behind the Meter | Yes | Sunrun Installation Services, Inc. | PSE&G |  | Accepted | 2025-04-25 | 2025-05-20 | 2026-05-20 | Inverters | SOLAREDGE TECHNOLOGIES | SE5700H-USMN | 5760 |  | 1 |  |  | 0.99 |  | Outside
NJADRE1559524399 | Administratively Determined Incentive Program | MORGANVILLE | 7751 | 5.33 | Residential | Behind the Meter | Yes | Sunrun Installation Services, Inc. | JCP&L |  | Accepted | 2025-04-25 | 2025-06-17 | 2026-06-17 | Solar Panels | Hanwha Q Cells | Q.PEAK DUO BLK ML-G10+ 410 |  | 0.41 | 2 | 210 | 31 |  | Fixed | Roof
NJADRE1559524399 | Administratively Determined Incentive Program | MORGANVILLE | 7751 | 5.33 | Residential | Behind the Meter | Yes | Sunrun Installation Services, Inc. | JCP&L |  | Accepted | 2025-04-25 | 2025-06-17 | 2026-06-17 | Solar Panels | Hanwha Q Cells | Q.PEAK DUO BLK ML-G10+ 410 |  | 0.41 | 11 | 210 | 32 |  | Fixed | Roof
NJADRE1559524399 | Administratively Determined Incentive Program | MORGANVILLE | 7751 | 5.33 | Residential | Behind the Meter | Yes | Sunrun Installation Services, Inc. | JCP&L |  | Accepted | 2025-04-25 | 2025-06-17 | 2026-06-17 | Inverters | SolarEdge Technologies | SE3800H-USMN | 3800 |  | 1 |  |  | 0.99 |  | Outdoor
NJADRE1559524401 | Administratively Determined Incentive Program | Howell | 7731 | 8.61 | Residential | Behind the Meter | Yes | Trinity Solar, LLC | JCP&L |  | Accepted | 2025-04-25 | 2025-05-22 | 2026-05-22 | Inverters | Solar Edge | USE7600H-USMNBL75 | 7600 |  | 1 |  |  | 0.97 |  | Outdoor
NJADRE1559524401 | Administratively Determined Incentive Program | Howell | 7731 | 8.61 | Residential | Behind the Meter | Yes | Trinity Solar, LLC | JCP&L |  | Accepted | 2025-04-25 | 2025-05-22 | 2026-05-22 | Solar Panels | HANWHA | (Q.PEAK DUO BLK ML-G10+ 410) |  | 0.41 | 15 | 272 | 34 |  | Fixed | Roof
NJADRE1559524401 | Administratively Determined Incentive Program | Howell | 7731 | 8.61 | Residential | Behind the Meter | Yes | Trinity Solar, LLC | JCP&L |  | Accepted | 2025-04-25 | 2025-05-22 | 2026-05-22 | Solar Panels | HANWHA | (Q.PEAK DUO BLK ML-G10+ 410) |  | 0.41 | 6 | 272 | 18 |  | Fixed | Roof
NJADRE1559524402 | Administratively Determined Incentive Program | Woodbury Heights Boro | 8097 | 18.28 | Residential | Behind the Meter | Yes | Integrity Solar & Home Solutions, LLC | PSE&G |  | Accepted | 2025-04-25 | 2025-05-21 | 2026-05-21 | Solar Panels | JINKO | JKM425N-54HL4-B |  | 0.425 | 19 | 171 | 26 |  | Fixed | Roof
NJADRE1559524402 | Administratively Determined Incentive Program | Woodbury Heights Boro | 8097 | 18.28 | Residential | Behind the Meter | Yes | Integrity Solar & Home Solutions, LLC | PSE&G |  | Accepted | 2025-04-25 | 2025-05-21 | 2026-05-21 | Solar Panels | JINKO | JKM425N-54HL4-B |  | 0.425 | 24 | 261 | 18 |  | Fixed | Roof
NJADRE1559524402 | Administratively Determined Incentive Program | Woodbury Heights Boro | 8097 | 18.28 | Residential | Behind the Meter | Yes | Integrity Solar & Home Solutions, LLC | PSE&G |  | Accepted | 2025-04-25 | 2025-05-21 | 2026-05-21 | Inverters | ENPHASE | IQ8+ | 290 |  | 43 |  |  | 0.98 |  | Other | UNDER EACH PANEL
NJADRE1559524407 | Administratively Determined Incentive Program | ASBURY PARK | 7712 | 3.69 | Residential | Behind the Meter | Yes | Sunrun Installation Services, Inc. | JCP&L |  | Accepted | 2025-04-25 | 2025-05-20 | 2026-05-20 | Electric Storage Battery | Tesla | POWERWALL 3 1707000-XX-Y |  |  | 1 |  |  |  | Lithium Ion |  | OUTSIDE
NJADRE1559524407 | Administratively Determined Incentive Program | ASBURY PARK | 7712 | 3.69 | Residential | Behind the Meter | Yes | Sunrun Installation Services, Inc. | JCP&L |  | Accepted | 2025-04-25 | 2025-05-20 | 2026-05-20 | Solar Panels | HANWHA Q-CELLS | Q.PEAK DUO BLK ML-G10+410 |  | 0.41 | 9 | 186 | 7 |  | Fixed | Roof
NJADRE1559524407 | Administratively Determined Incentive Program | ASBURY PARK | 7712 | 3.69 | Residential | Behind the Meter | Yes | Sunrun Installation Services, Inc. | JCP&L |  | Accepted | 2025-04-25 | 2025-05-20 | 2026-05-20 | Inverters | Tesla | POWERWALL 3 1707000-XX-Y | 11500 |  | 1 |  |  | 0.97 |  | Outdoor
NJADRE1559524408 | Administratively Determined Incentive Program | Newark | 7108 | 582.82 | School Public K-12 | Behind the Meter | Yes | Dan Russo Electrical Contractors, LLC | PSE&G |  | Accepted | 2025-04-25 | 2025-05-27 | 2026-05-27 | Solar Panels | ZnShine Solar | ZXM7-SHLDD144-540/M |  | 0.54 | 22 | 115 | 5 |  | Fixed | Roof
NJADRE1559524408 | Administratively Determined Incentive Program | Newark | 7108 | 582.82 | School Public K-12 | Behind the Meter | Yes | Dan Russo Electrical Contractors, LLC | PSE&G |  | Accepted | 2025-04-25 | 2025-05-27 | 2026-05-27 | Solar Panels | ZnShine Solar | ZXM7-SHLDD144-540/M |  | 0.54 | 114 | 202 | 5 |  | Fixed | Roof
NJADRE1559524408 | Administratively Determined Incentive Program | Newark | 7108 | 582.82 | School Public K-12 | Behind the Meter | Yes | Dan Russo Electrical Contractors, LLC | PSE&G |  | Accepted | 2025-04-25 | 2025-05-27 | 2026-05-27 | Inverters | SolarEdge | SE100KUS | 99994 |  | 5 |  |  | 0.985 |  | Outside
NJADRE1559524408 | Administratively Determined Incentive Program | Newark | 7108 | 582.82 | School Public K-12 | Behind the Meter | Yes | Dan Russo Electrical Contractors, LLC | PSE&G |  | Accepted | 2025-04-25 | 2025-05-27 | 2026-05-27 | Solar Panels | JINKO Solar | JKM440M-72HLM |  | 0.44 | 179 | 111 | 15 |  | Fixed | Roof
NJADRE1559524408 | Administratively Determined Incentive Program | Newark | 7108 | 582.82 | School Public K-12 | Behind the Meter | Yes | Dan Russo Electrical Contractors, LLC | PSE&G |  | Accepted | 2025-04-25 | 2025-05-27 | 2026-05-27 | Solar Panels | ZnShine Solar | ZXM7-SHLDD144-540/M |  | 0.54 | 185 | 112 | 5 |  | Fixed | Roof
NJADRE1559524408 | Administratively Determined Incentive Program | Newark | 7108 | 582.82 | School Public K-12 | Behind the Meter | Yes | Dan Russo Electrical Contractors, LLC | PSE&G |  | Accepted | 2025-04-25 | 2025-05-27 | 2026-05-27 | Solar Panels | ZnShine Solar | ZXM7-SHLDD144-540/M |  | 0.54 | 25 | 281 | 4 |  | Fixed | Roof
NJADRE1559524408 | Administratively Determined Incentive Program | Newark | 7108 | 582.82 | School Public K-12 | Behind the Meter | Yes | Dan Russo Electrical Contractors, LLC | PSE&G |  | Accepted | 2025-04-25 | 2025-05-27 | 2026-05-27 | Solar Panels | ZnShine Solar | ZXM7-SHLDD144-540/M |  | 0.54 | 27 | 10 | 5 |  | Fixed | Roof
NJADRE1559524408 | Administratively Determined Incentive Program | Newark | 7108 | 582.82 | School Public K-12 | Behind the Meter | Yes | Dan Russo Electrical Contractors, LLC | PSE&G |  | Accepted | 2025-04-25 | 2025-05-27 | 2026-05-27 | Meters | Acuvim IIR | Acuvim IIR |  |  | 1 |  |  |  | Yes | Outdoor
NJADRE1559524408 | Administratively Determined Incentive Program | Newark | 7108 | 582.82 | School Public K-12 | Behind the Meter | Yes | Dan Russo Electrical Contractors, LLC | PSE&G |  | Accepted | 2025-04-25 | 2025-05-27 | 2026-05-27 | Solar Panels | ZNSHINE SOLAR | ZXM7-SHLDD144-540/M |  | 0.54 | 278 | 200 | 5 |  | Fixed | Roof
NJADRE1559524408 | Administratively Determined Incentive Program | Newark | 7108 | 582.82 | School Public K-12 | Behind the Meter | Yes | Dan Russo Electrical Contractors, LLC | PSE&G |  | Accepted | 2025-04-25 | 2025-05-27 | 2026-05-27 | Solar Panels | JINKO Solar | JKM440M-72HLM |  | 0.44 | 144 | 112 | 15 |  | Fixed | Roof
NJADRE1559524408 | Administratively Determined Incentive Program | Newark | 7108 | 582.82 | School Public K-12 | Behind the Meter | Yes | Dan Russo Electrical Contractors, LLC | PSE&G |  | Accepted | 2025-04-25 | 2025-05-27 | 2026-05-27 | Solar Panels | ZnShine Solar | ZXM7-SHLDD144-540/M |  | 0.54 | 104 | 110 | 15 |  | Fixed | Roof
NJADRE1559524408 | Administratively Determined Incentive Program | Newark | 7108 | 582.82 | School Public K-12 | Behind the Meter | Yes | Dan Russo Electrical Contractors, LLC | PSE&G |  | Accepted | 2025-04-25 | 2025-05-27 | 2026-05-27 | Solar Panels | JINKO Solar | JKM440M-72HLM |  | 0.44 | 75 | 201 | 35 |  | Fixed | Roof
NJADRE1559524418 | Administratively Determined Incentive Program | Clementon | 8021 | 5.1 | Residential | Behind the Meter | Yes | Power Energy Solutions, LLC | AC Electric |  | Accepted | 2025-04-25 | 2025-05-21 | 2026-05-21 | Solar Panels | Trina Solar | TSM-425NE09RC.05 |  | 0.425 | 3 | 87 | 20 |  | Fixed | Roof
NJADRE1559524418 | Administratively Determined Incentive Program | Clementon | 8021 | 5.1 | Residential | Behind the Meter | Yes | Power Energy Solutions, LLC | AC Electric |  | Accepted | 2025-04-25 | 2025-05-21 | 2026-05-21 | Solar Panels | Trina Solar | TSM-425NE09RC.05 |  | 0.425 | 9 | 267 | 10 |  | Fixed | Roof
NJADRE1559524418 | Administratively Determined Incentive Program | Clementon | 8021 | 5.1 | Residential | Behind the Meter | Yes | Power Energy Solutions, LLC | AC Electric |  | Accepted | 2025-04-25 | 2025-05-21 | 2026-05-21 | Inverters | SolarEdge | SE3800H-US | 4 |  | 1 |  |  | 0.97 |  | Outdoor
NJADRE1559524421 | Administratively Determined Incentive Program | Sayreville | 8872 | 7.38 | Residential | Behind the Meter | Yes | Sunrun Installation Services, Inc. | JCP&L |  | Accepted | 2025-04-25 | 2025-05-21 | 2026-05-21 | Solar Panels | HANWHA Q-CELLS | Q.PEAK DUO BLK ML-G10+ 410 |  | 0.41 | 10 | 106 | 39 |  | Fixed | Roof
NJADRE1559524421 | Administratively Determined Incentive Program | Sayreville | 8872 | 7.38 | Residential | Behind the Meter | Yes | Sunrun Installation Services, Inc. | JCP&L |  | Accepted | 2025-04-25 | 2025-05-21 | 2026-05-21 | Solar Panels | HANWHA Q-CELLS | Q.PEAK DUO BLK ML-G10+ 410 |  | 0.41 | 8 | 16 | 29 |  | Fixed | Roof
NJADRE1559524421 | Administratively Determined Incentive Program | Sayreville | 8872 | 7.38 | Residential | Behind the Meter | Yes | Sunrun Installation Services, Inc. | JCP&L |  | Accepted | 2025-04-25 | 2025-05-21 | 2026-05-21 | Inverters | SOLAREDGE TECHNOLOGIES | SE5700H-USMN | 5760 |  | 1 |  |  | 0.99 |  | Outdoor
NJADRE1559524432 | Administratively Determined Incentive Program | Mantua | 8051 | 9.46 | Residential | Behind the Meter | Yes | EMT Renewables, LLC | AC Electric |  | Accepted | 2025-04-25 | 2025-05-21 | 2026-05-21 | Solar Panels | ENPHASE | SEG 430 |  | 0.43 | 22 | 174 | 22 |  | Fixed | Roof
NJADRE1559524432 | Administratively Determined Incentive Program | Mantua | 8051 | 9.46 | Residential | Behind the Meter | Yes | EMT Renewables, LLC | AC Electric |  | Accepted | 2025-04-25 | 2025-05-21 | 2026-05-21 | Inverters | ENPHASE | IQ8+ | 290 |  | 22 |  |  | 0.98 |  | Other | UNDER EACH PANEL
NJADRE1559524449 | Administratively Determined Incentive Program | Union | 7083 | 6.02 | Residential | Behind the Meter | Yes | Pro Custom Solar dba Momentum Solar | PSE&G |  | Accepted | 2025-04-25 | 2025-05-21 | 2026-05-21 | Solar Panels | Hanwha | Q.TRON BLK M-G2+430 |  | 0.43 | 7 | 328 | 27 |  | Fixed | Roof
NJADRE1559524449 | Administratively Determined Incentive Program | Union | 7083 | 6.02 | Residential | Behind the Meter | Yes | Pro Custom Solar dba Momentum Solar | PSE&G |  | Accepted | 2025-04-25 | 2025-05-21 | 2026-05-21 | Solar Panels | Hanwha | Q.TRON BLK M-G2+430 |  | 0.43 | 7 | 148 | 28 |  | Fixed | Roof
NJADRE1559524449 | Administratively Determined Incentive Program | Union | 7083 | 6.02 | Residential | Behind the Meter | Yes | Pro Custom Solar dba Momentum Solar | PSE&G |  | Accepted | 2025-04-25 | 2025-05-21 | 2026-05-21 | Inverters | ENPHASE | IQ8HC-72-M-DOM-US | 380 |  | 14 |  |  | 0.97 |  | Outdoor
NJADRE1559524455 | Administratively Determined Incentive Program | SHAMONG | 8088 | 9.89 | Commercial | Behind the Meter | No | Raynor Electric, LLC | AC Electric |  | Accepted | 2025-04-25 | 2025-05-21 | 2026-05-21 | Solar Panels | SEG | SEG430 |  | 0.43 | 23 | 190 | 20 |  | Fixed | Roof
NJADRE1559524455 | Administratively Determined Incentive Program | SHAMONG | 8088 | 9.89 | Commercial | Behind the Meter | No | Raynor Electric, LLC | AC Electric |  | Accepted | 2025-04-25 | 2025-05-21 | 2026-05-21 | Inverters | Solaredge | SE10000HDUS | 10000 |  | 1 |  |  | 0.99 |  | Outside
NJADRE1559524455 | Administratively Determined Incentive Program | SHAMONG | 8088 | 9.89 | Commercial | Behind the Meter | No | Raynor Electric, LLC | AC Electric |  | Accepted | 2025-04-25 | 2025-05-21 | 2026-05-21 | Meters | solaredge | SE10000HDUS |  |  | 1 |  |  |  | Yes | Outdoor
NJADRE1559524475 | Administratively Determined Incentive Program | Washington Township | 8080 | 12.33 | Residential | Behind the Meter | Yes | Sun Up Zero Down, LLC | AC Electric |  | Accepted | 2025-04-25 | 2025-05-21 | 2026-05-21 | Inverters | Enphase | IQ8PLUS-72-2-US | 290 |  | 29 |  |  | 0.976 |  | Outdoor
NJADRE1559524475 | Administratively Determined Incentive Program | Washington Township | 8080 | 12.33 | Residential | Behind the Meter | Yes | Sun Up Zero Down, LLC | AC Electric |  | Accepted | 2025-04-25 | 2025-05-21 | 2026-05-21 | Meters | Enphase | TBD |  |  | 1 |  |  |  | Yes | Outdoor
NJADRE1559524475 | Administratively Determined Incentive Program | Washington Township | 8080 | 12.33 | Residential | Behind the Meter | Yes | Sun Up Zero Down, LLC | AC Electric |  | Accepted | 2025-04-25 | 2025-05-21 | 2026-05-21 | Solar Panels | TRINA | TSM-425-NE09RC.05 |  | 0.425 | 29 | 265 | 18 |  | Fixed | Roof
NJADRE1559524485 | Administratively Determined Incentive Program | Waterford Works | 8089 | 10.2 | Residential | Behind the Meter | Yes | Power Energy Solutions, LLC | AC Electric |  | Accepted | 2025-04-25 | 2025-05-21 | 2026-05-21 | Solar Panels | Trina Solar | TSM-425NE09RC.05 |  | 0.425 | 9 | 265 | 24 |  | Fixed | Roof
NJADRE1559524485 | Administratively Determined Incentive Program | Waterford Works | 8089 | 10.2 | Residential | Behind the Meter | Yes | Power Energy Solutions, LLC | AC Electric |  | Accepted | 2025-04-25 | 2025-05-21 | 2026-05-21 | Solar Panels | Trina Solar | TSM-425NE09RC.05 |  | 0.425 | 8 | 85 | 23 |  | Fixed | Roof
NJADRE1559524485 | Administratively Determined Incentive Program | Waterford Works | 8089 | 10.2 | Residential | Behind the Meter | Yes | Power Energy Solutions, LLC | AC Electric |  | Accepted | 2025-04-25 | 2025-05-21 | 2026-05-21 | Inverters | SolarEdge | SE5700H-US | 6 |  | 1 |  |  | 0.97 |  | Outdoor
NJADRE1559524485 | Administratively Determined Incentive Program | Waterford Works | 8089 | 10.2 | Residential | Behind the Meter | Yes | Power Energy Solutions, LLC | AC Electric |  | Accepted | 2025-04-25 | 2025-05-21 | 2026-05-21 | Solar Panels | Trina Solar | TSM-425NE09RC.05 |  | 0.425 | 7 | 265 | 23 |  | Fixed | Roof
NJADRE1559524499 | Administratively Determined Incentive Program | Middlesex | 8846 | 12.04 | Residential | Behind the Meter | Yes | EMT Renewables, LLC | PSE&G |  | Accepted | 2025-04-25 | 2025-05-21 | 2026-05-21 | Solar Panels | SEG SOLAR | SEG 430 |  | 0.43 | 8 | 84 | 10 |  | Fixed | Roof
NJADRE1559524499 | Administratively Determined Incentive Program | Middlesex | 8846 | 12.04 | Residential | Behind the Meter | Yes | EMT Renewables, LLC | PSE&G |  | Accepted | 2025-04-25 | 2025-05-21 | 2026-05-21 | Solar Panels | SEG SOLAR | SEG 430 |  | 0.43 | 10 | 264 | 17 |  | Fixed | Roof
NJADRE1559524499 | Administratively Determined Incentive Program | Middlesex | 8846 | 12.04 | Residential | Behind the Meter | Yes | EMT Renewables, LLC | PSE&G |  | Accepted | 2025-04-25 | 2025-05-21 | 2026-05-21 | Solar Panels | SEG SOLAR | SEG 430 |  | 0.43 | 2 | 84 | 19 |  | Fixed | Roof
NJADRE1559524499 | Administratively Determined Incentive Program | Middlesex | 8846 | 12.04 | Residential | Behind the Meter | Yes | EMT Renewables, LLC | PSE&G |  | Accepted | 2025-04-25 | 2025-05-21 | 2026-05-21 | Solar Panels | SEG SOLAR | SEG 430 |  | 0.43 | 8 | 84 | 13 |  | Fixed | Roof
NJADRE1559524499 | Administratively Determined Incentive Program | Middlesex | 8846 | 12.04 | Residential | Behind the Meter | Yes | EMT Renewables, LLC | PSE&G |  | Accepted | 2025-04-25 | 2025-05-21 | 2026-05-21 | Inverters | ENPHASE | IQ8+ | 290 |  | 28 |  |  | 0.98 |  | Other | UNDER EACH PANEL
NJADRE1559524501 | Administratively Determined Incentive Program | Villas | 8251 | 6.97 | Residential | Behind the Meter | Yes | Trinity Solar, LLC | AC Electric |  | Accepted | 2025-04-25 | 2025-05-21 | 2026-05-21 | Inverters | Solar Edge | SE6000H-US | 6000 |  | 1 |  |  | 0.97 |  | Outdoor
NJADRE1559524501 | Administratively Determined Incentive Program | Villas | 8251 | 6.97 | Residential | Behind the Meter | Yes | Trinity Solar, LLC | AC Electric |  | Accepted | 2025-04-25 | 2025-05-21 | 2026-05-21 | Solar Panels | HANWHA | (Q.PEAK DUO BLK ML-G10+ 410) |  | 0.41 | 9 | 209 | 27 |  | Fixed | Roof
NJADRE1559524501 | Administratively Determined Incentive Program | Villas | 8251 | 6.97 | Residential | Behind the Meter | Yes | Trinity Solar, LLC | AC Electric |  | Accepted | 2025-04-25 | 2025-05-21 | 2026-05-21 | Solar Panels | HANWHA | (Q.PEAK DUO BLK ML-G10+ 410) |  | 0.41 | 8 | 299 | 18 |  | Fixed | Roof
NJADRE1559524502 | Administratively Determined Incentive Program | Camden | 8105 | 6.56 | Residential | Behind the Meter | Yes | Sunrun Installation Services, Inc. | PSE&G |  | Accepted | 2025-04-25 | 2025-05-21 | 2026-05-21 | Inverters | SOLAREDGE TECHNOLOGIES | SE5700H-USMN | 5760 |  | 1 |  |  | 0.99 |  | Outdoor
NJADRE1559524502 | Administratively Determined Incentive Program | Camden | 8105 | 6.56 | Residential | Behind the Meter | Yes | Sunrun Installation Services, Inc. | PSE&G |  | Accepted | 2025-04-25 | 2025-05-21 | 2026-05-21 | Solar Panels | HANWHA Q-CELLS | Q.PEAK DUO BLK ML-G10+ 410 |  | 0.41 | 16 | 325 | 3 |  | Fixed | Roof
NJADRE1559524506 | Administratively Determined Incentive Program | Cherry Hill | 8034 | 5.33 | Residential | Behind the Meter | Yes | Trinity Solar, LLC | PSE&G |  | Accepted | 2025-04-25 | 2025-05-21 | 2026-05-21 | Inverters | SOLAREDGE | SE6000 | 6000 |  | 1 |  |  | 0.97 |  | Outside
NJADRE1559524506 | Administratively Determined Incentive Program | Cherry Hill | 8034 | 5.33 | Residential | Behind the Meter | Yes | Trinity Solar, LLC | PSE&G |  | Accepted | 2025-04-25 | 2025-05-21 | 2026-05-21 | Solar Panels | HANWHA 410 (Q.PEAK DUO BLK ML-G10+410) | HANWHA 410 (Q.PEAK DUO BLK ML-G10+410) |  | 0.41 | 5 | 284 | 21 |  | Fixed | Roof
NJADRE1559524506 | Administratively Determined Incentive Program | Cherry Hill | 8034 | 5.33 | Residential | Behind the Meter | Yes | Trinity Solar, LLC | PSE&G |  | Accepted | 2025-04-25 | 2025-05-21 | 2026-05-21 | Solar Panels | HANWHA 410 (Q.PEAK DUO BLK ML-G10+410) | HANWHA 410 (Q.PEAK DUO BLK ML-G10+410) |  | 0.41 | 8 | 194 | 22 |  | Fixed | Roof
NJADRE1559524518 | Administratively Determined Incentive Program | COLLINGSWOOD | 8108 | 12.32 | Residential | Behind the Meter | No | Exact Solar | PSE&G |  | Accepted | 2025-04-28 | 2025-05-22 | 2026-05-22 | Solar Panels | vsun | VSUN440N-108BMH |  | 0.44 | 7 | 164.5 | 12 |  | Fixed | Roof
NJADRE1559524518 | Administratively Determined Incentive Program | COLLINGSWOOD | 8108 | 12.32 | Residential | Behind the Meter | No | Exact Solar | PSE&G |  | Accepted | 2025-04-28 | 2025-05-22 | 2026-05-22 | Solar Panels | vsun | VSUN440N-108BMH |  | 0.44 | 5 | 164.8 | 40 |  | Fixed | Roof
NJADRE1559524518 | Administratively Determined Incentive Program | COLLINGSWOOD | 8108 | 12.32 | Residential | Behind the Meter | No | Exact Solar | PSE&G |  | Accepted | 2025-04-28 | 2025-05-22 | 2026-05-22 | Inverters | Enphase Energy Inc. | IQ8MC-72-M-US | 320 |  | 28 |  |  | 1 |  | Outdoor
NJADRE1559524518 | Administratively Determined Incentive Program | COLLINGSWOOD | 8108 | 12.32 | Residential | Behind the Meter | No | Exact Solar | PSE&G |  | Accepted | 2025-04-28 | 2025-05-22 | 2026-05-22 | Solar Panels | vsun | VSUN440N-108BMH |  | 0.44 | 16 | 255.7 | 10 |  | Fixed | Roof
NJADRE1559524528 | Administratively Determined Incentive Program | Little Egg Harbor Twp | 8087 | 5.33 | Residential | Behind the Meter | Yes | Sunrun Installation Services, Inc. | AC Electric |  | Accepted | 2025-04-25 | 2025-05-21 | 2026-05-21 | Inverters | SOLAREDGE TECHNOLOGIES | SE3800H-USMN | 3800 |  | 1 |  |  | 0.99 |  | Outdoor
NJADRE1559524528 | Administratively Determined Incentive Program | Little Egg Harbor Twp | 8087 | 5.33 | Residential | Behind the Meter | Yes | Sunrun Installation Services, Inc. | AC Electric |  | Accepted | 2025-04-25 | 2025-05-21 | 2026-05-21 | Solar Panels | HANWHA Q-CELLS | Q.PEAK DUO BLK ML-G10+ 410 |  | 0.41 | 13 | 264 | 20 |  | Fixed | Roof
NJADRE1559524545 | Administratively Determined Incentive Program | BROOKLAWN | 8030 | 6.88 | Residential | Behind the Meter | Yes | EMT Renewables, LLC | PSE&G |  | Accepted | 2025-04-25 | 2025-05-22 | 2026-05-22 | Inverters | ENPHASE | IQ8+ | 290 |  | 16 |  |  | 0.98 |  | Other | UNDER EACH PANEL
NJADRE1559524545 | Administratively Determined Incentive Program | BROOKLAWN | 8030 | 6.88 | Residential | Behind the Meter | Yes | EMT Renewables, LLC | PSE&G |  | Accepted | 2025-04-25 | 2025-05-22 | 2026-05-22 | Solar Panels | SEG SOLAR | SEG 430 |  | 0.43 | 8 | 301 | 44 |  | Fixed | Roof
NJADRE1559524545 | Administratively Determined Incentive Program | BROOKLAWN | 8030 | 6.88 | Residential | Behind the Meter | Yes | EMT Renewables, LLC | PSE&G |  | Accepted | 2025-04-25 | 2025-05-22 | 2026-05-22 | Solar Panels | SEG SOLAR | SEG 430 |  | 0.43 | 8 | 121 | 44 |  | Fixed | Roof
NJADRE1559524557 | Administratively Determined Incentive Program | HILLSIDE TWP | 7205 | 2.87 | Residential | Behind the Meter | Yes | Sunrun Installation Services, Inc. | PSE&G |  | Accepted | 2025-04-25 | 2025-05-21 | 2026-05-21 | Inverters | GROWATT NEW ENERGY TECHNOLOGY CO LTD | MIN 3800TL-XH-US | 3800 |  | 1 |  |  | 0.98 |  | Outdoor
NJADRE1559524557 | Administratively Determined Incentive Program | HILLSIDE TWP | 7205 | 2.87 | Residential | Behind the Meter | Yes | Sunrun Installation Services, Inc. | PSE&G |  | Accepted | 2025-04-25 | 2025-05-21 | 2026-05-21 | Solar Panels | HANWHA Q-CELLS | Q.PEAK DUO BLK ML-G10+ 410 DCA |  | 0.41 | 7 | 351 | 18 |  | Fixed | Roof
NJADRE1559524561 | Administratively Determined Incentive Program | ORANGE | 7050 | 7.65 | Residential | Behind the Meter | Yes | Power Energy Solutions, LLC | PSE&G |  | Accepted | 2025-04-25 | 2025-05-21 | 2026-05-21 | Solar Panels | Trina Solar | TSM-425NE09RC.05 |  | 0.425 | 2 | 118 | 7 |  | Fixed | Roof
NJADRE1559524561 | Administratively Determined Incentive Program | ORANGE | 7050 | 7.65 | Residential | Behind the Meter | Yes | Power Energy Solutions, LLC | PSE&G |  | Accepted | 2025-04-25 | 2025-05-21 | 2026-05-21 | Solar Panels | Trina Solar | TSM-425NE09RC.05 |  | 0.425 | 10 | 208 | 36 |  | Fixed | Roof
NJADRE1559524561 | Administratively Determined Incentive Program | ORANGE | 7050 | 7.65 | Residential | Behind the Meter | Yes | Power Energy Solutions, LLC | PSE&G |  | Accepted | 2025-04-25 | 2025-05-21 | 2026-05-21 | Solar Panels | Trina Solar | TSM-425NE09RC.05 |  | 0.425 | 5 | 28 | 36 |  | Fixed | Roof
NJADRE1559524561 | Administratively Determined Incentive Program | ORANGE | 7050 | 7.65 | Residential | Behind the Meter | Yes | Power Energy Solutions, LLC | PSE&G |  | Accepted | 2025-04-25 | 2025-05-21 | 2026-05-21 | Inverters | SolarEdge | SE5700H-US | 5760 |  | 1 |  |  | 0.97 |  | Outdoor
NJADRE1559524561 | Administratively Determined Incentive Program | ORANGE | 7050 | 7.65 | Residential | Behind the Meter | Yes | Power Energy Solutions, LLC | PSE&G |  | Accepted | 2025-04-25 | 2025-05-21 | 2026-05-21 | Solar Panels | Trina Solar | TSM-425NE09RC.05 |  | 0.425 | 1 | 28 | 18 |  | Fixed | Roof
NJADRE1559524577 | Administratively Determined Incentive Program | LAKE HOPATCONG | 7849 | 6.56 | Residential | Behind the Meter | Yes | Trinity Solar, LLC | JCP&L |  | Accepted | 2025-04-25 | 2025-05-22 | 2026-05-22 | Solar Panels | HANWHA | (Q.PEAK DUO BLK ML-G10+ 410) |  | 0.41 | 3 | 148 | 30 |  | Fixed | Roof
NJADRE1559524577 | Administratively Determined Incentive Program | LAKE HOPATCONG | 7849 | 6.56 | Residential | Behind the Meter | Yes | Trinity Solar, LLC | JCP&L |  | Accepted | 2025-04-25 | 2025-05-22 | 2026-05-22 | Inverters | Solar Edge | USE5700H-USMNBL75 | 5760 |  | 1 |  |  | 0.97 |  | Outdoor
NJADRE1559524577 | Administratively Determined Incentive Program | LAKE HOPATCONG | 7849 | 6.56 | Residential | Behind the Meter | Yes | Trinity Solar, LLC | JCP&L |  | Accepted | 2025-04-25 | 2025-05-22 | 2026-05-22 | Solar Panels | HANWHA | (Q.PEAK DUO BLK ML-G10+ 410) |  | 0.41 | 9 | 238 | 27 |  | Fixed | Roof
NJADRE1559524577 | Administratively Determined Incentive Program | LAKE HOPATCONG | 7849 | 6.56 | Residential | Behind the Meter | Yes | Trinity Solar, LLC | JCP&L |  | Accepted | 2025-04-25 | 2025-05-22 | 2026-05-22 | Solar Panels | HANWHA | (Q.PEAK DUO BLK ML-G10+ 410) |  | 0.41 | 2 | 58 | 27 |  | Fixed | Roof
NJADRE1559524577 | Administratively Determined Incentive Program | LAKE HOPATCONG | 7849 | 6.56 | Residential | Behind the Meter | Yes | Trinity Solar, LLC | JCP&L |  | Accepted | 2025-04-25 | 2025-05-22 | 2026-05-22 | Solar Panels | HANWHA | (Q.PEAK DUO BLK ML-G10+ 410) |  | 0.41 | 2 | 328 | 27 |  | Fixed | Roof
NJADRE1559524605 | Administratively Determined Incentive Program | Northfield | 8225 | 14.18 | Residential | Behind the Meter | Yes | Sunrun Installation Services, Inc. | AC Electric |  | Accepted | 2025-04-25 | 2025-06-06 | 2026-06-06 | Solar Panels | JA SOLAR | JAM54S31-405/MR |  | 0.405 | 13 | 27 | 22 |  | Fixed | Roof
NJADRE1559524605 | Administratively Determined Incentive Program | Northfield | 8225 | 14.18 | Residential | Behind the Meter | Yes | Sunrun Installation Services, Inc. | AC Electric |  | Accepted | 2025-04-25 | 2025-06-06 | 2026-06-06 | Solar Panels | JA SOLAR | JAM54S31-405/MR |  | 0.405 | 4 | 298 | 20 |  | Fixed | Roof
NJADRE1559524605 | Administratively Determined Incentive Program | Northfield | 8225 | 14.18 | Residential | Behind the Meter | Yes | Sunrun Installation Services, Inc. | AC Electric |  | Accepted | 2025-04-25 | 2025-06-06 | 2026-06-06 | Solar Panels | JA SOLAR | JAM54S31-405/MR |  | 0.405 | 14 | 118 | 24 |  | Fixed | Roof
NJADRE1559524605 | Administratively Determined Incentive Program | Northfield | 8225 | 14.18 | Residential | Behind the Meter | Yes | Sunrun Installation Services, Inc. | AC Electric |  | Accepted | 2025-04-25 | 2025-06-06 | 2026-06-06 | Inverters | SOLAREDGE TECHNOLOGIES | SE10000H-USMN | 10000 |  | 1 |  |  | 0.99 |  | Outdoor
NJADRE1559524605 | Administratively Determined Incentive Program | Northfield | 8225 | 14.18 | Residential | Behind the Meter | Yes | Sunrun Installation Services, Inc. | AC Electric |  | Accepted | 2025-04-25 | 2025-06-06 | 2026-06-06 | Solar Panels | JA SOLAR | JAM54S31-405/MR |  | 0.405 | 4 | 208 | 22 |  | Fixed | Roof
NJADRE1559524625 | Administratively Determined Incentive Program | Chesilhurst | 8089 | 18.06 | Residential | Behind the Meter | Yes | EMT Renewables, LLC | AC Electric |  | Accepted | 2025-04-25 | 2025-05-21 | 2026-05-21 | Inverters | ENPHASE | IQ8+ | 290 |  | 42 |  |  | 0.98 |  | Other | UNDER EACH PANEL
NJADRE1559524625 | Administratively Determined Incentive Program | Chesilhurst | 8089 | 18.06 | Residential | Behind the Meter | Yes | EMT Renewables, LLC | AC Electric |  | Accepted | 2025-04-25 | 2025-05-21 | 2026-05-21 | Solar Panels | SEG SOLAR | SEG 430 |  | 0.43 | 24 | 147 | 20 |  | Fixed | Roof
NJADRE1559524625 | Administratively Determined Incentive Program | Chesilhurst | 8089 | 18.06 | Residential | Behind the Meter | Yes | EMT Renewables, LLC | AC Electric |  | Accepted | 2025-04-25 | 2025-05-21 | 2026-05-21 | Solar Panels | SEG SOLAR | SEG 430 |  | 0.43 | 18 | 327 | 20 |  | Fixed | Roof
NJADRE1559524630 | Administratively Determined Incentive Program | Atco | 8004 | 10.13 | Residential | Behind the Meter | Yes | Define Solar, LLC | AC Electric |  | Accepted | 2025-04-25 | 2025-05-21 | 2026-05-21 | Inverters | Enphase | IQ8PLUS-72-2-US | 290 |  | 25 |  |  | 0.976 |  | Outside | Under each pv panel
NJADRE1559524630 | Administratively Determined Incentive Program | Atco | 8004 | 10.13 | Residential | Behind the Meter | Yes | Define Solar, LLC | AC Electric |  | Accepted | 2025-04-25 | 2025-05-21 | 2026-05-21 | Solar Panels | Znshine | ZXM7-SH108 405 |  | 0.405 | 25 | 243 | 14 |  | Fixed | Roof
NJADRE1559524635 | Administratively Determined Incentive Program | Newark | 7103 | 2.05 | Residential | Behind the Meter | Yes | Trinity Solar, LLC | PSE&G |  | Accepted | 2025-04-25 | 2025-05-21 | 2026-05-21 | Inverters | Enphase | IQ8PLUS-72-2-US | 290 |  | 5 |  |  | 0.96 |  | Outside
NJADRE1559524635 | Administratively Determined Incentive Program | Newark | 7103 | 2.05 | Residential | Behind the Meter | Yes | Trinity Solar, LLC | PSE&G |  | Accepted | 2025-04-25 | 2025-05-21 | 2026-05-21 | Solar Panels | HANWHA | Q.PEAK DUO BLK ML-G10+410 |  | 0.41 | 5 | 196 | 45 |  | Fixed | Roof
NJADRE1559524719 | Administratively Determined Incentive Program | Milford | 8848 | 19.68 | Residential | Behind the Meter | Yes | Trinity Solar, LLC | JCP&L |  | Accepted | 2025-04-25 | 2025-05-21 | 2026-05-21 | Solar Panels | HANWHA 410 (Q.PEAK DUO BLK ML-G10+410) | HANWHA 410 (Q.PEAK DUO BLK ML-G10+410) |  | 0.41 | 12 | 326 | 20 |  | Fixed | Roof
NJADRE1559524719 | Administratively Determined Incentive Program | Milford | 8848 | 19.68 | Residential | Behind the Meter | Yes | Trinity Solar, LLC | JCP&L |  | Accepted | 2025-04-25 | 2025-05-21 | 2026-05-21 | Inverters | SOLAREDGE | SE11400H-US | 11400 |  | 1 |  |  | 0.97 |  | Outside
NJADRE1559524719 | Administratively Determined Incentive Program | Milford | 8848 | 19.68 | Residential | Behind the Meter | Yes | Trinity Solar, LLC | JCP&L |  | Accepted | 2025-04-25 | 2025-05-21 | 2026-05-21 | Inverters | SOLAREDGE | SE3800H-US | 3800 |  | 1 |  |  | 0.97 |  | Outside
NJADRE1559524719 | Administratively Determined Incentive Program | Milford | 8848 | 19.68 | Residential | Behind the Meter | Yes | Trinity Solar, LLC | JCP&L |  | Accepted | 2025-04-25 | 2025-05-21 | 2026-05-21 | Solar Panels | HANWHA 410 (Q.PEAK DUO BLK ML-G10+410) | HANWHA 410 (Q.PEAK DUO BLK ML-G10+410) |  | 0.41 | 12 | 326 | 20 |  | Fixed | Roof
NJADRE1559524719 | Administratively Determined Incentive Program | Milford | 8848 | 19.68 | Residential | Behind the Meter | Yes | Trinity Solar, LLC | JCP&L |  | Accepted | 2025-04-25 | 2025-05-21 | 2026-05-21 | Solar Panels | HANWHA 410 (Q.PEAK DUO BLK ML-G10+410) | HANWHA 410 (Q.PEAK DUO BLK ML-G10+410) |  | 0.41 | 24 | 146 | 20 |  | Fixed | Pole
NJADRE1559524724 | Administratively Determined Incentive Program | Secaucus | 7094 | 5.33 | Residential | Behind the Meter | Yes | Trinity Solar, LLC | PSE&G |  | Accepted | 2025-04-25 | 2025-05-21 | 2026-05-21 | Solar Panels | HANWHA | (Q.PEAK DUO BLK ML-G10+ 410) |  | 0.41 | 13 | 122 | 23 |  | Fixed | Roof
NJADRE1559524724 | Administratively Determined Incentive Program | Secaucus | 7094 | 5.33 | Residential | Behind the Meter | Yes | Trinity Solar, LLC | PSE&G |  | Accepted | 2025-04-25 | 2025-05-21 | 2026-05-21 | Inverters | Solar Edge | USE5700H-USMNBL75 | 5760 |  | 1 |  |  | 0.97 |  | Outdoor
NJADRE1559524739 | Administratively Determined Incentive Program | Washington Township | 8012 | 7.74 | Residential | Behind the Meter | Yes | Velocity Energy And Home Solutions | AC Electric |  | Accepted | 2025-04-25 | 2025-05-21 | 2026-05-21 | Inverters | enphase | iq8plus | 380 |  | 18 |  |  | 0.99 |  | Outside | behind panels
NJADRE1559524739 | Administratively Determined Incentive Program | Washington Township | 8012 | 7.74 | Residential | Behind the Meter | Yes | Velocity Energy And Home Solutions | AC Electric |  | Accepted | 2025-04-25 | 2025-05-21 | 2026-05-21 | Solar Panels | seg | 430w |  | 0.43 | 6 | 265 | 20 |  | Fixed | Roof
NJADRE1559524739 | Administratively Determined Incentive Program | Washington Township | 8012 | 7.74 | Residential | Behind the Meter | Yes | Velocity Energy And Home Solutions | AC Electric |  | Accepted | 2025-04-25 | 2025-05-21 | 2026-05-21 | Solar Panels | seg | 430w |  | 0.43 | 12 | 85 | 20 |  | Fixed | Roof
NJADRE1559524753 | Administratively Determined Incentive Program | Newark | 7108 | 510.3 | School Public K-12 | Behind the Meter | Yes | Dan Russo Electrical Contractors, LLC | PSE&G |  | Accepted | 2025-04-25 | 2025-05-27 | 2026-05-27 | Solar Panels | ZnShine Solar | ZXM7-SHLDD144-540/M |  | 0.54 | 945 | 161 | 5 |  | Fixed | Roof
NJADRE1559524753 | Administratively Determined Incentive Program | Newark | 7108 | 510.3 | School Public K-12 | Behind the Meter | Yes | Dan Russo Electrical Contractors, LLC | PSE&G |  | Accepted | 2025-04-25 | 2025-05-27 | 2026-05-27 | Inverters | SolarEdge | SE100KUS | 100000 |  | 4 |  |  | 0.985 |  | Outside | Ground
NJADRE1559524753 | Administratively Determined Incentive Program | Newark | 7108 | 510.3 | School Public K-12 | Behind the Meter | Yes | Dan Russo Electrical Contractors, LLC | PSE&G |  | Accepted | 2025-04-25 | 2025-05-27 | 2026-05-27 | Meters | Acuvim IIR | Acuvim IIR |  |  | 1 |  |  |  | Yes | Outdoor
NJADRE1559524763 | Administratively Determined Incentive Program | DEL HAVEN | 8251 | 9.02 | Residential | Behind the Meter | Yes | Sunrun Installation Services, Inc. | AC Electric |  | Accepted | 2025-04-25 | 2025-05-21 | 2026-05-21 | Inverters | SolarEdge Technologies | SE7600H-USMN | 7600 |  | 1 |  |  | 0.99 |  | Outdoor
NJADRE1559524763 | Administratively Determined Incentive Program | DEL HAVEN | 8251 | 9.02 | Residential | Behind the Meter | Yes | Sunrun Installation Services, Inc. | AC Electric |  | Accepted | 2025-04-25 | 2025-05-21 | 2026-05-21 | Solar Panels | Hanwha Q Cells | Q.PEAK DUO BLK ML-G10+ 410 |  | 0.41 | 11 | 263 | 32 |  | Fixed | Roof
NJADRE1559524763 | Administratively Determined Incentive Program | DEL HAVEN | 8251 | 9.02 | Residential | Behind the Meter | Yes | Sunrun Installation Services, Inc. | AC Electric |  | Accepted | 2025-04-25 | 2025-05-21 | 2026-05-21 | Solar Panels | Hanwha Q Cells | Q.PEAK DUO BLK ML-G10+ 410 |  | 0.41 | 11 | 83 | 32 |  | Fixed | Roof
NJADRE1559524829 | Administratively Determined Incentive Program | Jackson | 8527 | 8.61 | Residential | Behind the Meter | Yes | Trinity Solar, LLC | JCP&L |  | Accepted | 2025-04-25 | 2025-05-22 | 2026-05-22 | Solar Panels | HANWHA 410 (Q.PEAK DUO BLK ML-G10+410) | HANWHA 410 (Q.PEAK DUO BLK ML-G10+410) |  | 0.41 | 5 | 282 | 34 |  | Fixed | Roof
NJADRE1559524829 | Administratively Determined Incentive Program | Jackson | 8527 | 8.61 | Residential | Behind the Meter | Yes | Trinity Solar, LLC | JCP&L |  | Accepted | 2025-04-25 | 2025-05-22 | 2026-05-22 | Inverters | SOLAREDGE | SE7600H-US | 7600 |  | 1 |  |  | 0.97 |  | Outside
NJADRE1559524829 | Administratively Determined Incentive Program | Jackson | 8527 | 8.61 | Residential | Behind the Meter | Yes | Trinity Solar, LLC | JCP&L |  | Accepted | 2025-04-25 | 2025-05-22 | 2026-05-22 | Solar Panels | HANWHA 410 (Q.PEAK DUO BLK ML-G10+410) | HANWHA 410 (Q.PEAK DUO BLK ML-G10+410) |  | 0.41 | 11 | 192 | 27 |  | Fixed | Roof
NJADRE1559524829 | Administratively Determined Incentive Program | Jackson | 8527 | 8.61 | Residential | Behind the Meter | Yes | Trinity Solar, LLC | JCP&L |  | Accepted | 2025-04-25 | 2025-05-22 | 2026-05-22 | Solar Panels | HANWHA 410 (Q.PEAK DUO BLK ML-G10+410) | HANWHA 410 (Q.PEAK DUO BLK ML-G10+410) |  | 0.41 | 5 | 102 | 32 |  | Fixed | Roof
NJADRE1559524857 | Administratively Determined Incentive Program | Parlin | 8859 | 33.62 | Residential | Behind the Meter | Yes | Trinity Solar, LLC | JCP&L |  | Accepted | 2025-04-25 | 2025-05-22 | 2026-05-22 | Solar Panels | HANWHA | Q.PEAK DUO BLK ML-G10+ 410 |  | 0.41 | 26 | 350 | 30 |  | Fixed | Roof
NJADRE1559524857 | Administratively Determined Incentive Program | Parlin | 8859 | 33.62 | Residential | Behind the Meter | Yes | Trinity Solar, LLC | JCP&L |  | Accepted | 2025-04-25 | 2025-05-22 | 2026-05-22 | Inverters | Solar Edge | SE10000H-US | 10000 |  | 1 |  |  | 0.97 |  | Outside
NJADRE1559524857 | Administratively Determined Incentive Program | Parlin | 8859 | 33.62 | Residential | Behind the Meter | Yes | Trinity Solar, LLC | JCP&L |  | Accepted | 2025-04-25 | 2025-05-22 | 2026-05-22 | Inverters | Solar Edge | SE5700H-US | 5760 |  | 1 |  |  | 0.97 |  | Outside
NJADRE1559524857 | Administratively Determined Incentive Program | Parlin | 8859 | 33.62 | Residential | Behind the Meter | Yes | Trinity Solar, LLC | JCP&L |  | Accepted | 2025-04-25 | 2025-05-22 | 2026-05-22 | Solar Panels | HANWHA | Q.PEAK DUO BLK ML-G10+ 410 |  | 0.41 | 15 | 80 | 45 |  | Fixed | Roof
NJADRE1559524857 | Administratively Determined Incentive Program | Parlin | 8859 | 33.62 | Residential | Behind the Meter | Yes | Trinity Solar, LLC | JCP&L |  | Accepted | 2025-04-25 | 2025-05-22 | 2026-05-22 | Inverters | Solar Edge | USE11400H-US | 11400 |  | 1 |  |  | 0.97 |  | Outside
NJADRE1559524857 | Administratively Determined Incentive Program | Parlin | 8859 | 33.62 | Residential | Behind the Meter | Yes | Trinity Solar, LLC | JCP&L |  | Accepted | 2025-04-25 | 2025-05-22 | 2026-05-22 | Solar Panels | HANWHA | Q.PEAK DUO BLK ML-G10+ 410 |  | 0.41 | 41 | 170 | 30 |  | Fixed | Roof
NJADRE1559525270 | Administratively Determined Incentive Program | SWEDESBORO | 8085 | 288.36 | Commercial | Behind the Meter | No | Evergreen Energy | AC Electric |  | Accepted | 2025-04-28 | 2025-05-22 | 2026-05-22 | Solar Panels | Prism | PST-445W-M72H |  | 0.445 | 648 | 175 | 10 |  | Fixed | Roof
NJADRE1559525270 | Administratively Determined Incentive Program | SWEDESBORO | 8085 | 288.36 | Commercial | Behind the Meter | No | Evergreen Energy | AC Electric |  | Accepted | 2025-04-28 | 2025-05-22 | 2026-05-22 | Meters | Continental Controls Systems | WND WR MB |  |  | 1 |  |  |  | Yes | Outdoor
NJADRE1559525270 | Administratively Determined Incentive Program | SWEDESBORO | 8085 | 288.36 | Commercial | Behind the Meter | No | Evergreen Energy | AC Electric |  | Accepted | 2025-04-28 | 2025-05-22 | 2026-05-22 | Inverters | SolarEdge | SE120K-US | 120000 |  | 2 |  |  | 0.98 |  | Outdoor
NJADRE1559525271 | Administratively Determined Incentive Program | Cape May | 8204 | 10.32 | Residential | Behind the Meter | Yes | Velocity Energy & Home Solutions, Inc. | AC Electric |  | Accepted | 2025-04-25 | 2025-05-21 | 2026-05-21 | Solar Panels | seg | 430w |  | 0.43 | 24 | 181 | 27 |  | Fixed | Roof
NJADRE1559525271 | Administratively Determined Incentive Program | Cape May | 8204 | 10.32 | Residential | Behind the Meter | Yes | Velocity Energy & Home Solutions, Inc. | AC Electric |  | Accepted | 2025-04-25 | 2025-05-21 | 2026-05-21 | Inverters | enphase | iq8hc | 380 |  | 24 |  |  | 0.99 |  | Outside | behind panels
NJADRE1559525275 | Administratively Determined Incentive Program | Newark | 7104 | 693.9 | School Public K-12 | Behind the Meter | Yes | Dan Russo Electrical Contractors, LLC | PSE&G |  | Accepted | 2025-04-25 | 2025-05-27 | 2026-05-27 | Inverters | SolarEdge | SE100KUS | 100000 |  | 5 |  |  | 0.985 |  | Outside
NJADRE1559525275 | Administratively Determined Incentive Program | Newark | 7104 | 693.9 | School Public K-12 | Behind the Meter | Yes | Dan Russo Electrical Contractors, LLC | PSE&G |  | Accepted | 2025-04-25 | 2025-05-27 | 2026-05-27 | Solar Panels | ZnShine Solar | ZXM7-SHLDD144-540/M |  | 0.54 | 1285 | 189 | 5 |  | Fixed | Roof
NJADRE1559525275 | Administratively Determined Incentive Program | Newark | 7104 | 693.9 | School Public K-12 | Behind the Meter | Yes | Dan Russo Electrical Contractors, LLC | PSE&G |  | Accepted | 2025-04-25 | 2025-05-27 | 2026-05-27 | Meters | Acuvim IIR | Acuvim IIR |  |  | 1 |  |  |  | Yes | Outdoor
NJADRE1559525275 | Administratively Determined Incentive Program | Newark | 7104 | 693.9 | School Public K-12 | Behind the Meter | Yes | Dan Russo Electrical Contractors, LLC | PSE&G |  | Accepted | 2025-04-25 | 2025-05-27 | 2026-05-27 | Inverters | SolarEdge | SE66.6KUS | 66600 |  | 1 |  |  | 0.985 |  | Outside
NJADRE1559525329 | Administratively Determined Incentive Program | MATAWAN | 7747 | 6.45 | Residential | Behind the Meter | Yes | Velocity Energy & Home Solutions, Inc. | JCP&L |  | Accepted | 2025-04-25 | 2025-05-21 | 2026-05-21 | Solar Panels | SEG | 430w |  | 0.43 | 15 | 156 | 20 |  | Fixed | Roof
NJADRE1559525329 | Administratively Determined Incentive Program | MATAWAN | 7747 | 6.45 | Residential | Behind the Meter | Yes | Velocity Energy & Home Solutions, Inc. | JCP&L |  | Accepted | 2025-04-25 | 2025-05-21 | 2026-05-21 | Inverters | enphase | iq8plus | 290 |  | 15 |  |  | 0.99 |  | Outside | behind panels
NJADRE1559525350 | Administratively Determined Incentive Program | CLIFTON | 7011 | 5.59 | Residential | Behind the Meter | Yes | Pro Custom Solar dba Momentum Solar | PSE&G |  | Accepted | 2025-04-25 | 2025-05-21 | 2026-05-21 | Inverters | Enphase | IQ8HC-72-M-DOM-US | 380 |  | 13 |  |  | 0.97 |  | Outdoor
NJADRE1559525350 | Administratively Determined Incentive Program | CLIFTON | 7011 | 5.59 | Residential | Behind the Meter | Yes | Pro Custom Solar dba Momentum Solar | PSE&G |  | Accepted | 2025-04-25 | 2025-05-21 | 2026-05-21 | Solar Panels | Hanwha | Q.Tron BLK M-G2+ 430 |  | 0.43 | 13 | 166 | 40 |  | Fixed | Roof
NJADRE1559525459 | Administratively Determined Incentive Program | EDISON TWP | 8820 | 9.02 | Residential | Behind the Meter | Yes | Sunrun Installation Services, Inc. | PSE&G |  | Accepted | 2025-04-25 | 2025-05-21 | 2026-05-21 | Solar Panels | Hanwha Q Cells | Q.PEAK DUO BLK ML-G10+ 410 |  | 0.41 | 10 | 183 | 31 |  | Fixed | Roof
NJADRE1559525459 | Administratively Determined Incentive Program | EDISON TWP | 8820 | 9.02 | Residential | Behind the Meter | Yes | Sunrun Installation Services, Inc. | PSE&G |  | Accepted | 2025-04-25 | 2025-05-21 | 2026-05-21 | Inverters | SolarEdge Technologies | SE7600H-USMN | 7600 |  | 1 |  |  | 0.99 |  | Outdoor
NJADRE1559525459 | Administratively Determined Incentive Program | EDISON TWP | 8820 | 9.02 | Residential | Behind the Meter | Yes | Sunrun Installation Services, Inc. | PSE&G |  | Accepted | 2025-04-25 | 2025-05-21 | 2026-05-21 | Solar Panels | Hanwha Q Cells | Q.PEAK DUO BLK ML-G10+ 410 |  | 0.41 | 12 | 183 | 24 |  | Fixed | Roof
NJADRE1559525594 | Administratively Determined Incentive Program | Hopatcong | 7843 | 4.1 | Residential | Behind the Meter | Yes | Sunrun Installation Services, Inc. | JCP&L |  | Accepted | 2025-04-28 | 2025-05-22 | 2026-05-22 | Electric Storage Battery | Tesla | POWERWALL 3 1707000-XX-Y |  |  | 1 |  |  |  | Lithium Ion |  | OUTSIDE
NJADRE1559525594 | Administratively Determined Incentive Program | Hopatcong | 7843 | 4.1 | Residential | Behind the Meter | Yes | Sunrun Installation Services, Inc. | JCP&L |  | Accepted | 2025-04-28 | 2025-05-22 | 2026-05-22 | Solar Panels | HANWHA Q-CELLS | Q.PEAK DUO BLK ML-G10+ 410 |  | 0.41 | 10 | 110 | 24 |  | Fixed | Roof
NJADRE1559525594 | Administratively Determined Incentive Program | Hopatcong | 7843 | 4.1 | Residential | Behind the Meter | Yes | Sunrun Installation Services, Inc. | JCP&L |  | Accepted | 2025-04-28 | 2025-05-22 | 2026-05-22 | Electric Storage Battery | Tesla | EXPANSION 1807000-XX-Y |  |  | 1 |  |  |  | Lithium Ion |  | OUTSIDE
NJADRE1559525594 | Administratively Determined Incentive Program | Hopatcong | 7843 | 4.1 | Residential | Behind the Meter | Yes | Sunrun Installation Services, Inc. | JCP&L |  | Accepted | 2025-04-28 | 2025-05-22 | 2026-05-22 | Inverters | Tesla | POWERWALL 3 1707000-XX-Y | 11500 |  | 1 |  |  | 0.97 |  | Outdoor
NJADRE1559525637 | Administratively Determined Incentive Program | Andover | 7821 | 20.64 | Residential | Behind the Meter | No | Green Power Energy, LLC | JCP&L |  | Accepted | 2025-04-25 | 2025-05-21 | 2026-05-21 | Electric Storage Battery | Enphase Energy | IQBATTERY-5P-1P-NA |  |  | 4 |  |  |  | Lithium Ion |  | Inside and Outside
NJADRE1559525637 | Administratively Determined Incentive Program | Andover | 7821 | 20.64 | Residential | Behind the Meter | No | Green Power Energy, LLC | JCP&L |  | Accepted | 2025-04-25 | 2025-05-21 | 2026-05-21 | Solar Panels | Hanwha | Q.TRON BLK M-G2+ 430 |  | 0.43 | 9 | 236 | 34 |  | Fixed | Roof
NJADRE1559525637 | Administratively Determined Incentive Program | Andover | 7821 | 20.64 | Residential | Behind the Meter | No | Green Power Energy, LLC | JCP&L |  | Accepted | 2025-04-25 | 2025-05-21 | 2026-05-21 | Solar Panels | Hanwha | Q.TRON BLK M-G2+ 430 |  | 0.43 | 5 | 146 | 45 |  | Fixed | Roof
NJADRE1559525637 | Administratively Determined Incentive Program | Andover | 7821 | 20.64 | Residential | Behind the Meter | No | Green Power Energy, LLC | JCP&L |  | Accepted | 2025-04-25 | 2025-05-21 | 2026-05-21 | Solar Panels | hanwha | Q.TRON BLK M-G2+ 430 |  | 0.43 | 22 | 236 | 34 |  | Fixed | Roof
NJADRE1559525637 | Administratively Determined Incentive Program | Andover | 7821 | 20.64 | Residential | Behind the Meter | No | Green Power Energy, LLC | JCP&L |  | Accepted | 2025-04-25 | 2025-05-21 | 2026-05-21 | Inverters | Enphase Energy | IQ8MC-72-M-US [240V] | 320 |  | 48 |  |  | 0.98 |  | Outside | Roof
NJADRE1559525637 | Administratively Determined Incentive Program | Andover | 7821 | 20.64 | Residential | Behind the Meter | No | Green Power Energy, LLC | JCP&L |  | Accepted | 2025-04-25 | 2025-05-21 | 2026-05-21 | Solar Panels | Hanwha | Q.TRON BLK M-G2+ 430 |  | 0.43 | 9 | 146 | 45 |  | Fixed | Roof
NJADRE1559525637 | Administratively Determined Incentive Program | Andover | 7821 | 20.64 | Residential | Behind the Meter | No | Green Power Energy, LLC | JCP&L |  | Accepted | 2025-04-25 | 2025-05-21 | 2026-05-21 | Solar Panels | Hanwha | Q.TRON BLK M-G2+ 430 |  | 0.43 | 3 | 236 | 34 |  | Fixed | Roof
NJADRE1559525678 | Administratively Determined Incentive Program | Lodi | 7644 | 11.07 | Residential | Behind the Meter | Yes | Trinity Solar, LLC | PSE&G |  | Accepted | 2025-04-25 | 2025-05-13 | 2026-05-13 | Solar Panels | HANWHA | (Q.PEAK DUO BLK ML-G10+ 410) |  | 0.41 | 4 | 305 | 23 |  | Fixed | Roof
NJADRE1559525678 | Administratively Determined Incentive Program | Lodi | 7644 | 11.07 | Residential | Behind the Meter | Yes | Trinity Solar, LLC | PSE&G |  | Accepted | 2025-04-25 | 2025-05-13 | 2026-05-13 | Inverters | Solar Edge | USE10000H-USMNBL75 | 10000 |  | 1 |  |  | 0.97 |  | Outdoor
NJADRE1559525678 | Administratively Determined Incentive Program | Lodi | 7644 | 11.07 | Residential | Behind the Meter | Yes | Trinity Solar, LLC | PSE&G |  | Accepted | 2025-04-25 | 2025-05-13 | 2026-05-13 | Solar Panels | HANWHA | (Q.PEAK DUO BLK ML-G10+ 410) |  | 0.41 | 23 | 125 | 23 |  | Fixed | Roof
NJADRE1559525686 | Administratively Determined Incentive Program | Mount Holly | 8060 | 3.87 | Residential | Behind the Meter | Yes | Velocity Energy & Home Solutions, Inc. | PSE&G |  | Accepted | 2025-04-25 | 2025-05-21 | 2026-05-21 | Solar Panels | seg | 430w |  | 0.43 | 9 | 187 | 30 |  | Fixed | Roof
NJADRE1559525686 | Administratively Determined Incentive Program | Mount Holly | 8060 | 3.87 | Residential | Behind the Meter | Yes | Velocity Energy & Home Solutions, Inc. | PSE&G |  | Accepted | 2025-04-25 | 2025-05-21 | 2026-05-21 | Inverters | 430w | 0.43 | 290 |  | 9 |  |  | 0.99 |  | Outside | behind panels
NJADRE1559525701 | Administratively Determined Incentive Program | Sayreville | 8872 | 6.97 | Residential | Behind the Meter | Yes | Trinity Solar, LLC | JCP&L |  | Accepted | 2025-04-25 | 2025-05-22 | 2026-05-22 | Solar Panels | HANWHA 410 (Q.PEAK DUO BLK ML-G10+410) | HANWHA 410 (Q.PEAK DUO BLK ML-G10+410) |  | 0.41 | 7 | 170 | 38 |  | Fixed | Roof
NJADRE1559525701 | Administratively Determined Incentive Program | Sayreville | 8872 | 6.97 | Residential | Behind the Meter | Yes | Trinity Solar, LLC | JCP&L |  | Accepted | 2025-04-25 | 2025-05-22 | 2026-05-22 | Inverters | SOLAREDGE | SE5700H-US | 5700 |  | 1 |  |  | 0.97 |  | Outside
NJADRE1559525701 | Administratively Determined Incentive Program | Sayreville | 8872 | 6.97 | Residential | Behind the Meter | Yes | Trinity Solar, LLC | JCP&L |  | Accepted | 2025-04-25 | 2025-05-22 | 2026-05-22 | Solar Panels | HANWHA 410 (Q.PEAK DUO BLK ML-G10+410) | HANWHA 410 (Q.PEAK DUO BLK ML-G10+410) |  | 0.41 | 6 | 350 | 19 |  | Fixed | Roof
NJADRE1559525701 | Administratively Determined Incentive Program | Sayreville | 8872 | 6.97 | Residential | Behind the Meter | Yes | Trinity Solar, LLC | JCP&L |  | Accepted | 2025-04-25 | 2025-05-22 | 2026-05-22 | Solar Panels | HANWHA 410 (Q.PEAK DUO BLK ML-G10+410) | HANWHA 410 (Q.PEAK DUO BLK ML-G10+410) |  | 0.41 | 4 | 170 | 14 |  | Fixed | Roof
NJADRE1559525710 | Administratively Determined Incentive Program | CLIFTON | 7013 | 15.17 | Residential | Behind the Meter | Yes | Sunrun Installation Services, Inc. | PSE&G |  | Accepted | 2025-04-25 | 2025-05-21 | 2026-05-21 | Inverters | SOLAREDGE TECHNOLOGIES | SE3800H-USMN | 3800 |  | 1 |  |  | 0.99 |  | Outdoor
NJADRE1559525710 | Administratively Determined Incentive Program | CLIFTON | 7013 | 15.17 | Residential | Behind the Meter | Yes | Sunrun Installation Services, Inc. | PSE&G |  | Accepted | 2025-04-25 | 2025-05-21 | 2026-05-21 | Solar Panels | HANWHA Q-CELLS | Q.PEAK DUO BLK ML-G10+ 410 |  | 0.41 | 7 | 206 | 33 |  | Fixed | Roof
NJADRE1559525710 | Administratively Determined Incentive Program | CLIFTON | 7013 | 15.17 | Residential | Behind the Meter | Yes | Sunrun Installation Services, Inc. | PSE&G |  | Accepted | 2025-04-25 | 2025-05-21 | 2026-05-21 | Inverters | SOLAREDGE TECHNOLOGIES | SE7600H-USMN | 7600 |  | 1 |  |  | 0.99 |  | Outdoor
NJADRE1559525710 | Administratively Determined Incentive Program | CLIFTON | 7013 | 15.17 | Residential | Behind the Meter | Yes | Sunrun Installation Services, Inc. | PSE&G |  | Accepted | 2025-04-25 | 2025-05-21 | 2026-05-21 | Solar Panels | HANWHA Q-CELLS | Q.PEAK DUO BLK ML-G10+ 410 |  | 0.41 | 10 | 117 | 30 |  | Fixed | Roof
NJADRE1559525710 | Administratively Determined Incentive Program | CLIFTON | 7013 | 15.17 | Residential | Behind the Meter | Yes | Sunrun Installation Services, Inc. | PSE&G |  | Accepted | 2025-04-25 | 2025-05-21 | 2026-05-21 | Solar Panels | HANWHA Q-CELLS | Q.PEAK DUO BLK ML-G10+ 410 |  | 0.41 | 11 | 27 | 33 |  | Fixed | Roof
NJADRE1559525710 | Administratively Determined Incentive Program | CLIFTON | 7013 | 15.17 | Residential | Behind the Meter | Yes | Sunrun Installation Services, Inc. | PSE&G |  | Accepted | 2025-04-25 | 2025-05-21 | 2026-05-21 | Solar Panels | HANWHA Q-CELLS | Q.PEAK DUO BLK ML-G10+ 410 |  | 0.41 | 2 | 116 | 35 |  | Fixed | Roof
NJADRE1559525710 | Administratively Determined Incentive Program | CLIFTON | 7013 | 15.17 | Residential | Behind the Meter | Yes | Sunrun Installation Services, Inc. | PSE&G |  | Accepted | 2025-04-25 | 2025-05-21 | 2026-05-21 | Solar Panels | HANWHA Q-CELLS | Q.PEAK DUO BLK ML-G10+ 410 |  | 0.41 | 7 | 297 | 30 |  | Fixed | Roof
NJADRE1559525724 | Administratively Determined Incentive Program | Freehold | 7728 | 4.92 | Residential | Behind the Meter | Yes | Trinity Solar, LLC | JCP&L |  | Accepted | 2025-04-25 | 2025-05-21 | 2026-05-21 | Solar Panels | HANWHA | Q.PEAK DUO BLK ML-G10+ 410 |  | 0.41 | 9 | 209 | 32 |  | Fixed | Roof
NJADRE1559525724 | Administratively Determined Incentive Program | Freehold | 7728 | 4.92 | Residential | Behind the Meter | Yes | Trinity Solar, LLC | JCP&L |  | Accepted | 2025-04-25 | 2025-05-21 | 2026-05-21 | Solar Panels | HANWHA | Q.PEAK DUO BLK ML-G10+ 410 |  | 0.41 | 3 | 118 | 25 |  | Fixed | Roof
NJADRE1559525724 | Administratively Determined Incentive Program | Freehold | 7728 | 4.92 | Residential | Behind the Meter | Yes | Trinity Solar, LLC | JCP&L |  | Accepted | 2025-04-25 | 2025-05-21 | 2026-05-21 | Inverters | Solar Edge | USE3800H-US | 3800 |  | 1 |  |  | 0.97 |  | Outside
NJADRE1559525728 | Administratively Determined Incentive Program | Woodbury | 8096 | 5.1 | Residential | Behind the Meter | Yes | Sun Up Zero Down, LLC | PSE&G |  | Accepted | 2025-04-25 | 2025-05-21 | 2026-05-21 | Meters | Enphase | TBD |  |  | 1 |  |  |  | Yes | Outdoor
NJADRE1559525728 | Administratively Determined Incentive Program | Woodbury | 8096 | 5.1 | Residential | Behind the Meter | Yes | Sun Up Zero Down, LLC | PSE&G |  | Accepted | 2025-04-25 | 2025-05-21 | 2026-05-21 | Inverters | Enphase | IQ8PLUS-72-2-US | 290 |  | 12 |  |  | 0.976 |  | Outdoor
NJADRE1559525728 | Administratively Determined Incentive Program | Woodbury | 8096 | 5.1 | Residential | Behind the Meter | Yes | Sun Up Zero Down, LLC | PSE&G |  | Accepted | 2025-04-25 | 2025-05-21 | 2026-05-21 | Solar Panels | TRINA | TSM-425-NE09RC.05 |  | 0.425 | 12 | 119 | 40 |  | Fixed | Roof
NJADRE1559525742 | Administratively Determined Incentive Program | Pine Hill | 8021 | 3.65 | Residential | Behind the Meter | Yes | Define Solar, LLC | AC Electric |  | Accepted | 2025-04-25 | 2025-05-21 | 2026-05-21 | Inverters | Enphase | IQ8PLUS-72-2-US | 290 |  | 7 |  |  | 0.976 |  | Outside | Under each pv panel
NJADRE1559525742 | Administratively Determined Incentive Program | Pine Hill | 8021 | 3.65 | Residential | Behind the Meter | Yes | Define Solar, LLC | AC Electric |  | Accepted | 2025-04-25 | 2025-05-21 | 2026-05-21 | Solar Panels | Znshine | ZXM7-SH108 405 |  | 0.405 | 7 | 214 | 19 |  | Fixed | Roof
NJADRE1559525742 | Administratively Determined Incentive Program | Pine Hill | 8021 | 3.65 | Residential | Behind the Meter | Yes | Define Solar, LLC | AC Electric |  | Accepted | 2025-04-25 | 2025-05-21 | 2026-05-21 | Inverters | Enphase | IQ8PLUS-72-2-US | 290 |  | 2 |  |  | 0.976 |  | Outside | Under each pv panel
NJADRE1559525742 | Administratively Determined Incentive Program | Pine Hill | 8021 | 3.65 | Residential | Behind the Meter | Yes | Define Solar, LLC | AC Electric |  | Accepted | 2025-04-25 | 2025-05-21 | 2026-05-21 | Solar Panels | Znshine | ZXM7-SH108 405 |  | 0.405 | 2 | 34 | 26 |  | Fixed | Roof
NJADRE1559525744 | Administratively Determined Incentive Program | MARLBORO | 7746 | 15.58 | Residential | Behind the Meter | Yes | Sunrun Installation Services, Inc. | JCP&L |  | Accepted | 2025-04-25 | 2025-05-21 | 2026-05-21 | Inverters | SOLAREDGE TECHNOLOGIES | SE3800H-USMN | 3800 |  | 1 |  |  | 0.99 |  | Outdoor
NJADRE1559525744 | Administratively Determined Incentive Program | MARLBORO | 7746 | 15.58 | Residential | Behind the Meter | Yes | Sunrun Installation Services, Inc. | JCP&L |  | Accepted | 2025-04-25 | 2025-05-21 | 2026-05-21 | Solar Panels | HANWHA Q-CELLS | Q.PEAK DUO BLK ML-G10+ 410 |  | 0.41 | 4 | 240 | 23 |  | Fixed | Roof
NJADRE1559525744 | Administratively Determined Incentive Program | MARLBORO | 7746 | 15.58 | Residential | Behind the Meter | Yes | Sunrun Installation Services, Inc. | JCP&L |  | Accepted | 2025-04-25 | 2025-05-21 | 2026-05-21 | Solar Panels | HANWHA Q-CELLS | Q.PEAK DUO BLK ML-G10+ 410 |  | 0.41 | 8 | 150 | 23 |  | Fixed | Roof
NJADRE1559525744 | Administratively Determined Incentive Program | MARLBORO | 7746 | 15.58 | Residential | Behind the Meter | Yes | Sunrun Installation Services, Inc. | JCP&L |  | Accepted | 2025-04-25 | 2025-05-21 | 2026-05-21 | Solar Panels | HANWHA Q-CELLS | Q.PEAK DUO BLK ML-G10+ 410 |  | 0.41 | 5 | 60 | 23 |  | Fixed | Roof
NJADRE1559525744 | Administratively Determined Incentive Program | MARLBORO | 7746 | 15.58 | Residential | Behind the Meter | Yes | Sunrun Installation Services, Inc. | JCP&L |  | Accepted | 2025-04-25 | 2025-05-21 | 2026-05-21 | Inverters | SOLAREDGE TECHNOLOGIES | SE7600H-USMN | 7600 |  | 1 |  |  | 0.99 |  | Outdoor
NJADRE1559525744 | Administratively Determined Incentive Program | MARLBORO | 7746 | 15.58 | Residential | Behind the Meter | Yes | Sunrun Installation Services, Inc. | JCP&L |  | Accepted | 2025-04-25 | 2025-05-21 | 2026-05-21 | Solar Panels | HANWHA Q-CELLS | Q.PEAK DUO BLK ML-G10+ 410 |  | 0.41 | 12 | 150 | 23 |  | Fixed | Roof
NJADRE1559525744 | Administratively Determined Incentive Program | MARLBORO | 7746 | 15.58 | Residential | Behind the Meter | Yes | Sunrun Installation Services, Inc. | JCP&L |  | Accepted | 2025-04-25 | 2025-05-21 | 2026-05-21 | Solar Panels | HANWHA Q-CELLS | Q.PEAK DUO BLK ML-G10+ 410 |  | 0.41 | 9 | 330 | 23 |  | Fixed | Roof
NJADRE1559525751 | Administratively Determined Incentive Program | Newark | 7103 | 352.62 | School Public K-12 | Behind the Meter | Yes | Dan Russo Electrical Contractors, LLC | PSE&G |  | Accepted | 2025-04-25 | 2025-05-27 | 2026-05-27 | Meters | Acuvim IIR | Acuvim IIR |  |  | 1 |  |  |  | Yes | Outdoor
NJADRE1559525751 | Administratively Determined Incentive Program | Newark | 7103 | 352.62 | School Public K-12 | Behind the Meter | Yes | Dan Russo Electrical Contractors, LLC | PSE&G |  | Accepted | 2025-04-25 | 2025-05-27 | 2026-05-27 | Solar Panels | ZnShine Solar | ZXM7-SHLDD144-540/M |  | 0.54 | 653 | 198 | 5 |  | Fixed | Roof
NJADRE1559525751 | Administratively Determined Incentive Program | Newark | 7103 | 352.62 | School Public K-12 | Behind the Meter | Yes | Dan Russo Electrical Contractors, LLC | PSE&G |  | Accepted | 2025-04-25 | 2025-05-27 | 2026-05-27 | Inverters | SolarEdge | SE14.4KUS | 14400 |  | 2 |  |  | 0.985 |  | Outside
NJADRE1559525751 | Administratively Determined Incentive Program | Newark | 7103 | 352.62 | School Public K-12 | Behind the Meter | Yes | Dan Russo Electrical Contractors, LLC | PSE&G |  | Accepted | 2025-04-25 | 2025-05-27 | 2026-05-27 | Inverters | SolarEdge | SE43.2KUS | 43200 |  | 6 |  |  | 0.985 |  | Outside
NJADRE1559525781 | Administratively Determined Incentive Program | Waldwick | 7463 | 6.56 | Residential | Behind the Meter | Yes | Sunrun Installation Services, Inc. | PSE&G |  | Accepted | 2025-04-25 | 2025-05-21 | 2026-05-21 | Solar Panels | Hanwha Q Cells | Q.PEAK DUO BLK ML-G10+ 410 |  | 0.41 | 16 | 192 | 22 |  | Fixed | Roof
NJADRE1559525781 | Administratively Determined Incentive Program | Waldwick | 7463 | 6.56 | Residential | Behind the Meter | Yes | Sunrun Installation Services, Inc. | PSE&G |  | Accepted | 2025-04-25 | 2025-05-21 | 2026-05-21 | Electric Storage Battery | Tesla | Powerwall 3 1707000-xx-y |  |  | 1 |  |  |  | Lithium Ion |  | INSIDE
NJADRE1559525781 | Administratively Determined Incentive Program | Waldwick | 7463 | 6.56 | Residential | Behind the Meter | Yes | Sunrun Installation Services, Inc. | PSE&G |  | Accepted | 2025-04-25 | 2025-05-21 | 2026-05-21 | Inverters | Tesla | Powerwall 3 1707000-xx-y | 11500 |  | 1 |  |  | 0.97 |  | Indoor
NJADRE1559525786 | Administratively Determined Incentive Program | Landing | 7850 | 12.47 | Residential | Behind the Meter | Yes | Fusion Solar Energy, LLC | JCP&L |  | Accepted | 2025-04-25 | 2025-05-21 | 2026-05-21 | Solar Panels | SEG-430-BTD-BG | SEG SOLAR |  | 0.43 | 3 | 283.98 | 20 |  | Fixed | Roof
NJADRE1559525786 | Administratively Determined Incentive Program | Landing | 7850 | 12.47 | Residential | Behind the Meter | Yes | Fusion Solar Energy, LLC | JCP&L |  | Accepted | 2025-04-25 | 2025-05-21 | 2026-05-21 | Solar Panels | SEG SOLAR | SEG-430-BTD-BG |  | 0.43 | 6 | 12.85 | 20 |  | Fixed | Roof
NJADRE1559525786 | Administratively Determined Incentive Program | Landing | 7850 | 12.47 | Residential | Behind the Meter | Yes | Fusion Solar Energy, LLC | JCP&L |  | Accepted | 2025-04-25 | 2025-05-21 | 2026-05-21 | Solar Panels | SEG SOLAR | SEG-430-BTD-BG |  | 0.43 | 10 | 102.57 | 21 |  | Fixed | Roof
NJADRE1559525786 | Administratively Determined Incentive Program | Landing | 7850 | 12.47 | Residential | Behind the Meter | Yes | Fusion Solar Energy, LLC | JCP&L |  | Accepted | 2025-04-25 | 2025-05-21 | 2026-05-21 | Solar Panels | SEG SOLAR | SEG-430-BTD-BG |  | 0.43 | 7 | 193 | 20 |  | Fixed | Roof
NJADRE1559525786 | Administratively Determined Incentive Program | Landing | 7850 | 12.47 | Residential | Behind the Meter | Yes | Fusion Solar Energy, LLC | JCP&L |  | Accepted | 2025-04-25 | 2025-05-21 | 2026-05-21 | Inverters | ENPHASE | IQ8PLUS-72-M-US | 290 |  | 29 |  |  | 0.97 |  | Outside | Roof
NJADRE1559525786 | Administratively Determined Incentive Program | Landing | 7850 | 12.47 | Residential | Behind the Meter | Yes | Fusion Solar Energy, LLC | JCP&L |  | Accepted | 2025-04-25 | 2025-05-21 | 2026-05-21 | Solar Panels | SEG SOLAR | SEG-430-BTD-BG |  | 0.43 | 3 | 104.36 | 20 |  | Fixed | Roof
NJADRE1559525788 | Administratively Determined Incentive Program | Mystic Islands | 8087 | 10.2 | Residential | Behind the Meter | Yes | Integrity Solar & Home Solutions, LLC | AC Electric |  | Accepted | 2025-04-25 | 2025-05-21 | 2026-05-21 | Solar Panels | JINKO | JKM425N-54HL4-B |  | 0.425 | 12 | 84 | 21 |  | Fixed | Roof
NJADRE1559525788 | Administratively Determined Incentive Program | Mystic Islands | 8087 | 10.2 | Residential | Behind the Meter | Yes | Integrity Solar & Home Solutions, LLC | AC Electric |  | Accepted | 2025-04-25 | 2025-05-21 | 2026-05-21 | Inverters | ENPHASE | IQ8+ | 290 |  | 24 |  |  | 0.98 |  | Other | UNDER EACH PANEL
NJADRE1559525788 | Administratively Determined Incentive Program | Mystic Islands | 8087 | 10.2 | Residential | Behind the Meter | Yes | Integrity Solar & Home Solutions, LLC | AC Electric |  | Accepted | 2025-04-25 | 2025-05-21 | 2026-05-21 | Solar Panels | JINKO | JKM425N-54HL4-B |  | 0.425 | 12 | 264 | 21 |  | Fixed | Roof
NJADRE1559525798 | Administratively Determined Incentive Program | Freehold | 7728 | 12.3 | Residential | Behind the Meter | Yes | Trinity Solar, LLC | JCP&L |  | Accepted | 2025-04-25 | 2025-05-21 | 2026-05-21 | Solar Panels | HANWHA | (Q.PEAK DUO BLK ML-G10+ 410) |  | 0.41 | 12 | 113 | 25 |  | Fixed | Roof
NJADRE1559525798 | Administratively Determined Incentive Program | Freehold | 7728 | 12.3 | Residential | Behind the Meter | Yes | Trinity Solar, LLC | JCP&L |  | Accepted | 2025-04-25 | 2025-05-21 | 2026-05-21 | Solar Panels | HANWHA | (Q.PEAK DUO BLK ML-G10+ 410) |  | 0.41 | 10 | 293 | 25 |  | Fixed | Roof
NJADRE1559525798 | Administratively Determined Incentive Program | Freehold | 7728 | 12.3 | Residential | Behind the Meter | Yes | Trinity Solar, LLC | JCP&L |  | Accepted | 2025-04-25 | 2025-05-21 | 2026-05-21 | Inverters | Solar Edge | USE10000H-USMNBL75 | 10000 |  | 1 |  |  | 0.97 |  | Outdoor
NJADRE1559525798 | Administratively Determined Incentive Program | Freehold | 7728 | 12.3 | Residential | Behind the Meter | Yes | Trinity Solar, LLC | JCP&L |  | Accepted | 2025-04-25 | 2025-05-21 | 2026-05-21 | Solar Panels | HANWHA | (Q.PEAK DUO BLK ML-G10+ 410) |  | 0.41 | 4 | 203 | 26 |  | Fixed | Roof
NJADRE1559525798 | Administratively Determined Incentive Program | Freehold | 7728 | 12.3 | Residential | Behind the Meter | Yes | Trinity Solar, LLC | JCP&L |  | Accepted | 2025-04-25 | 2025-05-21 | 2026-05-21 | Solar Panels | HANWHA | (Q.PEAK DUO BLK ML-G10+ 410) |  | 0.41 | 4 | 23 | 26 |  | Fixed | Roof
NJADRE1559525815 | Administratively Determined Incentive Program | Jersey City | 7305 | 9.02 | Residential | Behind the Meter | Yes | Pro Custom Solar dba Momentum Solar | PSE&G |  | Accepted | 2025-04-25 | 2025-05-21 | 2026-05-21 | Inverters | Enphase | IQ8HC-72-M-DOM-US | 380 |  | 22 |  |  | 0.97 |  | Outdoor
NJADRE1559525815 | Administratively Determined Incentive Program | Jersey City | 7305 | 9.02 | Residential | Behind the Meter | Yes | Pro Custom Solar dba Momentum Solar | PSE&G |  | Accepted | 2025-04-25 | 2025-05-21 | 2026-05-21 | Solar Panels | Hanwha | Q.PEAK DUO BLK ML-G10+ 410 |  | 0.41 | 8 | 145 | 20 |  | Fixed | Roof
NJADRE1559525815 | Administratively Determined Incentive Program | Jersey City | 7305 | 9.02 | Residential | Behind the Meter | Yes | Pro Custom Solar dba Momentum Solar | PSE&G |  | Accepted | 2025-04-25 | 2025-05-21 | 2026-05-21 | Solar Panels | Hanwha | Q.PEAK DUO BLK ML-G10+ 410 |  | 0.41 | 10 | 325 | 20 |  | Fixed | Roof
NJADRE1559525815 | Administratively Determined Incentive Program | Jersey City | 7305 | 9.02 | Residential | Behind the Meter | Yes | Pro Custom Solar dba Momentum Solar | PSE&G |  | Accepted | 2025-04-25 | 2025-05-21 | 2026-05-21 | Solar Panels | Hanwha | Q.PEAK DUO BLK ML-G10+ 410 |  | 0.41 | 4 | 235 | 20 |  | Fixed | Roof
NJADRE1559525824 | Administratively Determined Incentive Program | Williamstown | 8094 | 9.35 | Residential | Behind the Meter | Yes | Power Energy Solutions, LLC | AC Electric |  | Accepted | 2025-04-25 | 2025-05-21 | 2026-05-21 | Solar Panels | Trina Solar | TSM-425NE09RC.05 |  | 0.425 | 7 | 41 | 20 |  | Fixed | Roof
NJADRE1559525824 | Administratively Determined Incentive Program | Williamstown | 8094 | 9.35 | Residential | Behind the Meter | Yes | Power Energy Solutions, LLC | AC Electric |  | Accepted | 2025-04-25 | 2025-05-21 | 2026-05-21 | Solar Panels | Trina Solar | TSM-425NE09RC.05 |  | 0.425 | 3 | 41 | 20 |  | Fixed | Roof
NJADRE1559525824 | Administratively Determined Incentive Program | Williamstown | 8094 | 9.35 | Residential | Behind the Meter | Yes | Power Energy Solutions, LLC | AC Electric |  | Accepted | 2025-04-25 | 2025-05-21 | 2026-05-21 | Solar Panels | Trina Solar | TSM-425NE09RC.05 |  | 0.425 | 9 | 221 | 20 |  | Fixed | Roof
NJADRE1559525824 | Administratively Determined Incentive Program | Williamstown | 8094 | 9.35 | Residential | Behind the Meter | Yes | Power Energy Solutions, LLC | AC Electric |  | Accepted | 2025-04-25 | 2025-05-21 | 2026-05-21 | Inverters | SolarEdge | SE5700H-US | 6 |  | 1 |  |  | 0.97 |  | Outdoor
NJADRE1559525824 | Administratively Determined Incentive Program | Williamstown | 8094 | 9.35 | Residential | Behind the Meter | Yes | Power Energy Solutions, LLC | AC Electric |  | Accepted | 2025-04-25 | 2025-05-21 | 2026-05-21 | Solar Panels | Trina Solar | TSM-425NE09RC.05 |  | 0.425 | 3 | 221 | 20 |  | Fixed | Roof
NJADRE1559525996 | Administratively Determined Incentive Program | Irvington | 7111 | 3.28 | Residential | Behind the Meter | Yes | Trinity Solar, LLC | PSE&G |  | Accepted | 2025-04-25 | 2025-05-21 | 2026-05-21 | Solar Panels | HANWHA | (Q.PEAK DUO BLK ML-G10+ 410) |  | 0.41 | 8 | 197 | 36 |  | Fixed | Roof
NJADRE1559525996 | Administratively Determined Incentive Program | Irvington | 7111 | 3.28 | Residential | Behind the Meter | Yes | Trinity Solar, LLC | PSE&G |  | Accepted | 2025-04-25 | 2025-05-21 | 2026-05-21 | Inverters | Solar Edge | USE3800H-USMNBL75 | 3800 |  | 1 |  |  | 0.97 |  | Outdoor
NJADRE1559526114 | Administratively Determined Incentive Program | Waterford Works | 8089 | 9.78 | Residential | Behind the Meter | Yes | Whitman Construction, LLC | AC Electric |  | Accepted | 2025-04-25 | 2025-05-21 | 2026-05-21 | Solar Panels | Jinko Solar | JKM425N-54HL4-B |  | 0.425 | 3 | 150 | 21 |  | Fixed | Roof
NJADRE1559526114 | Administratively Determined Incentive Program | Waterford Works | 8089 | 9.78 | Residential | Behind the Meter | Yes | Whitman Construction, LLC | AC Electric |  | Accepted | 2025-04-25 | 2025-05-21 | 2026-05-21 | Solar Panels | Jinko Solar | JKM425N-54HL4-B |  | 0.425 | 2 | 330 | 19 |  | Fixed | Roof
NJADRE1559526114 | Administratively Determined Incentive Program | Waterford Works | 8089 | 9.78 | Residential | Behind the Meter | Yes | Whitman Construction, LLC | AC Electric |  | Accepted | 2025-04-25 | 2025-05-21 | 2026-05-21 | Solar Panels | Jinko Solar | JKM425N-54HL4-B |  | 0.425 | 14 | 150 | 43 |  | Fixed | Roof
NJADRE1559526114 | Administratively Determined Incentive Program | Waterford Works | 8089 | 9.78 | Residential | Behind the Meter | Yes | Whitman Construction, LLC | AC Electric |  | Accepted | 2025-04-25 | 2025-05-21 | 2026-05-21 | Solar Panels | Jinko Solar | JKM425N-54HL4-B |  | 0.425 | 4 | 330 | 44 |  | Fixed | Roof
NJADRE1559526114 | Administratively Determined Incentive Program | Waterford Works | 8089 | 9.78 | Residential | Behind the Meter | Yes | Whitman Construction, LLC | AC Electric |  | Accepted | 2025-04-25 | 2025-05-21 | 2026-05-21 | Inverters | ENPHASE | IQ8PLUS-72-2-US | 290 |  | 23 |  |  | 0.975 |  | Outdoor
NJADRE1559526359 | Administratively Determined Incentive Program | West Orange | 7052 | 5.66 | Residential | Behind the Meter | Yes | SunnyMac, LLC | PSE&G |  | Accepted | 2025-04-25 | 2025-05-27 | 2026-05-27 | Solar Panels | HANWHA | Q.TRON BLK M-G2+ 435W |  | 0.435 | 13 | 124 | 40 |  | Fixed | Roof
NJADRE1559526359 | Administratively Determined Incentive Program | West Orange | 7052 | 5.66 | Residential | Behind the Meter | Yes | SunnyMac, LLC | PSE&G |  | Accepted | 2025-04-25 | 2025-05-27 | 2026-05-27 | Inverters | SOLAREDGE HOME HUB | SE5700H-US | 5760 |  | 1 |  |  | 0.99 |  | Outdoor | next to meter
NJADRE1559526480 | Administratively Determined Incentive Program | Linden | 7036 | 7.38 | Residential | Behind the Meter | Yes | Trinity Solar, LLC | PSE&G |  | Accepted | 2025-04-25 | 2025-05-21 | 2026-05-21 | Inverters | Solar Edge | USE5700H-USMNBL75 | 5760 |  | 1 |  |  | 0.97 |  | Outdoor
NJADRE1559526480 | Administratively Determined Incentive Program | Linden | 7036 | 7.38 | Residential | Behind the Meter | Yes | Trinity Solar, LLC | PSE&G |  | Accepted | 2025-04-25 | 2025-05-21 | 2026-05-21 | Solar Panels | HANWHA | (Q.PEAK DUO BLK ML-G10+ 410) |  | 0.41 | 9 | 333 | 27 |  | Fixed | Roof
NJADRE1559526480 | Administratively Determined Incentive Program | Linden | 7036 | 7.38 | Residential | Behind the Meter | Yes | Trinity Solar, LLC | PSE&G |  | Accepted | 2025-04-25 | 2025-05-21 | 2026-05-21 | Solar Panels | HANWHA | (Q.PEAK DUO BLK ML-G10+ 410) |  | 0.41 | 9 | 153 | 27 |  | Fixed | Roof
NJADRE1559526597 | Administratively Determined Incentive Program | Gibbstown | 8027 | 8.5 | Residential | Behind the Meter | Yes | Power Energy Solutions, LLC | AC Electric |  | Accepted | 2025-04-25 | 2025-05-21 | 2026-05-21 | Inverters | SolarEdge | SE5700H-US | 6 |  | 1 |  |  | 0.97 |  | Outdoor
NJADRE1559526597 | Administratively Determined Incentive Program | Gibbstown | 8027 | 8.5 | Residential | Behind the Meter | Yes | Power Energy Solutions, LLC | AC Electric |  | Accepted | 2025-04-25 | 2025-05-21 | 2026-05-21 | Solar Panels | Trina Solar | TSM-425NE09RC.05 |  | 0.425 | 20 | 127 | 25 |  | Fixed | Roof
NJADRE1559526957 | Administratively Determined Incentive Program | Clayton | 8312 | 6.48 | Residential | Behind the Meter | Yes | Define Solar, LLC | AC Electric |  | Accepted | 2025-04-28 | 2025-05-22 | 2026-05-22 | Solar Panels | Znshine | ZXM7-SH108 405 |  | 0.405 | 8 | 174 | 31 |  | Fixed | Roof
NJADRE1559526957 | Administratively Determined Incentive Program | Clayton | 8312 | 6.48 | Residential | Behind the Meter | Yes | Define Solar, LLC | AC Electric |  | Accepted | 2025-04-28 | 2025-05-22 | 2026-05-22 | Solar Panels | Znshine | ZXM7-SH108 405 |  | 0.405 | 8 | 174 | 31 |  | Fixed | Roof
NJADRE1559526957 | Administratively Determined Incentive Program | Clayton | 8312 | 6.48 | Residential | Behind the Meter | Yes | Define Solar, LLC | AC Electric |  | Accepted | 2025-04-28 | 2025-05-22 | 2026-05-22 | Inverters | Enphase | IQ8PLUS-72-2-US | 290 |  | 8 |  |  | 0.976 |  | Outside | Under each pv panel
NJADRE1559526957 | Administratively Determined Incentive Program | Clayton | 8312 | 6.48 | Residential | Behind the Meter | Yes | Define Solar, LLC | AC Electric |  | Accepted | 2025-04-28 | 2025-05-22 | 2026-05-22 | Inverters | Enphase | IQ8PLUS-72-2-US | 290 |  | 8 |  |  | 0.976 |  | Outside | Under each pv panel
NJADRE1559526982 | Administratively Determined Incentive Program | CAPE MAY COURT HOUSE | 8210 | 8.51 | Residential | Behind the Meter | Yes | Sunrun Installation Services, Inc. | AC Electric |  | Accepted | 2025-04-25 | 2025-05-21 | 2026-05-21 | Solar Panels | JA SOLAR | JAM54S31-405/MR |  | 0.405 | 8 | 204 | 10 |  | Fixed | Roof
NJADRE1559526982 | Administratively Determined Incentive Program | CAPE MAY COURT HOUSE | 8210 | 8.51 | Residential | Behind the Meter | Yes | Sunrun Installation Services, Inc. | AC Electric |  | Accepted | 2025-04-25 | 2025-05-21 | 2026-05-21 | Inverters | SOLAREDGE TECHNOLOGIES | SE5700H-USMN | 5760 |  | 1 |  |  | 0.99 |  | Outdoor
NJADRE1559526982 | Administratively Determined Incentive Program | CAPE MAY COURT HOUSE | 8210 | 8.51 | Residential | Behind the Meter | Yes | Sunrun Installation Services, Inc. | AC Electric |  | Accepted | 2025-04-25 | 2025-05-21 | 2026-05-21 | Solar Panels | JA SOLAR | JAM54S31-405/MR |  | 0.405 | 3 | 114 | 14 |  | Fixed | Roof
NJADRE1559526982 | Administratively Determined Incentive Program | CAPE MAY COURT HOUSE | 8210 | 8.51 | Residential | Behind the Meter | Yes | Sunrun Installation Services, Inc. | AC Electric |  | Accepted | 2025-04-25 | 2025-05-21 | 2026-05-21 | Solar Panels | JA SOLAR | JAM54S31-405/MR |  | 0.405 | 3 | 294 | 13 |  | Fixed | Roof
NJADRE1559526982 | Administratively Determined Incentive Program | CAPE MAY COURT HOUSE | 8210 | 8.51 | Residential | Behind the Meter | Yes | Sunrun Installation Services, Inc. | AC Electric |  | Accepted | 2025-04-25 | 2025-05-21 | 2026-05-21 | Solar Panels | JA SOLAR | JAM54S31-405/MR |  | 0.405 | 7 | 25 | 10 |  | Fixed | Roof
NJADRE1559527049 | Administratively Determined Incentive Program | Ewing | 8638 | 5.33 | Residential | Behind the Meter | Yes | Sunrun Installation Services, Inc. | PSE&G |  | Accepted | 2025-04-25 | 2025-05-21 | 2026-05-21 | Inverters | SOLAREDGE TECHNOLOGIES | SE3800H-USMN | 3800 |  | 1 |  |  | 0.99 |  | Outside
NJADRE1559527049 | Administratively Determined Incentive Program | Ewing | 8638 | 5.33 | Residential | Behind the Meter | Yes | Sunrun Installation Services, Inc. | PSE&G |  | Accepted | 2025-04-25 | 2025-05-21 | 2026-05-21 | Solar Panels | Hanwha Q-Cells | Q.PEAK DUO BLK ML-G10+ 410 |  | 0.41 | 13 | 211 | 18 |  | Fixed | Roof
NJADRE1559527170 | Administratively Determined Incentive Program | Plainsboro | 8536 | 8.17 | Residential | Behind the Meter | No | Pro Custom Solar dba Momentum Solar | PSE&G |  | Accepted | 2025-04-28 | 2025-05-21 | 2026-05-21 | Inverters | ENPHASE | IQ8PLUS-72-2-US | 290 |  | 19 |  |  | 0.97 |  | Outdoor
NJADRE1559527170 | Administratively Determined Incentive Program | Plainsboro | 8536 | 8.17 | Residential | Behind the Meter | No | Pro Custom Solar dba Momentum Solar | PSE&G |  | Accepted | 2025-04-28 | 2025-05-21 | 2026-05-21 | Solar Panels | Hanwha | Q.Tron BLK M-G2+ 430 |  | 0.43 | 19 | 135 | 29 |  | Fixed | Roof
NJADRE1559527175 | Administratively Determined Incentive Program | Roselle | 7203 | 2.87 | Residential | Behind the Meter | Yes | Sunrun Installation Services, Inc. | PSE&G |  | Accepted | 2025-04-25 | 2025-05-21 | 2026-05-21 | Inverters | Tesla | Powerwall 3 1707000-xx-y | 11500 |  | 1 |  |  | 0.97 |  | Outdoor
NJADRE1559527175 | Administratively Determined Incentive Program | Roselle | 7203 | 2.87 | Residential | Behind the Meter | Yes | Sunrun Installation Services, Inc. | PSE&G |  | Accepted | 2025-04-25 | 2025-05-21 | 2026-05-21 | Electric Storage Battery | Tesla | Powerwall 3 1707000-xx-y |  |  | 1 |  |  |  | Lithium Ion |  | OUTSIDE
NJADRE1559527175 | Administratively Determined Incentive Program | Roselle | 7203 | 2.87 | Residential | Behind the Meter | Yes | Sunrun Installation Services, Inc. | PSE&G |  | Accepted | 2025-04-25 | 2025-05-21 | 2026-05-21 | Solar Panels | Hanwha Q Cells | Q.PEAK DUO BLK ML-G10+ 410 |  | 0.41 | 4 | 80 | 38 |  | Fixed | Roof
NJADRE1559527175 | Administratively Determined Incentive Program | Roselle | 7203 | 2.87 | Residential | Behind the Meter | Yes | Sunrun Installation Services, Inc. | PSE&G |  | Accepted | 2025-04-25 | 2025-05-21 | 2026-05-21 | Solar Panels | Hanwha Q Cells | Q.PEAK DUO BLK ML-G10+ 410 |  | 0.41 | 3 | 348 | 29 |  | Fixed | Roof
NJADRE1559528170 | Administratively Determined Incentive Program | Hamilton Twp Mer | 8690 | 5.74 | Residential | Behind the Meter | Yes | Bright Ops, Inc. | PSE&G |  | Accepted | 2025-04-25 | 2025-05-22 | 2026-05-22 | Inverters | SolarEdge Technologies | SE5700H - USSN | 5700 |  | 1 |  |  | 0.98 |  | Outdoor | Outside
NJADRE1559528170 | Administratively Determined Incentive Program | Hamilton Twp Mer | 8690 | 5.74 | Residential | Behind the Meter | Yes | Bright Ops, Inc. | PSE&G |  | Accepted | 2025-04-25 | 2025-05-22 | 2026-05-22 | Solar Panels | Hanwha Q-Cells | Q.PEAK DUO BLK ML-G10+ 410 |  | 0.41 | 14 | 269 | 23 |  | Fixed | Roof
NJADRE1559530224 | Administratively Determined Incentive Program | Passaic | 7055 | 4.4 | Residential | Behind the Meter | Yes | Suntuity Solar, LLC | PSE&G |  | Accepted | 2025-04-27 | 2025-05-22 | 2026-05-22 | Solar Panels | Hanwha Q Cells | Q.PEAK DUO BLK ML-G10.a+ 400 |  | 0.4 | 3 | 33 | 10 |  | Fixed | Roof
NJADRE1559530224 | Administratively Determined Incentive Program | Passaic | 7055 | 4.4 | Residential | Behind the Meter | Yes | Suntuity Solar, LLC | PSE&G |  | Accepted | 2025-04-27 | 2025-05-22 | 2026-05-22 | Meters | Enphase Energy Inc | X-IQ-AM1-240-4 |  |  | 1 |  |  |  | Yes | Outdoor
NJADRE1559530224 | Administratively Determined Incentive Program | Passaic | 7055 | 4.4 | Residential | Behind the Meter | Yes | Suntuity Solar, LLC | PSE&G |  | Accepted | 2025-04-27 | 2025-05-22 | 2026-05-22 | Solar Panels | Hanwha Q Cells | Q.PEAK DUO BLK ML-G10.a+ 400 |  | 0.4 | 2 | 213 | 9 |  | Fixed | Roof
NJADRE1559530224 | Administratively Determined Incentive Program | Passaic | 7055 | 4.4 | Residential | Behind the Meter | Yes | Suntuity Solar, LLC | PSE&G |  | Accepted | 2025-04-27 | 2025-05-22 | 2026-05-22 | Solar Panels | Hanwha Q Cells | Q.PEAK DUO BLK ML-G10.a+ 400 |  | 0.4 | 3 | 12 | 10 |  | Fixed | Roof
NJADRE1559530224 | Administratively Determined Incentive Program | Passaic | 7055 | 4.4 | Residential | Behind the Meter | Yes | Suntuity Solar, LLC | PSE&G |  | Accepted | 2025-04-27 | 2025-05-22 | 2026-05-22 | Solar Panels | Hanwha Q Cells | Q.PEAK DUO BLK ML-G10.a+ 400 |  | 0.4 | 3 | 303 | 10 |  | Fixed | Roof
NJADRE1559530224 | Administratively Determined Incentive Program | Passaic | 7055 | 4.4 | Residential | Behind the Meter | Yes | Suntuity Solar, LLC | PSE&G |  | Accepted | 2025-04-27 | 2025-05-22 | 2026-05-22 | Inverters | Enphase Energy Inc | IQ8PLUS-72-2-US | 290 |  | 11 |  |  | 0.99 |  | Outdoor
NJADRE1559531033 | Administratively Determined Incentive Program | COLUMBIA | 7832 | 8.8 | Residential | Behind the Meter | No | Suntuity Solar, LLC | JCP&L |  | Accepted | 2025-04-27 | 2025-05-22 | 2026-05-22 | Solar Panels | Hyperion Solar | HY-DH108P8 400W(B) |  | 0.4 | 7 | 148 | 30 |  | Fixed | Roof
NJADRE1559531033 | Administratively Determined Incentive Program | COLUMBIA | 7832 | 8.8 | Residential | Behind the Meter | No | Suntuity Solar, LLC | JCP&L |  | Accepted | 2025-04-27 | 2025-05-22 | 2026-05-22 | Inverters | Enphase Energy Inc | IQ8PLUS-72-2-US | 290 |  | 22 |  |  | 0.99 |  | Outdoor
NJADRE1559531033 | Administratively Determined Incentive Program | COLUMBIA | 7832 | 8.8 | Residential | Behind the Meter | No | Suntuity Solar, LLC | JCP&L |  | Accepted | 2025-04-27 | 2025-05-22 | 2026-05-22 | Meters | Enphase Energy Inc | X-IQ-AM1-240-4 |  |  | 1 |  |  |  | Yes | Outdoor
NJADRE1559531033 | Administratively Determined Incentive Program | COLUMBIA | 7832 | 8.8 | Residential | Behind the Meter | No | Suntuity Solar, LLC | JCP&L |  | Accepted | 2025-04-27 | 2025-05-22 | 2026-05-22 | Solar Panels | Hyperion Solar | HY-DH108P8 400W(B) |  | 0.4 | 15 | 328 | 30 |  | Fixed | Roof
NJADRE1559531037 | Administratively Determined Incentive Program | HEWITT | 7421 | 10 | Residential | Behind the Meter | No | Suntuity Solar, LLC | Orange Rockland Electric |  | Accepted | 2025-04-27 | 2025-05-22 | 2026-05-22 | Solar Panels | Hyperion Solar | HY-DH108P8 400W(B) |  | 0.4 | 5 | 261 | 22 |  | Fixed | Roof
NJADRE1559531037 | Administratively Determined Incentive Program | HEWITT | 7421 | 10 | Residential | Behind the Meter | No | Suntuity Solar, LLC | Orange Rockland Electric |  | Accepted | 2025-04-27 | 2025-05-22 | 2026-05-22 | Solar Panels | Hyperion Solar | HY-DH108P8 400W(B) |  | 0.4 | 10 | 171 | 16 |  | Fixed | Roof
NJADRE1559531037 | Administratively Determined Incentive Program | HEWITT | 7421 | 10 | Residential | Behind the Meter | No | Suntuity Solar, LLC | Orange Rockland Electric |  | Accepted | 2025-04-27 | 2025-05-22 | 2026-05-22 | Inverters | Enphase Energy Inc | IQ8PLUS-72-2-US | 290 |  | 25 |  |  | 0.99 |  | Outdoor
NJADRE1559531037 | Administratively Determined Incentive Program | HEWITT | 7421 | 10 | Residential | Behind the Meter | No | Suntuity Solar, LLC | Orange Rockland Electric |  | Accepted | 2025-04-27 | 2025-05-22 | 2026-05-22 | Meters | Enphase Energy Inc | X-IQ-AM1-240-4C |  |  | 1 |  |  |  | Yes | Outdoor
NJADRE1559531037 | Administratively Determined Incentive Program | HEWITT | 7421 | 10 | Residential | Behind the Meter | No | Suntuity Solar, LLC | Orange Rockland Electric |  | Accepted | 2025-04-27 | 2025-05-22 | 2026-05-22 | Solar Panels | Hyperion Solar | HY-DH108P8 400W(B) |  | 0.4 | 10 | 81 | 22 |  | Fixed | Roof
NJADRE1559531044 | Administratively Determined Incentive Program | Westville | 8093 | 10 | Residential | Behind the Meter | Yes | Suntuity Solar, LLC | PSE&G |  | Accepted | 2025-04-27 | 2025-05-22 | 2026-05-22 | Inverters | Enphase Energy Inc | IQ8PLUS-72-2-US | 290 |  | 25 |  |  | 0.99 |  | Outdoor
NJADRE1559531044 | Administratively Determined Incentive Program | Westville | 8093 | 10 | Residential | Behind the Meter | Yes | Suntuity Solar, LLC | PSE&G |  | Accepted | 2025-04-27 | 2025-05-22 | 2026-05-22 | Meters | Enphase Energy Inc | X-IQ-AM1-240-4 |  |  | 1 |  |  |  | Yes | Outdoor
NJADRE1559531044 | Administratively Determined Incentive Program | Westville | 8093 | 10 | Residential | Behind the Meter | Yes | Suntuity Solar, LLC | PSE&G |  | Accepted | 2025-04-27 | 2025-05-22 | 2026-05-22 | Solar Panels | Canadian Solar | CS6R-400MS-HL |  | 0.4 | 9 | 220 | 34 |  | Fixed | Roof
NJADRE1559531044 | Administratively Determined Incentive Program | Westville | 8093 | 10 | Residential | Behind the Meter | Yes | Suntuity Solar, LLC | PSE&G |  | Accepted | 2025-04-27 | 2025-05-22 | 2026-05-22 | Solar Panels | Canadian Solar | CS6R-400MS-HL |  | 0.4 | 16 | 40 | 11 |  | Fixed | Roof
NJADRE1559531418 | Administratively Determined Incentive Program | Egg Harbor Twp | 8234 | 13.18 | Residential | Behind the Meter | Yes | Sun Up Zero Down, LLC | AC Electric |  | Accepted | 2025-04-27 | 2025-05-21 | 2026-05-21 | Inverters | Enphase | IQ8PLUS-72-2-US | 290 |  | 31 |  |  | 0.976 |  | Outdoor
NJADRE1559531418 | Administratively Determined Incentive Program | Egg Harbor Twp | 8234 | 13.18 | Residential | Behind the Meter | Yes | Sun Up Zero Down, LLC | AC Electric |  | Accepted | 2025-04-27 | 2025-05-21 | 2026-05-21 | Meters | Enphase | TBD |  |  | 1 |  |  |  | Yes | Outdoor
NJADRE1559531418 | Administratively Determined Incentive Program | Egg Harbor Twp | 8234 | 13.18 | Residential | Behind the Meter | Yes | Sun Up Zero Down, LLC | AC Electric |  | Accepted | 2025-04-27 | 2025-05-21 | 2026-05-21 | Solar Panels | TRINA | TSM-425-NE09RC.05 |  | 0.425 | 31 | 182 | 65 |  | Fixed | Roof
NJADRE1559531677 | Administratively Determined Incentive Program | ERIAL | 8081 | 11.88 | Residential | Behind the Meter | No | Exact Solar | AC Electric |  | Accepted | 2025-04-28 | 2025-05-22 | 2026-05-22 | Solar Panels | VSun | VSUN440N-108BMH |  | 0.44 | 10 | 85.5 | 26 |  | Fixed | Roof
NJADRE1559531677 | Administratively Determined Incentive Program | ERIAL | 8081 | 11.88 | Residential | Behind the Meter | No | Exact Solar | AC Electric |  | Accepted | 2025-04-28 | 2025-05-22 | 2026-05-22 | Solar Panels | Vsun | VSUN440N-108BMH |  | 0.44 | 17 | 85.4 | 27 |  | Fixed | Roof
NJADRE1559531677 | Administratively Determined Incentive Program | ERIAL | 8081 | 11.88 | Residential | Behind the Meter | No | Exact Solar | AC Electric |  | Accepted | 2025-04-28 | 2025-05-22 | 2026-05-22 | Inverters | Enphase | IQ8MC | 320 |  | 27 |  |  | 0.97 |  | Outside | Under panels
NJADRE1559531709 | Administratively Determined Incentive Program | Rahway | 7065 | 4.25 | Residential | Behind the Meter | Yes | Power Energy Solutions, LLC | PSE&G |  | Accepted | 2025-04-28 | 2025-05-21 | 2026-05-21 | Solar Panels | Trina Solar | TSM-425NE09RC.05 |  | 0.425 | 6 | 41 | 27 |  | Fixed | Roof
NJADRE1559531709 | Administratively Determined Incentive Program | Rahway | 7065 | 4.25 | Residential | Behind the Meter | Yes | Power Energy Solutions, LLC | PSE&G |  | Accepted | 2025-04-28 | 2025-05-21 | 2026-05-21 | Inverters | SolarEdge | SE3800H-US | 4 |  | 1 |  |  | 0.97 |  | Outdoor
NJADRE1559531709 | Administratively Determined Incentive Program | Rahway | 7065 | 4.25 | Residential | Behind the Meter | Yes | Power Energy Solutions, LLC | PSE&G |  | Accepted | 2025-04-28 | 2025-05-21 | 2026-05-21 | Solar Panels | Trina Solar | TSM-425NE09RC.05 |  | 0.425 | 4 | 221 | 27 |  | Fixed | Roof
NJADRE1559531716 | Administratively Determined Incentive Program | East Orange | 7017 | 9.43 | Residential | Behind the Meter | Yes | Big Wave Roofing and Solar, LLC | PSE&G |  | Accepted | 2025-04-28 | 2025-05-21 | 2026-05-21 | Solar Panels | MISSION SOLAR | MSE410HT0B |  | 0.41 | 4 | 303 | 12 |  | Fixed | Roof
NJADRE1559531716 | Administratively Determined Incentive Program | East Orange | 7017 | 9.43 | Residential | Behind the Meter | Yes | Big Wave Roofing and Solar, LLC | PSE&G |  | Accepted | 2025-04-28 | 2025-05-21 | 2026-05-21 | Solar Panels | MISSION SOLAR | MSE410HT0B |  | 0.41 | 15 | 123 | 5 |  | Fixed | Roof
NJADRE1559531716 | Administratively Determined Incentive Program | East Orange | 7017 | 9.43 | Residential | Behind the Meter | Yes | Big Wave Roofing and Solar, LLC | PSE&G |  | Accepted | 2025-04-28 | 2025-05-21 | 2026-05-21 | Solar Panels | MISSION SOLAR | MSE410HT0B |  | 0.41 | 4 | 123 | 36 |  | Fixed | Roof
NJADRE1559531716 | Administratively Determined Incentive Program | East Orange | 7017 | 9.43 | Residential | Behind the Meter | Yes | Big Wave Roofing and Solar, LLC | PSE&G |  | Accepted | 2025-04-28 | 2025-05-21 | 2026-05-21 | Inverters | Enphase | ENPHASE IQ8HC-72-M-DOM-US | 380 |  | 26 |  |  | 0.97 |  | Outdoor
NJADRE1559531723 | Administratively Determined Incentive Program | Galloway | 8205 | 20.83 | Residential | Behind the Meter | Yes | Whitman Construction, LLC | AC Electric |  | Accepted | 2025-04-28 | 2025-05-21 | 2026-05-21 | Solar Panels | Jinko Solar | JKM425N-54HL4-B |  | 0.425 | 22 | 131 | 18 |  | Fixed | Roof
NJADRE1559531723 | Administratively Determined Incentive Program | Galloway | 8205 | 20.83 | Residential | Behind the Meter | Yes | Whitman Construction, LLC | AC Electric |  | Accepted | 2025-04-28 | 2025-05-21 | 2026-05-21 | Inverters | ENPHASE | IQ8PLUS-72-2-US | 290 |  | 49 |  |  | 0.975 |  | Outdoor
NJADRE1559531723 | Administratively Determined Incentive Program | Galloway | 8205 | 20.83 | Residential | Behind the Meter | Yes | Whitman Construction, LLC | AC Electric |  | Accepted | 2025-04-28 | 2025-05-21 | 2026-05-21 | Solar Panels | Jinko Solar | JKM425N-54HL4-B |  | 0.425 | 6 | 42 | 25 |  | Fixed | Roof
NJADRE1559531723 | Administratively Determined Incentive Program | Galloway | 8205 | 20.83 | Residential | Behind the Meter | Yes | Whitman Construction, LLC | AC Electric |  | Accepted | 2025-04-28 | 2025-05-21 | 2026-05-21 | Solar Panels | Jinko Solar | JKM425N-54HL4-B |  | 0.425 | 18 | 311 | 18 |  | Fixed | Roof
NJADRE1559531723 | Administratively Determined Incentive Program | Galloway | 8205 | 20.83 | Residential | Behind the Meter | Yes | Whitman Construction, LLC | AC Electric |  | Accepted | 2025-04-28 | 2025-05-21 | 2026-05-21 | Solar Panels | Jinko Solar | JKM425N-54HL4-B |  | 0.425 | 3 | 132 | 14 |  | Fixed | Roof
NJADRE1559531731 | Administratively Determined Incentive Program | Clayton | 8312 | 6.96 | Residential | Behind the Meter | Yes | SunnyMac, LLC | AC Electric |  | Accepted | 2025-04-28 | 2025-05-28 | 2026-05-28 | Solar Panels | HANWHA | Q.TRON BLK M-G2+ 435W |  | 0.435 | 7 | 173 | 30 |  | Fixed | Roof
NJADRE1559531731 | Administratively Determined Incentive Program | Clayton | 8312 | 6.96 | Residential | Behind the Meter | Yes | SunnyMac, LLC | AC Electric |  | Accepted | 2025-04-28 | 2025-05-28 | 2026-05-28 | Solar Panels | HANWHA | Q.TRON BLK M-G2+ 435W |  | 0.435 | 9 | 173 | 30 |  | Fixed | Roof
NJADRE1559531731 | Administratively Determined Incentive Program | Clayton | 8312 | 6.96 | Residential | Behind the Meter | Yes | SunnyMac, LLC | AC Electric |  | Accepted | 2025-04-28 | 2025-05-28 | 2026-05-28 | Inverters | SOLAREDGE | SE5700H-US | 5760 |  | 1 |  |  | 0.99 |  | Outdoor | next to meter
NJADRE1559531731 | Administratively Determined Incentive Program | Clayton | 8312 | 6.96 | Residential | Behind the Meter | Yes | SunnyMac, LLC | AC Electric |  | Accepted | 2025-04-28 | 2025-05-28 | 2026-05-28 | Meters | SOLAREDGE | SE-RGMTR-1D-240C-C |  |  | 1 |  |  |  | Yes | Outdoor
NJADRE1559531738 | Administratively Determined Incentive Program | BEDMINSTER | 7921 | 17.82 | Residential | Behind the Meter | Yes | Big Wave Roofing and Solar, LLC | JCP&L |  | Accepted | 2025-04-28 | 2025-05-21 | 2026-05-21 | Inverters | Enphase | ENPHASE IQ8HC-72-M-DOM-US | 380 |  | 44 |  |  | 0.97 |  | Outdoor
NJADRE1559531738 | Administratively Determined Incentive Program | BEDMINSTER | 7921 | 17.82 | Residential | Behind the Meter | Yes | Big Wave Roofing and Solar, LLC | JCP&L |  | Accepted | 2025-04-28 | 2025-05-21 | 2026-05-21 | Solar Panels | JA Solar | JAM54S31 405/MR |  | 0.405 | 20 | 164 | 26 |  | Fixed | Roof
NJADRE1559531738 | Administratively Determined Incentive Program | BEDMINSTER | 7921 | 17.82 | Residential | Behind the Meter | Yes | Big Wave Roofing and Solar, LLC | JCP&L |  | Accepted | 2025-04-28 | 2025-05-21 | 2026-05-21 | Solar Panels | JA Solar | JAM54S31 405/MR |  | 0.405 | 24 | 164 | 36 |  | Fixed | Roof
NJADRE1559531740 | Administratively Determined Incentive Program | HAMILTON TWP | 8619 | 8.61 | Residential | Behind the Meter | Yes | Sunrun Installation Services, Inc. | PSE&G |  | Accepted | 2025-04-28 | 2025-05-21 | 2026-05-21 | Solar Panels | Hanwha Q-Cells | Q.PEAK DUO BLK ML-G10+ 410 |  | 0.41 | 13 | 333 | 34 |  | Fixed | Roof
NJADRE1559531740 | Administratively Determined Incentive Program | HAMILTON TWP | 8619 | 8.61 | Residential | Behind the Meter | Yes | Sunrun Installation Services, Inc. | PSE&G |  | Accepted | 2025-04-28 | 2025-05-21 | 2026-05-21 | Electric Storage Battery | TESLA | POWERWALL 3 1707000-XX-Y |  |  | 1 |  |  |  | Lithium Ion |  | Outside
NJADRE1559531740 | Administratively Determined Incentive Program | HAMILTON TWP | 8619 | 8.61 | Residential | Behind the Meter | Yes | Sunrun Installation Services, Inc. | PSE&G |  | Accepted | 2025-04-28 | 2025-05-21 | 2026-05-21 | Solar Panels | Hanwha Q-Cells | Q.PEAK DUO BLK ML-G10+ 410 |  | 0.41 | 8 | 153 | 33 |  | Fixed | Roof
NJADRE1559531740 | Administratively Determined Incentive Program | HAMILTON TWP | 8619 | 8.61 | Residential | Behind the Meter | Yes | Sunrun Installation Services, Inc. | PSE&G |  | Accepted | 2025-04-28 | 2025-05-21 | 2026-05-21 | Inverters | TESLA | POWERWALL 3 1707000-XX-Y | 11500 |  | 1 |  |  | 0.97 |  | Outside
NJADRE1559531742 | Administratively Determined Incentive Program | Springfield | 7081 | 8.91 | Residential | Behind the Meter | Yes | Sunrun Installation Services, Inc. | JCP&L |  | Accepted | 2025-04-28 | 2025-05-21 | 2026-05-21 | Inverters | Tesla | Powerwall 3 1707000-xx-y | 11500 |  | 1 |  |  | 0.97 |  | Outdoor
NJADRE1559531742 | Administratively Determined Incentive Program | Springfield | 7081 | 8.91 | Residential | Behind the Meter | Yes | Sunrun Installation Services, Inc. | JCP&L |  | Accepted | 2025-04-28 | 2025-05-21 | 2026-05-21 | Solar Panels | JA Solar | JAM54S31-405/MR |  | 0.405 | 22 | 207 | 21 |  | Fixed | Roof
NJADRE1559531742 | Administratively Determined Incentive Program | Springfield | 7081 | 8.91 | Residential | Behind the Meter | Yes | Sunrun Installation Services, Inc. | JCP&L |  | Accepted | 2025-04-28 | 2025-05-21 | 2026-05-21 | Electric Storage Battery | Tesla | Powerwall 3 1707000-xx-y |  |  | 1 |  |  |  | Lithium Ion |  | OUTSIDE
NJADRE1559531742 | Administratively Determined Incentive Program | Springfield | 7081 | 8.91 | Residential | Behind the Meter | Yes | Sunrun Installation Services, Inc. | JCP&L |  | Accepted | 2025-04-28 | 2025-05-21 | 2026-05-21 | Meters | Tesla | Powerwall 3 1707000-xx-y |  |  | 1 |  |  |  | Yes | Outdoor
NJADRE1559531745 | Administratively Determined Incentive Program | CAPE MAY COURT HOUSE | 8210 | 11.89 | Residential | Behind the Meter | Yes | Trinity Solar, LLC | AC Electric |  | Accepted | 2025-04-28 | 2025-05-21 | 2026-05-21 | Inverters | Solar Edge | USE10000H-USMNBL75 | 10000 |  | 1 |  |  | 0.97 |  | Outdoor
NJADRE1559531745 | Administratively Determined Incentive Program | CAPE MAY COURT HOUSE | 8210 | 11.89 | Residential | Behind the Meter | Yes | Trinity Solar, LLC | AC Electric |  | Accepted | 2025-04-28 | 2025-05-21 | 2026-05-21 | Solar Panels | HANWHA | (Q.PEAK DUO BLK ML-G10+ 410) |  | 0.41 | 15 | 44 | 10 |  | Fixed | Roof
NJADRE1559531745 | Administratively Determined Incentive Program | CAPE MAY COURT HOUSE | 8210 | 11.89 | Residential | Behind the Meter | Yes | Trinity Solar, LLC | AC Electric |  | Accepted | 2025-04-28 | 2025-05-21 | 2026-05-21 | Solar Panels | HANWHA | (Q.PEAK DUO BLK ML-G10+ 410) |  | 0.41 | 6 | 44 | 27 |  | Fixed | Roof
NJADRE1559531745 | Administratively Determined Incentive Program | CAPE MAY COURT HOUSE | 8210 | 11.89 | Residential | Behind the Meter | Yes | Trinity Solar, LLC | AC Electric |  | Accepted | 2025-04-28 | 2025-05-21 | 2026-05-21 | Solar Panels | HANWHA | (Q.PEAK DUO BLK ML-G10+ 410) |  | 0.41 | 4 | 134 | 27 |  | Fixed | Roof
NJADRE1559531745 | Administratively Determined Incentive Program | CAPE MAY COURT HOUSE | 8210 | 11.89 | Residential | Behind the Meter | Yes | Trinity Solar, LLC | AC Electric |  | Accepted | 2025-04-28 | 2025-05-21 | 2026-05-21 | Solar Panels | HANWHA | (Q.PEAK DUO BLK ML-G10+ 410) |  | 0.41 | 4 | 224 | 27 |  | Fixed | Roof
NJADRE1559531751 | Administratively Determined Incentive Program | EAST GREENWICH TOWNSHIP | 8020 | 4.92 | Residential | Behind the Meter | No | Sunwise Energy, LLC | AC Electric |  | Accepted | 2025-04-28 | 2025-05-22 | 2026-05-22 | Solar Panels | SILFAB PRIME | SIL-410 HC+ (410W) |  | 0.41 | 7 | 226 | 46 |  | Fixed | Roof
NJADRE1559531751 | Administratively Determined Incentive Program | EAST GREENWICH TOWNSHIP | 8020 | 4.92 | Residential | Behind the Meter | No | Sunwise Energy, LLC | AC Electric |  | Accepted | 2025-04-28 | 2025-05-22 | 2026-05-22 | Solar Panels | SILFAB PRIME | SIL-410 HC+ (410W) |  | 0.41 | 5 | 46 | 23 |  | Fixed | Roof
NJADRE1559531751 | Administratively Determined Incentive Program | EAST GREENWICH TOWNSHIP | 8020 | 4.92 | Residential | Behind the Meter | No | Sunwise Energy, LLC | AC Electric |  | Accepted | 2025-04-28 | 2025-05-22 | 2026-05-22 | Inverters | ENPHASE | IQ8PLUS-72-M-US (240V) | 290 |  | 12 |  |  | 0.977 |  | Outside
NJADRE1559531754 | Administratively Determined Incentive Program | MOUNT ROYAL | 8061 | 5.1 | Residential | Behind the Meter | Yes | Power Energy Solutions, LLC | AC Electric |  | Accepted | 2025-04-28 | 2025-05-21 | 2026-05-21 | Inverters | SolarEdge | SE3800H-US | 4 |  | 1 |  |  | 0.97 |  | Outdoor
NJADRE1559531754 | Administratively Determined Incentive Program | MOUNT ROYAL | 8061 | 5.1 | Residential | Behind the Meter | Yes | Power Energy Solutions, LLC | AC Electric |  | Accepted | 2025-04-28 | 2025-05-21 | 2026-05-21 | Solar Panels | Trina Solar | TSM-425NE09RC.05 |  | 0.425 | 12 | 179 | 30 |  | Fixed | Roof
NJADRE1559531755 | Administratively Determined Incentive Program | West Windsor Twp | 8055 | 6.8 | Residential | Behind the Meter | No | Sun Up Zero Down, LLC | PSE&G |  | Accepted | 2025-04-28 | 2025-05-22 | 2026-05-22 | Solar Panels | TRINA | TSM-425-NE09RC.05 |  | 0.425 | 16 | 192 | 57 |  | Fixed | Roof
NJADRE1559531755 | Administratively Determined Incentive Program | West Windsor Twp | 8055 | 6.8 | Residential | Behind the Meter | No | Sun Up Zero Down, LLC | PSE&G |  | Accepted | 2025-04-28 | 2025-05-22 | 2026-05-22 | Inverters | Enphase | IQ8PLUS-72-2-US | 290 |  | 16 |  |  | 0.976 |  | Outdoor
NJADRE1559531755 | Administratively Determined Incentive Program | West Windsor Twp | 8055 | 6.8 | Residential | Behind the Meter | No | Sun Up Zero Down, LLC | PSE&G |  | Accepted | 2025-04-28 | 2025-05-22 | 2026-05-22 | Meters | Enphase | TBD |  |  | 1 |  |  |  | Yes | Outdoor
NJADRE1559531757 | Administratively Determined Incentive Program | MORRIS PLAINS | 7950 | 18.45 | Residential | Behind the Meter | Yes | Sunrun Installation Services, Inc. | JCP&L |  | Accepted | 2025-04-28 | 2025-05-21 | 2026-05-21 | Inverters | SolarEdge Technologies | SE7600H-USMN | 7600 |  | 1 |  |  | 0.99 |  | Outdoor
NJADRE1559531757 | Administratively Determined Incentive Program | MORRIS PLAINS | 7950 | 18.45 | Residential | Behind the Meter | Yes | Sunrun Installation Services, Inc. | JCP&L |  | Accepted | 2025-04-28 | 2025-05-21 | 2026-05-21 | Solar Panels | Hanwha Q Cells | Q.PEAK DUO BLK ML-G10+ 410 |  | 0.41 | 27 | 290 | 22 |  | Fixed | Roof
NJADRE1559531757 | Administratively Determined Incentive Program | MORRIS PLAINS | 7950 | 18.45 | Residential | Behind the Meter | Yes | Sunrun Installation Services, Inc. | JCP&L |  | Accepted | 2025-04-28 | 2025-05-21 | 2026-05-21 | Solar Panels | Hanwha Q Cells | Q.PEAK DUO BLK ML-G10+ 410 |  | 0.41 | 12 | 110 | 22 |  | Fixed | Roof
NJADRE1559531757 | Administratively Determined Incentive Program | MORRIS PLAINS | 7950 | 18.45 | Residential | Behind the Meter | Yes | Sunrun Installation Services, Inc. | JCP&L |  | Accepted | 2025-04-28 | 2025-05-21 | 2026-05-21 | Inverters | SolarEdge Technologies | SE5700H-USMN | 5760 |  | 1 |  |  | 0.99 |  | Outdoor
NJADRE1559531757 | Administratively Determined Incentive Program | MORRIS PLAINS | 7950 | 18.45 | Residential | Behind the Meter | Yes | Sunrun Installation Services, Inc. | JCP&L |  | Accepted | 2025-04-28 | 2025-05-21 | 2026-05-21 | Solar Panels | Hanwha Q Cells | Q.PEAK DUO BLK ML-G10+ 410 |  | 0.41 | 6 | 20 | 22 |  | Fixed | Roof
NJADRE1559531763 | Administratively Determined Incentive Program | VILLAS | 8251 | 11.89 | Residential | Behind the Meter | Yes | Sunrun Installation Services, Inc. | AC Electric |  | Accepted | 2025-05-01 | 2025-05-29 | 2026-05-29 | Solar Panels | HANWHA Q-CELLS | Q.PEAK DUO BLK ML-G10+ 410 |  | 0.41 | 9 | 122 | 19 |  | Fixed | Roof
NJADRE1559531763 | Administratively Determined Incentive Program | VILLAS | 8251 | 11.89 | Residential | Behind the Meter | Yes | Sunrun Installation Services, Inc. | AC Electric |  | Accepted | 2025-05-01 | 2025-05-29 | 2026-05-29 | Inverters | SOLAREDGE TECHNOLOGIES | SE10000H-USMN | 10000 |  | 1 |  |  | 0.99 |  | Outdoor
NJADRE1559531763 | Administratively Determined Incentive Program | VILLAS | 8251 | 11.89 | Residential | Behind the Meter | Yes | Sunrun Installation Services, Inc. | AC Electric |  | Accepted | 2025-05-01 | 2025-05-29 | 2026-05-29 | Solar Panels | HANWHA Q-CELLS | Q.PEAK DUO BLK ML-G10+ 410 |  | 0.41 | 12 | 302 | 19 |  | Fixed | Roof
NJADRE1559531763 | Administratively Determined Incentive Program | VILLAS | 8251 | 11.89 | Residential | Behind the Meter | Yes | Sunrun Installation Services, Inc. | AC Electric |  | Accepted | 2025-05-01 | 2025-05-29 | 2026-05-29 | Solar Panels | HANWHA Q-CELLS | Q.PEAK DUO BLK ML-G10+ 410 |  | 0.41 | 8 | 31 | 13 |  | Fixed | Roof
NJADRE1559531777 | Administratively Determined Incentive Program | ROCKAWAY | 7866 | 2.46 | Residential | Behind the Meter | Yes | Trinity Solar, LLC | JCP&L |  | Accepted | 2025-04-28 | 2025-05-22 | 2026-05-22 | Solar Panels | HANWHA 410 (Q.PEAK DUO BLK ML-G10+410) | HANWHA 410 (Q.PEAK DUO BLK ML-G10+410) |  | 0.41 | 6 | 175 | 26 |  | Fixed | Roof
NJADRE1559531777 | Administratively Determined Incentive Program | ROCKAWAY | 7866 | 2.46 | Residential | Behind the Meter | Yes | Trinity Solar, LLC | JCP&L |  | Accepted | 2025-04-28 | 2025-05-22 | 2026-05-22 | Inverters | TESLA | TESLA 3.8KW | 3800 |  | 1 |  |  | 0.97 |  | Outside
NJADRE1559531782 | Administratively Determined Incentive Program | EDISON TWP | 8820 | 10.25 | Residential | Behind the Meter | Yes | Sunrun Installation Services, Inc. | PSE&G |  | Accepted | 2025-04-28 | 2025-05-22 | 2026-05-22 | Solar Panels | Hanwha Q-Cells | Q.PEAK DUO BLK ML-G10+ 410 |  | 0.41 | 14 | 173 | 24 |  | Fixed | Roof
NJADRE1559531782 | Administratively Determined Incentive Program | EDISON TWP | 8820 | 10.25 | Residential | Behind the Meter | Yes | Sunrun Installation Services, Inc. | PSE&G |  | Accepted | 2025-04-28 | 2025-05-22 | 2026-05-22 | Inverters | SOLAREDGE TECHNOLOGIES | SE7600H-USMN | 7600 |  | 1 |  |  | 0.99 |  | Outdoor
NJADRE1559531782 | Administratively Determined Incentive Program | EDISON TWP | 8820 | 10.25 | Residential | Behind the Meter | Yes | Sunrun Installation Services, Inc. | PSE&G |  | Accepted | 2025-04-28 | 2025-05-22 | 2026-05-22 | Solar Panels | Hanwha Q-Cells | Q.PEAK DUO BLK ML-G10+ 410 |  | 0.41 | 11 | 84 | 21 |  | Fixed | Roof
NJADRE1559531782 | Administratively Determined Incentive Program | EDISON TWP | 8820 | 10.25 | Residential | Behind the Meter | Yes | Sunrun Installation Services, Inc. | PSE&G |  | Accepted | 2025-04-28 | 2025-05-22 | 2026-05-22 | Meters | SolarEdge Technologies | SE7600H-USMN |  |  | 1 |  |  |  | Yes | Outdoor
NJADRE1559531791 | Administratively Determined Incentive Program | Red Bank | 7701 | 9.78 | Residential | Behind the Meter | Yes | Solar Mite Solutions, LLC | JCP&L |  | Accepted | 2025-04-28 | 2025-05-21 | 2026-05-21 | Inverters | Enphase | IQ8HC-72-M-DOM-US | 380 |  | 23 |  |  | 0.97 |  | Outside
NJADRE1559531791 | Administratively Determined Incentive Program | Red Bank | 7701 | 9.78 | Residential | Behind the Meter | Yes | Solar Mite Solutions, LLC | JCP&L |  | Accepted | 2025-04-28 | 2025-05-21 | 2026-05-21 | Solar Panels | Jinko | JKM425N |  | 0.425 | 4 | 242 | 10 |  | Fixed | Roof
NJADRE1559531791 | Administratively Determined Incentive Program | Red Bank | 7701 | 9.78 | Residential | Behind the Meter | Yes | Solar Mite Solutions, LLC | JCP&L |  | Accepted | 2025-04-28 | 2025-05-21 | 2026-05-21 | Solar Panels | Jinko | JKM425N |  | 0.425 | 2 | 152 | 20 |  | Fixed | Roof
NJADRE1559531791 | Administratively Determined Incentive Program | Red Bank | 7701 | 9.78 | Residential | Behind the Meter | Yes | Solar Mite Solutions, LLC | JCP&L |  | Accepted | 2025-04-28 | 2025-05-21 | 2026-05-21 | Solar Panels | Jinko | JKM425N |  | 0.425 | 11 | 242 | 40 |  | Fixed | Pole
NJADRE1559531791 | Administratively Determined Incentive Program | Red Bank | 7701 | 9.78 | Residential | Behind the Meter | Yes | Solar Mite Solutions, LLC | JCP&L |  | Accepted | 2025-04-28 | 2025-05-21 | 2026-05-21 | Solar Panels | Jinko | JKM425N |  | 0.425 | 6 | 62 | 40 |  | Fixed | Roof
NJADRE1559531798 | Administratively Determined Incentive Program | Warren | 7059 | 16.4 | Residential | Behind the Meter | Yes | Sunrun Installation Services, Inc. | JCP&L |  | Accepted | 2025-04-28 | 2025-05-21 | 2026-05-21 | Inverters | Tesla | POWERWALL 3 1707000-XX-Y | 11500 |  | 1 |  |  | 0.97 |  | Outdoor
NJADRE1559531798 | Administratively Determined Incentive Program | Warren | 7059 | 16.4 | Residential | Behind the Meter | Yes | Sunrun Installation Services, Inc. | JCP&L |  | Accepted | 2025-04-28 | 2025-05-21 | 2026-05-21 | Electric Storage Battery | Tesla | POWERWALL 3 1707000-XX-Y |  |  | 1 |  |  |  | Lithium Ion |  | OUTSIDE
NJADRE1559531798 | Administratively Determined Incentive Program | Warren | 7059 | 16.4 | Residential | Behind the Meter | Yes | Sunrun Installation Services, Inc. | JCP&L |  | Accepted | 2025-04-28 | 2025-05-21 | 2026-05-21 | Solar Panels | HANWHA Q-CELLS | Q.PEAK DUO BLK ML-G10+ 410 DCA |  | 0.41 | 19 | 312 | 23 |  | Fixed | Roof
NJADRE1559531798 | Administratively Determined Incentive Program | Warren | 7059 | 16.4 | Residential | Behind the Meter | Yes | Sunrun Installation Services, Inc. | JCP&L |  | Accepted | 2025-04-28 | 2025-05-21 | 2026-05-21 | Electric Storage Battery | Tesla | POWERWALL 3 EXPANSION 1807000-XX-Y |  |  | 1 |  |  |  | Lithium Ion |  | OUTSIDE
NJADRE1559531798 | Administratively Determined Incentive Program | Warren | 7059 | 16.4 | Residential | Behind the Meter | Yes | Sunrun Installation Services, Inc. | JCP&L |  | Accepted | 2025-04-28 | 2025-05-21 | 2026-05-21 | Solar Panels | HANWHA Q-CELLS | Q.PEAK DUO BLK ML-G10+ 410 DCA |  | 0.41 | 18 | 132 | 22 |  | Fixed | Roof
NJADRE1559531798 | Administratively Determined Incentive Program | Warren | 7059 | 16.4 | Residential | Behind the Meter | Yes | Sunrun Installation Services, Inc. | JCP&L |  | Accepted | 2025-04-28 | 2025-05-21 | 2026-05-21 | Solar Panels | HANWHA Q-CELLS | Q.PEAK DUO BLK ML-G10+ 410 DCA |  | 0.41 | 3 | 314 | 23 |  | Fixed | Roof
NJADRE1559531803 | Administratively Determined Incentive Program | Landing | 7850 | 8.51 | Residential | Behind the Meter | No | Power Home Remodeling Group | JCP&L |  | Accepted | 2025-04-28 | 2025-05-21 | 2026-05-21 | Solar Panels | JA Solar | JAM54S31 405/MR |  | 0.405 | 12 | 88 | 19 |  | Fixed | Roof
NJADRE1559531803 | Administratively Determined Incentive Program | Landing | 7850 | 8.51 | Residential | Behind the Meter | No | Power Home Remodeling Group | JCP&L |  | Accepted | 2025-04-28 | 2025-05-21 | 2026-05-21 | Meters | SolarEdge | Revenue Grade Data Ansi C12.20 |  |  | 1 |  |  |  | Yes | Outdoor
NJADRE1559531803 | Administratively Determined Incentive Program | Landing | 7850 | 8.51 | Residential | Behind the Meter | No | Power Home Remodeling Group | JCP&L |  | Accepted | 2025-04-28 | 2025-05-21 | 2026-05-21 | Inverters | SolarEdge | SE5700H-US | 5760 |  | 1 |  |  | 0.99 |  | Outdoor
NJADRE1559531803 | Administratively Determined Incentive Program | Landing | 7850 | 8.51 | Residential | Behind the Meter | No | Power Home Remodeling Group | JCP&L |  | Accepted | 2025-04-28 | 2025-05-21 | 2026-05-21 | Solar Panels | JA Solar | JAM54S31 405/MR |  | 0.405 | 9 | 88 | 20 |  | Fixed | Roof
NJADRE1559531808 | Administratively Determined Incentive Program | Mickleton | 8056 | 12.75 | Residential | Behind the Meter | Yes | Power Energy Solutions, LLC | AC Electric |  | Accepted | 2025-04-28 | 2025-05-22 | 2026-05-22 | Solar Panels | Trina Solar | TSM-425NE09RC.05 |  | 0.425 | 11 | 239 | 20 |  | Fixed | Roof
NJADRE1559531808 | Administratively Determined Incentive Program | Mickleton | 8056 | 12.75 | Residential | Behind the Meter | Yes | Power Energy Solutions, LLC | AC Electric |  | Accepted | 2025-04-28 | 2025-05-22 | 2026-05-22 | Solar Panels | Trina Solar | TSM-425NE09RC.05 |  | 0.425 | 10 | 238 | 15 |  | Fixed | Roof
NJADRE1559531808 | Administratively Determined Incentive Program | Mickleton | 8056 | 12.75 | Residential | Behind the Meter | Yes | Power Energy Solutions, LLC | AC Electric |  | Accepted | 2025-04-28 | 2025-05-22 | 2026-05-22 | Solar Panels | Trina Solar | TSM-425NE09RC.05 |  | 0.425 | 9 | 59 | 20 |  | Fixed | Roof
NJADRE1559531808 | Administratively Determined Incentive Program | Mickleton | 8056 | 12.75 | Residential | Behind the Meter | Yes | Power Energy Solutions, LLC | AC Electric |  | Accepted | 2025-04-28 | 2025-05-22 | 2026-05-22 | Inverters | SolarEdge | SE7600H-US | 8 |  | 1 |  |  | 0.97 |  | Outdoor
NJADRE1559531836 | Administratively Determined Incentive Program | Hammonton | 8037 | 6.02 | Residential | Behind the Meter | Yes | Velocity Energy & Home Solutions, Inc. | AC Electric |  | Accepted | 2025-04-28 | 2025-05-21 | 2026-05-21 | Solar Panels | sef | 430w |  | 0.43 | 14 | 131 | 31 |  | Fixed | Roof
NJADRE1559531836 | Administratively Determined Incentive Program | Hammonton | 8037 | 6.02 | Residential | Behind the Meter | Yes | Velocity Energy & Home Solutions, Inc. | AC Electric |  | Accepted | 2025-04-28 | 2025-05-21 | 2026-05-21 | Inverters | enphase | iq8hc | 380 |  | 14 |  |  | 0.99 |  | Outside | behind panels
NJADRE1559531838 | Administratively Determined Incentive Program | Edison | 8837 | 4.46 | Residential | Behind the Meter | Yes | Sunrun Installation Services, Inc. | PSE&G |  | Accepted | 2025-04-28 | 2025-05-21 | 2026-05-21 | Electric Storage Battery | TESLA | POWERWALL 3 1707000-XX-Y |  |  | 1 |  |  |  | Lithium Ion |  | Outside
NJADRE1559531838 | Administratively Determined Incentive Program | Edison | 8837 | 4.46 | Residential | Behind the Meter | Yes | Sunrun Installation Services, Inc. | PSE&G |  | Accepted | 2025-04-28 | 2025-05-21 | 2026-05-21 | Solar Panels | JA SOLAR | JAM54S31-405/MR |  | 0.405 | 3 | 98 | 22 |  | Fixed | Roof
NJADRE1559531838 | Administratively Determined Incentive Program | Edison | 8837 | 4.46 | Residential | Behind the Meter | Yes | Sunrun Installation Services, Inc. | PSE&G |  | Accepted | 2025-04-28 | 2025-05-21 | 2026-05-21 | Inverters | TESLA | POWERWALL 3 1707000-XX-Y | 11500 |  | 1 |  |  | 0.97 |  | Outside
NJADRE1559531838 | Administratively Determined Incentive Program | Edison | 8837 | 4.46 | Residential | Behind the Meter | Yes | Sunrun Installation Services, Inc. | PSE&G |  | Accepted | 2025-04-28 | 2025-05-21 | 2026-05-21 | Solar Panels | JA SOLAR | JAM54S31-405/MR |  | 0.405 | 8 | 190 | 23 |  | Fixed | Roof
NJADRE1559531850 | Administratively Determined Incentive Program | Bridgewater | 8807 | 14.72 | Residential | Behind the Meter | No | Infinity Solar Systems, LLC | PSE&G |  | Accepted | 2025-04-28 | 2025-05-21 | 2026-05-21 | Solar Panels | REC Solar | REC 460AA PURE-RX |  | 0.46 | 20 | 228 | 18 |  | Fixed | Roof
NJADRE1559531850 | Administratively Determined Incentive Program | Bridgewater | 8807 | 14.72 | Residential | Behind the Meter | No | Infinity Solar Systems, LLC | PSE&G |  | Accepted | 2025-04-28 | 2025-05-21 | 2026-05-21 | Inverters | Enphase | IQ8X-80-M-US | 380 |  | 32 |  |  | 0.97 |  | Outdoor
NJADRE1559531850 | Administratively Determined Incentive Program | Bridgewater | 8807 | 14.72 | Residential | Behind the Meter | No | Infinity Solar Systems, LLC | PSE&G |  | Accepted | 2025-04-28 | 2025-05-21 | 2026-05-21 | Solar Panels | REC Solar | REC 460AA PURE-RX |  | 0.46 | 12 | 137 | 19 |  | Fixed | Roof
NJADRE1559531864 | Administratively Determined Incentive Program | Cape May Court House | 8210 | 2.46 | Residential | Behind the Meter | Yes | Trinity Solar, LLC | AC Electric |  | Accepted | 2025-04-28 | 2025-05-21 | 2026-05-21 | Inverters | Solar Edge | USE3800H-USMNBL75 | 3800 |  | 1 |  |  | 0.97 |  | Outdoor
NJADRE1559531864 | Administratively Determined Incentive Program | Cape May Court House | 8210 | 2.46 | Residential | Behind the Meter | Yes | Trinity Solar, LLC | AC Electric |  | Accepted | 2025-04-28 | 2025-05-21 | 2026-05-21 | Solar Panels | HANWHA | (Q.PEAK DUO BLK ML-G10+ 410) |  | 0.41 | 6 | 206 | 23 |  | Fixed | Roof
NJADRE1559531886 | Administratively Determined Incentive Program | Stafford | 8005 | 23.9 | Residential | Behind the Meter | Yes | Big Wave Roofing and Solar, LLC | AC Electric |  | Accepted | 2025-04-28 | 2025-05-22 | 2026-05-22 | Solar Panels | JA Solar | JAM54S31-405/MR/1500V |  | 0.405 | 15 | 167 | 8 |  | Fixed | Roof
NJADRE1559531886 | Administratively Determined Incentive Program | Stafford | 8005 | 23.9 | Residential | Behind the Meter | Yes | Big Wave Roofing and Solar, LLC | AC Electric |  | Accepted | 2025-04-28 | 2025-05-22 | 2026-05-22 | Inverters | Enphase | IQ8HC-72-M-DOM-US | 380 |  | 59 |  |  | 0.98 |  | Outside
NJADRE1559531886 | Administratively Determined Incentive Program | Stafford | 8005 | 23.9 | Residential | Behind the Meter | Yes | Big Wave Roofing and Solar, LLC | AC Electric |  | Accepted | 2025-04-28 | 2025-05-22 | 2026-05-22 | Solar Panels | JA Solar | JAM54S31-405/MR/1500V |  | 0.405 | 10 | 167 | 8 |  | Fixed | Roof
NJADRE1559531886 | Administratively Determined Incentive Program | Stafford | 8005 | 23.9 | Residential | Behind the Meter | Yes | Big Wave Roofing and Solar, LLC | AC Electric |  | Accepted | 2025-04-28 | 2025-05-22 | 2026-05-22 | Solar Panels | JA Solar | JAM54S31-405/MR/1500V |  | 0.405 | 34 | 347 | 8 |  | Fixed | Roof
NJADRE1559531887 | Administratively Determined Incentive Program | Mount Holly | 8060 | 2.58 | Residential | Behind the Meter | Yes | Velocity Energy & Home Solutions, Inc. | PSE&G |  | Accepted | 2025-04-28 | 2025-05-21 | 2026-05-21 | Solar Panels | sef | 430w |  | 0.43 | 6 | 187 | 27 |  | Fixed | Roof
NJADRE1559531887 | Administratively Determined Incentive Program | Mount Holly | 8060 | 2.58 | Residential | Behind the Meter | Yes | Velocity Energy & Home Solutions, Inc. | PSE&G |  | Accepted | 2025-04-28 | 2025-05-21 | 2026-05-21 | Inverters | enphase | iq8plu | 290 |  | 6 |  |  | 0.99 |  | Outside | behind panels
NJADRE1559531892 | Administratively Determined Incentive Program | Galloway | 8205 | 6.8 | Residential | Behind the Meter | Yes | Power Energy Solutions, LLC | AC Electric |  | Accepted | 2025-04-28 | 2025-05-21 | 2026-05-21 | Inverters | SolarEdge | SE3800H-US | 4 |  | 1 |  |  | 0.97 |  | Outdoor
NJADRE1559531892 | Administratively Determined Incentive Program | Galloway | 8205 | 6.8 | Residential | Behind the Meter | Yes | Power Energy Solutions, LLC | AC Electric |  | Accepted | 2025-04-28 | 2025-05-21 | 2026-05-21 | Solar Panels | Trina Solar | TSM-425NE09RC.05 |  | 0.425 | 16 | 132 | 38 |  | Fixed | Roof
NJADRE1559531899 | Administratively Determined Incentive Program | Paterson | 7504 | 15.3 | Residential | Behind the Meter | No | Install Sun, LLC | PSE&G |  | Accepted | 2025-05-05 | 2025-06-02 | 2026-06-02 | Inverters | ENPHASE | ENPHASE IQ8M-72-2-US | 12 |  | 36 |  |  | 0.978 |  | Outside | ON THE ROOF
NJADRE1559531899 | Administratively Determined Incentive Program | Paterson | 7504 | 15.3 | Residential | Behind the Meter | No | Install Sun, LLC | PSE&G |  | Accepted | 2025-05-05 | 2025-06-02 | 2026-06-02 | Solar Panels | QCELLS | QCELLS Q.TRON BLK M-G2+SERIES |  | 0.425 | 5 | 99 | 40 |  | Fixed | Roof
NJADRE1559531899 | Administratively Determined Incentive Program | Paterson | 7504 | 15.3 | Residential | Behind the Meter | No | Install Sun, LLC | PSE&G |  | Accepted | 2025-05-05 | 2025-06-02 | 2026-06-02 | Solar Panels | QCELLS | Q.TRON BLK M-G2+SERIES |  | 0.425 | 9 | 99 | 45 |  | Fixed | Roof
NJADRE1559531899 | Administratively Determined Incentive Program | Paterson | 7504 | 15.3 | Residential | Behind the Meter | No | Install Sun, LLC | PSE&G |  | Accepted | 2025-05-05 | 2025-06-02 | 2026-06-02 | Solar Panels | QCELLS | Q.TRON BLK M-G2+SERIES |  | 0.425 | 7 | 279 | 40 |  | Fixed | Roof
NJADRE1559531899 | Administratively Determined Incentive Program | Paterson | 7504 | 15.3 | Residential | Behind the Meter | No | Install Sun, LLC | PSE&G |  | Accepted | 2025-05-05 | 2025-06-02 | 2026-06-02 | Solar Panels | QCELLS | QCELLS Q.TRON BLK M-G2+SERIES |  | 0.425 | 12 | 279 | 45 |  | Fixed | Roof
NJADRE1559531899 | Administratively Determined Incentive Program | Paterson | 7504 | 15.3 | Residential | Behind the Meter | No | Install Sun, LLC | PSE&G |  | Accepted | 2025-05-05 | 2025-06-02 | 2026-06-02 | Solar Panels | QCELLS | QCELLS Q.TRON BLK M-G2+SERIES |  | 0.425 | 3 | 189 | 32 |  | Fixed | Roof
NJADRE1559531903 | Administratively Determined Incentive Program | Newark | 7103 | 798.66 | School Public K-12 | Behind the Meter | Yes | DAN RUSSO ELECTRICAL CONTRACTORS, LLC | PSE&G |  | Accepted | 2025-04-28 | 2025-05-29 | 2026-05-29 | Inverters | SolarEdge | SE100KUS | 100000 |  | 7 |  |  | 0.985 |  | Outside
NJADRE1559531903 | Administratively Determined Incentive Program | Newark | 7103 | 798.66 | School Public K-12 | Behind the Meter | Yes | DAN RUSSO ELECTRICAL CONTRACTORS, LLC | PSE&G |  | Accepted | 2025-04-28 | 2025-05-29 | 2026-05-29 | Solar Panels | ZnShine Solar | ZXM7-SHLDD144-540/M |  | 0.54 | 154 | 110 | 9 |  | Fixed | Roof
NJADRE1559531903 | Administratively Determined Incentive Program | Newark | 7103 | 798.66 | School Public K-12 | Behind the Meter | Yes | DAN RUSSO ELECTRICAL CONTRACTORS, LLC | PSE&G |  | Accepted | 2025-04-28 | 2025-05-29 | 2026-05-29 | Solar Panels | ZnShine Solar | ZXM7-SHLDD144-540/M |  | 0.54 | 1325 | 200 | 5 |  | Fixed | Roof
NJADRE1559531903 | Administratively Determined Incentive Program | Newark | 7103 | 798.66 | School Public K-12 | Behind the Meter | Yes | DAN RUSSO ELECTRICAL CONTRACTORS, LLC | PSE&G |  | Accepted | 2025-04-28 | 2025-05-29 | 2026-05-29 | Meters | Acuvim IIR | Acuvim IIR |  |  | 1 |  |  |  | Yes | Outdoor
NJADRE1559531918 | Administratively Determined Incentive Program | Rahway | 7065 | 4.92 | Residential | Behind the Meter | Yes | Sunrun Installation Services, Inc. | PSE&G |  | Accepted | 2025-04-28 | 2025-05-21 | 2026-05-21 | Solar Panels | HANWHA Q-CELLS | Q.PEAK DUO BLK ML-G10+ 410 |  | 0.41 | 6 | 131 | 32 |  | Fixed | Roof
NJADRE1559531918 | Administratively Determined Incentive Program | Rahway | 7065 | 4.92 | Residential | Behind the Meter | Yes | Sunrun Installation Services, Inc. | PSE&G |  | Accepted | 2025-04-28 | 2025-05-21 | 2026-05-21 | Inverters | SOLAREDGE TECHNOLOGIES | SE3800H-USMN | 3800 |  | 1 |  |  | 0.99 |  | Outdoor
NJADRE1559531918 | Administratively Determined Incentive Program | Rahway | 7065 | 4.92 | Residential | Behind the Meter | Yes | Sunrun Installation Services, Inc. | PSE&G |  | Accepted | 2025-04-28 | 2025-05-21 | 2026-05-21 | Solar Panels | HANWHA Q-CELLS | Q.PEAK DUO BLK ML-G10+ 410 |  | 0.41 | 6 | 311 | 32 |  | Fixed | Roof
NJADRE1559531932 | Administratively Determined Incentive Program | Morristown | 7960 | 2.87 | Residential | Behind the Meter | Yes | Sunrun Installation Services, Inc. | JCP&L |  | Accepted | 2025-04-28 | 2025-05-21 | 2026-05-21 | Inverters | Growatt New Energy Technology Co Ltd | MIN 3800TL-XH-US | 3800 |  | 1 |  |  | 0.98 |  | Outdoor
NJADRE1559531932 | Administratively Determined Incentive Program | Morristown | 7960 | 2.87 | Residential | Behind the Meter | Yes | Sunrun Installation Services, Inc. | JCP&L |  | Accepted | 2025-04-28 | 2025-05-21 | 2026-05-21 | Solar Panels | Hanwha Q Cells | Q.PEAK DUO BLK ML-G10+ 410 DCA |  | 0.41 | 7 | 162 | 22 |  | Fixed | Roof
NJADRE1559531944 | Administratively Determined Incentive Program | JACKSON | 8527 | 28.05 | Commercial | Behind the Meter | No | Ventura Group, Inc. | JCP&L |  | Accepted | 2025-04-28 | 2025-05-22 | 2026-05-22 | Solar Panels | Trina Solar | TSM-NE09RC.05 |  | 0.425 | 66 | 159 | 5 |  | Fixed | Roof
NJADRE1559531944 | Administratively Determined Incentive Program | JACKSON | 8527 | 28.05 | Commercial | Behind the Meter | No | Ventura Group, Inc. | JCP&L |  | Accepted | 2025-04-28 | 2025-05-22 | 2026-05-22 | Inverters | Solar Edge | SE10k | 10000 |  | 1 |  |  | 0.97 |  | Outside
NJADRE1559531944 | Administratively Determined Incentive Program | JACKSON | 8527 | 28.05 | Commercial | Behind the Meter | No | Ventura Group, Inc. | JCP&L |  | Accepted | 2025-04-28 | 2025-05-22 | 2026-05-22 | Inverters | Solar Edge | SE17.3k | 17300 |  | 1 |  |  | 0.97 |  | Outside
NJADRE1559531948 | Administratively Determined Incentive Program | Orange | 7050 | 8.17 | Residential | Behind the Meter | Yes | Pro Custom Solar dba Momentum Solar | PSE&G |  | Accepted | 2025-04-28 | 2025-05-21 | 2026-05-21 | Solar Panels | HANWHA | Q.TRON BLK M-G2+430 |  | 0.43 | 9 | 124 | 39 |  | Fixed | Roof
NJADRE1559531948 | Administratively Determined Incentive Program | Orange | 7050 | 8.17 | Residential | Behind the Meter | Yes | Pro Custom Solar dba Momentum Solar | PSE&G |  | Accepted | 2025-04-28 | 2025-05-21 | 2026-05-21 | Inverters | ENPHASE | IQ8HC-72-M-DOM-US | 380 |  | 19 |  |  | 0.97 |  | Outdoor
NJADRE1559531948 | Administratively Determined Incentive Program | Orange | 7050 | 8.17 | Residential | Behind the Meter | Yes | Pro Custom Solar dba Momentum Solar | PSE&G |  | Accepted | 2025-04-28 | 2025-05-21 | 2026-05-21 | Solar Panels | HANWHA | Q.TRON BLK M-G2+430 |  | 0.43 | 10 | 304 | 40 |  | Fixed | Roof
NJADRE1559531955 | Administratively Determined Incentive Program | Pennsville | 8070 | 6.56 | Residential | Behind the Meter | Yes | Sunwise Energy, LLC | AC Electric |  | Accepted | 2025-04-28 | 2025-05-21 | 2026-05-21 | Inverters | SOLAREDGE TECHNOLOGY | SE3800H-US (240) | 3800 |  | 1 |  |  | 0.985 |  | Outside
NJADRE1559531955 | Administratively Determined Incentive Program | Pennsville | 8070 | 6.56 | Residential | Behind the Meter | Yes | Sunwise Energy, LLC | AC Electric |  | Accepted | 2025-04-28 | 2025-05-21 | 2026-05-21 | Solar Panels | MISSION SOLAR | MSE410HT0B (410W) |  | 0.41 | 16 | 224 | 34 |  | Fixed | Roof
NJADRE1559531976 | Administratively Determined Incentive Program | Ewing Twp | 8628 | 7.38 | Residential | Behind the Meter | Yes | Sunrun Installation Services, Inc. | PSE&G |  | Accepted | 2025-04-28 | 2025-05-21 | 2026-05-21 | Inverters | SOLAREDGE TECHNOLOGIES | SE5700H-USMN | 5760 |  | 1 |  |  | 0.99 |  | Outdoor
NJADRE1559531976 | Administratively Determined Incentive Program | Ewing Twp | 8628 | 7.38 | Residential | Behind the Meter | Yes | Sunrun Installation Services, Inc. | PSE&G |  | Accepted | 2025-04-28 | 2025-05-21 | 2026-05-21 | Solar Panels | HANWHA Q-CELLS | Q.PEAK DUO BLK ML-G10+ 410 |  | 0.41 | 18 | 323 | 21 |  | Fixed | Roof
NJADRE1559532001 | Administratively Determined Incentive Program | Bridgeton | 8302 | 7.7 | Residential | Behind the Meter | Yes | Define Solar, LLC | AC Electric |  | Accepted | 2025-04-28 | 2025-05-22 | 2026-05-22 | Solar Panels | Znshine | ZXM7-SH108 405 |  | 0.405 | 15 | 253 | 22 |  | Fixed | Roof
NJADRE1559532001 | Administratively Determined Incentive Program | Bridgeton | 8302 | 7.7 | Residential | Behind the Meter | Yes | Define Solar, LLC | AC Electric |  | Accepted | 2025-04-28 | 2025-05-22 | 2026-05-22 | Inverters | Enphase | IQ8PLUS-72-2-US | 290 |  | 4 |  |  | 0.976 |  | Outside | Under each pv panel
NJADRE1559532001 | Administratively Determined Incentive Program | Bridgeton | 8302 | 7.7 | Residential | Behind the Meter | Yes | Define Solar, LLC | AC Electric |  | Accepted | 2025-04-28 | 2025-05-22 | 2026-05-22 | Inverters | Enphase | IQ8PLUS-72-2-US | 290 |  | 15 |  |  | 0.976 |  | Outside | Under each pv panel
NJADRE1559532001 | Administratively Determined Incentive Program | Bridgeton | 8302 | 7.7 | Residential | Behind the Meter | Yes | Define Solar, LLC | AC Electric |  | Accepted | 2025-04-28 | 2025-05-22 | 2026-05-22 | Solar Panels | Znshine | ZXM7-SH108 405 |  | 0.405 | 4 | 253 | 15 |  | Fixed | Roof
NJADRE1559532014 | Administratively Determined Incentive Program | BERLIN | 8009 | 17.85 | Residential | Behind the Meter | Yes | Power Energy Solutions, LLC | AC Electric |  | Accepted | 2025-04-28 | 2025-05-22 | 2026-05-22 | Inverters | SolarEdge | SE5700H-US | 6 |  | 1 |  |  | 0.97 |  | Outdoor
NJADRE1559532014 | Administratively Determined Incentive Program | BERLIN | 8009 | 17.85 | Residential | Behind the Meter | Yes | Power Energy Solutions, LLC | AC Electric |  | Accepted | 2025-04-28 | 2025-05-22 | 2026-05-22 | Solar Panels | Trina Solar | TSM-425NE09RC.05 |  | 0.425 | 17 | 154 | 17 |  | Fixed | Roof
NJADRE1559532014 | Administratively Determined Incentive Program | BERLIN | 8009 | 17.85 | Residential | Behind the Meter | Yes | Power Energy Solutions, LLC | AC Electric |  | Accepted | 2025-04-28 | 2025-05-22 | 2026-05-22 | Inverters | SolarEdge | SE3800H-US | 4 |  | 1 |  |  | 0.97 |  | Outdoor
NJADRE1559532014 | Administratively Determined Incentive Program | BERLIN | 8009 | 17.85 | Residential | Behind the Meter | Yes | Power Energy Solutions, LLC | AC Electric |  | Accepted | 2025-04-28 | 2025-05-22 | 2026-05-22 | Solar Panels | Trina Solar | TSM-425NE09RC.05 |  | 0.425 | 8 | 334 | 38 |  | Fixed | Roof
NJADRE1559532014 | Administratively Determined Incentive Program | BERLIN | 8009 | 17.85 | Residential | Behind the Meter | Yes | Power Energy Solutions, LLC | AC Electric |  | Accepted | 2025-04-28 | 2025-05-22 | 2026-05-22 | Solar Panels | Trina Solar | TSM-425NE09RC.05 |  | 0.425 | 9 | 246 | 32 |  | Fixed | Roof
NJADRE1559532014 | Administratively Determined Incentive Program | BERLIN | 8009 | 17.85 | Residential | Behind the Meter | Yes | Power Energy Solutions, LLC | AC Electric |  | Accepted | 2025-04-28 | 2025-05-22 | 2026-05-22 | Solar Panels | Trina Solar | TSM-425NE09RC.05 |  | 0.425 | 8 | 66 | 32 |  | Fixed | Roof
NJADRE1559532020 | Administratively Determined Incentive Program | Oxford | 7863 | 22.14 | Residential | Behind the Meter | Yes | Pro Custom Solar dba Momentum Solar | JCP&L |  | Accepted | 2025-04-28 | 2025-05-22 | 2026-05-22 | Inverters | ENPHASE | IQ8HC-72-M-DOM-US | 380 |  | 54 |  |  | 0.97 |  | Outdoor
NJADRE1559532020 | Administratively Determined Incentive Program | Oxford | 7863 | 22.14 | Residential | Behind the Meter | Yes | Pro Custom Solar dba Momentum Solar | JCP&L |  | Accepted | 2025-04-28 | 2025-05-22 | 2026-05-22 | Solar Panels | HANWHA | Q.PEAK DUO BLK ML-G10+410 |  | 0.41 | 24 | 308 | 22 |  | Fixed | Roof
NJADRE1559532020 | Administratively Determined Incentive Program | Oxford | 7863 | 22.14 | Residential | Behind the Meter | Yes | Pro Custom Solar dba Momentum Solar | JCP&L |  | Accepted | 2025-04-28 | 2025-05-22 | 2026-05-22 | Solar Panels | HANWHA | Q.PEAK DUO BLK ML-G10+410 |  | 0.41 | 7 | 128 | 22 |  | Fixed | Roof
NJADRE1559532020 | Administratively Determined Incentive Program | Oxford | 7863 | 22.14 | Residential | Behind the Meter | Yes | Pro Custom Solar dba Momentum Solar | JCP&L |  | Accepted | 2025-04-28 | 2025-05-22 | 2026-05-22 | Solar Panels | HANWHA | Q.PEAK DUO BLK ML-G10+410 |  | 0.41 | 23 | 128 | 23 |  | Fixed | Roof
NJADRE1559532046 | Administratively Determined Incentive Program | Hamilton | 8610 | 22.14 | Residential | Behind the Meter | Yes | Pro Custom Solar dba Momentum Solar | PSE&G |  | Accepted | 2025-04-28 | 2025-05-22 | 2026-05-22 | Solar Panels | HANWHA | Q.Peak Duo BLK ML-G10+ 410 |  | 0.41 | 18 | 28 | 28 |  | Fixed | Roof
NJADRE1559532046 | Administratively Determined Incentive Program | Hamilton | 8610 | 22.14 | Residential | Behind the Meter | Yes | Pro Custom Solar dba Momentum Solar | PSE&G |  | Accepted | 2025-04-28 | 2025-05-22 | 2026-05-22 | Solar Panels | HANWHA | Q.Peak Duo BLK ML-G10+ 410 |  | 0.41 | 3 | 28 | 26 |  | Fixed | Roof
NJADRE1559532046 | Administratively Determined Incentive Program | Hamilton | 8610 | 22.14 | Residential | Behind the Meter | Yes | Pro Custom Solar dba Momentum Solar | PSE&G |  | Accepted | 2025-04-28 | 2025-05-22 | 2026-05-22 | Solar Panels | HANWHA | Q.Peak Duo BLK ML-G10+ 410 |  | 0.41 | 3 | 208 | 26 |  | Fixed | Roof
NJADRE1559532046 | Administratively Determined Incentive Program | Hamilton | 8610 | 22.14 | Residential | Behind the Meter | Yes | Pro Custom Solar dba Momentum Solar | PSE&G |  | Accepted | 2025-04-28 | 2025-05-22 | 2026-05-22 | Solar Panels | HANWHA | Q.Peak Duo BLK ML-G10+ 410 |  | 0.41 | 7 | 118 | 30 |  | Fixed | Roof
NJADRE1559532046 | Administratively Determined Incentive Program | Hamilton | 8610 | 22.14 | Residential | Behind the Meter | Yes | Pro Custom Solar dba Momentum Solar | PSE&G |  | Accepted | 2025-04-28 | 2025-05-22 | 2026-05-22 | Inverters | Enphase | IQ8HC-72-M-DOM-US | 380 |  | 54 |  |  | 0.97 |  | Outdoor
NJADRE1559532046 | Administratively Determined Incentive Program | Hamilton | 8610 | 22.14 | Residential | Behind the Meter | Yes | Pro Custom Solar dba Momentum Solar | PSE&G |  | Accepted | 2025-04-28 | 2025-05-22 | 2026-05-22 | Solar Panels | HANWHA | Q.Peak Duo BLK ML-G10+ 410 |  | 0.41 | 18 | 208 | 26 |  | Fixed | Roof
NJADRE1559532046 | Administratively Determined Incentive Program | Hamilton | 8610 | 22.14 | Residential | Behind the Meter | Yes | Pro Custom Solar dba Momentum Solar | PSE&G |  | Accepted | 2025-04-28 | 2025-05-22 | 2026-05-22 | Solar Panels | HANWHA | Q.Peak Duo BLK ML-G10+ 410 |  | 0.41 | 2 | 208 | 26 |  | Fixed | Roof
NJADRE1559532046 | Administratively Determined Incentive Program | Hamilton | 8610 | 22.14 | Residential | Behind the Meter | Yes | Pro Custom Solar dba Momentum Solar | PSE&G |  | Accepted | 2025-04-28 | 2025-05-22 | 2026-05-22 | Solar Panels | HANWHA | Q.Peak Duo BLK ML-G10+ 410 |  | 0.41 | 3 | 298 | 30 |  | Fixed | Roof
NJADRE1559532062 | Administratively Determined Incentive Program | Paterson | 7501 | 6.38 | Residential | Behind the Meter | No | Install Sun, LLC | PSE&G |  | Accepted | 2025-05-13 | 2025-06-12 | 2026-06-12 | Inverters | ENPHASE | IQ8PLUS -72-2-US | 4500 |  | 15 |  |  | 0.97 |  | Outside
NJADRE1559532062 | Administratively Determined Incentive Program | Paterson | 7501 | 6.38 | Residential | Behind the Meter | No | Install Sun, LLC | PSE&G |  | Accepted | 2025-05-13 | 2025-06-12 | 2026-06-12 | Solar Panels | JINKO SOLAR | JKM425N-54HL4-B |  | 0.425 | 15 | 145 | 20 |  | Fixed | Roof
NJADRE1559532084 | Administratively Determined Incentive Program | Deptford Twp | 8096 | 11.07 | Residential | Behind the Meter | Yes | Sunrun Installation Services, Inc. | PSE&G |  | Accepted | 2025-04-28 | 2025-05-21 | 2026-05-21 | Inverters | SOLAREDGE TECHNOLOGIES | SE7600H-USMN | 7600 |  | 1 |  |  | 0.99 |  | Outdoor
NJADRE1559532084 | Administratively Determined Incentive Program | Deptford Twp | 8096 | 11.07 | Residential | Behind the Meter | Yes | Sunrun Installation Services, Inc. | PSE&G |  | Accepted | 2025-04-28 | 2025-05-21 | 2026-05-21 | Solar Panels | HANWHA Q-CELLS | Q.PEAK DUO BLK ML-G10+ 410 |  | 0.41 | 10 | 115 | 35 |  | Fixed | Roof
NJADRE1559532084 | Administratively Determined Incentive Program | Deptford Twp | 8096 | 11.07 | Residential | Behind the Meter | Yes | Sunrun Installation Services, Inc. | PSE&G |  | Accepted | 2025-04-28 | 2025-05-21 | 2026-05-21 | Solar Panels | HANWHA Q-CELLS | Q.PEAK DUO BLK ML-G10+ 410 |  | 0.41 | 17 | 295 | 38 |  | Fixed | Roof
NJADRE1559532355 | Administratively Determined Incentive Program | Southampton | 8088 | 6.8 | Residential | Behind the Meter | No | Velocity Energy & Home Solutions, Inc. | JCP&L |  | Accepted | 2025-04-28 | 2025-05-22 | 2026-05-22 | Solar Panels | trina | 425w |  | 0.425 | 16 | 190 | 22 |  | Fixed | Roof
NJADRE1559532355 | Administratively Determined Incentive Program | Southampton | 8088 | 6.8 | Residential | Behind the Meter | No | Velocity Energy & Home Solutions, Inc. | JCP&L |  | Accepted | 2025-04-28 | 2025-05-22 | 2026-05-22 | Inverters | enphase | iq8plus | 290 |  | 16 |  |  | 0.99 |  | Outside | behind panels
NJADRE1559532373 | Administratively Determined Incentive Program | BERGENFIELD | 7621 | 5.59 | Residential | Behind the Meter | Yes | Velocity Energy & Home Solutions, Inc. | PSE&G |  | Accepted | 2025-04-28 | 2025-05-22 | 2026-05-22 | Inverters | enphase | iq8plus | 290 |  | 13 |  |  | 0.99 |  | Outside | behind panels
NJADRE1559532373 | Administratively Determined Incentive Program | BERGENFIELD | 7621 | 5.59 | Residential | Behind the Meter | Yes | Velocity Energy & Home Solutions, Inc. | PSE&G |  | Accepted | 2025-04-28 | 2025-05-22 | 2026-05-22 | Solar Panels | seg | 430w |  | 0.43 | 2 | 93 | 19 |  | Fixed | Roof
NJADRE1559532373 | Administratively Determined Incentive Program | BERGENFIELD | 7621 | 5.59 | Residential | Behind the Meter | Yes | Velocity Energy & Home Solutions, Inc. | PSE&G |  | Accepted | 2025-04-28 | 2025-05-22 | 2026-05-22 | Solar Panels | sef | 430w |  | 0.43 | 6 | 3 | 27 |  | Fixed | Roof
NJADRE1559532373 | Administratively Determined Incentive Program | BERGENFIELD | 7621 | 5.59 | Residential | Behind the Meter | Yes | Velocity Energy & Home Solutions, Inc. | PSE&G |  | Accepted | 2025-04-28 | 2025-05-22 | 2026-05-22 | Solar Panels | seg | 430w |  | 0.43 | 3 | 183 | 26 |  | Fixed | Roof
NJADRE1559532373 | Administratively Determined Incentive Program | BERGENFIELD | 7621 | 5.59 | Residential | Behind the Meter | Yes | Velocity Energy & Home Solutions, Inc. | PSE&G |  | Accepted | 2025-04-28 | 2025-05-22 | 2026-05-22 | Solar Panels | sef | 430w |  | 0.43 | 2 | 23 | 19 |  | Fixed | Roof
NJADRE1559532409 | Administratively Determined Incentive Program | Bayonne | 7002 | 6.8 | Residential | Behind the Meter | Yes | Power Energy Solutions, LLC | PSE&G |  | Accepted | 2025-04-28 | 2025-05-22 | 2026-05-22 | Solar Panels | Trina Solar | TSM-425NE09RC.05 |  | 0.425 | 9 | 122 | 33 |  | Fixed | Roof
NJADRE1559532409 | Administratively Determined Incentive Program | Bayonne | 7002 | 6.8 | Residential | Behind the Meter | Yes | Power Energy Solutions, LLC | PSE&G |  | Accepted | 2025-04-28 | 2025-05-22 | 2026-05-22 | Inverters | SolarEdge | SE3800H-US | 4 |  | 1 |  |  | 0.97 |  | Outdoor
NJADRE1559532409 | Administratively Determined Incentive Program | Bayonne | 7002 | 6.8 | Residential | Behind the Meter | Yes | Power Energy Solutions, LLC | PSE&G |  | Accepted | 2025-04-28 | 2025-05-22 | 2026-05-22 | Solar Panels | Trina Solar | TSM-425NE09RC.05 |  | 0.425 | 4 | 302 | 37 |  | Fixed | Roof
NJADRE1559532409 | Administratively Determined Incentive Program | Bayonne | 7002 | 6.8 | Residential | Behind the Meter | Yes | Power Energy Solutions, LLC | PSE&G |  | Accepted | 2025-04-28 | 2025-05-22 | 2026-05-22 | Solar Panels | Trina Solar | TSM-425NE09RC.05 |  | 0.425 | 3 | 302 | 6 |  | Fixed | Roof
NJADRE1559532470 | Administratively Determined Incentive Program | Egg Harbor Township | 8234 | 3.83 | Residential | Behind the Meter | Yes | Whitman Construction, LLC | AC Electric |  | Accepted | 2025-04-28 | 2025-05-22 | 2026-05-22 | Solar Panels | Jinko Solar | JKM425N-54HL4-B |  | 0.425 | 9 | 112 | 31 |  | Fixed | Roof
NJADRE1559532470 | Administratively Determined Incentive Program | Egg Harbor Township | 8234 | 3.83 | Residential | Behind the Meter | Yes | Whitman Construction, LLC | AC Electric |  | Accepted | 2025-04-28 | 2025-05-22 | 2026-05-22 | Inverters | ENPHASE | IQ8PLUS-72-2-US | 290 |  | 9 |  |  | 0.975 |  | Outdoor
NJADRE1559532542 | Administratively Determined Incentive Program | Morristown | 7960 | 2.87 | Residential | Behind the Meter | Yes | Sunrun Installation Services, Inc. | JCP&L |  | Accepted | 2025-04-28 | 2025-05-22 | 2026-05-22 | Solar Panels | Hanwha Q Cells | Q.PEAK DUO BLK ML-G10+ 410 DCA |  | 0.41 | 7 | 162 | 22 |  | Fixed | Roof
NJADRE1559532542 | Administratively Determined Incentive Program | Morristown | 7960 | 2.87 | Residential | Behind the Meter | Yes | Sunrun Installation Services, Inc. | JCP&L |  | Accepted | 2025-04-28 | 2025-05-22 | 2026-05-22 | Inverters | Growatt New Energy Technology Co Ltd | MIN 3800TL-XH-US | 3800 |  | 1 |  |  | 0.98 |  | Outdoor
NJADRE1559532588 | Administratively Determined Incentive Program | BURLINGTON | 8016 | 12.71 | Residential | Behind the Meter | Yes | Pro Custom Solar dba Momentum Solar | PSE&G |  | Accepted | 2025-04-28 | 2025-05-22 | 2026-05-22 | Solar Panels | HANWHA | q.peak duo blk ml-g10+410 |  | 0.41 | 19 | 352 | 7 |  | Fixed | Roof
NJADRE1559532588 | Administratively Determined Incentive Program | BURLINGTON | 8016 | 12.71 | Residential | Behind the Meter | Yes | Pro Custom Solar dba Momentum Solar | PSE&G |  | Accepted | 2025-04-28 | 2025-05-22 | 2026-05-22 | Solar Panels | HANWHA | q.peak duo blk ml-g10+410 |  | 0.41 | 6 | 352 | 7 |  | Fixed | Roof
NJADRE1559532588 | Administratively Determined Incentive Program | BURLINGTON | 8016 | 12.71 | Residential | Behind the Meter | Yes | Pro Custom Solar dba Momentum Solar | PSE&G |  | Accepted | 2025-04-28 | 2025-05-22 | 2026-05-22 | Inverters | ENPHASE | IQ8HC-72-M-DOM-US | 380 |  | 31 |  |  | 0.97 |  | Outdoor
NJADRE1559532588 | Administratively Determined Incentive Program | BURLINGTON | 8016 | 12.71 | Residential | Behind the Meter | Yes | Pro Custom Solar dba Momentum Solar | PSE&G |  | Accepted | 2025-04-28 | 2025-05-22 | 2026-05-22 | Solar Panels | HANWHA | q.peak duo blk ml-g10+410 |  | 0.41 | 6 | 172 | 41 |  | Fixed | Roof
NJADRE1559532604 | Administratively Determined Incentive Program | HAMILTON TWP MER | 8610 | 5.6 | Residential | Behind the Meter | Yes | Sunrun Installation Services, Inc. | PSE&G |  | Accepted | 2025-04-28 | 2025-05-22 | 2026-05-22 | Inverters | Tesla | Powerwall 3 1707000-xx-y | 11500 |  | 1 |  |  | 0.97 |  | Outdoor
NJADRE1559532604 | Administratively Determined Incentive Program | HAMILTON TWP MER | 8610 | 5.6 | Residential | Behind the Meter | Yes | Sunrun Installation Services, Inc. | PSE&G |  | Accepted | 2025-04-28 | 2025-05-22 | 2026-05-22 | Electric Storage Battery | Tesla | Powerwall 3 1707000-xx-y |  |  | 1 |  |  |  | Lithium Ion |  | OUTSIDE
NJADRE1559532604 | Administratively Determined Incentive Program | HAMILTON TWP MER | 8610 | 5.6 | Residential | Behind the Meter | Yes | Sunrun Installation Services, Inc. | PSE&G |  | Accepted | 2025-04-28 | 2025-05-22 | 2026-05-22 | Solar Panels | Hanwha Q Cells | Q.PEAK DUO BLK ML-G10+/T 400 |  | 0.4 | 14 | 329 | 42 |  | Fixed | Roof
NJADRE1559532632 | Administratively Determined Incentive Program | Plainfield | 7060 | 4.92 | Residential | Behind the Meter | Yes | Big Wave Roofing and Solar, LLC | PSE&G |  | Accepted | 2025-04-28 | 2025-05-22 | 2026-05-22 | Solar Panels | MISSION SOLAR | MSE410HT0B |  | 0.41 | 1 | 343 | 33 |  | Fixed | Roof
NJADRE1559532632 | Administratively Determined Incentive Program | Plainfield | 7060 | 4.92 | Residential | Behind the Meter | Yes | Big Wave Roofing and Solar, LLC | PSE&G |  | Accepted | 2025-04-28 | 2025-05-22 | 2026-05-22 | Inverters | Enphase | ENPHASE IQ8HC-72-M-DOM-US | 380 |  | 12 |  |  | 0.97 |  | Outdoor
NJADRE1559532632 | Administratively Determined Incentive Program | Plainfield | 7060 | 4.92 | Residential | Behind the Meter | Yes | Big Wave Roofing and Solar, LLC | PSE&G |  | Accepted | 2025-04-28 | 2025-05-22 | 2026-05-22 | Solar Panels | MISSION SOLAR | MSE410HT0B |  | 0.41 | 11 | 163 | 33 |  | Fixed | Roof
NJADRE1559532659 | Administratively Determined Incentive Program | SICKLERVILLE | 8081 | 5.67 | Residential | Behind the Meter | Yes | Sunrun Installation Services, Inc. | AC Electric |  | Accepted | 2025-04-28 | 2025-05-22 | 2026-05-22 | Inverters | SOLAREDGE TECHNOLOGIES | SE3800H-USMN | 3800 |  | 1 |  |  | 0.99 |  | Outdoor
NJADRE1559532659 | Administratively Determined Incentive Program | SICKLERVILLE | 8081 | 5.67 | Residential | Behind the Meter | Yes | Sunrun Installation Services, Inc. | AC Electric |  | Accepted | 2025-04-28 | 2025-05-22 | 2026-05-22 | Solar Panels | JA SOLAR | JAM54S31-405/MR |  | 0.405 | 3 | 144 | 30 |  | Fixed | Roof
NJADRE1559532659 | Administratively Determined Incentive Program | SICKLERVILLE | 8081 | 5.67 | Residential | Behind the Meter | Yes | Sunrun Installation Services, Inc. | AC Electric |  | Accepted | 2025-04-28 | 2025-05-22 | 2026-05-22 | Solar Panels | JA SOLAR | JAM54S31-405/MR |  | 0.405 | 4 | 236 | 41 |  | Fixed | Roof
NJADRE1559532659 | Administratively Determined Incentive Program | SICKLERVILLE | 8081 | 5.67 | Residential | Behind the Meter | Yes | Sunrun Installation Services, Inc. | AC Electric |  | Accepted | 2025-04-28 | 2025-05-22 | 2026-05-22 | Solar Panels | JA SOLAR | JAM54S31-405/MR |  | 0.405 | 2 | 234 | 34 |  | Fixed | Roof
NJADRE1559532659 | Administratively Determined Incentive Program | SICKLERVILLE | 8081 | 5.67 | Residential | Behind the Meter | Yes | Sunrun Installation Services, Inc. | AC Electric |  | Accepted | 2025-04-28 | 2025-05-22 | 2026-05-22 | Solar Panels | JA SOLAR | JAM54S31-405/MR |  | 0.405 | 5 | 144 | 27 |  | Fixed | Roof
NJADRE1559532661 | Administratively Determined Incentive Program | Brick | 8723 | 7.7 | Residential | Behind the Meter | Yes | Freedom Forever New Jersey, LLC | JCP&L |  | Accepted | 2025-04-28 | 2025-05-22 | 2026-05-22 | Solar Panels | JA Solar | JAM54S31-405/MR |  | 0.405 | 10 | 7 | 25 |  | Fixed | Roof
NJADRE1559532661 | Administratively Determined Incentive Program | Brick | 8723 | 7.7 | Residential | Behind the Meter | Yes | Freedom Forever New Jersey, LLC | JCP&L |  | Accepted | 2025-04-28 | 2025-05-22 | 2026-05-22 | Inverters | Solar Edge | SE5700H-US | 5760 |  | 1 |  |  | 0.99 |  | Outside
NJADRE1559532661 | Administratively Determined Incentive Program | Brick | 8723 | 7.7 | Residential | Behind the Meter | Yes | Freedom Forever New Jersey, LLC | JCP&L |  | Accepted | 2025-04-28 | 2025-05-22 | 2026-05-22 | Solar Panels | JA Solar | JAM54S31-405/MR |  | 0.405 | 9 | 187 | 25 |  | Fixed | Roof
NJADRE1559532673 | Administratively Determined Incentive Program | Leonia | 7605 | 12.71 | Residential | Behind the Meter | Yes | Trinity Solar, LLC | PSE&G |  | Accepted | 2025-04-28 | 2025-05-22 | 2026-05-22 | Solar Panels | HANWHA | (Q.PEAK DUO BLK ML-G10+ 410) |  | 0.41 | 24 | 115 | 27 |  | Fixed | Roof
NJADRE1559532673 | Administratively Determined Incentive Program | Leonia | 7605 | 12.71 | Residential | Behind the Meter | Yes | Trinity Solar, LLC | PSE&G |  | Accepted | 2025-04-28 | 2025-05-22 | 2026-05-22 | Solar Panels | HANWHA | (Q.PEAK DUO BLK ML-G10+ 410) |  | 0.41 | 7 | 205 | 27 |  | Fixed | Roof
NJADRE1559532673 | Administratively Determined Incentive Program | Leonia | 7605 | 12.71 | Residential | Behind the Meter | Yes | Trinity Solar, LLC | PSE&G |  | Accepted | 2025-04-28 | 2025-05-22 | 2026-05-22 | Inverters | Solar Edge | USE10000H-USMNBL75 | 10000 |  | 1 |  |  | 0.97 |  | Outdoor
NJADRE1559532690 | Administratively Determined Incentive Program | Somers Point | 8244 | 5.67 | Residential | Behind the Meter | Yes | Sunrun Installation Services, Inc. | AC Electric |  | Accepted | 2025-04-28 | 2025-05-22 | 2026-05-22 | Solar Panels | JA SOLAR | JAM54S31-405/MR |  | 0.405 | 4 | 27 | 18 |  | Fixed | Roof
NJADRE1559532690 | Administratively Determined Incentive Program | Somers Point | 8244 | 5.67 | Residential | Behind the Meter | Yes | Sunrun Installation Services, Inc. | AC Electric |  | Accepted | 2025-04-28 | 2025-05-22 | 2026-05-22 | Solar Panels | JA SOLAR | JAM54S31-405/MR |  | 0.405 | 4 | 206 | 19 |  | Fixed | Roof
NJADRE1559532690 | Administratively Determined Incentive Program | Somers Point | 8244 | 5.67 | Residential | Behind the Meter | Yes | Sunrun Installation Services, Inc. | AC Electric |  | Accepted | 2025-04-28 | 2025-05-22 | 2026-05-22 | Inverters | SOLAREDGE TECHNOLOGIES | SE3800H-USMN | 3800 |  | 1 |  |  | 0.99 |  | Outdoor
NJADRE1559532690 | Administratively Determined Incentive Program | Somers Point | 8244 | 5.67 | Residential | Behind the Meter | Yes | Sunrun Installation Services, Inc. | AC Electric |  | Accepted | 2025-04-28 | 2025-05-22 | 2026-05-22 | Solar Panels | JA SOLAR | JAM54S31-405/MR |  | 0.405 | 6 | 296 | 35 |  | Fixed | Roof
NJADRE1559532690 | Administratively Determined Incentive Program | Somers Point | 8244 | 5.67 | Residential | Behind the Meter | Yes | Sunrun Installation Services, Inc. | AC Electric |  | Accepted | 2025-04-28 | 2025-05-22 | 2026-05-22 | Meters | SOLAREDGE TECHNOLOGIES | SE3800H-USMN |  |  | 1 |  |  |  | Yes | Outdoor
NJADRE1559532704 | Administratively Determined Incentive Program | Fairfield | 8302 | 15.3 | Residential | Behind the Meter | Yes | Whitman Construction, LLC | AC Electric |  | Accepted | 2025-04-28 | 2025-05-22 | 2026-05-22 | Solar Panels | Jinko Solar | JKM425N-54HL4-B |  | 0.425 | 24 | 185 | 20 |  | Fixed | Roof
NJADRE1559532704 | Administratively Determined Incentive Program | Fairfield | 8302 | 15.3 | Residential | Behind the Meter | Yes | Whitman Construction, LLC | AC Electric |  | Accepted | 2025-04-28 | 2025-05-22 | 2026-05-22 | Solar Panels | Jinko Solar | JKM425N-54HL4-B |  | 0.425 | 12 | 5 | 20 |  | Fixed | Roof
NJADRE1559532704 | Administratively Determined Incentive Program | Fairfield | 8302 | 15.3 | Residential | Behind the Meter | Yes | Whitman Construction, LLC | AC Electric |  | Accepted | 2025-04-28 | 2025-05-22 | 2026-05-22 | Inverters | ENPHASE | IQ8PLUS-72-2-US | 290 |  | 36 |  |  | 0.975 |  | Outdoor
NJADRE1559532714 | Administratively Determined Incentive Program | Hillside | 7205 | 3.28 | Residential | Behind the Meter | Yes | Trinity Solar, LLC | PSE&G |  | Accepted | 2025-04-28 | 2025-05-22 | 2026-05-22 | Inverters | Solar Edge | SE3800H-US | 3800 |  | 1 |  |  | 0.97 |  | Outdoor
NJADRE1559532714 | Administratively Determined Incentive Program | Hillside | 7205 | 3.28 | Residential | Behind the Meter | Yes | Trinity Solar, LLC | PSE&G |  | Accepted | 2025-04-28 | 2025-05-22 | 2026-05-22 | Solar Panels | HANWHA | (Q.PEAK DUO BLK ML-G10+ 410) |  | 0.41 | 8 | 217 | 31 |  | Fixed | Roof
NJADRE1559532722 | Administratively Determined Incentive Program | WILLINGBORO | 8046 | 6.02 | Residential | Behind the Meter | Yes | Pro Custom Solar dba Momentum Solar | PSE&G |  | Accepted | 2025-04-28 | 2025-05-22 | 2026-05-22 | Inverters | ENPHASE | IQ8HC-72-M-DOM-US | 380 |  | 14 |  |  | 0.97 |  | Outdoor
NJADRE1559532722 | Administratively Determined Incentive Program | WILLINGBORO | 8046 | 6.02 | Residential | Behind the Meter | Yes | Pro Custom Solar dba Momentum Solar | PSE&G |  | Accepted | 2025-04-28 | 2025-05-22 | 2026-05-22 | Solar Panels | HANWHA | Q.TRON BLK M-G2+430 |  | 0.43 | 14 | 65 | 18 |  | Fixed | Roof
NJADRE1559532727 | Administratively Determined Incentive Program | NEWARK | 7107 | 4.35 | Residential | Behind the Meter | Yes | Bright Ops, Inc. | PSE&G |  | Accepted | 2025-04-28 | 2025-05-22 | 2026-05-22 | Inverters | SolarEdge Technologies | SE3000H - USRGM | 3000 |  | 1 |  |  | 0.98 |  | Outdoor | Outside
NJADRE1559532727 | Administratively Determined Incentive Program | NEWARK | 7107 | 4.35 | Residential | Behind the Meter | Yes | Bright Ops, Inc. | PSE&G |  | Accepted | 2025-04-28 | 2025-05-22 | 2026-05-22 | Solar Panels | Canadian Solar | CS6R-395MS |  | 0.395 | 11 | 117 | 5 |  | Fixed | Roof
NJADRE1559532728 | Administratively Determined Incentive Program | Newark | 7106 | 666.9 | School Public K-12 | Behind the Meter | Yes | Dan Russo Electrical Contractors, LLC | PSE&G |  | Accepted | 2025-04-28 | 2025-05-29 | 2026-05-29 | Inverters | SMA | STP Core1 62-US | 62000 |  | 2 |  |  | 0.975 |  | Outdoor
NJADRE1559532728 | Administratively Determined Incentive Program | Newark | 7106 | 666.9 | School Public K-12 | Behind the Meter | Yes | Dan Russo Electrical Contractors, LLC | PSE&G |  | Accepted | 2025-04-28 | 2025-05-29 | 2026-05-29 | Solar Panels | ZnShine Solar | ZXM7-SHLDD144-540/M |  | 0.54 | 888 | 204 | 5 |  | Fixed | Roof
NJADRE1559532728 | Administratively Determined Incentive Program | Newark | 7106 | 666.9 | School Public K-12 | Behind the Meter | Yes | Dan Russo Electrical Contractors, LLC | PSE&G |  | Accepted | 2025-04-28 | 2025-05-29 | 2026-05-29 | Inverters | SolarEdge | SE100KUS | 100000 |  | 4 |  |  | 0.985 |  | Outside
NJADRE1559532728 | Administratively Determined Incentive Program | Newark | 7106 | 666.9 | School Public K-12 | Behind the Meter | Yes | Dan Russo Electrical Contractors, LLC | PSE&G |  | Accepted | 2025-04-28 | 2025-05-29 | 2026-05-29 | Meters | Acuvim IIR | Acuvim IIR |  |  | 1 |  |  |  | No | Outdoor
NJADRE1559532728 | Administratively Determined Incentive Program | Newark | 7106 | 666.9 | School Public K-12 | Behind the Meter | Yes | Dan Russo Electrical Contractors, LLC | PSE&G |  | Accepted | 2025-04-28 | 2025-05-29 | 2026-05-29 | Solar Panels | ZnShine Solar | ZXM7-SHLDD144-540/M |  | 0.54 | 312 | 180 | 7 |  | Fixed | Parking Lot | Carport
NJADRE1559532728 | Administratively Determined Incentive Program | Newark | 7106 | 666.9 | School Public K-12 | Behind the Meter | Yes | Dan Russo Electrical Contractors, LLC | PSE&G |  | Accepted | 2025-04-28 | 2025-05-29 | 2026-05-29 | Solar Panels | ZnShine Solar | ZXM7-SHLDD144-540/M |  | 0.54 | 35 | 180 | 5 |  | Fixed | Roof
NJADRE1559532739 | Administratively Determined Incentive Program | CHESILHURST | 8089 | 5.33 | Residential | Behind the Meter | Yes | Sunrun Installation Services, Inc. | AC Electric |  | Accepted | 2025-04-28 | 2025-05-22 | 2026-05-22 | Inverters | SolarEdge Technologies | SE3800H-USMN | 3800 |  | 1 |  |  | 0.99 |  | Outdoor
NJADRE1559532739 | Administratively Determined Incentive Program | CHESILHURST | 8089 | 5.33 | Residential | Behind the Meter | Yes | Sunrun Installation Services, Inc. | AC Electric |  | Accepted | 2025-04-28 | 2025-05-22 | 2026-05-22 | Solar Panels | Hanwha Q Cells | Q.PEAK DUO BLK ML-G10+ 410 |  | 0.41 | 13 | 199 | 21 |  | Fixed | Roof
NJADRE1559532772 | Administratively Determined Incentive Program | Chesilhurst | 8089 | 8.1 | Residential | Behind the Meter | Yes | Sunrun Installation Services, Inc. | AC Electric |  | Accepted | 2025-04-29 | 2025-05-22 | 2026-05-22 | Inverters | SOLAREDGE TECHNOLOGIES | SE5700H-USMN | 5760 |  | 1 |  |  | 0.99 |  | Outdoor
NJADRE1559532772 | Administratively Determined Incentive Program | Chesilhurst | 8089 | 8.1 | Residential | Behind the Meter | Yes | Sunrun Installation Services, Inc. | AC Electric |  | Accepted | 2025-04-29 | 2025-05-22 | 2026-05-22 | Solar Panels | JA SOLAR | JAM54S31-405/MR |  | 0.405 | 17 | 198 | 18 |  | Fixed | Roof
NJADRE1559532772 | Administratively Determined Incentive Program | Chesilhurst | 8089 | 8.1 | Residential | Behind the Meter | Yes | Sunrun Installation Services, Inc. | AC Electric |  | Accepted | 2025-04-29 | 2025-05-22 | 2026-05-22 | Solar Panels | JA SOLAR | JAM54S31-405/MR |  | 0.405 | 3 | 286 | 19 |  | Fixed | Roof
NJADRE1559532784 | Administratively Determined Incentive Program | TOMS RIVER | 8753 | 10.58 | Residential | Behind the Meter | Yes | SEA BRIGHT SOLAR, LLC | JCP&L |  | Accepted | 2025-04-28 | 2025-05-22 | 2026-05-22 | Solar Panels | REC | REC460AA Pure-RX |  | 0.46 | 1 | 277 | 18 |  | Fixed | Roof
NJADRE1559532784 | Administratively Determined Incentive Program | TOMS RIVER | 8753 | 10.58 | Residential | Behind the Meter | Yes | SEA BRIGHT SOLAR, LLC | JCP&L |  | Accepted | 2025-04-28 | 2025-05-22 | 2026-05-22 | Solar Panels | REC | REC460AA Pure-RX |  | 0.46 | 6 | 277 | 18 |  | Fixed | Roof
NJADRE1559532784 | Administratively Determined Incentive Program | TOMS RIVER | 8753 | 10.58 | Residential | Behind the Meter | Yes | SEA BRIGHT SOLAR, LLC | JCP&L |  | Accepted | 2025-04-28 | 2025-05-22 | 2026-05-22 | Solar Panels | REC | REC460AA Pure-RX |  | 0.46 | 6 | 277 | 14 |  | Fixed | Roof
NJADRE1559532784 | Administratively Determined Incentive Program | TOMS RIVER | 8753 | 10.58 | Residential | Behind the Meter | Yes | SEA BRIGHT SOLAR, LLC | JCP&L |  | Accepted | 2025-04-28 | 2025-05-22 | 2026-05-22 | Inverters | Enphase | IQ8X-80-M-US | 380 |  | 23 |  |  | 0.97 |  | Outdoor
NJADRE1559532784 | Administratively Determined Incentive Program | TOMS RIVER | 8753 | 10.58 | Residential | Behind the Meter | Yes | SEA BRIGHT SOLAR, LLC | JCP&L |  | Accepted | 2025-04-28 | 2025-05-22 | 2026-05-22 | Solar Panels | REC | REC460AA Pure-RX |  | 0.46 | 10 | 97 | 18 |  | Fixed | Roof
NJADRE1559532784 | Administratively Determined Incentive Program | TOMS RIVER | 8753 | 10.58 | Residential | Behind the Meter | Yes | SEA BRIGHT SOLAR, LLC | JCP&L |  | Accepted | 2025-04-28 | 2025-05-22 | 2026-05-22 | Meters | Enphase | IQ Combiner 5C |  |  | 1 |  |  |  | Yes | Outdoor
NJADRE1559532972 | Administratively Determined Incentive Program | Laurel Lake | 8302 | 11.05 | Residential | Behind the Meter | Yes | Whitman Construction, LLC | AC Electric |  | Accepted | 2025-04-28 | 2025-05-22 | 2026-05-22 | Solar Panels | Jinko Solar | JKM425N-54HL4-B |  | 0.425 | 6 | 261 | 10 |  | Fixed | Roof
NJADRE1559532972 | Administratively Determined Incentive Program | Laurel Lake | 8302 | 11.05 | Residential | Behind the Meter | Yes | Whitman Construction, LLC | AC Electric |  | Accepted | 2025-04-28 | 2025-05-22 | 2026-05-22 | Inverters | ENPHASE | IQ8PLUS-72-2-US | 290 |  | 26 |  |  | 0.975 |  | Outdoor
NJADRE1559532972 | Administratively Determined Incentive Program | Laurel Lake | 8302 | 11.05 | Residential | Behind the Meter | Yes | Whitman Construction, LLC | AC Electric |  | Accepted | 2025-04-28 | 2025-05-22 | 2026-05-22 | Solar Panels | Jinko Solar | JKM425N-54HL4-B |  | 0.425 | 10 | 81 | 18 |  | Fixed | Roof
NJADRE1559532972 | Administratively Determined Incentive Program | Laurel Lake | 8302 | 11.05 | Residential | Behind the Meter | Yes | Whitman Construction, LLC | AC Electric |  | Accepted | 2025-04-28 | 2025-05-22 | 2026-05-22 | Solar Panels | Jinko Solar | JKM425N-54HL4-B |  | 0.425 | 10 | 261 | 18 |  | Fixed | Roof
NJADRE1559533040 | Administratively Determined Incentive Program | CAPE MAY | 8204 | 13.12 | Residential | Behind the Meter | Yes | Sunrun Installation Services, Inc. | AC Electric |  | Accepted | 2025-04-28 | 2025-05-22 | 2026-05-22 | Inverters | SOLAREDGE TECHNOLOGIES | SE10000H-USMN | 10000 |  | 1 |  |  | 0.99 |  | Outside
NJADRE1559533040 | Administratively Determined Incentive Program | CAPE MAY | 8204 | 13.12 | Residential | Behind the Meter | Yes | Sunrun Installation Services, Inc. | AC Electric |  | Accepted | 2025-04-28 | 2025-05-22 | 2026-05-22 | Solar Panels | HANWHA Q-CELLS | Q.PEAK DUO BLK ML-G10+ 410 |  | 0.41 | 18 | 158 | 20 |  | Fixed | Roof
NJADRE1559533040 | Administratively Determined Incentive Program | CAPE MAY | 8204 | 13.12 | Residential | Behind the Meter | Yes | Sunrun Installation Services, Inc. | AC Electric |  | Accepted | 2025-04-28 | 2025-05-22 | 2026-05-22 | Solar Panels | HANWHA Q-CELLS | Q.PEAK DUO BLK ML-G10+ 410 |  | 0.41 | 14 | 338 | 17 |  | Fixed | Roof
NJADRE1559533466 | Administratively Determined Incentive Program | Audubon | 8106 | 11.34 | Residential | Behind the Meter | No | Freedom Forever New Jersey, LLC | PSE&G |  | Accepted | 2025-04-28 | 2025-05-22 | 2026-05-22 | Solar Panels | JA Solar | JAM54S31-405/MR |  | 0.405 | 5 | 63 | 35 |  | Fixed | Roof
NJADRE1559533466 | Administratively Determined Incentive Program | Audubon | 8106 | 11.34 | Residential | Behind the Meter | No | Freedom Forever New Jersey, LLC | PSE&G |  | Accepted | 2025-04-28 | 2025-05-22 | 2026-05-22 | Solar Panels | JA Solar | JAM54S31-405/MR |  | 0.405 | 9 | 243 | 35 |  | Fixed | Roof
NJADRE1559533466 | Administratively Determined Incentive Program | Audubon | 8106 | 11.34 | Residential | Behind the Meter | No | Freedom Forever New Jersey, LLC | PSE&G |  | Accepted | 2025-04-28 | 2025-05-22 | 2026-05-22 | Inverters | Solar Edge | SE7600H-USRGM | 7600 |  | 1 |  |  | 0.99 |  | Outside
NJADRE1559533466 | Administratively Determined Incentive Program | Audubon | 8106 | 11.34 | Residential | Behind the Meter | No | Freedom Forever New Jersey, LLC | PSE&G |  | Accepted | 2025-04-28 | 2025-05-22 | 2026-05-22 | Solar Panels | JA Solar | JAM54S31-405/MR |  | 0.405 | 2 | 244 | 24 |  | Fixed | Roof
NJADRE1559533466 | Administratively Determined Incentive Program | Audubon | 8106 | 11.34 | Residential | Behind the Meter | No | Freedom Forever New Jersey, LLC | PSE&G |  | Accepted | 2025-04-28 | 2025-05-22 | 2026-05-22 | Solar Panels | JA Solar | JAM54S31-405/MR |  | 0.405 | 6 | 243 | 10 |  | Fixed | Roof
NJADRE1559533466 | Administratively Determined Incentive Program | Audubon | 8106 | 11.34 | Residential | Behind the Meter | No | Freedom Forever New Jersey, LLC | PSE&G |  | Accepted | 2025-04-28 | 2025-05-22 | 2026-05-22 | Solar Panels | JA Solar | JAM54S31-405/MR |  | 0.405 | 2 | 63 | 5 |  | Fixed | Roof
NJADRE1559533466 | Administratively Determined Incentive Program | Audubon | 8106 | 11.34 | Residential | Behind the Meter | No | Freedom Forever New Jersey, LLC | PSE&G |  | Accepted | 2025-04-28 | 2025-05-22 | 2026-05-22 | Solar Panels | JA Solar | JAM54S31-405/MR |  | 0.405 | 4 | 63 | 10 |  | Fixed | Roof
NJADRE1559533474 | Administratively Determined Incentive Program | SOMERSET | 8873 | 8.61 | Residential | Behind the Meter | No | Tesla Energy Operations, Inc. | PSE&G |  | Accepted | 2025-04-28 | 2025-05-22 | 2026-05-22 | Inverters | Tesla | 1538000-XX-Y | 7600 |  | 1 |  |  | 0.98 |  | Outside
NJADRE1559533474 | Administratively Determined Incentive Program | SOMERSET | 8873 | 8.61 | Residential | Behind the Meter | No | Tesla Energy Operations, Inc. | PSE&G |  | Accepted | 2025-04-28 | 2025-05-22 | 2026-05-22 | Solar Panels | Hanwha | Q.PEAK DUO BLK ML-G10.a+/TS 410 |  | 0.41 | 11 | 122 | 34 |  | Fixed | Roof
NJADRE1559533474 | Administratively Determined Incentive Program | SOMERSET | 8873 | 8.61 | Residential | Behind the Meter | No | Tesla Energy Operations, Inc. | PSE&G |  | Accepted | 2025-04-28 | 2025-05-22 | 2026-05-22 | Solar Panels | Hanwha | Q.PEAK DUO BLK ML-G10.a+/TS 410 |  | 0.41 | 8 | 122 | 34 |  | Fixed | Roof
NJADRE1559533474 | Administratively Determined Incentive Program | SOMERSET | 8873 | 8.61 | Residential | Behind the Meter | No | Tesla Energy Operations, Inc. | PSE&G |  | Accepted | 2025-04-28 | 2025-05-22 | 2026-05-22 | Solar Panels | Hanwha | Q.PEAK DUO BLK ML-G10.a+/TS 410 |  | 0.41 | 2 | 212 | 45 |  | Fixed | Roof
NJADRE1559533656 | Administratively Determined Incentive Program | West New York | 7093 | 6.8 | Residential | Behind the Meter | Yes | Power Energy Solutions, LLC | PSE&G |  | Accepted | 2025-04-28 | 2025-05-27 | 2026-05-27 | Solar Panels | Trina Solar | TSM-425NE09RC.05 |  | 0.425 | 5 | 298 | 5 |  | Fixed | Roof
NJADRE1559533656 | Administratively Determined Incentive Program | West New York | 7093 | 6.8 | Residential | Behind the Meter | Yes | Power Energy Solutions, LLC | PSE&G |  | Accepted | 2025-04-28 | 2025-05-27 | 2026-05-27 | Solar Panels | Trina Solar | TSM-425NE09RC.05 |  | 0.425 | 7 | 113 | 2 |  | Fixed | Roof
NJADRE1559533656 | Administratively Determined Incentive Program | West New York | 7093 | 6.8 | Residential | Behind the Meter | Yes | Power Energy Solutions, LLC | PSE&G |  | Accepted | 2025-04-28 | 2025-05-27 | 2026-05-27 | Inverters | Enphase | IQ8+-72-2-US | 290 |  | 16 |  |  | 0.97 |  | Outdoor
NJADRE1559533656 | Administratively Determined Incentive Program | West New York | 7093 | 6.8 | Residential | Behind the Meter | Yes | Power Energy Solutions, LLC | PSE&G |  | Accepted | 2025-04-28 | 2025-05-27 | 2026-05-27 | Solar Panels | Trina Solar | TSM-425NE09RC.05 |  | 0.425 | 4 | 120 | 5 |  | Fixed | Roof
NJADRE1559533687 | Administratively Determined Incentive Program | Teaneck Twp | 7666 | 5.1 | Residential | Behind the Meter | No | Install Sun, LLC | PSE&G |  | Accepted | 2025-05-13 | 2025-06-16 | 2026-06-16 | Solar Panels | JINKO SOLAR | JKM425N-54HL4-B |  | 0.425 | 4 | 202 | 15 |  | Fixed | Roof
NJADRE1559533687 | Administratively Determined Incentive Program | Teaneck Twp | 7666 | 5.1 | Residential | Behind the Meter | No | Install Sun, LLC | PSE&G |  | Accepted | 2025-05-13 | 2025-06-16 | 2026-06-16 | Inverters | ENPHASE | IQ8PLUS -72-2-US | 3600 |  | 12 |  |  | 0.97 |  | Outside
NJADRE1559533687 | Administratively Determined Incentive Program | Teaneck Twp | 7666 | 5.1 | Residential | Behind the Meter | No | Install Sun, LLC | PSE&G |  | Accepted | 2025-05-13 | 2025-06-16 | 2026-06-16 | Solar Panels | JINKO SOLAR | JKM425N-54HL4-B |  | 0.425 | 8 | 202 | 39 |  | Fixed | Roof
NJADRE1559533695 | Administratively Determined Incentive Program | Newark | 7112 | 3.44 | Residential | Behind the Meter | Yes | Pro Custom Solar dba Momentum Solar | PSE&G |  | Accepted | 2025-04-28 | 2025-05-22 | 2026-05-22 | Inverters | ENPHASE | IQ8HC-72-M-DOM-US | 380 |  | 8 |  |  | 0.97 |  | Outdoor
NJADRE1559533695 | Administratively Determined Incentive Program | Newark | 7112 | 3.44 | Residential | Behind the Meter | Yes | Pro Custom Solar dba Momentum Solar | PSE&G |  | Accepted | 2025-04-28 | 2025-05-22 | 2026-05-22 | Solar Panels | HANWHA | Q.TRON BLK M-G2+430 |  | 0.43 | 6 | 221 | 23 |  | Fixed | Roof
NJADRE1559533695 | Administratively Determined Incentive Program | Newark | 7112 | 3.44 | Residential | Behind the Meter | Yes | Pro Custom Solar dba Momentum Solar | PSE&G |  | Accepted | 2025-04-28 | 2025-05-22 | 2026-05-22 | Solar Panels | HANWHA | Q.TRON BLK M-G2+430 |  | 0.43 | 2 | 41 | 23 |  | Fixed | Roof
NJADRE1559533699 | Administratively Determined Incentive Program | Evesham | 8053 | 13.77 | Residential | Behind the Meter | No | Freedom Forever New Jersey, LLC | PSE&G |  | Accepted | 2025-04-28 | 2025-05-22 | 2026-05-22 | Solar Panels | JA Solar | JAM54S31-405/MR |  | 0.405 | 9 | 32 | 20 |  | Fixed | Roof
NJADRE1559533699 | Administratively Determined Incentive Program | Evesham | 8053 | 13.77 | Residential | Behind the Meter | No | Freedom Forever New Jersey, LLC | PSE&G |  | Accepted | 2025-04-28 | 2025-05-22 | 2026-05-22 | Solar Panels | JA Solar | JAM54S31-405/MR |  | 0.405 | 6 | 32 | 23 |  | Fixed | Roof
NJADRE1559533699 | Administratively Determined Incentive Program | Evesham | 8053 | 13.77 | Residential | Behind the Meter | No | Freedom Forever New Jersey, LLC | PSE&G |  | Accepted | 2025-04-28 | 2025-05-22 | 2026-05-22 | Inverters | Solar Edge | SE10000H-USRGM | 10000 |  | 1 |  |  | 0.99 |  | Outside
NJADRE1559533699 | Administratively Determined Incentive Program | Evesham | 8053 | 13.77 | Residential | Behind the Meter | No | Freedom Forever New Jersey, LLC | PSE&G |  | Accepted | 2025-04-28 | 2025-05-22 | 2026-05-22 | Solar Panels | JA Solar | JAM54S31-405/MR |  | 0.405 | 7 | 212 | 20 |  | Fixed | Roof
NJADRE1559533699 | Administratively Determined Incentive Program | Evesham | 8053 | 13.77 | Residential | Behind the Meter | No | Freedom Forever New Jersey, LLC | PSE&G |  | Accepted | 2025-04-28 | 2025-05-22 | 2026-05-22 | Solar Panels | JA Solar | JAM54S31-405/MR |  | 0.405 | 6 | 212 | 23 |  | Fixed | Roof
NJADRE1559533699 | Administratively Determined Incentive Program | Evesham | 8053 | 13.77 | Residential | Behind the Meter | No | Freedom Forever New Jersey, LLC | PSE&G |  | Accepted | 2025-04-28 | 2025-05-22 | 2026-05-22 | Solar Panels | JA Solar | JAM54S31-405/MR |  | 0.405 | 6 | 212 | 6 |  | Fixed | Roof
NJADRE1559533747 | Administratively Determined Incentive Program | Rockaway | 7866 | 37.61 | Commercial | Behind the Meter | No | LandAir Renewables | JCP&L |  | Accepted | 2025-04-29 | 2025-06-03 | 2026-06-03 | Inverters | Solar Edge | SE17.3KUS | 48 |  | 2 |  |  | 0.975 |  | Outdoor | next to meter
NJADRE1559533747 | Administratively Determined Incentive Program | Rockaway | 7866 | 37.61 | Commercial | Behind the Meter | No | LandAir Renewables | JCP&L |  | Accepted | 2025-04-29 | 2025-06-03 | 2026-06-03 | Solar Panels | LONGI | LONGI LR5-72HBD-545M |  | 0.545 | 69 | 205 | 5 |  | Fixed | Roof
NJADRE1559533803 | Administratively Determined Incentive Program | HAMILTON TOWNSHIP | 8619 | 5.67 | Residential | Behind the Meter | No | Freedom Forever New Jersey, LLC | PSE&G |  | Accepted | 2025-04-28 | 2025-05-22 | 2026-05-22 | Inverters | Solar Edge | SE3800H-USRGM | 3800 |  | 1 |  |  | 0.99 |  | Outside
NJADRE1559533803 | Administratively Determined Incentive Program | HAMILTON TOWNSHIP | 8619 | 5.67 | Residential | Behind the Meter | No | Freedom Forever New Jersey, LLC | PSE&G |  | Accepted | 2025-04-28 | 2025-05-22 | 2026-05-22 | Solar Panels | JA Solar | JAM54S31-405/MR |  | 0.405 | 14 | 151 | 34 |  | Fixed | Roof
NJADRE1559534232 | Administratively Determined Incentive Program | BRANCHBURG | 8853 | 18.06 | Residential | Behind the Meter | No | Pro Custom Solar dba Momentum Solar | JCP&L |  | Accepted | 2025-04-28 | 2025-05-22 | 2026-05-22 | Inverters | ENPHASE | IQ8Plus-72-2-US | 290 |  | 42 |  |  | 0.97 |  | Outdoor
NJADRE1559534232 | Administratively Determined Incentive Program | BRANCHBURG | 8853 | 18.06 | Residential | Behind the Meter | No | Pro Custom Solar dba Momentum Solar | JCP&L |  | Accepted | 2025-04-28 | 2025-05-22 | 2026-05-22 | Solar Panels | HANWHA | Q.Tron BLK M-G2+ 430 |  | 0.43 | 42 | 302 | 10 |  | Fixed | Roof
NJADRE1559534280 | Administratively Determined Incentive Program | WEYMOUTH | 8330 | 17.85 | Residential | Behind the Meter | No | Green Power Energy, LLC | AC Electric |  | Accepted | 2025-04-28 | 2025-05-22 | 2026-05-22 | Solar Panels | Hanwha | Q.PEAK DUO BLK ML-G10+ 415 |  | 0.415 | 11 | 66 | 35 |  | Fixed | Roof
NJADRE1559534280 | Administratively Determined Incentive Program | WEYMOUTH | 8330 | 17.85 | Residential | Behind the Meter | No | Green Power Energy, LLC | AC Electric |  | Accepted | 2025-04-28 | 2025-05-22 | 2026-05-22 | Inverters | Enphase Energy | IQ8MC-72-M-US [240V] | 320 |  | 43 |  |  | 0.98 |  | Outside | Roof
NJADRE1559534280 | Administratively Determined Incentive Program | WEYMOUTH | 8330 | 17.85 | Residential | Behind the Meter | No | Green Power Energy, LLC | AC Electric |  | Accepted | 2025-04-28 | 2025-05-22 | 2026-05-22 | Solar Panels | Hanwha | Q.PEAK DUO BLK ML-G10+ 415 |  | 0.415 | 19 | 246 | 42 |  | Fixed | Roof
NJADRE1559534280 | Administratively Determined Incentive Program | WEYMOUTH | 8330 | 17.85 | Residential | Behind the Meter | No | Green Power Energy, LLC | AC Electric |  | Accepted | 2025-04-28 | 2025-05-22 | 2026-05-22 | Solar Panels | Hanwha | Q.PEAK DUO BLK ML-G10+ 415 |  | 0.415 | 10 | 66 | 27 |  | Fixed | Roof
NJADRE1559534280 | Administratively Determined Incentive Program | WEYMOUTH | 8330 | 17.85 | Residential | Behind the Meter | No | Green Power Energy, LLC | AC Electric |  | Accepted | 2025-04-28 | 2025-05-22 | 2026-05-22 | Solar Panels | Hanwha | Q.PEAK DUO BLK ML-G10+ 415 |  | 0.415 | 3 | 66 | 18 |  | Fixed | Roof
NJADRE1559535290 | Administratively Determined Incentive Program | Wall | 7727 | 818.2 | Commercial | Behind the Meter | No | Amergy Solar, Inc. | JCP&L |  | Accepted | 2025-04-29 | 2025-05-29 | 2026-05-29 | Inverters | Solis | SOLIS-100K-US | 100000 |  | 6 |  |  | 0.99 |  | Other | on the wall
NJADRE1559535290 | Administratively Determined Incentive Program | Wall | 7727 | 818.2 | Commercial | Behind the Meter | No | Amergy Solar, Inc. | JCP&L |  | Accepted | 2025-04-29 | 2025-05-29 | 2026-05-29 | Solar Panels | Longi Solar | LONGI LR4-72HPH 445M |  | 0.445 | 72 | 233 | 17 |  | Fixed | Roof
NJADRE1559535290 | Administratively Determined Incentive Program | Wall | 7727 | 818.2 | Commercial | Behind the Meter | No | Amergy Solar, Inc. | JCP&L |  | Accepted | 2025-04-29 | 2025-05-29 | 2026-05-29 | Solar Panels | HT Solar | HT72-18X-545 |  | 0.545 | 426 | 233 | 17 |  | Fixed | Roof
NJADRE1559535290 | Administratively Determined Incentive Program | Wall | 7727 | 818.2 | Commercial | Behind the Meter | No | Amergy Solar, Inc. | JCP&L |  | Accepted | 2025-04-29 | 2025-05-29 | 2026-05-29 | Solar Panels | Astronergy | ASTROHALO-370 |  | 0.37 | 530 | 53 | 13 |  | Fixed | Roof
NJADRE1559535290 | Administratively Determined Incentive Program | Wall | 7727 | 818.2 | Commercial | Behind the Meter | No | Amergy Solar, Inc. | JCP&L |  | Accepted | 2025-04-29 | 2025-05-29 | 2026-05-29 | Solar Panels | Longi Solar | LONGI LR4-72HPH 440M |  | 0.44 | 334 | 233 | 17 |  | Fixed | Roof
NJADRE1559535290 | Administratively Determined Incentive Program | Wall | 7727 | 818.2 | Commercial | Behind the Meter | No | Amergy Solar, Inc. | JCP&L |  | Accepted | 2025-04-29 | 2025-05-29 | 2026-05-29 | Solar Panels | Longi Solar | LONGI LR4-72HPH 445M |  | 0.445 | 474 | 53 | 17 |  | Fixed | Roof
NJADRE1559535292 | Administratively Determined Incentive Program | Wall | 7727 | 371.71 | Commercial | Behind the Meter | No | Amergy Solar, Inc. | JCP&L |  | Accepted | 2025-04-29 | 2025-05-29 | 2026-05-29 | Solar Panels | Longi Solar | LONGI LR6-72HPH 385M |  | 0.385 | 9 | 233 | 17 |  | Fixed | Roof
NJADRE1559535292 | Administratively Determined Incentive Program | Wall | 7727 | 371.71 | Commercial | Behind the Meter | No | Amergy Solar, Inc. | JCP&L |  | Accepted | 2025-04-29 | 2025-05-29 | 2026-05-29 | Inverters | Chint Power System | CPS SCA60KTL | 60000 |  | 4 |  |  | 0.98 |  | Other | on the wall
NJADRE1559535292 | Administratively Determined Incentive Program | Wall | 7727 | 371.71 | Commercial | Behind the Meter | No | Amergy Solar, Inc. | JCP&L |  | Accepted | 2025-04-29 | 2025-05-29 | 2026-05-29 | Solar Panels | Longi Solar | LONGI LR4-72HPH 445M |  | 0.445 | 393 | 233 | 17 |  | Fixed | Roof
NJADRE1559535292 | Administratively Determined Incentive Program | Wall | 7727 | 371.71 | Commercial | Behind the Meter | No | Amergy Solar, Inc. | JCP&L |  | Accepted | 2025-04-29 | 2025-05-29 | 2026-05-29 | Solar Panels | Astronergy | ASTROHALO-370 |  | 0.37 | 14 | 233 | 17 |  | Fixed | Roof
NJADRE1559535292 | Administratively Determined Incentive Program | Wall | 7727 | 371.71 | Commercial | Behind the Meter | No | Amergy Solar, Inc. | JCP&L |  | Accepted | 2025-04-29 | 2025-05-29 | 2026-05-29 | Solar Panels | Longi Solar | LONGI LR4-72HPH 445M |  | 0.445 | 420 | 53 | 17 |  | Fixed | Roof
NJADRE1559535292 | Administratively Determined Incentive Program | Wall | 7727 | 371.71 | Commercial | Behind the Meter | No | Amergy Solar, Inc. | JCP&L |  | Accepted | 2025-04-29 | 2025-05-29 | 2026-05-29 | Solar Panels | Q-CELL HANWHA | QCELLS DUO L-G6.2-425 |  | 0.425 | 3 | 233 | 17 |  | Fixed | Roof
NJADRE1559535351 | Administratively Determined Incentive Program | CAMDEN | 8104 | 4.25 | Residential | Behind the Meter | Yes | Power Energy Solutions, LLC | PSE&G |  | Accepted | 2025-04-29 | 2025-05-22 | 2026-05-22 | Inverters | SolarEdge | SE3800H-US | 3800 |  | 1 |  |  | 0.97 |  | Outdoor
NJADRE1559535351 | Administratively Determined Incentive Program | CAMDEN | 8104 | 4.25 | Residential | Behind the Meter | Yes | Power Energy Solutions, LLC | PSE&G |  | Accepted | 2025-04-29 | 2025-05-22 | 2026-05-22 | Solar Panels | Trina Solar | TSM-425NE09RC.05 |  | 0.425 | 10 | 174 | 3 |  | Fixed | Roof
NJADRE1559535363 | Administratively Determined Incentive Program | Galloway | 8205 | 12.33 | Residential | Behind the Meter | Yes | Whitman Construction, LLC | AC Electric |  | Accepted | 2025-04-29 | 2025-05-23 | 2026-05-23 | Inverters | ENPHASE | IQ8PLUS-72-2-US | 290 |  | 29 |  |  | 0.975 |  | Outdoor
NJADRE1559535363 | Administratively Determined Incentive Program | Galloway | 8205 | 12.33 | Residential | Behind the Meter | Yes | Whitman Construction, LLC | AC Electric |  | Accepted | 2025-04-29 | 2025-05-23 | 2026-05-23 | Solar Panels | Jinko Solar | JKM425N-54HL4-B |  | 0.425 | 29 | 134 | 20 |  | Fixed | Roof
NJADRE1559535367 | Administratively Determined Incentive Program | Marlboro | 7746 | 10.13 | Residential | Behind the Meter | No | Power Home Remodeling Group | JCP&L |  | Accepted | 2025-04-29 | 2025-05-23 | 2026-05-23 | Solar Panels | JA Solar | JAM54S31 405/MR |  | 0.405 | 21 | 160 | 31 |  | Fixed | Roof
NJADRE1559535367 | Administratively Determined Incentive Program | Marlboro | 7746 | 10.13 | Residential | Behind the Meter | No | Power Home Remodeling Group | JCP&L |  | Accepted | 2025-04-29 | 2025-05-23 | 2026-05-23 | Inverters | SolarEdge | SE7600H-US | 7600 |  | 1 |  |  | 0.99 |  | Outdoor
NJADRE1559535367 | Administratively Determined Incentive Program | Marlboro | 7746 | 10.13 | Residential | Behind the Meter | No | Power Home Remodeling Group | JCP&L |  | Accepted | 2025-04-29 | 2025-05-23 | 2026-05-23 | Meters | SolarEdge | Revenue Grade Data Ansi C12.20 |  |  | 1 |  |  |  | No | Outdoor
NJADRE1559535367 | Administratively Determined Incentive Program | Marlboro | 7746 | 10.13 | Residential | Behind the Meter | No | Power Home Remodeling Group | JCP&L |  | Accepted | 2025-04-29 | 2025-05-23 | 2026-05-23 | Solar Panels | JA Solar | JAM54S31 405/MR |  | 0.405 | 4 | 160 | 33 |  | Fixed | Roof
NJADRE1559535371 | Administratively Determined Incentive Program | BRICK | 8724 | 9.02 | Residential | Behind the Meter | Yes | Sunrun Installation Services, Inc. | JCP&L |  | Accepted | 2025-04-29 | 2025-05-22 | 2026-05-22 | Solar Panels | Hanwha Q Cells | Q.PEAK DUO BLK ML-G10+ 410 |  | 0.41 | 10 | 52 | 14 |  | Fixed | Roof
NJADRE1559535371 | Administratively Determined Incentive Program | BRICK | 8724 | 9.02 | Residential | Behind the Meter | Yes | Sunrun Installation Services, Inc. | JCP&L |  | Accepted | 2025-04-29 | 2025-05-22 | 2026-05-22 | Solar Panels | Hanwha Q Cells | Q.PEAK DUO BLK ML-G10+ 410 |  | 0.41 | 12 | 232 | 14 |  | Fixed | Roof
NJADRE1559535371 | Administratively Determined Incentive Program | BRICK | 8724 | 9.02 | Residential | Behind the Meter | Yes | Sunrun Installation Services, Inc. | JCP&L |  | Accepted | 2025-04-29 | 2025-05-22 | 2026-05-22 | Inverters | SolarEdge Technologies | SE7600H-USMN | 7600 |  | 1 |  |  | 0.99 |  | Outdoor
NJADRE1559535374 | Administratively Determined Incentive Program | IRVINGTON TOWN | 7111 | 4.51 | Residential | Behind the Meter | Yes | Sunrun Installation Services, Inc. | PSE&G |  | Accepted | 2025-04-29 | 2025-05-23 | 2026-05-23 | Solar Panels | Hanwha Q-Cells | Q.PEAK DUO BLK ML-G10+ 410 |  | 0.41 | 11 | 307 | 4 |  | Fixed | Roof
NJADRE1559535374 | Administratively Determined Incentive Program | IRVINGTON TOWN | 7111 | 4.51 | Residential | Behind the Meter | Yes | Sunrun Installation Services, Inc. | PSE&G |  | Accepted | 2025-04-29 | 2025-05-23 | 2026-05-23 | Inverters | TESLA | POWERWALL 3 1707000-XX-Y | 11500 |  | 1 |  |  | 0.97 |  | Outside
NJADRE1559535374 | Administratively Determined Incentive Program | IRVINGTON TOWN | 7111 | 4.51 | Residential | Behind the Meter | Yes | Sunrun Installation Services, Inc. | PSE&G |  | Accepted | 2025-04-29 | 2025-05-23 | 2026-05-23 | Electric Storage Battery | TESLA | POWERWALL 3 1707000-XX-Y |  |  | 1 |  |  |  | Lithium Ion |  | Outside
NJADRE1559535380 | Administratively Determined Incentive Program | MOUNT LAUREL | 8054 | 12.75 | Residential | Behind the Meter | Yes | Power Energy Solutions, LLC | PSE&G |  | Accepted | 2025-04-29 | 2025-05-23 | 2026-05-23 | Solar Panels | Trina Solar | TSM-425NE09RC.05 |  | 0.425 | 5 | 71 | 27 |  | Fixed | Roof
NJADRE1559535380 | Administratively Determined Incentive Program | MOUNT LAUREL | 8054 | 12.75 | Residential | Behind the Meter | Yes | Power Energy Solutions, LLC | PSE&G |  | Accepted | 2025-04-29 | 2025-05-23 | 2026-05-23 | Solar Panels | Trina Solar | TSM-425NE09RC.05 |  | 0.425 | 5 | 161 | 22 |  | Fixed | Roof
NJADRE1559535380 | Administratively Determined Incentive Program | MOUNT LAUREL | 8054 | 12.75 | Residential | Behind the Meter | Yes | Power Energy Solutions, LLC | PSE&G |  | Accepted | 2025-04-29 | 2025-05-23 | 2026-05-23 | Solar Panels | Trina Solar | TSM-425NE09RC.05 |  | 0.425 | 2 | 341 | 22 |  | Fixed | Roof
NJADRE1559535380 | Administratively Determined Incentive Program | MOUNT LAUREL | 8054 | 12.75 | Residential | Behind the Meter | Yes | Power Energy Solutions, LLC | PSE&G |  | Accepted | 2025-04-29 | 2025-05-23 | 2026-05-23 | Inverters | SolarEdge | SE7600H-US | 7600 |  | 1 |  |  | 0.97 |  | Outdoor
NJADRE1559535380 | Administratively Determined Incentive Program | MOUNT LAUREL | 8054 | 12.75 | Residential | Behind the Meter | Yes | Power Energy Solutions, LLC | PSE&G |  | Accepted | 2025-04-29 | 2025-05-23 | 2026-05-23 | Solar Panels | Trina Solar | TSM-425NE09RC.05 |  | 0.425 | 12 | 251 | 18 |  | Fixed | Roof
NJADRE1559535380 | Administratively Determined Incentive Program | MOUNT LAUREL | 8054 | 12.75 | Residential | Behind the Meter | Yes | Power Energy Solutions, LLC | PSE&G |  | Accepted | 2025-04-29 | 2025-05-23 | 2026-05-23 | Solar Panels | Trina Solar | TSM-425NE09RC.05 |  | 0.425 | 6 | 71 | 27 |  | Fixed | Roof
NJADRE1559535382 | Administratively Determined Incentive Program | STANHOPE | 7874 | 4.1 | Residential | Behind the Meter | Yes | Sunrun Installation Services, Inc. | JCP&L |  | Accepted | 2025-04-29 | 2025-05-22 | 2026-05-22 | Inverters | SOLAREDGE TECHNOLOGIES | SE3800H-USMN | 3800 |  | 1 |  |  | 0.99 |  | Outside
NJADRE1559535382 | Administratively Determined Incentive Program | STANHOPE | 7874 | 4.1 | Residential | Behind the Meter | Yes | Sunrun Installation Services, Inc. | JCP&L |  | Accepted | 2025-04-29 | 2025-05-22 | 2026-05-22 | Solar Panels | HANWHA Q-CELLS | Q.PEAK DUO BLK ML-G10+ 410 DCA |  | 0.41 | 10 | 52 | 24 |  | Fixed | Roof
NJADRE1559535382 | Administratively Determined Incentive Program | STANHOPE | 7874 | 4.1 | Residential | Behind the Meter | Yes | Sunrun Installation Services, Inc. | JCP&L |  | Accepted | 2025-04-29 | 2025-05-22 | 2026-05-22 | Meters | SOLAREDGE TECHNOLOGIES | SE3800H-USMN |  |  | 1 |  |  |  | Yes | Outdoor
NJADRE1559535384 | Administratively Determined Incentive Program | East Brunswick | 8816 | 5.74 | Residential | Behind the Meter | Yes | Trinity Solar, LLC | PSE&G |  | Accepted | 2025-04-29 | 2025-05-23 | 2026-05-23 | Solar Panels | HANWHA | Q.PEAK DUO BLK ML-G10+ 410 |  | 0.41 | 7 | 220 | 30 |  | Fixed | Roof
NJADRE1559535384 | Administratively Determined Incentive Program | East Brunswick | 8816 | 5.74 | Residential | Behind the Meter | Yes | Trinity Solar, LLC | PSE&G |  | Accepted | 2025-04-29 | 2025-05-23 | 2026-05-23 | Solar Panels | HANWHA | Q.PEAK DUO BLK ML-G10+ 410 |  | 0.41 | 3 | 220 | 14 |  | Fixed | Roof
NJADRE1559535384 | Administratively Determined Incentive Program | East Brunswick | 8816 | 5.74 | Residential | Behind the Meter | Yes | Trinity Solar, LLC | PSE&G |  | Accepted | 2025-04-29 | 2025-05-23 | 2026-05-23 | Solar Panels | HANWHA | Q.PEAK DUO BLK ML-G10+ 410 |  | 0.41 | 4 | 220 | 28 |  | Fixed | Roof
NJADRE1559535384 | Administratively Determined Incentive Program | East Brunswick | 8816 | 5.74 | Residential | Behind the Meter | Yes | Trinity Solar, LLC | PSE&G |  | Accepted | 2025-04-29 | 2025-05-23 | 2026-05-23 | Inverters | Solar Edge | SE6000H-US | 6000 |  | 1 |  |  | 0.97 |  | Outside
NJADRE1559535389 | Administratively Determined Incentive Program | East Brunswick | 8816 | 14.45 | Residential | Behind the Meter | No | US Clean Energy Construction, Inc. | PSE&G |  | Accepted | 2025-04-29 | 2025-05-22 | 2026-05-22 | Solar Panels | Trina Solar | Trina 425W |  | 0.425 | 27 | 182 | 20 |  | Fixed | Roof
NJADRE1559535389 | Administratively Determined Incentive Program | East Brunswick | 8816 | 14.45 | Residential | Behind the Meter | No | US Clean Energy Construction, Inc. | PSE&G |  | Accepted | 2025-04-29 | 2025-05-22 | 2026-05-22 | Solar Panels | Trina Solar | Trina 425W |  | 0.425 | 7 | 2 | 20 |  | Fixed | Roof
NJADRE1559535389 | Administratively Determined Incentive Program | East Brunswick | 8816 | 14.45 | Residential | Behind the Meter | No | US Clean Energy Construction, Inc. | PSE&G |  | Accepted | 2025-04-29 | 2025-05-22 | 2026-05-22 | Inverters | SMA AMERICA | SMA SB-4.8-US | 4800 |  | 2 |  |  | 0.98 |  | Outdoor
NJADRE1559535389 | Administratively Determined Incentive Program | East Brunswick | 8816 | 14.45 | Residential | Behind the Meter | No | US Clean Energy Construction, Inc. | PSE&G |  | Accepted | 2025-04-29 | 2025-05-22 | 2026-05-22 | Meters | VISION METERING | Cat VM-2E2A1P |  |  | 1 |  |  |  | Yes | Outdoor
NJADRE1559535412 | Administratively Determined Incentive Program | Union | 7083 | 7.38 | Residential | Behind the Meter | Yes | Sunrun Installation Services, Inc. | PSE&G |  | Accepted | 2025-04-29 | 2025-05-23 | 2026-05-23 | Solar Panels | HANWHA Q-CELLS | Q.PEAK DUO BLK ML-G10+ 410 |  | 0.41 | 9 | 126 | 18 |  | Fixed | Roof
NJADRE1559535412 | Administratively Determined Incentive Program | Union | 7083 | 7.38 | Residential | Behind the Meter | Yes | Sunrun Installation Services, Inc. | PSE&G |  | Accepted | 2025-04-29 | 2025-05-23 | 2026-05-23 | Electric Storage Battery | Tesla | POWERWALL 3 1707000-XX-Y |  |  | 1 |  |  |  | Lithium Ion |  | OUTSIDE
NJADRE1559535412 | Administratively Determined Incentive Program | Union | 7083 | 7.38 | Residential | Behind the Meter | Yes | Sunrun Installation Services, Inc. | PSE&G |  | Accepted | 2025-04-29 | 2025-05-23 | 2026-05-23 | Inverters | Tesla | POWERWALL 3 1707000-XX-Y | 11500 |  | 1 |  |  | 0.97 |  | Outdoor
NJADRE1559535412 | Administratively Determined Incentive Program | Union | 7083 | 7.38 | Residential | Behind the Meter | Yes | Sunrun Installation Services, Inc. | PSE&G |  | Accepted | 2025-04-29 | 2025-05-23 | 2026-05-23 | Solar Panels | HANWHA Q-CELLS | Q.PEAK DUO BLK ML-G10+ 410 |  | 0.41 | 9 | 306 | 18 |  | Fixed | Roof
NJADRE1559535422 | Administratively Determined Incentive Program | Stewartsville | 8886 | 16.4 | Residential | Behind the Meter | Yes | Trinity Solar, LLC | JCP&L |  | Accepted | 2025-04-29 | 2025-05-23 | 2026-05-23 | Inverters | Solar Edge | USE7600H-USMNBL75 | 7600 |  | 1 |  |  | 0.97 |  | Outdoor
NJADRE1559535422 | Administratively Determined Incentive Program | Stewartsville | 8886 | 16.4 | Residential | Behind the Meter | Yes | Trinity Solar, LLC | JCP&L |  | Accepted | 2025-04-29 | 2025-05-23 | 2026-05-23 | Solar Panels | HANWHA | (Q.PEAK DUO BLK ML-G10+ 410) |  | 0.41 | 6 | 272 | 23 |  | Fixed | Roof
NJADRE1559535422 | Administratively Determined Incentive Program | Stewartsville | 8886 | 16.4 | Residential | Behind the Meter | Yes | Trinity Solar, LLC | JCP&L |  | Accepted | 2025-04-29 | 2025-05-23 | 2026-05-23 | Solar Panels | HANWHA | (Q.PEAK DUO BLK ML-G10+ 410) |  | 0.41 | 4 | 272 | 23 |  | Fixed | Roof
NJADRE1559535422 | Administratively Determined Incentive Program | Stewartsville | 8886 | 16.4 | Residential | Behind the Meter | Yes | Trinity Solar, LLC | JCP&L |  | Accepted | 2025-04-29 | 2025-05-23 | 2026-05-23 | Solar Panels | HANWHA | (Q.PEAK DUO BLK ML-G10+ 410) |  | 0.41 | 24 | 92 | 23 |  | Fixed | Roof
NJADRE1559535422 | Administratively Determined Incentive Program | Stewartsville | 8886 | 16.4 | Residential | Behind the Meter | Yes | Trinity Solar, LLC | JCP&L |  | Accepted | 2025-04-29 | 2025-05-23 | 2026-05-23 | Solar Panels | HANWHA | (Q.PEAK DUO BLK ML-G10+ 410) |  | 0.41 | 6 | 272 | 23 |  | Fixed | Roof
NJADRE1559535422 | Administratively Determined Incentive Program | Stewartsville | 8886 | 16.4 | Residential | Behind the Meter | Yes | Trinity Solar, LLC | JCP&L |  | Accepted | 2025-04-29 | 2025-05-23 | 2026-05-23 | Inverters | Solar Edge | USE5700H-USMNBL75 | 5760 |  | 1 |  |  | 0.97 |  | Outdoor
NJADRE1559535523 | Administratively Determined Incentive Program | Asbury | 8802 | 10.44 | Residential | Behind the Meter | No | Solar Energy World | JCP&L |  | Accepted | 2025-04-29 | 2025-05-22 | 2026-05-22 | Inverters | Enphase | IQ8MC-72-M-US | 320 |  | 24 |  |  | 0.97 |  | Outside
NJADRE1559535523 | Administratively Determined Incentive Program | Asbury | 8802 | 10.44 | Residential | Behind the Meter | No | Solar Energy World | JCP&L |  | Accepted | 2025-04-29 | 2025-05-22 | 2026-05-22 | Solar Panels | Hanwha | Q.TRON BLK M-G2+ 435W |  | 0.435 | 24 | 173 | 37 |  | Fixed | Roof
NJADRE1559535523 | Administratively Determined Incentive Program | Asbury | 8802 | 10.44 | Residential | Behind the Meter | No | Solar Energy World | JCP&L |  | Accepted | 2025-04-29 | 2025-05-22 | 2026-05-22 | Meters | Enphase | X-IQ-AM1-240-5-HDK |  |  | 1 |  |  |  | Yes | Outdoor
NJADRE1559535564 | Administratively Determined Incentive Program | Willingboro | 8046 | 7.89 | Residential | Behind the Meter | Yes | SunPurity, LLC | PSE&G |  | Accepted | 2025-04-29 | 2025-05-22 | 2026-05-22 | Inverters | SolarEdge | SE7600H-US | 7600 |  | 1 |  |  | 0.99 |  | Outdoor
NJADRE1559535564 | Administratively Determined Incentive Program | Willingboro | 8046 | 7.89 | Residential | Behind the Meter | Yes | SunPurity, LLC | PSE&G |  | Accepted | 2025-04-29 | 2025-05-22 | 2026-05-22 | Solar Panels | Hanwha Q cells | Q.PEAK DOU BLK-ML-G10+(415W) |  | 0.415 | 11 | 197 | 20 |  | Fixed | Roof
NJADRE1559535564 | Administratively Determined Incentive Program | Willingboro | 8046 | 7.89 | Residential | Behind the Meter | Yes | SunPurity, LLC | PSE&G |  | Accepted | 2025-04-29 | 2025-05-22 | 2026-05-22 | Solar Panels | Hanwha Q cells | Q.PEAK DOU BLK-ML-G10+(415W) |  | 0.415 | 8 | 107 | 20 |  | Fixed | Roof
NJADRE1559535567 | Administratively Determined Incentive Program | Medford | 8055 | 16.2 | Commercial | Behind the Meter | No | Paradise Solar and Electrical, LLC | PSE&G |  | Accepted | 2025-04-29 | 2025-05-23 | 2026-05-23 | Inverters | Enphase | IQ8+ | 290 |  | 36 |  |  | 0.976 |  | Outside | under modules
NJADRE1559535567 | Administratively Determined Incentive Program | Medford | 8055 | 16.2 | Commercial | Behind the Meter | No | Paradise Solar and Electrical, LLC | PSE&G |  | Accepted | 2025-04-29 | 2025-05-23 | 2026-05-23 | Solar Panels | CanadianSolar | CS6.154TM-450H |  | 0.45 | 36 | 180 | 24 |  | Fixed | Ground
NJADRE1559535568 | Administratively Determined Incentive Program | STRATFORD | 8084 | 4.1 | Residential | Behind the Meter | Yes | Sunrun Installation Services, Inc. | AC Electric |  | Accepted | 2025-04-29 | 2025-05-23 | 2026-05-23 | Inverters | SOLAREDGE TECHNOLOGIES | SE3800H-USMN | 3800 |  | 1 |  |  | 0.99 |  | Outside
NJADRE1559535568 | Administratively Determined Incentive Program | STRATFORD | 8084 | 4.1 | Residential | Behind the Meter | Yes | Sunrun Installation Services, Inc. | AC Electric |  | Accepted | 2025-04-29 | 2025-05-23 | 2026-05-23 | Solar Panels | HANWHA Q-CELLS | Q.PEAK DUO BLK ML-G10+ 410 |  | 0.41 | 10 | 137 | 18 |  | Fixed | Roof
NJADRE1559535577 | Administratively Determined Incentive Program | Egg Harbor | 8234 | 11.9 | Residential | Behind the Meter | Yes | Sun Up Zero Down, LLC | AC Electric |  | Accepted | 2025-04-29 | 2025-05-22 | 2026-05-22 | Solar Panels | TRINA | TSM-425-NE09RC.05 |  | 0.425 | 28 | 138 | 20 |  | Fixed | Roof
NJADRE1559535577 | Administratively Determined Incentive Program | Egg Harbor | 8234 | 11.9 | Residential | Behind the Meter | Yes | Sun Up Zero Down, LLC | AC Electric |  | Accepted | 2025-04-29 | 2025-05-22 | 2026-05-22 | Inverters | Enphase | IQ8PLUS-72-2-US | 290 |  | 28 |  |  | 0.976 |  | Outdoor
NJADRE1559535577 | Administratively Determined Incentive Program | Egg Harbor | 8234 | 11.9 | Residential | Behind the Meter | Yes | Sun Up Zero Down, LLC | AC Electric |  | Accepted | 2025-04-29 | 2025-05-22 | 2026-05-22 | Meters | Enphase | TBD |  |  | 1 |  |  |  | Yes | Outdoor
NJADRE1559535582 | Administratively Determined Incentive Program | South Brunswick | 8902 | 9.43 | Residential | Behind the Meter | No | Tesla Energy Operations, Inc. | PSE&G |  | Accepted | 2025-04-29 | 2025-05-22 | 2026-05-22 | Solar Panels | Hanwha | Q.PEAK DUO BLK ML-G10.a+/TS 410 |  | 0.41 | 20 | 134 | 30 |  | Fixed | Roof
NJADRE1559535582 | Administratively Determined Incentive Program | South Brunswick | 8902 | 9.43 | Residential | Behind the Meter | No | Tesla Energy Operations, Inc. | PSE&G |  | Accepted | 2025-04-29 | 2025-05-22 | 2026-05-22 | Inverters | Tesla | 1538000-XX-Y | 7600 |  | 1 |  |  | 0.98 |  | Outside
NJADRE1559535582 | Administratively Determined Incentive Program | South Brunswick | 8902 | 9.43 | Residential | Behind the Meter | No | Tesla Energy Operations, Inc. | PSE&G |  | Accepted | 2025-04-29 | 2025-05-22 | 2026-05-22 | Solar Panels | Hanwha | Q.PEAK DUO BLK ML-G10.a+/TS 410 |  | 0.41 | 3 | 134 | 30 |  | Fixed | Roof
NJADRE1559535593 | Administratively Determined Incentive Program | East Brunswick | 8816 | 9.78 | Residential | Behind the Meter | Yes | Whitman Construction, LLC | PSE&G |  | Accepted | 2025-04-29 | 2025-05-23 | 2026-05-23 | Solar Panels | Jinko Solar | JKM425N-54HL4-B |  | 0.425 | 10 | 174 | 31 |  | Fixed | Roof
NJADRE1559535593 | Administratively Determined Incentive Program | East Brunswick | 8816 | 9.78 | Residential | Behind the Meter | Yes | Whitman Construction, LLC | PSE&G |  | Accepted | 2025-04-29 | 2025-05-23 | 2026-05-23 | Solar Panels | Jinko Solar | JKM425N-54HL4-B |  | 0.425 | 10 | 174 | 29 |  | Fixed | Roof
NJADRE1559535593 | Administratively Determined Incentive Program | East Brunswick | 8816 | 9.78 | Residential | Behind the Meter | Yes | Whitman Construction, LLC | PSE&G |  | Accepted | 2025-04-29 | 2025-05-23 | 2026-05-23 | Solar Panels | Jinko Solar | JKM425N-54HL4-B |  | 0.425 | 3 | 174 | 20 |  | Fixed | Roof
NJADRE1559535593 | Administratively Determined Incentive Program | East Brunswick | 8816 | 9.78 | Residential | Behind the Meter | Yes | Whitman Construction, LLC | PSE&G |  | Accepted | 2025-04-29 | 2025-05-23 | 2026-05-23 | Inverters | ENPHASE | IQ8PLUS-72-2-US | 290 |  | 23 |  |  | 0.975 |  | Outdoor
NJADRE1559535606 | Administratively Determined Incentive Program | MONROE | 8831 | 13.6 | Residential | Behind the Meter | No | US Clean Energy Construction, Inc. | JCP&L |  | Accepted | 2025-04-29 | 2025-05-23 | 2026-05-23 | Solar Panels | Trina Solar | TRINA 425W |  | 0.425 | 32 | 158 | 20 |  | Fixed | Roof
NJADRE1559535606 | Administratively Determined Incentive Program | MONROE | 8831 | 13.6 | Residential | Behind the Meter | No | US Clean Energy Construction, Inc. | JCP&L |  | Accepted | 2025-04-29 | 2025-05-23 | 2026-05-23 | Inverters | SMA AMERICA | SMA SBSE-4.8-50 | 4800 |  | 2 |  |  | 0.96 |  | Outdoor
NJADRE1559535606 | Administratively Determined Incentive Program | MONROE | 8831 | 13.6 | Residential | Behind the Meter | No | US Clean Energy Construction, Inc. | JCP&L |  | Accepted | 2025-04-29 | 2025-05-23 | 2026-05-23 | Meters | VISION METERING | Cat VM-2E2A1P |  |  | 1 |  |  |  | Yes | Outdoor
NJADRE1559535636 | Administratively Determined Incentive Program | Swedesboro | 8085 | 15.58 | Residential | Behind the Meter | Yes | Sunrun Installation Services, Inc. | AC Electric |  | Accepted | 2025-04-29 | 2025-05-22 | 2026-05-22 | Inverters | SOLAREDGE TECHNOLOGIES | SE7600H-USMN | 7600 |  | 1 |  |  | 0.99 |  | Outdoor
NJADRE1559535636 | Administratively Determined Incentive Program | Swedesboro | 8085 | 15.58 | Residential | Behind the Meter | Yes | Sunrun Installation Services, Inc. | AC Electric |  | Accepted | 2025-04-29 | 2025-05-22 | 2026-05-22 | Electric Storage Battery | Tesla | POWERWALL 3 1707000-XX-Y |  |  | 1 |  |  |  | Lithium Ion |  | OUTSIDE
NJADRE1559535636 | Administratively Determined Incentive Program | Swedesboro | 8085 | 15.58 | Residential | Behind the Meter | Yes | Sunrun Installation Services, Inc. | AC Electric |  | Accepted | 2025-04-29 | 2025-05-22 | 2026-05-22 | Solar Panels | HANWHA Q-CELLS | Q.PEAK DUO BLK ML-G10+ 410 |  | 0.41 | 12 | 68 | 32 |  | Fixed | Roof
NJADRE1559535636 | Administratively Determined Incentive Program | Swedesboro | 8085 | 15.58 | Residential | Behind the Meter | Yes | Sunrun Installation Services, Inc. | AC Electric |  | Accepted | 2025-04-29 | 2025-05-22 | 2026-05-22 | Solar Panels | HANWHA Q-CELLS | Q.PEAK DUO BLK ML-G10+ 410 |  | 0.41 | 10 | 248 | 34 |  | Fixed | Roof
NJADRE1559535636 | Administratively Determined Incentive Program | Swedesboro | 8085 | 15.58 | Residential | Behind the Meter | Yes | Sunrun Installation Services, Inc. | AC Electric |  | Accepted | 2025-04-29 | 2025-05-22 | 2026-05-22 | Solar Panels | HANWHA Q-CELLS | Q.PEAK DUO BLK ML-G10+ 410 |  | 0.41 | 4 | 68 | 32 |  | Fixed | Roof
NJADRE1559535636 | Administratively Determined Incentive Program | Swedesboro | 8085 | 15.58 | Residential | Behind the Meter | Yes | Sunrun Installation Services, Inc. | AC Electric |  | Accepted | 2025-04-29 | 2025-05-22 | 2026-05-22 | Inverters | SOLAREDGE TECHNOLOGIES | SE3800H-USMN | 3800 |  | 1 |  |  | 0.99 |  | Outside
NJADRE1559535636 | Administratively Determined Incentive Program | Swedesboro | 8085 | 15.58 | Residential | Behind the Meter | Yes | Sunrun Installation Services, Inc. | AC Electric |  | Accepted | 2025-04-29 | 2025-05-22 | 2026-05-22 | Solar Panels | HANWHA Q-CELLS | Q.PEAK DUO BLK ML-G10+ 410 |  | 0.41 | 12 | 68 | 32 |  | Fixed | Roof
NJADRE1559535636 | Administratively Determined Incentive Program | Swedesboro | 8085 | 15.58 | Residential | Behind the Meter | Yes | Sunrun Installation Services, Inc. | AC Electric |  | Accepted | 2025-04-29 | 2025-05-22 | 2026-05-22 | Meters | SolarEdge Technologies | SE7600H-USMN | N/A |  | 1 |  |  |  | Yes | Outdoor
NJADRE1559535636 | Administratively Determined Incentive Program | Swedesboro | 8085 | 15.58 | Residential | Behind the Meter | Yes | Sunrun Installation Services, Inc. | AC Electric |  | Accepted | 2025-04-29 | 2025-05-22 | 2026-05-22 | Meters | SolarEdge Technologies | SE3800H-USMN | N/A |  | 1 |  |  |  | Yes | Outdoor
NJADRE1559535641 | Administratively Determined Incentive Program | Piscataway | 8854 | 9.02 | Residential | Behind the Meter | No | Trinity Solar, LLC | PSE&G |  | Accepted | 2025-04-29 | 2025-05-22 | 2026-05-22 | Solar Panels | HANWHA | (Q.PEAK DUO BLK ML-G10+ 410) |  | 0.41 | 2 | 174 | 15 |  | Fixed | Roof
NJADRE1559535641 | Administratively Determined Incentive Program | Piscataway | 8854 | 9.02 | Residential | Behind the Meter | No | Trinity Solar, LLC | PSE&G |  | Accepted | 2025-04-29 | 2025-05-22 | 2026-05-22 | Solar Panels | HANWHA | (Q.PEAK DUO BLK ML-G10+ 410) |  | 0.41 | 15 | 174 | 39 |  | Fixed | Roof
NJADRE1559535641 | Administratively Determined Incentive Program | Piscataway | 8854 | 9.02 | Residential | Behind the Meter | No | Trinity Solar, LLC | PSE&G |  | Accepted | 2025-04-29 | 2025-05-22 | 2026-05-22 | Inverters | Solar Edge | USE7600H-USMNBL75 | 7600 |  | 1 |  |  | 0.97 |  | Outdoor
NJADRE1559535641 | Administratively Determined Incentive Program | Piscataway | 8854 | 9.02 | Residential | Behind the Meter | No | Trinity Solar, LLC | PSE&G |  | Accepted | 2025-04-29 | 2025-05-22 | 2026-05-22 | Solar Panels | HANWHA | (Q.PEAK DUO BLK ML-G10+ 410) |  | 0.41 | 2 | 174 | 20 |  | Fixed | Roof
NJADRE1559535641 | Administratively Determined Incentive Program | Piscataway | 8854 | 9.02 | Residential | Behind the Meter | No | Trinity Solar, LLC | PSE&G |  | Accepted | 2025-04-29 | 2025-05-22 | 2026-05-22 | Electric Storage Battery | Tesla | Powerwall 3 (1707000-XX-Y) |  |  | 3 |  |  |  | Lithium Ion |  | outdoor
NJADRE1559535641 | Administratively Determined Incentive Program | Piscataway | 8854 | 9.02 | Residential | Behind the Meter | No | Trinity Solar, LLC | PSE&G |  | Accepted | 2025-04-29 | 2025-05-22 | 2026-05-22 | Solar Panels | HANWHA | (Q.PEAK DUO BLK ML-G10+ 410) |  | 0.41 | 3 | 84 | 50 |  | Fixed | Roof
NJADRE1559535672 | Administratively Determined Incentive Program | SOMERS POINT | 8244 | 7.65 | Residential | Behind the Meter | Yes | Sun Up Zero Down, LLC | AC Electric |  | Accepted | 2025-04-29 | 2025-05-23 | 2026-05-23 | Inverters | Enphase | IQ8PLUS-72-2-US | 290 |  | 18 |  |  | 0.976 |  | Outdoor
NJADRE1559535672 | Administratively Determined Incentive Program | SOMERS POINT | 8244 | 7.65 | Residential | Behind the Meter | Yes | Sun Up Zero Down, LLC | AC Electric |  | Accepted | 2025-04-29 | 2025-05-23 | 2026-05-23 | Solar Panels | TRINA | TSM-425-NE09RC.05 |  | 0.425 | 18 | 210 | 18 |  | Fixed | Roof
NJADRE1559535672 | Administratively Determined Incentive Program | SOMERS POINT | 8244 | 7.65 | Residential | Behind the Meter | Yes | Sun Up Zero Down, LLC | AC Electric |  | Accepted | 2025-04-29 | 2025-05-23 | 2026-05-23 | Meters | Enphase | TBD |  |  | 1 |  |  |  | Yes | Outdoor
NJADRE1559535687 | Administratively Determined Incentive Program | ELIZABETH | 7202 | 10.32 | Residential | Behind the Meter | Yes | PosiGen Developer, LLC | PSE&G |  | Accepted | 2025-04-29 | 2025-05-23 | 2026-05-23 | Inverters | SOLAREDGE | SE10000H-US | 10000 |  | 1 |  |  | 0.99 |  | Outside | WITHIN TEN FEET OF METER
NJADRE1559535687 | Administratively Determined Incentive Program | ELIZABETH | 7202 | 10.32 | Residential | Behind the Meter | Yes | PosiGen Developer, LLC | PSE&G |  | Accepted | 2025-04-29 | 2025-05-23 | 2026-05-23 | Solar Panels | JINKO EAGLE G6R | JKM430N-54HL4-B |  | 0.43 | 18 | 222 | 27 |  | Fixed | Roof
NJADRE1559535687 | Administratively Determined Incentive Program | ELIZABETH | 7202 | 10.32 | Residential | Behind the Meter | Yes | PosiGen Developer, LLC | PSE&G |  | Accepted | 2025-04-29 | 2025-05-23 | 2026-05-23 | Solar Panels | JINKO EAGLE G6R | JKM430N-54HL4-B |  | 0.43 | 6 | 42 | 27 |  | Fixed | Roof
NJADRE1559535689 | Administratively Determined Incentive Program | RARITAN | 8869 | 5.67 | Residential | Behind the Meter | No | Power Home Remodeling Group | PSE&G |  | Accepted | 2025-04-29 | 2025-05-27 | 2026-05-27 | Meters | SolarEdge | Revenue Grade Data Ansi C1220 |  |  | 1 |  |  |  | Yes | Outdoor
NJADRE1559535689 | Administratively Determined Incentive Program | RARITAN | 8869 | 5.67 | Residential | Behind the Meter | No | Power Home Remodeling Group | PSE&G |  | Accepted | 2025-04-29 | 2025-05-27 | 2026-05-27 | Solar Panels | JA Solar | JAM54S31 405/MR |  | 0.405 | 14 | 155 | 38 |  | Fixed | Roof
NJADRE1559535689 | Administratively Determined Incentive Program | RARITAN | 8869 | 5.67 | Residential | Behind the Meter | No | Power Home Remodeling Group | PSE&G |  | Accepted | 2025-04-29 | 2025-05-27 | 2026-05-27 | Inverters | SolarEdge | SE3800H-US | 3800 |  | 1 |  |  | 0.99 |  | Outdoor
NJADRE1559535690 | Administratively Determined Incentive Program | TRENTON | 8610 | 6.88 | Residential | Behind the Meter | Yes | Pro Custom Solar dba Momentum Solar | PSE&G |  | Accepted | 2025-04-29 | 2025-05-23 | 2026-05-23 | Solar Panels | Hanwha | Q.Tron BLK M-G2+ 430 |  | 0.43 | 16 | 126 | 20 |  | Fixed | Roof
NJADRE1559535690 | Administratively Determined Incentive Program | TRENTON | 8610 | 6.88 | Residential | Behind the Meter | Yes | Pro Custom Solar dba Momentum Solar | PSE&G |  | Accepted | 2025-04-29 | 2025-05-23 | 2026-05-23 | Inverters | Enphase | IQ8HC-72-M-DOM-US | 380 |  | 16 |  |  | 0.97 |  | Outdoor
NJADRE1559535729 | Administratively Determined Incentive Program | SEWELL | 8080 | 6.38 | Residential | Behind the Meter | Yes | Whitman Construction, LLC | AC Electric |  | Accepted | 2025-04-29 | 2025-05-23 | 2026-05-23 | Solar Panels | Jinko Solar | JKM425N-54HL4-B |  | 0.425 | 15 | 205 | 20 |  | Fixed | Roof
NJADRE1559535729 | Administratively Determined Incentive Program | SEWELL | 8080 | 6.38 | Residential | Behind the Meter | Yes | Whitman Construction, LLC | AC Electric |  | Accepted | 2025-04-29 | 2025-05-23 | 2026-05-23 | Inverters | ENPHASE | IQ8PLUS-72-2-US | 290 |  | 15 |  |  | 0.975 |  | Outdoor
NJADRE1559535738 | Administratively Determined Incentive Program | ABSECON | 8201 | 3.69 | Residential | Behind the Meter | Yes | Big Wave Roofing and Solar, LLC | AC Electric |  | Accepted | 2025-04-29 | 2025-05-23 | 2026-05-23 | Inverters | Enphase | IQ8HC-72-M-DOM-US | 380 |  | 9 |  |  | 0.97 |  | Outside
NJADRE1559535738 | Administratively Determined Incentive Program | ABSECON | 8201 | 3.69 | Residential | Behind the Meter | Yes | Big Wave Roofing and Solar, LLC | AC Electric |  | Accepted | 2025-04-29 | 2025-05-23 | 2026-05-23 | Solar Panels | Mission | MSE410HT0B |  | 0.41 | 9 | 203 | 38 |  | Fixed | Roof
NJADRE1559535797 | Administratively Determined Incentive Program | EGG HARBOR TOWNSHIP | 8234 | 8.5 | Residential | Behind the Meter | Yes | Sun Up Zero Down, LLC | AC Electric |  | Accepted | 2025-04-29 | 2025-05-23 | 2026-05-23 | Solar Panels | TRINA | TSM-425-NE09RC.05 |  | 0.425 | 20 | 233 | 37 |  | Fixed | Roof
NJADRE1559535797 | Administratively Determined Incentive Program | EGG HARBOR TOWNSHIP | 8234 | 8.5 | Residential | Behind the Meter | Yes | Sun Up Zero Down, LLC | AC Electric |  | Accepted | 2025-04-29 | 2025-05-23 | 2026-05-23 | Meters | Enphase | TBD |  |  | 1 |  |  |  | Yes | Outdoor
NJADRE1559535797 | Administratively Determined Incentive Program | EGG HARBOR TOWNSHIP | 8234 | 8.5 | Residential | Behind the Meter | Yes | Sun Up Zero Down, LLC | AC Electric |  | Accepted | 2025-04-29 | 2025-05-23 | 2026-05-23 | Inverters | Enphase | IQ8PLUS-72-2-US | 290 |  | 20 |  |  | 0.976 |  | Outdoor
NJADRE1559536148 | Administratively Determined Incentive Program | Millville | 8332 | 12.3 | Residential | Behind the Meter | Yes | EMT Renewables, LLC | AC Electric |  | Accepted | 2025-04-29 | 2025-05-23 | 2026-05-23 | Solar Panels | TRINA | TSM-NE09RC.05 |  | 0.41 | 12 | 269 | 22 |  | Fixed | Roof
NJADRE1559536148 | Administratively Determined Incentive Program | Millville | 8332 | 12.3 | Residential | Behind the Meter | Yes | EMT Renewables, LLC | AC Electric |  | Accepted | 2025-04-29 | 2025-05-23 | 2026-05-23 | Inverters | ENPHASE | IQ8+ | 290 |  | 30 |  |  | 0.98 |  | Other | UNDER EACH PANEL
NJADRE1559536148 | Administratively Determined Incentive Program | Millville | 8332 | 12.3 | Residential | Behind the Meter | Yes | EMT Renewables, LLC | AC Electric |  | Accepted | 2025-04-29 | 2025-05-23 | 2026-05-23 | Solar Panels | TRINA | TSM-NE09RC.05 |  | 0.41 | 10 | 89 | 22 |  | Fixed | Roof
NJADRE1559536148 | Administratively Determined Incentive Program | Millville | 8332 | 12.3 | Residential | Behind the Meter | Yes | EMT Renewables, LLC | AC Electric |  | Accepted | 2025-04-29 | 2025-05-23 | 2026-05-23 | Solar Panels | TRINA | TSM-NE09RC.05 |  | 0.41 | 8 | 269 | 22 |  | Fixed | Roof
NJADRE1559536170 | Administratively Determined Incentive Program | FRANKLINVILLE | 8322 | 8.93 | Residential | Behind the Meter | Yes | Whitman Construction, LLC | AC Electric |  | Accepted | 2025-04-29 | 2025-05-23 | 2026-05-23 | Solar Panels | Jinko Solar | JKM425N-54HL4-B |  | 0.425 | 21 | 171 | 30 |  | Fixed | Roof
NJADRE1559536170 | Administratively Determined Incentive Program | FRANKLINVILLE | 8322 | 8.93 | Residential | Behind the Meter | Yes | Whitman Construction, LLC | AC Electric |  | Accepted | 2025-04-29 | 2025-05-23 | 2026-05-23 | Inverters | ENPHASE | IQ8PLUS-72-2-US | 290 |  | 21 |  |  | 0.975 |  | Outdoor
NJADRE1559536263 | Administratively Determined Incentive Program | VERNON | 7462 | 6.02 | Residential | Behind the Meter | Yes | PosiGen Developer, LLC | JCP&L |  | Accepted | 2025-04-29 | 2025-05-23 | 2026-05-23 | Solar Panels | JINKO EAGLE G6R | JKM430N-54HL4-B |  | 0.43 | 8 | 162 | 16 |  | Fixed | Roof
NJADRE1559536263 | Administratively Determined Incentive Program | VERNON | 7462 | 6.02 | Residential | Behind the Meter | Yes | PosiGen Developer, LLC | JCP&L |  | Accepted | 2025-04-29 | 2025-05-23 | 2026-05-23 | Solar Panels | JINKO EAGLE G6R | JKM430N-54HL4-B |  | 0.43 | 6 | 342 | 34 |  | Fixed | Roof
NJADRE1559536263 | Administratively Determined Incentive Program | VERNON | 7462 | 6.02 | Residential | Behind the Meter | Yes | PosiGen Developer, LLC | JCP&L |  | Accepted | 2025-04-29 | 2025-05-23 | 2026-05-23 | Inverters | SOLAREDGE | SE5700H-US | 5760 |  | 1 |  |  | 0.99 |  | Outside | WITHIN TEN FEET OF METER
NJADRE1559536267 | Administratively Determined Incentive Program | HAMMONTON | 8037 | 10 | Residential | Behind the Meter | Yes | Solar Energy World | AC Electric |  | Accepted | 2025-04-29 | 2025-05-23 | 2026-05-23 | Solar Panels | LONGi | LR5-54HABB-400M |  | 0.4 | 25 | 180 | 25 |  | Fixed | Roof
NJADRE1559536267 | Administratively Determined Incentive Program | HAMMONTON | 8037 | 10 | Residential | Behind the Meter | Yes | Solar Energy World | AC Electric |  | Accepted | 2025-04-29 | 2025-05-23 | 2026-05-23 | Inverters | SolarEdge | SE7600H-USRGM | 7600 |  | 1 |  |  | 0.99 |  | Outside
NJADRE1559536278 | Administratively Determined Incentive Program | Howell | 7731 | 24.9 | Residential | Behind the Meter | Yes | SunnyMac, LLC | JCP&L |  | Accepted | 2025-04-29 | 2025-05-28 | 2026-05-28 | Inverters | SOLAREDGE HOME HUB | SE11400H-US | 11400 |  | 2 |  |  | 0.99 |  | Outdoor | next to meter
NJADRE1559536278 | Administratively Determined Incentive Program | Howell | 7731 | 24.9 | Residential | Behind the Meter | Yes | SunnyMac, LLC | JCP&L |  | Accepted | 2025-04-29 | 2025-05-28 | 2026-05-28 | Solar Panels | HANWHA | Q.PEAK DUO BLK ML-G10+ 415W |  | 0.415 | 60 | 180 | 27 |  | Fixed | Ground
NJADRE1559536278 | Administratively Determined Incentive Program | Howell | 7731 | 24.9 | Residential | Behind the Meter | Yes | SunnyMac, LLC | JCP&L |  | Accepted | 2025-04-29 | 2025-05-28 | 2026-05-28 | Meters | SOLAREDGE HOME HUB | SE-RGMTR-1D-240C-B |  |  | 1 |  |  |  | Yes | Outdoor
NJADRE1559536301 | Administratively Determined Incentive Program | HOWELL | 7731 | 6 | Residential | Behind the Meter | No | Advanced Solar & Energy Solutions, LLC | JCP&L |  | Accepted | 2025-05-01 | 2025-05-30 | 2026-05-30 | Inverters | solar edge | se6000a-3ph-us | 6000 |  | 1 |  |  | 0.97 |  | Outside
NJADRE1559536301 | Administratively Determined Incentive Program | HOWELL | 7731 | 6 | Residential | Behind the Meter | No | Advanced Solar & Energy Solutions, LLC | JCP&L |  | Accepted | 2025-05-01 | 2025-05-30 | 2026-05-30 | Solar Panels | axitec | ac-400mbt/108v |  | 0.4 | 15 | 205 | 17 |  | Fixed | Roof
NJADRE1559536324 | Administratively Determined Incentive Program | Cape May | 8204 | 5.33 | Residential | Behind the Meter | Yes | Sunrun Installation Services, Inc. | AC Electric |  | Accepted | 2025-04-29 | 2025-05-23 | 2026-05-23 | Inverters | SOLAREDGE TECHNOLOGIES | SE3800H-USMN | 3800 |  | 1 |  |  | 0.99 |  | Outdoor
NJADRE1559536324 | Administratively Determined Incentive Program | Cape May | 8204 | 5.33 | Residential | Behind the Meter | Yes | Sunrun Installation Services, Inc. | AC Electric |  | Accepted | 2025-04-29 | 2025-05-23 | 2026-05-23 | Solar Panels | HANWHA Q-CELLS | Q.PEAK DUO BLK ML-G10+ 410 |  | 0.41 | 3 | 95 | 15 |  | Fixed | Roof
NJADRE1559536324 | Administratively Determined Incentive Program | Cape May | 8204 | 5.33 | Residential | Behind the Meter | Yes | Sunrun Installation Services, Inc. | AC Electric |  | Accepted | 2025-04-29 | 2025-05-23 | 2026-05-23 | Solar Panels | HANWHA Q-CELLS | Q.PEAK DUO BLK ML-G10+ 410 |  | 0.41 | 5 | 275 | 15 |  | Fixed | Roof
NJADRE1559536324 | Administratively Determined Incentive Program | Cape May | 8204 | 5.33 | Residential | Behind the Meter | Yes | Sunrun Installation Services, Inc. | AC Electric |  | Accepted | 2025-04-29 | 2025-05-23 | 2026-05-23 | Solar Panels | HANWHA Q-CELLS | Q.PEAK DUO BLK ML-G10+ 410 |  | 0.41 | 5 | 5 | 15 |  | Fixed | Roof
NJADRE1559536571 | Administratively Determined Incentive Program | JERSEY CITY | 7305 | 2.05 | Residential | Behind the Meter | Yes | Pro Custom Solar dba Momentum Solar | PSE&G |  | Accepted | 2025-04-29 | 2025-05-23 | 2026-05-23 | Solar Panels | Hanwha | q.peak duo blk ml-g10+410 |  | 0.41 | 5 | 58 | 4 |  | Fixed | Roof
NJADRE1559536571 | Administratively Determined Incentive Program | JERSEY CITY | 7305 | 2.05 | Residential | Behind the Meter | Yes | Pro Custom Solar dba Momentum Solar | PSE&G |  | Accepted | 2025-04-29 | 2025-05-23 | 2026-05-23 | Inverters | ENPHASE | IQ8HC-72-M-DOM-US | 380 |  | 5 |  |  | 0.97 |  | Outdoor
NJADRE1559536572 | Administratively Determined Incentive Program | Sicklerville | 8081 | 8.17 | Residential | Behind the Meter | Yes | EMT Renewables, LLC | AC Electric |  | Accepted | 2025-04-29 | 2025-06-04 | 2026-06-04 | Inverters | ENPHASE | IQ8+ | 290 |  | 19 |  |  | 0.98 |  | Other | UNDER EACH PANEL
NJADRE1559536572 | Administratively Determined Incentive Program | Sicklerville | 8081 | 8.17 | Residential | Behind the Meter | Yes | EMT Renewables, LLC | AC Electric |  | Accepted | 2025-04-29 | 2025-06-04 | 2026-06-04 | Solar Panels | SEG SOLAR | SEG 430 |  | 0.43 | 19 | 151 | 34 |  | Fixed | Roof
NJADRE1559536581 | Administratively Determined Incentive Program | SICKLERVILLE | 8081 | 8.2 | Residential | Behind the Meter | Yes | Sunrun Installation Services, Inc. | AC Electric |  | Accepted | 2025-05-01 | 2025-05-29 | 2026-05-29 | Solar Panels | HANWHA Q-CELLS | Q.PEAK DUO BLK ML-G10+ 410 |  | 0.41 | 8 | 331 | 36 |  | Fixed | Roof
NJADRE1559536581 | Administratively Determined Incentive Program | SICKLERVILLE | 8081 | 8.2 | Residential | Behind the Meter | Yes | Sunrun Installation Services, Inc. | AC Electric |  | Accepted | 2025-05-01 | 2025-05-29 | 2026-05-29 | Inverters | SOLAREDGE TECHNOLOGIES | SE5700H-USMN | 5760 |  | 1 |  |  | 0.99 |  | Outdoor
NJADRE1559536581 | Administratively Determined Incentive Program | SICKLERVILLE | 8081 | 8.2 | Residential | Behind the Meter | Yes | Sunrun Installation Services, Inc. | AC Electric |  | Accepted | 2025-05-01 | 2025-05-29 | 2026-05-29 | Solar Panels | HANWHA Q-CELLS | Q.PEAK DUO BLK ML-G10+ 410 |  | 0.41 | 12 | 331 | 36 |  | Fixed | Roof
NJADRE1559536595 | Administratively Determined Incentive Program | Newark | 7108 | 566.46 | School Public K-12 | Behind the Meter | Yes | DAN RUSSO ELECTRICAL CONTRACTORS, LLC | PSE&G |  | Accepted | 2025-04-29 | 2025-05-29 | 2026-05-29 | Solar Panels | ZnShine Solar | ZXM7-SHLDD144-540/M |  | 0.54 | 1049 | 185 | 5 |  | Fixed | Roof
NJADRE1559536595 | Administratively Determined Incentive Program | Newark | 7108 | 566.46 | School Public K-12 | Behind the Meter | Yes | DAN RUSSO ELECTRICAL CONTRACTORS, LLC | PSE&G |  | Accepted | 2025-04-29 | 2025-05-29 | 2026-05-29 | Inverters | SolarEdge | SE100KUS | 100000 |  | 5 |  |  | 0.985 |  | Outside
NJADRE1559536595 | Administratively Determined Incentive Program | Newark | 7108 | 566.46 | School Public K-12 | Behind the Meter | Yes | DAN RUSSO ELECTRICAL CONTRACTORS, LLC | PSE&G |  | Accepted | 2025-04-29 | 2025-05-29 | 2026-05-29 | Meters | Acuvim IIR | Acuvim IIR |  |  | 1 |  |  |  | Yes | Outdoor
NJADRE1559536605 | Administratively Determined Incentive Program | CLEMENTON | 8021 | 11.61 | Residential | Behind the Meter | Yes | EMT Renewables, LLC | AC Electric |  | Accepted | 2025-04-29 | 2025-05-27 | 2026-05-27 | Inverters | ENPHASE | IQ8+ | 290 |  | 27 |  |  | 0.98 |  | Other | UNDER EACH PANEL
NJADRE1559536605 | Administratively Determined Incentive Program | CLEMENTON | 8021 | 11.61 | Residential | Behind the Meter | Yes | EMT Renewables, LLC | AC Electric |  | Accepted | 2025-04-29 | 2025-05-27 | 2026-05-27 | Solar Panels | SEG SOLAR | SEG 430 |  | 0.43 | 18 | 273 | 20 |  | Fixed | Roof
NJADRE1559536605 | Administratively Determined Incentive Program | CLEMENTON | 8021 | 11.61 | Residential | Behind the Meter | Yes | EMT Renewables, LLC | AC Electric |  | Accepted | 2025-04-29 | 2025-05-27 | 2026-05-27 | Solar Panels | SEG SOLAR | SEG 430 |  | 0.43 | 3 | 93 | 20 |  | Fixed | Roof
NJADRE1559536605 | Administratively Determined Incentive Program | CLEMENTON | 8021 | 11.61 | Residential | Behind the Meter | Yes | EMT Renewables, LLC | AC Electric |  | Accepted | 2025-04-29 | 2025-05-27 | 2026-05-27 | Solar Panels | SEG SOLAR | SEG 430 |  | 0.43 | 6 | 273 | 19 |  | Fixed | Roof
NJADRE1559536614 | Administratively Determined Incentive Program | Vineland | 8360 | 11.05 | Residential | Behind the Meter | Yes | Power Energy Solutions, LLC | AC Electric |  | Accepted | 2025-04-29 | 2025-05-23 | 2026-05-23 | Inverters | SolarEdge | SE5700H-US | 6 |  | 1 |  |  | 0.97 |  | Outdoor
NJADRE1559536614 | Administratively Determined Incentive Program | Vineland | 8360 | 11.05 | Residential | Behind the Meter | Yes | Power Energy Solutions, LLC | AC Electric |  | Accepted | 2025-04-29 | 2025-05-23 | 2026-05-23 | Solar Panels | Trina Solar | TSM-425NE09RC.05 |  | 0.425 | 13 | 273 | 39 |  | Fixed | Roof
NJADRE1559536614 | Administratively Determined Incentive Program | Vineland | 8360 | 11.05 | Residential | Behind the Meter | Yes | Power Energy Solutions, LLC | AC Electric |  | Accepted | 2025-04-29 | 2025-05-23 | 2026-05-23 | Solar Panels | Trina Solar | TSM-425NE09RC.05 |  | 0.425 | 8 | 4 | 30 |  | Fixed | Roof
NJADRE1559536614 | Administratively Determined Incentive Program | Vineland | 8360 | 11.05 | Residential | Behind the Meter | Yes | Power Energy Solutions, LLC | AC Electric |  | Accepted | 2025-04-29 | 2025-05-23 | 2026-05-23 | Solar Panels | Trina Solar | TSM-425NE09RC.05 |  | 0.425 | 5 | 184 | 30 |  | Fixed | Roof
NJADRE1559536622 | Administratively Determined Incentive Program | SICKLERVILLE | 8081 | 7.38 | Residential | Behind the Meter | Yes | Sunrun Installation Services, Inc. | AC Electric |  | Accepted | 2025-05-02 | 2025-05-29 | 2026-05-29 | Inverters | SOLAREDGE TECHNOLOGIES | SE5700H-USMN | 5760 |  | 1 |  |  | 0.99 |  | Indoor
NJADRE1559536622 | Administratively Determined Incentive Program | SICKLERVILLE | 8081 | 7.38 | Residential | Behind the Meter | Yes | Sunrun Installation Services, Inc. | AC Electric |  | Accepted | 2025-05-02 | 2025-05-29 | 2026-05-29 | Solar Panels | HANWHA Q-CELLS | Q.PEAK DUO BLK ML-G10+ 410 |  | 0.41 | 5 | 139 | 30 |  | Fixed | Roof
NJADRE1559536622 | Administratively Determined Incentive Program | SICKLERVILLE | 8081 | 7.38 | Residential | Behind the Meter | Yes | Sunrun Installation Services, Inc. | AC Electric |  | Accepted | 2025-05-02 | 2025-05-29 | 2026-05-29 | Solar Panels | HANWHA Q-CELLS | Q.PEAK DUO BLK ML-G10+ 410 |  | 0.41 | 9 | 320 | 30 |  | Fixed | Roof
NJADRE1559536622 | Administratively Determined Incentive Program | SICKLERVILLE | 8081 | 7.38 | Residential | Behind the Meter | Yes | Sunrun Installation Services, Inc. | AC Electric |  | Accepted | 2025-05-02 | 2025-05-29 | 2026-05-29 | Solar Panels | HANWHA Q-CELLS | Q.PEAK DUO BLK ML-G10+ 410 |  | 0.41 | 4 | 140 | 31 |  | Fixed | Roof
NJADRE1559536633 | Administratively Determined Incentive Program | Bridgeton | 8302 | 9.46 | Residential | Behind the Meter | Yes | EMT Renewables, LLC | AC Electric |  | Accepted | 2025-04-29 | 2025-05-23 | 2026-05-23 | Inverters | ENPHASE | IQ8+ | 290 |  | 22 |  |  | 0.98 |  | Other | UNDER EACH PANEL
NJADRE1559536633 | Administratively Determined Incentive Program | Bridgeton | 8302 | 9.46 | Residential | Behind the Meter | Yes | EMT Renewables, LLC | AC Electric |  | Accepted | 2025-04-29 | 2025-05-23 | 2026-05-23 | Solar Panels | SEG SOLAR | SEG 430 |  | 0.43 | 22 | 168 | 32 |  | Fixed | Roof
NJADRE1559536636 | Administratively Determined Incentive Program | Egg Harbor | 8234 | 11.18 | Residential | Behind the Meter | Yes | Sun Up Zero Down, LLC | AC Electric |  | Accepted | 2025-05-02 | 2025-05-29 | 2026-05-29 | Solar Panels | TRINA | SEG-430-BTD-BG |  | 0.43 | 26 | 108 | 23 |  | Fixed | Roof
NJADRE1559536636 | Administratively Determined Incentive Program | Egg Harbor | 8234 | 11.18 | Residential | Behind the Meter | Yes | Sun Up Zero Down, LLC | AC Electric |  | Accepted | 2025-05-02 | 2025-05-29 | 2026-05-29 | Meters | Enphase | TBD |  |  | 1 |  |  |  | Yes | Outdoor
NJADRE1559536636 | Administratively Determined Incentive Program | Egg Harbor | 8234 | 11.18 | Residential | Behind the Meter | Yes | Sun Up Zero Down, LLC | AC Electric |  | Accepted | 2025-05-02 | 2025-05-29 | 2026-05-29 | Inverters | Enphase | IQ8PLUS-72-2-US | 290 |  | 26 |  |  | 0.976 |  | Outdoor
NJADRE1559536641 | Administratively Determined Incentive Program | KEYPORT | 7735 | 9.02 | Residential | Behind the Meter | Yes | Sunrun Installation Services, Inc. | JCP&L |  | Accepted | 2025-04-29 | 2025-05-23 | 2026-05-23 | Inverters | SOLAREDGE TECHNOLOGIES | SE7600H-USMN | 7600 |  | 1 |  |  | 0.99 |  | Outdoor
NJADRE1559536641 | Administratively Determined Incentive Program | KEYPORT | 7735 | 9.02 | Residential | Behind the Meter | Yes | Sunrun Installation Services, Inc. | JCP&L |  | Accepted | 2025-04-29 | 2025-05-23 | 2026-05-23 | Solar Panels | HANWHA Q-CELLS | Q.PEAK DUO BLK ML-G10+ 410 |  | 0.41 | 22 | 213 | 20 |  | Fixed | Roof
NJADRE1559536659 | Administratively Determined Incentive Program | Newark | 7104 | 12.75 | Residential | Behind the Meter | Yes | Whitman Construction, LLC | PSE&G |  | Accepted | 2025-04-29 | 2025-05-23 | 2026-05-23 | Solar Panels | Jinko Solar | JKM425N-54HL4-B |  | 0.425 | 2 | 291 | 30 |  | Fixed | Roof
NJADRE1559536659 | Administratively Determined Incentive Program | Newark | 7104 | 12.75 | Residential | Behind the Meter | Yes | Whitman Construction, LLC | PSE&G |  | Accepted | 2025-04-29 | 2025-05-23 | 2026-05-23 | Solar Panels | Jinko Solar | JKM425N-54HL4-B |  | 0.425 | 10 | 203 | 35 |  | Fixed | Roof
NJADRE1559536659 | Administratively Determined Incentive Program | Newark | 7104 | 12.75 | Residential | Behind the Meter | Yes | Whitman Construction, LLC | PSE&G |  | Accepted | 2025-04-29 | 2025-05-23 | 2026-05-23 | Solar Panels | Jinko Solar | JKM425N-54HL4-B |  | 0.425 | 3 | 111 | 23 |  | Fixed | Roof
NJADRE1559536659 | Administratively Determined Incentive Program | Newark | 7104 | 12.75 | Residential | Behind the Meter | Yes | Whitman Construction, LLC | PSE&G |  | Accepted | 2025-04-29 | 2025-05-23 | 2026-05-23 | Inverters | ENPHASE | IQ8PLUS-72-2-US | 290 |  | 30 |  |  | 0.975 |  | Outdoor
NJADRE1559536659 | Administratively Determined Incentive Program | Newark | 7104 | 12.75 | Residential | Behind the Meter | Yes | Whitman Construction, LLC | PSE&G |  | Accepted | 2025-04-29 | 2025-05-23 | 2026-05-23 | Solar Panels | Jinko Solar | JKM425N-54HL4-B |  | 0.425 | 14 | 201 | 45 |  | Fixed | Roof
NJADRE1559536659 | Administratively Determined Incentive Program | Newark | 7104 | 12.75 | Residential | Behind the Meter | Yes | Whitman Construction, LLC | PSE&G |  | Accepted | 2025-04-29 | 2025-05-23 | 2026-05-23 | Solar Panels | Jinko Solar | JKM425N-54HL4-B |  | 0.425 | 1 | 201 | 30 |  | Fixed | Roof
NJADRE1559536679 | Administratively Determined Incentive Program | RANDOLPH | 7869 | 7.79 | Residential | Behind the Meter | Yes | Pro Custom Solar dba Momentum Solar | JCP&L |  | Accepted | 2025-04-29 | 2025-05-23 | 2026-05-23 | Inverters | ENPHASE | IQ8HC-72-M-DOM-US | 380 |  | 19 |  |  | 0 |  | Outdoor
NJADRE1559536679 | Administratively Determined Incentive Program | RANDOLPH | 7869 | 7.79 | Residential | Behind the Meter | Yes | Pro Custom Solar dba Momentum Solar | JCP&L |  | Accepted | 2025-04-29 | 2025-05-23 | 2026-05-23 | Solar Panels | HANWHA | q.peak duo blk ml-g10+410 |  | 0.41 | 13 | 70 | 27 |  | Fixed | Roof
NJADRE1559536679 | Administratively Determined Incentive Program | RANDOLPH | 7869 | 7.79 | Residential | Behind the Meter | Yes | Pro Custom Solar dba Momentum Solar | JCP&L |  | Accepted | 2025-04-29 | 2025-05-23 | 2026-05-23 | Solar Panels | HANWHA | q.peak duo blk-g10+410 |  | 0.41 | 6 | 250 | 27 |  | Fixed | Roof
NJADRE1559536682 | Administratively Determined Incentive Program | Newark | 7103 | 782.46 | School Public K-12 | Behind the Meter | Yes | DAN RUSSO ELECTRICAL CONTRACTORS, LLC | PSE&G |  | Accepted | 2025-04-29 | 2025-05-29 | 2026-05-29 | Solar Panels | ZnShine Solar | ZXM7-SHLDD144-540/M |  | 0.54 | 969 | 200 | 5 |  | Fixed | Roof
NJADRE1559536682 | Administratively Determined Incentive Program | Newark | 7103 | 782.46 | School Public K-12 | Behind the Meter | Yes | DAN RUSSO ELECTRICAL CONTRACTORS, LLC | PSE&G |  | Accepted | 2025-04-29 | 2025-05-29 | 2026-05-29 | Meters | Acuvim IIR | Acuvim IIR |  |  | 1 |  |  |  | Yes | Outdoor
NJADRE1559536682 | Administratively Determined Incentive Program | Newark | 7103 | 782.46 | School Public K-12 | Behind the Meter | Yes | DAN RUSSO ELECTRICAL CONTRACTORS, LLC | PSE&G |  | Accepted | 2025-04-29 | 2025-05-29 | 2026-05-29 | Inverters | SolarEdge | SE100KUS | 100000 |  | 4 |  |  | 0.985 |  | Outdoor
NJADRE1559536682 | Administratively Determined Incentive Program | Newark | 7103 | 782.46 | School Public K-12 | Behind the Meter | Yes | DAN RUSSO ELECTRICAL CONTRACTORS, LLC | PSE&G |  | Accepted | 2025-04-29 | 2025-05-29 | 2026-05-29 | Solar Panels | ZnShine Solar | ZXM7-SHLDD144-540/M |  | 0.54 | 480 | 200 | 5 |  | Fixed | Parking Lot | Carport
NJADRE1559536682 | Administratively Determined Incentive Program | Newark | 7103 | 782.46 | School Public K-12 | Behind the Meter | Yes | DAN RUSSO ELECTRICAL CONTRACTORS, LLC | PSE&G |  | Accepted | 2025-04-29 | 2025-05-29 | 2026-05-29 | Inverters | SMA | STP Core1 62-US | 62500 |  | 2 |  |  | 0.975 |  | Outside
NJADRE1559536682 | Administratively Determined Incentive Program | Newark | 7103 | 782.46 | School Public K-12 | Behind the Meter | Yes | DAN RUSSO ELECTRICAL CONTRACTORS, LLC | PSE&G |  | Accepted | 2025-04-29 | 2025-05-29 | 2026-05-29 | Inverters | SMA | STP Core1 50 US | 50000 |  | 1 |  |  | 0.975 |  | Outside
NJADRE1559536682 | Administratively Determined Incentive Program | Newark | 7103 | 782.46 | School Public K-12 | Behind the Meter | Yes | DAN RUSSO ELECTRICAL CONTRACTORS, LLC | PSE&G |  | Accepted | 2025-04-29 | 2025-05-29 | 2026-05-29 | Inverters | SMA | STP Core1 33-US | 33000 |  | 1 |  |  | 0.975 |  | Outside
NJADRE1559536684 | Administratively Determined Incentive Program | Bridgeton | 8302 | 8.6 | Residential | Behind the Meter | Yes | EMT Renewables, LLC | AC Electric |  | Accepted | 2025-04-29 | 2025-05-27 | 2026-05-27 | Inverters | ENPHASE | IQ8+ | 290 |  | 20 |  |  | 0.98 |  | Other | UNDER EACH PANEL
NJADRE1559536684 | Administratively Determined Incentive Program | Bridgeton | 8302 | 8.6 | Residential | Behind the Meter | Yes | EMT Renewables, LLC | AC Electric |  | Accepted | 2025-04-29 | 2025-05-27 | 2026-05-27 | Solar Panels | SEG SOLAR | SEG 430 |  | 0.43 | 16 | 174 | 33 |  | Fixed | Roof
NJADRE1559536684 | Administratively Determined Incentive Program | Bridgeton | 8302 | 8.6 | Residential | Behind the Meter | Yes | EMT Renewables, LLC | AC Electric |  | Accepted | 2025-04-29 | 2025-05-27 | 2026-05-27 | Solar Panels | SEG SOLAR | SEG 430 |  | 0.43 | 4 | 354 | 33 |  | Fixed | Roof
NJADRE1559536698 | Administratively Determined Incentive Program | LITTLE EGG HARBOR TOWNSHIP | 8087 | 12.9 | Residential | Behind the Meter | Yes | EMT Renewables, LLC | AC Electric |  | Accepted | 2025-04-29 | 2025-05-23 | 2026-05-23 | Solar Panels | SEG SOLAR | SEG 430 |  | 0.43 | 6 | 261 | 22 |  | Fixed | Roof
NJADRE1559536698 | Administratively Determined Incentive Program | LITTLE EGG HARBOR TOWNSHIP | 8087 | 12.9 | Residential | Behind the Meter | Yes | EMT Renewables, LLC | AC Electric |  | Accepted | 2025-04-29 | 2025-05-23 | 2026-05-23 | Solar Panels | SEG SOLAR | SEG 430 |  | 0.43 | 8 | 81 | 22 |  | Fixed | Roof
NJADRE1559536698 | Administratively Determined Incentive Program | LITTLE EGG HARBOR TOWNSHIP | 8087 | 12.9 | Residential | Behind the Meter | Yes | EMT Renewables, LLC | AC Electric |  | Accepted | 2025-04-29 | 2025-05-23 | 2026-05-23 | Solar Panels | SEG SOLAR | SEG 430 |  | 0.43 | 8 | 351 | 23 |  | Fixed | Roof
NJADRE1559536698 | Administratively Determined Incentive Program | LITTLE EGG HARBOR TOWNSHIP | 8087 | 12.9 | Residential | Behind the Meter | Yes | EMT Renewables, LLC | AC Electric |  | Accepted | 2025-04-29 | 2025-05-23 | 2026-05-23 | Inverters | ENPHASE | IQ8+ | 290 |  | 30 |  |  | 0.98 |  | Other | UNDER EACH PANEL
NJADRE1559536698 | Administratively Determined Incentive Program | LITTLE EGG HARBOR TOWNSHIP | 8087 | 12.9 | Residential | Behind the Meter | Yes | EMT Renewables, LLC | AC Electric |  | Accepted | 2025-04-29 | 2025-05-23 | 2026-05-23 | Solar Panels | SEG SOLAR | SEG 430 |  | 0.43 | 8 | 171 | 24 |  | Fixed | Roof
NJADRE1559536702 | Administratively Determined Incentive Program | HAMILTON | 8619 | 5.95 | Residential | Behind the Meter | Yes | Big Wave Roofing and Solar, LLC | PSE&G |  | Accepted | 2025-04-29 | 2025-05-27 | 2026-05-27 | Inverters | Enphase | IQ8HC-72-M-DOM-US | 380 |  | 14 |  |  | 0.98 |  | Outside
NJADRE1559536702 | Administratively Determined Incentive Program | HAMILTON | 8619 | 5.95 | Residential | Behind the Meter | Yes | Big Wave Roofing and Solar, LLC | PSE&G |  | Accepted | 2025-04-29 | 2025-05-27 | 2026-05-27 | Solar Panels | Jinko | JKM425N-54HL4-B |  | 0.425 | 14 | 180 | 25 |  | Fixed | Roof
NJADRE1559536712 | Administratively Determined Incentive Program | TOMS RIVER | 8757 | 10.63 | Residential | Behind the Meter | Yes | Whitman Construction, LLC | JCP&L |  | Accepted | 2025-04-29 | 2025-05-27 | 2026-05-27 | Solar Panels | Jinko Solar | JKM425N-54HL4-B |  | 0.425 | 15 | 198 | 20 |  | Fixed | Roof
NJADRE1559536712 | Administratively Determined Incentive Program | TOMS RIVER | 8757 | 10.63 | Residential | Behind the Meter | Yes | Whitman Construction, LLC | JCP&L |  | Accepted | 2025-04-29 | 2025-05-27 | 2026-05-27 | Solar Panels | Jinko Solar | JKM425N-54HL4-B |  | 0.425 | 10 | 18 | 20 |  | Fixed | Roof
NJADRE1559536712 | Administratively Determined Incentive Program | TOMS RIVER | 8757 | 10.63 | Residential | Behind the Meter | Yes | Whitman Construction, LLC | JCP&L |  | Accepted | 2025-04-29 | 2025-05-27 | 2026-05-27 | Inverters | ENPHASE | IQ8PLUS-72-2-US | 290 |  | 25 |  |  | 0.975 |  | Outdoor
NJADRE1559536732 | Administratively Determined Incentive Program | Atco | 8004 | 8.17 | Residential | Behind the Meter | Yes | EMT Renewables, LLC | AC Electric |  | Accepted | 2025-04-29 | 2025-06-05 | 2026-06-05 | Inverters | SEG SOLAR | SEG 430 | 290 |  | 19 |  |  | 0.98 |  | Other | UNDER EACH PANEL
NJADRE1559536732 | Administratively Determined Incentive Program | Atco | 8004 | 8.17 | Residential | Behind the Meter | Yes | EMT Renewables, LLC | AC Electric |  | Accepted | 2025-04-29 | 2025-06-05 | 2026-06-05 | Solar Panels | SEG SOLAR | SEG 430 |  | 0.43 | 9 | 99 | 29 |  | Fixed | Roof
NJADRE1559536732 | Administratively Determined Incentive Program | Atco | 8004 | 8.17 | Residential | Behind the Meter | Yes | EMT Renewables, LLC | AC Electric |  | Accepted | 2025-04-29 | 2025-06-05 | 2026-06-05 | Solar Panels | SEG SOLAR | SEG 430 |  | 0.43 | 10 | 279 | 28 |  | Fixed | Roof
NJADRE1559536745 | Administratively Determined Incentive Program | Saddle Brook | 7663 | 11.61 | Residential | Behind the Meter | Yes | EMT Renewables, LLC | PSE&G |  | Accepted | 2025-04-29 | 2025-05-23 | 2026-05-23 | Solar Panels | SEG SOLAR | SEG 430 |  | 0.43 | 18 | 278 | 39 |  | Fixed | Roof
NJADRE1559536745 | Administratively Determined Incentive Program | Saddle Brook | 7663 | 11.61 | Residential | Behind the Meter | Yes | EMT Renewables, LLC | PSE&G |  | Accepted | 2025-04-29 | 2025-05-23 | 2026-05-23 | Inverters | ENPHASE | IQ8+ | 290 |  | 27 |  |  | 0.98 |  | Other | UNDER EACH PANEL
NJADRE1559536745 | Administratively Determined Incentive Program | Saddle Brook | 7663 | 11.61 | Residential | Behind the Meter | Yes | EMT Renewables, LLC | PSE&G |  | Accepted | 2025-04-29 | 2025-05-23 | 2026-05-23 | Solar Panels | SEG SOLAR | SEG 430 |  | 0.43 | 9 | 98 | 39 |  | Fixed | Roof
NJADRE1559536748 | Administratively Determined Incentive Program | ENGLISHTOWN | 7726 | 17.63 | Residential | Behind the Meter | Yes | Pro Custom Solar dba Momentum Solar | JCP&L |  | Accepted | 2025-04-29 | 2025-05-23 | 2026-05-23 | Solar Panels | HANWHA | Q.TRON BLK M-G2+430 |  | 0.43 | 11 | 105 | 33 |  | Fixed | Roof
NJADRE1559536748 | Administratively Determined Incentive Program | ENGLISHTOWN | 7726 | 17.63 | Residential | Behind the Meter | Yes | Pro Custom Solar dba Momentum Solar | JCP&L |  | Accepted | 2025-04-29 | 2025-05-23 | 2026-05-23 | Solar Panels | HANWHA | Q.TRON BLK M-G2+430 |  | 0.43 | 10 | 285 | 34 |  | Fixed | Roof
NJADRE1559536748 | Administratively Determined Incentive Program | ENGLISHTOWN | 7726 | 17.63 | Residential | Behind the Meter | Yes | Pro Custom Solar dba Momentum Solar | JCP&L |  | Accepted | 2025-04-29 | 2025-05-23 | 2026-05-23 | Solar Panels | HANWHA | Q.TRON BLK M-G2+430 |  | 0.43 | 15 | 195 | 35 |  | Fixed | Roof
NJADRE1559536748 | Administratively Determined Incentive Program | ENGLISHTOWN | 7726 | 17.63 | Residential | Behind the Meter | Yes | Pro Custom Solar dba Momentum Solar | JCP&L |  | Accepted | 2025-04-29 | 2025-05-23 | 2026-05-23 | Solar Panels | HANWHA | Q.TRON BLK M-G2+430 |  | 0.43 | 5 | 195 | 33 |  | Fixed | Roof
NJADRE1559536748 | Administratively Determined Incentive Program | ENGLISHTOWN | 7726 | 17.63 | Residential | Behind the Meter | Yes | Pro Custom Solar dba Momentum Solar | JCP&L |  | Accepted | 2025-04-29 | 2025-05-23 | 2026-05-23 | Inverters | ENPHASE | IQ8HC-72-M-DOM-US | 380 |  | 41 |  |  | 0.97 |  | Outdoor
NJADRE1559536954 | Administratively Determined Incentive Program | Elmer | 8318 | 5.95 | Residential | Behind the Meter | Yes | Whitman Construction, LLC | AC Electric |  | Accepted | 2025-04-29 | 2025-05-23 | 2026-05-23 | Solar Panels | Jinko Solar | JKM425N-54HL4-B |  | 0.425 | 6 | 278 | 22 |  | Fixed | Roof
NJADRE1559536954 | Administratively Determined Incentive Program | Elmer | 8318 | 5.95 | Residential | Behind the Meter | Yes | Whitman Construction, LLC | AC Electric |  | Accepted | 2025-04-29 | 2025-05-23 | 2026-05-23 | Inverters | ENPHASE | IQ8PLUS-72-2-US | 290 |  | 14 |  |  | 0.975 |  | Outdoor
NJADRE1559536954 | Administratively Determined Incentive Program | Elmer | 8318 | 5.95 | Residential | Behind the Meter | Yes | Whitman Construction, LLC | AC Electric |  | Accepted | 2025-04-29 | 2025-05-23 | 2026-05-23 | Solar Panels | Jinko Solar | JKM425N-54HL4-B |  | 0.425 | 8 | 98 | 22 |  | Fixed | Roof
NJADRE1559537067 | Administratively Determined Incentive Program | Willingboro | 8046 | 16.97 | Residential | Behind the Meter | Yes | SunnyMac, LLC | PSE&G |  | Accepted | 2025-04-29 | 2025-05-27 | 2026-05-27 | Solar Panels | HANWHA | Q.TRON BLK M-G2+ 435W |  | 0.435 | 6 | 107 | 23 |  | Fixed | Roof
NJADRE1559537067 | Administratively Determined Incentive Program | Willingboro | 8046 | 16.97 | Residential | Behind the Meter | Yes | SunnyMac, LLC | PSE&G |  | Accepted | 2025-04-29 | 2025-05-27 | 2026-05-27 | Inverters | SOLAREDGE HOME HUB | SE11400H-US | 11400 |  | 1 |  |  | 0.99 |  | Outdoor | next to meter
NJADRE1559537067 | Administratively Determined Incentive Program | Willingboro | 8046 | 16.97 | Residential | Behind the Meter | Yes | SunnyMac, LLC | PSE&G |  | Accepted | 2025-04-29 | 2025-05-27 | 2026-05-27 | Solar Panels | HANWHA | Q.TRON BLK M-G2+ 435W |  | 0.435 | 11 | 287 | 23 |  | Fixed | Roof
NJADRE1559537067 | Administratively Determined Incentive Program | Willingboro | 8046 | 16.97 | Residential | Behind the Meter | Yes | SunnyMac, LLC | PSE&G |  | Accepted | 2025-04-29 | 2025-05-27 | 2026-05-27 | Solar Panels | HANWHA | Q.TRON BLK M-G2+ 435W |  | 0.435 | 10 | 17 | 26 |  | Fixed | Roof
NJADRE1559537067 | Administratively Determined Incentive Program | Willingboro | 8046 | 16.97 | Residential | Behind the Meter | Yes | SunnyMac, LLC | PSE&G |  | Accepted | 2025-04-29 | 2025-05-27 | 2026-05-27 | Solar Panels | HANWHA | Q.TRON BLK M-G2+ 435W |  | 0.435 | 12 | 197 | 26 |  | Fixed | Roof
NJADRE1559537599 | Administratively Determined Incentive Program | Linden | 7036 | 7.23 | Residential | Behind the Meter | Yes | Big Wave Roofing and Solar, LLC | PSE&G |  | Accepted | 2025-04-29 | 2025-05-27 | 2026-05-27 | Solar Panels | Jinko | JKM425N-54HL4-B |  | 0.425 | 1 | 314 | 30 |  | Fixed | Roof
NJADRE1559537599 | Administratively Determined Incentive Program | Linden | 7036 | 7.23 | Residential | Behind the Meter | Yes | Big Wave Roofing and Solar, LLC | PSE&G |  | Accepted | 2025-04-29 | 2025-05-27 | 2026-05-27 | Solar Panels | Jinko | JKM425N-54HL4-B |  | 0.425 | 10 | 134 | 30 |  | Fixed | Roof
NJADRE1559537599 | Administratively Determined Incentive Program | Linden | 7036 | 7.23 | Residential | Behind the Meter | Yes | Big Wave Roofing and Solar, LLC | PSE&G |  | Accepted | 2025-04-29 | 2025-05-27 | 2026-05-27 | Solar Panels | Jinko | JKM425N-54HL4-B |  | 0.425 | 6 | 134 | 7 |  | Fixed | Roof
NJADRE1559537599 | Administratively Determined Incentive Program | Linden | 7036 | 7.23 | Residential | Behind the Meter | Yes | Big Wave Roofing and Solar, LLC | PSE&G |  | Accepted | 2025-04-29 | 2025-05-27 | 2026-05-27 | Inverters | Enphase | IQ8HC-72-M-DOM-US | 380 |  | 17 |  |  | 0.98 |  | Outside
NJADRE1559537603 | Administratively Determined Incentive Program | Vineland | 8360 | 6.56 | Residential | Behind the Meter | Yes | SunPurity LLC | Vineland Muni Electric |  | Accepted | 2025-04-29 | 2025-05-27 | 2026-05-27 | Inverters | SolarEdge | SE6000H-US | 6000 |  | 1 |  |  | 0.99 |  | Outdoor
NJADRE1559537603 | Administratively Determined Incentive Program | Vineland | 8360 | 6.56 | Residential | Behind the Meter | Yes | SunPurity LLC | Vineland Muni Electric |  | Accepted | 2025-04-29 | 2025-05-27 | 2026-05-27 | Solar Panels | Hanwha Q cells | Q.PEAK DUO BLK-ML-G10+ 410W |  | 0.41 | 16 | 93 | 20 |  | Fixed | Roof
NJADRE1559537605 | Administratively Determined Incentive Program | Elwood | 8217 | 6.64 | Residential | Behind the Meter | Yes | SunnyMac, LLC | AC Electric |  | Accepted | 2025-04-29 | 2025-05-27 | 2026-05-27 | Inverters | SOLAREDGE HOME HUB | SE5700H-US | 5760 |  | 1 |  |  | 0.99 |  | Outdoor | next to meter
NJADRE1559537605 | Administratively Determined Incentive Program | Elwood | 8217 | 6.64 | Residential | Behind the Meter | Yes | SunnyMac, LLC | AC Electric |  | Accepted | 2025-04-29 | 2025-05-27 | 2026-05-27 | Solar Panels | HANWHA | Q.PEAK DUO BLK ML-G10+ 415W |  | 0.415 | 16 | 222 | 17 |  | Fixed | Roof
NJADRE1559537610 | Administratively Determined Incentive Program | Roselle | 7203 | 6.53 | Residential | Behind the Meter | Yes | Skyline Solar, LLC | PSE&G |  | Accepted | 2025-05-01 | 2025-06-02 | 2026-06-02 | Solar Panels | Hanwha | Q.TRON BLK M-G2+ 435 |  | 0.435 | 4 | 256 | 40 |  | Fixed | Roof
NJADRE1559537610 | Administratively Determined Incentive Program | Roselle | 7203 | 6.53 | Residential | Behind the Meter | Yes | Skyline Solar, LLC | PSE&G |  | Accepted | 2025-05-01 | 2025-06-02 | 2026-06-02 | Solar Panels | Hanwha | Q.TRON BLK M-G2+ 435 |  | 0.435 | 11 | 76 | 8 |  | Fixed | Roof
NJADRE1559537610 | Administratively Determined Incentive Program | Roselle | 7203 | 6.53 | Residential | Behind the Meter | Yes | Skyline Solar, LLC | PSE&G |  | Accepted | 2025-05-01 | 2025-06-02 | 2026-06-02 | Inverters | SOLAREDGE | SE5700H-US | 5700 |  | 1 |  |  | 0.977 |  | Outside
NJADRE1559537614 | Administratively Determined Incentive Program | Blackwood | 8012 | 15.17 | Residential | Behind the Meter | Yes | Trinity Solar, LLC | PSE&G |  | Accepted | 2025-04-29 | 2025-05-23 | 2026-05-23 | Solar Panels | HANWHA | (Q.PEAK DUO BLK ML-G10+ 410) |  | 0.41 | 9 | 2 | 16 |  | Fixed | Roof
NJADRE1559537614 | Administratively Determined Incentive Program | Blackwood | 8012 | 15.17 | Residential | Behind the Meter | Yes | Trinity Solar, LLC | PSE&G |  | Accepted | 2025-04-29 | 2025-05-23 | 2026-05-23 | Solar Panels | HANWHA | (Q.PEAK DUO BLK ML-G10+ 410) |  | 0.41 | 4 | 182 | 22 |  | Fixed | Roof
NJADRE1559537614 | Administratively Determined Incentive Program | Blackwood | 8012 | 15.17 | Residential | Behind the Meter | Yes | Trinity Solar, LLC | PSE&G |  | Accepted | 2025-04-29 | 2025-05-23 | 2026-05-23 | Solar Panels | HANWHA | (Q.PEAK DUO BLK ML-G10+ 410) |  | 0.41 | 14 | 272 | 23 |  | Fixed | Roof
NJADRE1559537614 | Administratively Determined Incentive Program | Blackwood | 8012 | 15.17 | Residential | Behind the Meter | Yes | Trinity Solar, LLC | PSE&G |  | Accepted | 2025-04-29 | 2025-05-23 | 2026-05-23 | Solar Panels | HANWHA | (Q.PEAK DUO BLK ML-G10+ 410) |  | 0.41 | 10 | 92 | 23 |  | Fixed | Roof
NJADRE1559537614 | Administratively Determined Incentive Program | Blackwood | 8012 | 15.17 | Residential | Behind the Meter | Yes | Trinity Solar, LLC | PSE&G |  | Accepted | 2025-04-29 | 2025-05-23 | 2026-05-23 | Inverters | Solar Edge | USE11400H-USMNBL75 | 11400 |  | 1 |  |  | 0.97 |  | Outdoor
NJADRE1559537620 | Administratively Determined Incentive Program | Clayton | 8312 | 6.02 | Residential | Behind the Meter | Yes | EMT Renewables, LLC | AC Electric |  | Accepted | 2025-04-29 | 2025-05-23 | 2026-05-23 | Inverters | ENPHASE | IQ8+ | 290 |  | 14 |  |  | 0.98 |  | Other | UNDER EACH PANEL
NJADRE1559537620 | Administratively Determined Incentive Program | Clayton | 8312 | 6.02 | Residential | Behind the Meter | Yes | EMT Renewables, LLC | AC Electric |  | Accepted | 2025-04-29 | 2025-05-23 | 2026-05-23 | Solar Panels | SEG SOLAR | SEG 430 |  | 0.43 | 14 | 168 | 20 |  | Fixed | Roof
NJADRE1559537621 | Administratively Determined Incentive Program | DELRAN | 8075 | 8.51 | Residential | Behind the Meter | Yes | Define Solar, LLC | PSE&G |  | Accepted | 2025-05-14 | 2025-06-11 | 2026-06-11 | Inverters | Enphase | IQ8PLUS-72-2-US | 290 |  | 11 |  |  | 0.976 |  | Outside | Under each pv panel
NJADRE1559537621 | Administratively Determined Incentive Program | DELRAN | 8075 | 8.51 | Residential | Behind the Meter | Yes | Define Solar, LLC | PSE&G |  | Accepted | 2025-05-14 | 2025-06-11 | 2026-06-11 | Solar Panels | Znshine | ZXM7-SH108 405W |  | 0.405 | 11 | 202 | 41 |  | Fixed | Roof
NJADRE1559537621 | Administratively Determined Incentive Program | DELRAN | 8075 | 8.51 | Residential | Behind the Meter | Yes | Define Solar, LLC | PSE&G |  | Accepted | 2025-05-14 | 2025-06-11 | 2026-06-11 | Inverters | Enphase | IQ8PLUS-72-2-US | 290 |  | 10 |  |  | 0.976 |  | Outside | Under each pv panel
NJADRE1559537621 | Administratively Determined Incentive Program | DELRAN | 8075 | 8.51 | Residential | Behind the Meter | Yes | Define Solar, LLC | PSE&G |  | Accepted | 2025-05-14 | 2025-06-11 | 2026-06-11 | Solar Panels | Znshine | ZXM7-SH108 405W |  | 0.405 | 10 | 112 | 30 |  | Fixed | Roof
NJADRE1559537624 | Administratively Determined Incentive Program | LINDENWOLD | 8021 | 11.5 | Residential | Behind the Meter | No | Green Power Energy, LLC | AC Electric |  | Accepted | 2025-04-29 | 2025-05-23 | 2026-05-23 | Solar Panels | REC Solar | REC460AA PURE-RX |  | 0.46 | 9 | 185 | 9 |  | Fixed | Roof
NJADRE1559537624 | Administratively Determined Incentive Program | LINDENWOLD | 8021 | 11.5 | Residential | Behind the Meter | No | Green Power Energy, LLC | AC Electric |  | Accepted | 2025-04-29 | 2025-05-23 | 2026-05-23 | Inverters | Enphase Energy | IQ8X-80-M-US [240V] | 380 |  | 25 |  |  | 0.98 |  | Outside | Roof
NJADRE1559537624 | Administratively Determined Incentive Program | LINDENWOLD | 8021 | 11.5 | Residential | Behind the Meter | No | Green Power Energy, LLC | AC Electric |  | Accepted | 2025-04-29 | 2025-05-23 | 2026-05-23 | Solar Panels | REC Solar | REC460AA PURE-RX |  | 0.46 | 6 | 5 | 23 |  | Fixed | Roof
NJADRE1559537624 | Administratively Determined Incentive Program | LINDENWOLD | 8021 | 11.5 | Residential | Behind the Meter | No | Green Power Energy, LLC | AC Electric |  | Accepted | 2025-04-29 | 2025-05-23 | 2026-05-23 | Solar Panels | REC Solar | REC460AA PURE-RX |  | 0.46 | 10 | 185 | 23 |  | Fixed | Roof
NJADRE1559537625 | Administratively Determined Incentive Program | CEDAR GROVE | 7009 | 8.4 | Residential | Behind the Meter | No | NJ Solar Power, LLC | PSE&G |  | Accepted | 2025-04-29 | 2025-05-23 | 2026-05-23 | Solar Panels | Panasonic | Panasonic EVPV 420HK2 |  | 0.42 | 16 | 200 | 29 |  | Fixed | Roof | Roof 1
NJADRE1559537625 | Administratively Determined Incentive Program | CEDAR GROVE | 7009 | 8.4 | Residential | Behind the Meter | No | NJ Solar Power, LLC | PSE&G |  | Accepted | 2025-04-29 | 2025-05-23 | 2026-05-23 | Solar Panels | Panasonic | Panasonic Evervolt 420HK2 |  | 0.42 | 2 | 110 | 29 |  | Fixed | Roof | Roof 3
NJADRE1559537625 | Administratively Determined Incentive Program | CEDAR GROVE | 7009 | 8.4 | Residential | Behind the Meter | No | NJ Solar Power, LLC | PSE&G |  | Accepted | 2025-04-29 | 2025-05-23 | 2026-05-23 | Inverters | Enphase | IQ8H-240-72-2-US | 7600 |  | 20 |  |  | 0.976 |  | Outdoor | Underneath panels
NJADRE1559537625 | Administratively Determined Incentive Program | CEDAR GROVE | 7009 | 8.4 | Residential | Behind the Meter | No | NJ Solar Power, LLC | PSE&G |  | Accepted | 2025-04-29 | 2025-05-23 | 2026-05-23 | Solar Panels | Panasonic | Panasonic Evervolt 420HK2 |  | 0.42 | 2 | 290 | 29 |  | Fixed | Roof | Roof 2
NJADRE1559537626 | Administratively Determined Incentive Program | South Bound Brook | 8880 | 6.88 | Residential | Behind the Meter | Yes | Pro Custom Solar dba Momentum Solar | PSE&G |  | Accepted | 2025-04-29 | 2025-05-27 | 2026-05-27 | Inverters | ENPHASE | IQ8HC-72-M-DOM-US | 380 |  | 16 |  |  | 0.97 |  | Outdoor
NJADRE1559537626 | Administratively Determined Incentive Program | South Bound Brook | 8880 | 6.88 | Residential | Behind the Meter | Yes | Pro Custom Solar dba Momentum Solar | PSE&G |  | Accepted | 2025-04-29 | 2025-05-27 | 2026-05-27 | Solar Panels | HANWHA | Q.TRON BLK M-G2+430 |  | 0.43 | 7 | 106 | 45 |  | Fixed | Roof
NJADRE1559537626 | Administratively Determined Incentive Program | South Bound Brook | 8880 | 6.88 | Residential | Behind the Meter | Yes | Pro Custom Solar dba Momentum Solar | PSE&G |  | Accepted | 2025-04-29 | 2025-05-27 | 2026-05-27 | Solar Panels | HANWHA | Q.TRON BLK M-G2+430 |  | 0.43 | 9 | 286 | 45 |  | Fixed | Roof
NJADRE1559537634 | Administratively Determined Incentive Program | GALLOWAY | 8205 | 10.75 | Residential | Behind the Meter | Yes | EMT Renewables, LLC | AC Electric |  | Accepted | 2025-04-29 | 2025-06-09 | 2026-06-09 | Inverters | ENPHASE | IQ8+ | 290 |  | 25 |  |  | 0.98 |  | Other | UNDER EACH PANEL
NJADRE1559537634 | Administratively Determined Incentive Program | GALLOWAY | 8205 | 10.75 | Residential | Behind the Meter | Yes | EMT Renewables, LLC | AC Electric |  | Accepted | 2025-04-29 | 2025-06-09 | 2026-06-09 | Solar Panels | SEG SOLAR | SEG 430 |  | 0.43 | 7 | 101 | 33 |  | Fixed | Roof
NJADRE1559537634 | Administratively Determined Incentive Program | GALLOWAY | 8205 | 10.75 | Residential | Behind the Meter | Yes | EMT Renewables, LLC | AC Electric |  | Accepted | 2025-04-29 | 2025-06-09 | 2026-06-09 | Solar Panels | SEG SOLAR | SEG 430 |  | 0.43 | 2 | 281 | 38 |  | Fixed | Roof
NJADRE1559537634 | Administratively Determined Incentive Program | GALLOWAY | 8205 | 10.75 | Residential | Behind the Meter | Yes | EMT Renewables, LLC | AC Electric |  | Accepted | 2025-04-29 | 2025-06-09 | 2026-06-09 | Solar Panels | SEG SOLAR | SEG 430 |  | 0.43 | 16 | 191 | 43 |  | Fixed | Roof
NJADRE1559537637 | Administratively Determined Incentive Program | BELLMAWR | 8031 | 5.67 | Residential | Behind the Meter | Yes | Define Solar, LLC | PSE&G |  | Accepted | 2025-05-09 | 2025-06-09 | 2026-06-09 | Solar Panels | Znshine | ZXM7-SH108 405W |  | 0.405 | 8 | 284 | 50 |  | Fixed | Roof
NJADRE1559537637 | Administratively Determined Incentive Program | BELLMAWR | 8031 | 5.67 | Residential | Behind the Meter | Yes | Define Solar, LLC | PSE&G |  | Accepted | 2025-05-09 | 2025-06-09 | 2026-06-09 | Inverters | Enphase | IQ8PLUS-72-2-US | 290 |  | 6 |  |  | 0.976 |  | Outside | Under each pv panel
NJADRE1559537637 | Administratively Determined Incentive Program | BELLMAWR | 8031 | 5.67 | Residential | Behind the Meter | Yes | Define Solar, LLC | PSE&G |  | Accepted | 2025-05-09 | 2025-06-09 | 2026-06-09 | Solar Panels | Znshine | ZXM7-SH108 405W |  | 0.405 | 6 | 104 | 50 |  | Fixed | Roof
NJADRE1559537637 | Administratively Determined Incentive Program | BELLMAWR | 8031 | 5.67 | Residential | Behind the Meter | Yes | Define Solar, LLC | PSE&G |  | Accepted | 2025-05-09 | 2025-06-09 | 2026-06-09 | Inverters | Enphase | IQ8PLUS-72-2-US | 290 |  | 8 |  |  | 0.976 |  | Outside | Under each pv panel
NJADRE1559537648 | Administratively Determined Incentive Program | Southampton | 8088 | 11.34 | Residential | Behind the Meter | No | Freedom Forever New Jersey, LLC | PSE&G |  | Accepted | 2025-04-29 | 2025-06-09 | 2026-06-09 | Solar Panels | JA Solar | JAM54S31-405/MR |  | 0.405 | 3 | 201 | 31 |  | Fixed | Roof
NJADRE1559537648 | Administratively Determined Incentive Program | Southampton | 8088 | 11.34 | Residential | Behind the Meter | No | Freedom Forever New Jersey, LLC | PSE&G |  | Accepted | 2025-04-29 | 2025-06-09 | 2026-06-09 | Inverters | Solar Edge | SE7600H-USRGM | 7600 |  | 1 |  |  | 0.99 |  | Outside
NJADRE1559537648 | Administratively Determined Incentive Program | Southampton | 8088 | 11.34 | Residential | Behind the Meter | No | Freedom Forever New Jersey, LLC | PSE&G |  | Accepted | 2025-04-29 | 2025-06-09 | 2026-06-09 | Solar Panels | JA Solar | JAM54S31-405/MR |  | 0.405 | 25 | 201 | 31 |  | Fixed | Roof
NJADRE1559537654 | Administratively Determined Incentive Program | CAMDEN | 8104 | 4.86 | Residential | Behind the Meter | Yes | Define Solar, LLC | PSE&G |  | Accepted | 2025-05-14 | 2025-06-11 | 2026-06-11 | Solar Panels | Znshine | ZXM7-SH108 405W |  | 0.405 | 9 | 202 | 31 |  | Fixed | Roof
NJADRE1559537654 | Administratively Determined Incentive Program | CAMDEN | 8104 | 4.86 | Residential | Behind the Meter | Yes | Define Solar, LLC | PSE&G |  | Accepted | 2025-05-14 | 2025-06-11 | 2026-06-11 | Solar Panels | Znshine | ZXM7-SH108 405W |  | 0.405 | 3 | 22 | 31 |  | Fixed | Roof
NJADRE1559537654 | Administratively Determined Incentive Program | CAMDEN | 8104 | 4.86 | Residential | Behind the Meter | Yes | Define Solar, LLC | PSE&G |  | Accepted | 2025-05-14 | 2025-06-11 | 2026-06-11 | Inverters | Enphase | IQ8PLUS-72-2-US | 290 |  | 3 |  |  | 0.976 |  | Outside | Under each pv panel
NJADRE1559537654 | Administratively Determined Incentive Program | CAMDEN | 8104 | 4.86 | Residential | Behind the Meter | Yes | Define Solar, LLC | PSE&G |  | Accepted | 2025-05-14 | 2025-06-11 | 2026-06-11 | Inverters | Enphase | IQ8PLUS-72-2-US | 290 |  | 9 |  |  | 0.976 |  | Outside | Under each pv panel
NJADRE1559537667 | Administratively Determined Incentive Program | LINDENWOLD | 8021 | 9.72 | Residential | Behind the Meter | Yes | Define Solar, LLC | AC Electric |  | Accepted | 2025-05-14 | 2025-06-11 | 2026-06-11 | Inverters | Enphase | IQ8PLUS-72-2-US | 290 |  | 12 |  |  | 0.976 |  | Outside | Under each pv panel
NJADRE1559537667 | Administratively Determined Incentive Program | LINDENWOLD | 8021 | 9.72 | Residential | Behind the Meter | Yes | Define Solar, LLC | AC Electric |  | Accepted | 2025-05-14 | 2025-06-11 | 2026-06-11 | Solar Panels | Znshine | ZXM7-SH108 405W |  | 0.405 | 12 | 205 | 20 |  | Fixed | Roof
NJADRE1559537667 | Administratively Determined Incentive Program | LINDENWOLD | 8021 | 9.72 | Residential | Behind the Meter | Yes | Define Solar, LLC | AC Electric |  | Accepted | 2025-05-14 | 2025-06-11 | 2026-06-11 | Solar Panels | Znshine | ZXM7-SH108 405W |  | 0.405 | 12 | 25 | 20 |  | Fixed | Roof
NJADRE1559537667 | Administratively Determined Incentive Program | LINDENWOLD | 8021 | 9.72 | Residential | Behind the Meter | Yes | Define Solar, LLC | AC Electric |  | Accepted | 2025-05-14 | 2025-06-11 | 2026-06-11 | Inverters | Enphase | IQ8PLUS-72-2-US | 290 |  | 12 |  |  | 0.976 |  | Outside | Under each pv panel
NJADRE1559537675 | Administratively Determined Incentive Program | MOUNT LAUREL | 8054 | 8.51 | Residential | Behind the Meter | Yes | Define Solar, LLC | PSE&G |  | Accepted | 2025-06-03 | 2025-06-26 | 2026-06-26 | Solar Panels | Znshine | ZXM7-SH108 405W |  | 0.405 | 9 | 197 | 27 |  | Fixed | Roof
NJADRE1559537675 | Administratively Determined Incentive Program | MOUNT LAUREL | 8054 | 8.51 | Residential | Behind the Meter | Yes | Define Solar, LLC | PSE&G |  | Accepted | 2025-06-03 | 2025-06-26 | 2026-06-26 | Solar Panels | Znshine | ZXM7-SH108 405W |  | 0.405 | 12 | 107 | 27 |  | Fixed | Roof
NJADRE1559537675 | Administratively Determined Incentive Program | MOUNT LAUREL | 8054 | 8.51 | Residential | Behind the Meter | Yes | Define Solar, LLC | PSE&G |  | Accepted | 2025-06-03 | 2025-06-26 | 2026-06-26 | Inverters | Enphase | IQ8PLUS-72-2-US | 290 |  | 9 |  |  | 0.976 |  | Outside | Under each pv panel
NJADRE1559537675 | Administratively Determined Incentive Program | MOUNT LAUREL | 8054 | 8.51 | Residential | Behind the Meter | Yes | Define Solar, LLC | PSE&G |  | Accepted | 2025-06-03 | 2025-06-26 | 2026-06-26 | Inverters | Enphase | IQ8PLUS-72-2-US | 290 |  | 12 |  |  | 0.976 |  | Outside | Under each pv panel
NJADRE1559537692 | Administratively Determined Incentive Program | Basking Ridge | 7920 | 12.15 | Residential | Behind the Meter | Yes | Sunrun Installation Services, Inc. | JCP&L |  | Accepted | 2025-04-29 | 2025-05-23 | 2026-05-23 | Inverters | SOLAREDGE TECHNOLOGIES | SE10000H-USMN | 10000 |  | 1 |  |  | 0.99 |  | Outdoor
NJADRE1559537692 | Administratively Determined Incentive Program | Basking Ridge | 7920 | 12.15 | Residential | Behind the Meter | Yes | Sunrun Installation Services, Inc. | JCP&L |  | Accepted | 2025-04-29 | 2025-05-23 | 2026-05-23 | Solar Panels | JA SOLAR | JAM54S31-405/MR |  | 0.405 | 11 | 147 | 23 |  | Fixed | Roof
NJADRE1559537692 | Administratively Determined Incentive Program | Basking Ridge | 7920 | 12.15 | Residential | Behind the Meter | Yes | Sunrun Installation Services, Inc. | JCP&L |  | Accepted | 2025-04-29 | 2025-05-23 | 2026-05-23 | Solar Panels | JA SOLAR | JAM54S31-405/MR |  | 0.405 | 3 | 239 | 25 |  | Fixed | Roof
NJADRE1559537692 | Administratively Determined Incentive Program | Basking Ridge | 7920 | 12.15 | Residential | Behind the Meter | Yes | Sunrun Installation Services, Inc. | JCP&L |  | Accepted | 2025-04-29 | 2025-05-23 | 2026-05-23 | Solar Panels | JA SOLAR | JAM54S31-405/MR |  | 0.405 | 5 | 57 | 22 |  | Fixed | Roof
NJADRE1559537692 | Administratively Determined Incentive Program | Basking Ridge | 7920 | 12.15 | Residential | Behind the Meter | Yes | Sunrun Installation Services, Inc. | JCP&L |  | Accepted | 2025-04-29 | 2025-05-23 | 2026-05-23 | Solar Panels | JA SOLAR | JAM54S31-405/MR |  | 0.405 | 11 | 327 | 22 |  | Fixed | Roof
NJADRE1559537695 | Administratively Determined Incentive Program | Willingboro | 8046 | 9.72 | Residential | Behind the Meter | Yes | Define Solar, LLC | PSE&G |  | Accepted | 2025-05-14 | 2025-06-23 | 2026-06-23 | Inverters | Enphase | IQ8PLUS-72-2-US | 290 |  | 7 |  |  | 0.976 |  | Outside | Under each pv panel
NJADRE1559537695 | Administratively Determined Incentive Program | Willingboro | 8046 | 9.72 | Residential | Behind the Meter | Yes | Define Solar, LLC | PSE&G |  | Accepted | 2025-05-14 | 2025-06-23 | 2026-06-23 | Solar Panels | Znshine | ZXM7-SH108 405 |  | 0.405 | 7 | 100 | 18 |  | Fixed | Roof
NJADRE1559537695 | Administratively Determined Incentive Program | Willingboro | 8046 | 9.72 | Residential | Behind the Meter | Yes | Define Solar, LLC | PSE&G |  | Accepted | 2025-05-14 | 2025-06-23 | 2026-06-23 | Inverters | Enphase | IQ8PLUS-72-2-US | 290 |  | 4 |  |  | 0.976 |  | Outside | Under each pv panel
NJADRE1559537695 | Administratively Determined Incentive Program | Willingboro | 8046 | 9.72 | Residential | Behind the Meter | Yes | Define Solar, LLC | PSE&G |  | Accepted | 2025-05-14 | 2025-06-23 | 2026-06-23 | Solar Panels | Znshine | ZXM7-SH108 405 |  | 0.405 | 13 | 100 | 27 |  | Fixed | Roof
NJADRE1559537695 | Administratively Determined Incentive Program | Willingboro | 8046 | 9.72 | Residential | Behind the Meter | Yes | Define Solar, LLC | PSE&G |  | Accepted | 2025-05-14 | 2025-06-23 | 2026-06-23 | Inverters | Enphase | IQ8PLUS-72-2-US | 290 |  | 13 |  |  | 0.976 |  | Outside | Under each pv panel
NJADRE1559537695 | Administratively Determined Incentive Program | Willingboro | 8046 | 9.72 | Residential | Behind the Meter | Yes | Define Solar, LLC | PSE&G |  | Accepted | 2025-05-14 | 2025-06-23 | 2026-06-23 | Solar Panels | Znshine | ZXM7-SH108 405 |  | 0.405 | 4 | 280 | 18 |  | Fixed | Roof
NJADRE1559537696 | Administratively Determined Incentive Program | Flemington | 8822 | 226.6 | Commercial | Behind the Meter | No | Moore Energy, LLC | JCP&L |  | Accepted | 2025-05-06 | 2025-06-04 | 2026-06-04 | Inverters | SOLAREDGE | SE80KUS | 80000 |  | 2 |  |  | 0.985 |  | Outdoor
NJADRE1559537696 | Administratively Determined Incentive Program | Flemington | 8822 | 226.6 | Commercial | Behind the Meter | No | Moore Energy, LLC | JCP&L |  | Accepted | 2025-05-06 | 2025-06-04 | 2026-06-04 | Solar Panels | VSUN | VSUN550-144BMH-DG |  | 0.55 | 14 | 192 | 10 |  | Fixed | Roof
NJADRE1559537696 | Administratively Determined Incentive Program | Flemington | 8822 | 226.6 | Commercial | Behind the Meter | No | Moore Energy, LLC | JCP&L |  | Accepted | 2025-05-06 | 2025-06-04 | 2026-06-04 | Meters | CONTINENTAL CONTROLS | WATTNODE WND-WR-MB |  |  | 1 |  |  |  | Yes | Outdoor
NJADRE1559537696 | Administratively Determined Incentive Program | Flemington | 8822 | 226.6 | Commercial | Behind the Meter | No | Moore Energy, LLC | JCP&L |  | Accepted | 2025-05-06 | 2025-06-04 | 2026-06-04 | Solar Panels | VSUN | VSUN550-144BMH-DG |  | 0.55 | 398 | 192 | 10 |  | Fixed | Roof
NJADRE1559537706 | Administratively Determined Incentive Program | Ewing Twp | 8618 | 6.48 | Residential | Behind the Meter | Yes | Sunrun Installation Services, Inc. | PSE&G |  | Accepted | 2025-04-29 | 2025-06-06 | 2026-06-06 | Inverters | SOLAREDGE TECHNOLOGIES | SE5700H-USMN | 5760 |  | 1 |  |  | 0.99 |  | Outside
NJADRE1559537706 | Administratively Determined Incentive Program | Ewing Twp | 8618 | 6.48 | Residential | Behind the Meter | Yes | Sunrun Installation Services, Inc. | PSE&G |  | Accepted | 2025-04-29 | 2025-06-06 | 2026-06-06 | Solar Panels | JA SOLAR | JAM54S31-405/MR |  | 0.405 | 16 | 131 | 30 |  | Fixed | Roof
NJADRE1559537721 | Administratively Determined Incentive Program | SICKLERVILLE | 8081 | 14.88 | Residential | Behind the Meter | No | SeaPoint Solar Energy, LLC | AC Electric |  | Accepted | 2025-04-29 | 2025-05-28 | 2026-05-28 | Inverters | SOLIS | SOLIS-1P10K-4G-US | 290 |  | 1 |  |  | 0.97 |  | Outdoor
NJADRE1559537721 | Administratively Determined Incentive Program | SICKLERVILLE | 8081 | 14.88 | Residential | Behind the Meter | No | SeaPoint Solar Energy, LLC | AC Electric |  | Accepted | 2025-04-29 | 2025-05-28 | 2026-05-28 | Inverters | SEG | SEG-410-BMD-HV | 290 |  | 10 |  |  | 0.97 |  | Outdoor
NJADRE1559537721 | Administratively Determined Incentive Program | SICKLERVILLE | 8081 | 14.88 | Residential | Behind the Meter | No | SeaPoint Solar Energy, LLC | AC Electric |  | Accepted | 2025-04-29 | 2025-05-28 | 2026-05-28 | Solar Panels | MEYER BURGER | MB_TG120BYB_385 |  | 0.385 | 28 | 111 | 25 |  | Fixed | Roof
NJADRE1559537721 | Administratively Determined Incentive Program | SICKLERVILLE | 8081 | 14.88 | Residential | Behind the Meter | No | SeaPoint Solar Energy, LLC | AC Electric |  | Accepted | 2025-04-29 | 2025-05-28 | 2026-05-28 | Solar Panels | SEG SOLAR | SEG-410-BMD-HV |  | 0.41 | 10 | 201 | 5 |  | Fixed | Roof
NJADRE1559537731 | Administratively Determined Incentive Program | Elmer | 8318 | 13.37 | Residential | Behind the Meter | Yes | Define Solar, LLC | AC Electric |  | Accepted | 2025-05-09 | 2025-06-09 | 2026-06-09 | Inverters | Enphase | IQ8PLUS-72-2-US | 290 |  | 3 |  |  | 0.976 |  | Outside | Under each pv panel
NJADRE1559537731 | Administratively Determined Incentive Program | Elmer | 8318 | 13.37 | Residential | Behind the Meter | Yes | Define Solar, LLC | AC Electric |  | Accepted | 2025-05-09 | 2025-06-09 | 2026-06-09 | Inverters | Enphase | IQ8PLUS-72-2-US | 290 |  | 18 |  |  | 0.976 |  | Outside | Under each pv panel
NJADRE1559537731 | Administratively Determined Incentive Program | Elmer | 8318 | 13.37 | Residential | Behind the Meter | Yes | Define Solar, LLC | AC Electric |  | Accepted | 2025-05-09 | 2025-06-09 | 2026-06-09 | Inverters | Enphase | IQ8PLUS-72-2-US | 290 |  | 3 |  |  | 0.976 |  | Outside | Under each pv panel
NJADRE1559537731 | Administratively Determined Incentive Program | Elmer | 8318 | 13.37 | Residential | Behind the Meter | Yes | Define Solar, LLC | AC Electric |  | Accepted | 2025-05-09 | 2025-06-09 | 2026-06-09 | Inverters | Enphase | IQ8PLUS-72-2-US | 290 |  | 7 |  |  | 0.976 |  | Outside | Under each pv panel
NJADRE1559537731 | Administratively Determined Incentive Program | Elmer | 8318 | 13.37 | Residential | Behind the Meter | Yes | Define Solar, LLC | AC Electric |  | Accepted | 2025-05-09 | 2025-06-09 | 2026-06-09 | Solar Panels | Znshine | ZXM7-SH108 405 |  | 0.405 | 3 | 111 | 35 |  | Fixed | Roof
NJADRE1559537731 | Administratively Determined Incentive Program | Elmer | 8318 | 13.37 | Residential | Behind the Meter | Yes | Define Solar, LLC | AC Electric |  | Accepted | 2025-05-09 | 2025-06-09 | 2026-06-09 | Solar Panels | Znshine | ZXM7-SH108 405 |  | 0.405 | 2 | 291 | 10 |  | Fixed | Roof
NJADRE1559537731 | Administratively Determined Incentive Program | Elmer | 8318 | 13.37 | Residential | Behind the Meter | Yes | Define Solar, LLC | AC Electric |  | Accepted | 2025-05-09 | 2025-06-09 | 2026-06-09 | Inverters | Enphase | IQ8PLUS-72-2-US | 290 |  | 2 |  |  | 0.976 |  | Outside | Under each pv panel
NJADRE1559537731 | Administratively Determined Incentive Program | Elmer | 8318 | 13.37 | Residential | Behind the Meter | Yes | Define Solar, LLC | AC Electric |  | Accepted | 2025-05-09 | 2025-06-09 | 2026-06-09 | Solar Panels | Znshine | ZXM7-SH108 405 |  | 0.405 | 18 | 111 | 25 |  | Fixed | Roof
NJADRE1559537731 | Administratively Determined Incentive Program | Elmer | 8318 | 13.37 | Residential | Behind the Meter | Yes | Define Solar, LLC | AC Electric |  | Accepted | 2025-05-09 | 2025-06-09 | 2026-06-09 | Solar Panels | Znshine | ZXM7-SH108 405 |  | 0.405 | 7 | 291 | 34 |  | Fixed | Roof
NJADRE1559537731 | Administratively Determined Incentive Program | Elmer | 8318 | 13.37 | Residential | Behind the Meter | Yes | Define Solar, LLC | AC Electric |  | Accepted | 2025-05-09 | 2025-06-09 | 2026-06-09 | Solar Panels | Znshine | ZXM7-SH108 405 |  | 0.405 | 3 | 111 | 35 |  | Fixed | Roof
NJADRE1559537743 | Administratively Determined Incentive Program | CAMDEN | 8102 | 7.29 | Residential | Behind the Meter | Yes | Define Solar, LLC | PSE&G |  | Accepted | 2025-05-14 | 2025-06-12 | 2026-06-12 | Inverters | Enphase | IQ8PLUS-72-2-US | 290 |  | 18 |  |  | 0.976 |  | Outside | Under each pv panel
NJADRE1559537743 | Administratively Determined Incentive Program | CAMDEN | 8102 | 7.29 | Residential | Behind the Meter | Yes | Define Solar, LLC | PSE&G |  | Accepted | 2025-05-14 | 2025-06-12 | 2026-06-12 | Solar Panels | Znshine | ZXM7-SH108 405 |  | 0.405 | 18 | 0 | 0 |  | Fixed | Roof
NJADRE1559537756 | Administratively Determined Incentive Program | Blackwood | 8012 | 6.48 | Residential | Behind the Meter | Yes | Define Solar, LLC | AC Electric |  | Accepted | 2025-05-08 | 2025-06-05 | 2026-06-05 | Inverters | Enphase | IQ8PLUS-72-2-US | 290 |  | 13 |  |  | 0.976 |  | Outside | Under each pv panel
NJADRE1559537756 | Administratively Determined Incentive Program | Blackwood | 8012 | 6.48 | Residential | Behind the Meter | Yes | Define Solar, LLC | AC Electric |  | Accepted | 2025-05-08 | 2025-06-05 | 2026-06-05 | Solar Panels | Znshine | ZXM7-SH108 405 |  | 0.405 | 13 | 255 | 31 |  | Fixed | Roof
NJADRE1559537756 | Administratively Determined Incentive Program | Blackwood | 8012 | 6.48 | Residential | Behind the Meter | Yes | Define Solar, LLC | AC Electric |  | Accepted | 2025-05-08 | 2025-06-05 | 2026-06-05 | Solar Panels | Znshine | ZXM7-SH108 405 |  | 0.405 | 3 | 75 | 31 |  | Fixed | Roof
NJADRE1559537756 | Administratively Determined Incentive Program | Blackwood | 8012 | 6.48 | Residential | Behind the Meter | Yes | Define Solar, LLC | AC Electric |  | Accepted | 2025-05-08 | 2025-06-05 | 2026-06-05 | Inverters | Enphase | IQ8PLUS-72-2-US | 290 |  | 3 |  |  | 0.976 |  | Outside | Under each pv panel
NJADRE1559537764 | Administratively Determined Incentive Program | FAIR HAVEN | 7704 | 9.43 | Residential | Behind the Meter | Yes | AllSeason Solar | JCP&L |  | Accepted | 2025-04-29 | 2025-05-27 | 2026-05-27 | Solar Panels | SEG Solar | SEG410BMD-HV |  | 0.41 | 9 | 140 | 41 |  | Fixed | Roof
NJADRE1559537764 | Administratively Determined Incentive Program | FAIR HAVEN | 7704 | 9.43 | Residential | Behind the Meter | Yes | AllSeason Solar | JCP&L |  | Accepted | 2025-04-29 | 2025-05-27 | 2026-05-27 | Solar Panels | SEG Solar | SEG410BMD-HV |  | 0.41 | 8 | 230 | 44 |  | Fixed | Roof
NJADRE1559537764 | Administratively Determined Incentive Program | FAIR HAVEN | 7704 | 9.43 | Residential | Behind the Meter | Yes | AllSeason Solar | JCP&L |  | Accepted | 2025-04-29 | 2025-05-27 | 2026-05-27 | Solar Panels | SEG Solar | SEG410BMD-HV |  | 0.41 | 6 | 230 | 26 |  | Fixed | Roof
NJADRE1559537764 | Administratively Determined Incentive Program | FAIR HAVEN | 7704 | 9.43 | Residential | Behind the Meter | Yes | AllSeason Solar | JCP&L |  | Accepted | 2025-04-29 | 2025-05-27 | 2026-05-27 | Inverters | Enphase | IQ8 Plus | 290 |  | 23 |  |  | 0.97 |  | Outside
NJADRE1559537774 | Administratively Determined Incentive Program | MULLICA HILL | 8062 | 20.66 | Residential | Behind the Meter | Yes | Freedom Forever New Jersey, LLC | AC Electric |  | Accepted | 2025-04-29 | 2025-05-27 | 2026-05-27 | Solar Panels | JA Solar | JAM54S31-405/MR |  | 0.405 | 2 | 77 | 36 |  | Fixed | Roof
NJADRE1559537774 | Administratively Determined Incentive Program | MULLICA HILL | 8062 | 20.66 | Residential | Behind the Meter | Yes | Freedom Forever New Jersey, LLC | AC Electric |  | Accepted | 2025-04-29 | 2025-05-27 | 2026-05-27 | Solar Panels | JA Solar | JAM54S31-405/MR |  | 0.405 | 25 | 257 | 36 |  | Fixed | Roof
NJADRE1559537774 | Administratively Determined Incentive Program | MULLICA HILL | 8062 | 20.66 | Residential | Behind the Meter | Yes | Freedom Forever New Jersey, LLC | AC Electric |  | Accepted | 2025-04-29 | 2025-05-27 | 2026-05-27 | Inverters | Solar Edge | SE7600H-US | 7600 |  | 1 |  |  | 0.99 |  | Outside
NJADRE1559537774 | Administratively Determined Incentive Program | MULLICA HILL | 8062 | 20.66 | Residential | Behind the Meter | Yes | Freedom Forever New Jersey, LLC | AC Electric |  | Accepted | 2025-04-29 | 2025-05-27 | 2026-05-27 | Solar Panels | JA Solar | JAM54S31-405/MR |  | 0.405 | 24 | 77 | 36 |  | Fixed | Roof
NJADRE1559537778 | Administratively Determined Incentive Program | VINELAND | 8360 | 9.46 | Residential | Behind the Meter | Yes | AllSeason Solar | AC Electric |  | Accepted | 2025-04-30 | 2025-05-27 | 2026-05-27 | Solar Panels | SEG Solar | SEG430BTD-BG |  | 0.43 | 14 | 293 | 22 |  | Fixed | Roof
NJADRE1559537778 | Administratively Determined Incentive Program | VINELAND | 8360 | 9.46 | Residential | Behind the Meter | Yes | AllSeason Solar | AC Electric |  | Accepted | 2025-04-30 | 2025-05-27 | 2026-05-27 | Solar Panels | SEG Solar | SEG430BTD-BG |  | 0.43 | 8 | 113 | 22 |  | Fixed | Roof
NJADRE1559537778 | Administratively Determined Incentive Program | VINELAND | 8360 | 9.46 | Residential | Behind the Meter | Yes | AllSeason Solar | AC Electric |  | Accepted | 2025-04-30 | 2025-05-27 | 2026-05-27 | Inverters | Enphase | IQ8 Plus | 290 |  | 22 |  |  | 0.97 |  | Outside
NJADRE1559537795 | Administratively Determined Incentive Program | NORTH PLAINFIELD BORO | 7063 | 10.53 | Residential | Behind the Meter | Yes | Sunrun Installation Services, Inc. | PSE&G |  | Accepted | 2025-04-29 | 2025-05-23 | 2026-05-23 | Solar Panels | JA Solar | JAM54S31-405/MR |  | 0.405 | 11 | 20 | 20 |  | Fixed | Roof
NJADRE1559537795 | Administratively Determined Incentive Program | NORTH PLAINFIELD BORO | 7063 | 10.53 | Residential | Behind the Meter | Yes | Sunrun Installation Services, Inc. | PSE&G |  | Accepted | 2025-04-29 | 2025-05-23 | 2026-05-23 | Solar Panels | JA Solar | JAM54S31-405/MR |  | 0.405 | 15 | 201 | 25 |  | Fixed | Roof
NJADRE1559537795 | Administratively Determined Incentive Program | NORTH PLAINFIELD BORO | 7063 | 10.53 | Residential | Behind the Meter | Yes | Sunrun Installation Services, Inc. | PSE&G |  | Accepted | 2025-04-29 | 2025-05-23 | 2026-05-23 | Inverters | SolarEdge Technologies | SE7600H-USMN | 7600 |  | 1 |  |  | 0.99 |  | Outdoor
NJADRE1559537811 | Administratively Determined Incentive Program | OXFORD | 7863 | 15.17 | Residential | Behind the Meter | Yes | Pro Custom Solar dba Momentum Solar | JCP&L |  | Accepted | 2025-04-29 | 2025-05-23 | 2026-05-23 | Inverters | ENPHASE | IQ8HC-72-M-DOM-US | 380 |  | 37 |  |  | 0.97 |  | Outdoor
NJADRE1559537811 | Administratively Determined Incentive Program | OXFORD | 7863 | 15.17 | Residential | Behind the Meter | Yes | Pro Custom Solar dba Momentum Solar | JCP&L |  | Accepted | 2025-04-29 | 2025-05-23 | 2026-05-23 | Solar Panels | HANWHA | Q.Peak Duo BLK ML-G10+ 410 |  | 0.41 | 13 | 92 | 33 |  | Fixed | Roof
NJADRE1559537811 | Administratively Determined Incentive Program | OXFORD | 7863 | 15.17 | Residential | Behind the Meter | Yes | Pro Custom Solar dba Momentum Solar | JCP&L |  | Accepted | 2025-04-29 | 2025-05-23 | 2026-05-23 | Solar Panels | HANWHA | Q.Peak Duo BLK ML-G10+ 410 |  | 0.41 | 7 | 92 | 43 |  | Fixed | Roof
NJADRE1559537811 | Administratively Determined Incentive Program | OXFORD | 7863 | 15.17 | Residential | Behind the Meter | Yes | Pro Custom Solar dba Momentum Solar | JCP&L |  | Accepted | 2025-04-29 | 2025-05-23 | 2026-05-23 | Solar Panels | HANWHA | Q.Peak Duo BLK ML-G10+ 410 |  | 0.41 | 15 | 272 | 32 |  | Fixed | Roof
NJADRE1559537811 | Administratively Determined Incentive Program | OXFORD | 7863 | 15.17 | Residential | Behind the Meter | Yes | Pro Custom Solar dba Momentum Solar | JCP&L |  | Accepted | 2025-04-29 | 2025-05-23 | 2026-05-23 | Solar Panels | HANWHA | Q.Peak Duo BLK ML-G10+ 410 |  | 0.41 | 2 | 272 | 43 |  | Fixed | Roof
NJADRE1559538316 | Administratively Determined Incentive Program | MILLVILLE | 8332 | 18.49 | Residential | Behind the Meter | Yes | Freedom Forever New Jersey, LLC | AC Electric |  | Accepted | 2025-04-29 | 2025-05-27 | 2026-05-27 | Inverters | Solar Edge | SE7600H-US | 7600 |  | 2 |  |  | 0.99 |  | Outside
NJADRE1559538316 | Administratively Determined Incentive Program | MILLVILLE | 8332 | 18.49 | Residential | Behind the Meter | Yes | Freedom Forever New Jersey, LLC | AC Electric |  | Accepted | 2025-04-29 | 2025-05-27 | 2026-05-27 | Solar Panels | Silfab | SIL-430QD |  | 0.43 | 16 | 85 | 39 |  | Fixed | Roof
NJADRE1559538316 | Administratively Determined Incentive Program | MILLVILLE | 8332 | 18.49 | Residential | Behind the Meter | Yes | Freedom Forever New Jersey, LLC | AC Electric |  | Accepted | 2025-04-29 | 2025-05-27 | 2026-05-27 | Solar Panels | Silfab | SIL-430QD |  | 0.43 | 8 | 265 | 39 |  | Fixed | Roof
NJADRE1559538316 | Administratively Determined Incentive Program | MILLVILLE | 8332 | 18.49 | Residential | Behind the Meter | Yes | Freedom Forever New Jersey, LLC | AC Electric |  | Accepted | 2025-04-29 | 2025-05-27 | 2026-05-27 | Solar Panels | Silfab | SIL-430QD |  | 0.43 | 17 | 175 | 39 |  | Fixed | Roof
NJADRE1559538316 | Administratively Determined Incentive Program | MILLVILLE | 8332 | 18.49 | Residential | Behind the Meter | Yes | Freedom Forever New Jersey, LLC | AC Electric |  | Accepted | 2025-04-29 | 2025-05-27 | 2026-05-27 | Solar Panels | Silfab | SIL-430QD |  | 0.43 | 2 | 265 | 39 |  | Fixed | Roof
NJADRE1559538377 | Administratively Determined Incentive Program | FLANDERS | 7836 | 9.57 | Residential | Behind the Meter | Yes | Venture Home Solar, LLC | JCP&L |  | Accepted | 2025-04-29 | 2025-05-28 | 2026-05-28 | Inverters | Tesla Solar | 1538000-xx-y | 330 |  | 1 |  |  | 0.9697 |  | Outside
NJADRE1559538377 | Administratively Determined Incentive Program | FLANDERS | 7836 | 9.57 | Residential | Behind the Meter | Yes | Venture Home Solar, LLC | JCP&L |  | Accepted | 2025-04-29 | 2025-05-28 | 2026-05-28 | Solar Panels | Hanwha | Q.TRON BLK M-G2+ 435 |  | 0.435 | 18 | 165 | 20 |  | Fixed | Roof
NJADRE1559538377 | Administratively Determined Incentive Program | FLANDERS | 7836 | 9.57 | Residential | Behind the Meter | Yes | Venture Home Solar, LLC | JCP&L |  | Accepted | 2025-04-29 | 2025-05-28 | 2026-05-28 | Solar Panels | Hanwha | Q.TRON BLK M-G2+ 435 |  | 0.435 | 4 | 165 | 20 |  | Fixed | Roof
NJADRE1559538385 | Administratively Determined Incentive Program | PATERSON | 7522 | 5.66 | Residential | Behind the Meter | No | Venture Home Solar, LLC | PSE&G |  | Accepted | 2025-04-29 | 2025-05-29 | 2026-05-29 | Solar Panels | Hanwha | Q.TRON BLK M-G2+ 435 |  | 0.435 | 3 | 77 | 36 |  | Fixed | Roof
NJADRE1559538385 | Administratively Determined Incentive Program | PATERSON | 7522 | 5.66 | Residential | Behind the Meter | No | Venture Home Solar, LLC | PSE&G |  | Accepted | 2025-04-29 | 2025-05-29 | 2026-05-29 | Solar Panels | Hanwha | Q.TRON BLK M-G2+ 435 |  | 0.435 | 8 | 257 | 36 |  | Fixed | Roof
NJADRE1559538385 | Administratively Determined Incentive Program | PATERSON | 7522 | 5.66 | Residential | Behind the Meter | No | Venture Home Solar, LLC | PSE&G |  | Accepted | 2025-04-29 | 2025-05-29 | 2026-05-29 | Solar Panels | Hanwha | Q.TRON BLK M-G2+ 435 |  | 0.435 | 2 | 257 | 15 |  | Fixed | Roof
NJADRE1559538385 | Administratively Determined Incentive Program | PATERSON | 7522 | 5.66 | Residential | Behind the Meter | No | Venture Home Solar, LLC | PSE&G |  | Accepted | 2025-04-29 | 2025-05-29 | 2026-05-29 | Inverters | Tesla Solar | 1707000-xx-y | 7600 |  | 1 |  |  | 0.975 |  | Outside
NJADRE1559538395 | Administratively Determined Incentive Program | PATERSON | 7522 | 7.83 | Residential | Behind the Meter | No | Venture Home Solar, LLC | PSE&G |  | Accepted | 2025-04-29 | 2025-05-29 | 2026-05-29 | Inverters | Tesla Solar | 1707000-xx-y | 7600 |  | 1 |  |  | 0.975 |  | Outside
NJADRE1559538395 | Administratively Determined Incentive Program | PATERSON | 7522 | 7.83 | Residential | Behind the Meter | No | Venture Home Solar, LLC | PSE&G |  | Accepted | 2025-04-29 | 2025-05-29 | 2026-05-29 | Solar Panels | Hanwha | Q.TRON BLK M-G2+ 435 |  | 0.435 | 12 | 167 | 32 |  | Fixed | Roof
NJADRE1559538395 | Administratively Determined Incentive Program | PATERSON | 7522 | 7.83 | Residential | Behind the Meter | No | Venture Home Solar, LLC | PSE&G |  | Accepted | 2025-04-29 | 2025-05-29 | 2026-05-29 | Solar Panels | Hanwha | Q.TRON BLK M-G2+ 435 |  | 0.435 | 6 | 77 | 36 |  | Fixed | Roof
NJADRE1559539304 | Administratively Determined Incentive Program | DEL HAVEN | 8251 | 5.53 | Residential | Behind the Meter | Yes | Sun Up Zero Down, LLC | AC Electric |  | Accepted | 2025-04-30 | 2025-05-27 | 2026-05-27 | Inverters | Enphase | IQ8PLUS-72-2-US | 290 |  | 13 |  |  | 0.976 |  | Outdoor
NJADRE1559539304 | Administratively Determined Incentive Program | DEL HAVEN | 8251 | 5.53 | Residential | Behind the Meter | Yes | Sun Up Zero Down, LLC | AC Electric |  | Accepted | 2025-04-30 | 2025-05-27 | 2026-05-27 | Meters | Enphase | TBD |  |  | 1 |  |  |  | Yes | Outdoor
NJADRE1559539304 | Administratively Determined Incentive Program | DEL HAVEN | 8251 | 5.53 | Residential | Behind the Meter | Yes | Sun Up Zero Down, LLC | AC Electric |  | Accepted | 2025-04-30 | 2025-05-27 | 2026-05-27 | Solar Panels | TRINA | TSM-425-NE09RC.05 |  | 0.425 | 13 | 303 | 2 |  | Fixed | Roof
NJADRE1559539322 | Administratively Determined Incentive Program | Colts Neck | 7722 | 108.78 | Commercial | Behind the Meter | No | Moore Energy, LLC | JCP&L |  | Accepted | 2025-05-01 | 2025-05-28 | 2026-05-28 | Meters | CONTINENTAL CONTROLS | WATTNODE WND-WR-MB |  |  | 1 |  |  |  | Yes | Outdoor
NJADRE1559539322 | Administratively Determined Incentive Program | Colts Neck | 7722 | 108.78 | Commercial | Behind the Meter | No | Moore Energy, LLC | JCP&L |  | Accepted | 2025-05-01 | 2025-05-28 | 2026-05-28 | Solar Panels | VSUN | VSUN420N-108BMH-DG |  | 0.42 | 44 | 85 | 27 |  | Fixed | Roof
NJADRE1559539322 | Administratively Determined Incentive Program | Colts Neck | 7722 | 108.78 | Commercial | Behind the Meter | No | Moore Energy, LLC | JCP&L |  | Accepted | 2025-05-01 | 2025-05-28 | 2026-05-28 | Solar Panels | VSUN | VSUN420N-108BMH-DG |  | 0.42 | 31 | 175 | 40 |  | Fixed | Roof
NJADRE1559539322 | Administratively Determined Incentive Program | Colts Neck | 7722 | 108.78 | Commercial | Behind the Meter | No | Moore Energy, LLC | JCP&L |  | Accepted | 2025-05-01 | 2025-05-28 | 2026-05-28 | Solar Panels | VSUN | VSUN420N-108BMH-DG |  | 0.42 | 151 | 355 | 24 |  | Fixed | Roof
NJADRE1559539322 | Administratively Determined Incentive Program | Colts Neck | 7722 | 108.78 | Commercial | Behind the Meter | No | Moore Energy, LLC | JCP&L |  | Accepted | 2025-05-01 | 2025-05-28 | 2026-05-28 | Inverters | SE80KUS | SOLAREDGE | 800000 |  | 1 |  |  | 0.98 |  | Indoor
NJADRE1559539322 | Administratively Determined Incentive Program | Colts Neck | 7722 | 108.78 | Commercial | Behind the Meter | No | Moore Energy, LLC | JCP&L |  | Accepted | 2025-05-01 | 2025-05-28 | 2026-05-28 | Solar Panels | VSUN | VSUN420N-108BMH-DG |  | 0.42 | 21 | 175 | 24 |  | Fixed | Roof
NJADRE1559539322 | Administratively Determined Incentive Program | Colts Neck | 7722 | 108.78 | Commercial | Behind the Meter | No | Moore Energy, LLC | JCP&L |  | Accepted | 2025-05-01 | 2025-05-28 | 2026-05-28 | Solar Panels | VSUN | VSUN420N-108BMH-DG |  | 0.42 | 6 | 265 | 14 |  | Fixed | Roof
NJADRE1559539322 | Administratively Determined Incentive Program | Colts Neck | 7722 | 108.78 | Commercial | Behind the Meter | No | Moore Energy, LLC | JCP&L |  | Accepted | 2025-05-01 | 2025-05-28 | 2026-05-28 | Solar Panels | VSUN | VSUN420N-108BMH-DG |  | 0.42 | 6 | 265 | 14 |  | Fixed | Roof
NJADRE1559539336 | Administratively Determined Incentive Program | WASHINGTON TOWNSHIP | 8080 | 15.91 | Residential | Behind the Meter | Yes | EMT Renewables, LLC | AC Electric |  | Accepted | 2025-04-30 | 2025-05-27 | 2026-05-27 | Inverters | ENPHASE | IQ8+ | 290 |  | 37 |  |  | 0.98 |  | Other | UNDER EACH PANEL
NJADRE1559539336 | Administratively Determined Incentive Program | WASHINGTON TOWNSHIP | 8080 | 15.91 | Residential | Behind the Meter | Yes | EMT Renewables, LLC | AC Electric |  | Accepted | 2025-04-30 | 2025-05-27 | 2026-05-27 | Solar Panels | SEG SOLAR | SEG 430 |  | 0.43 | 26 | 171 | 12 |  | Fixed | Roof
NJADRE1559539336 | Administratively Determined Incentive Program | WASHINGTON TOWNSHIP | 8080 | 15.91 | Residential | Behind the Meter | Yes | EMT Renewables, LLC | AC Electric |  | Accepted | 2025-04-30 | 2025-05-27 | 2026-05-27 | Solar Panels | SEG SOLAR | SEG 430 |  | 0.43 | 11 | 351 | 12 |  | Fixed | Roof
NJADRE1559539347 | Administratively Determined Incentive Program | SOMERVILLE | 8876 | 5.67 | Residential | Behind the Meter | No | Power Home Remodeling Group | PSE&G |  | Accepted | 2025-04-30 | 2025-05-27 | 2026-05-27 | Inverters | SolarEdge | SE5700H-US | 5760 |  | 1 |  |  | 0.99 |  | Outdoor
NJADRE1559539347 | Administratively Determined Incentive Program | SOMERVILLE | 8876 | 5.67 | Residential | Behind the Meter | No | Power Home Remodeling Group | PSE&G |  | Accepted | 2025-04-30 | 2025-05-27 | 2026-05-27 | Meters | SolarEdge | Revenue Grade Data Ansi C1220 |  |  | 1 |  |  |  | Yes | Outdoor
NJADRE1559539347 | Administratively Determined Incentive Program | SOMERVILLE | 8876 | 5.67 | Residential | Behind the Meter | No | Power Home Remodeling Group | PSE&G |  | Accepted | 2025-04-30 | 2025-05-27 | 2026-05-27 | Solar Panels | JA Solar | JAM54S31 405/MR |  | 0.405 | 12 | 278 | 23 |  | Fixed | Roof
NJADRE1559539347 | Administratively Determined Incentive Program | SOMERVILLE | 8876 | 5.67 | Residential | Behind the Meter | No | Power Home Remodeling Group | PSE&G |  | Accepted | 2025-04-30 | 2025-05-27 | 2026-05-27 | Solar Panels | JA Solar | JAM54S31 405/MR |  | 0.405 | 2 | 98 | 22 |  | Fixed | Roof
NJADRE1559539358 | Administratively Determined Incentive Program | BELVIDERE | 7823 | 22.36 | Residential | Behind the Meter | Yes | EMT Renewables, LLC | JCP&L |  | Accepted | 2025-04-30 | 2025-05-27 | 2026-05-27 | Solar Panels | SEG SOLAR | SEG 430 |  | 0.43 | 10 | 301 | 25 |  | Fixed | Roof
NJADRE1559539358 | Administratively Determined Incentive Program | BELVIDERE | 7823 | 22.36 | Residential | Behind the Meter | Yes | EMT Renewables, LLC | JCP&L |  | Accepted | 2025-04-30 | 2025-05-27 | 2026-05-27 | Solar Panels | SEG SOLAR | SEG 430 |  | 0.43 | 7 | 121 | 25 |  | Fixed | Roof
NJADRE1559539358 | Administratively Determined Incentive Program | BELVIDERE | 7823 | 22.36 | Residential | Behind the Meter | Yes | EMT Renewables, LLC | JCP&L |  | Accepted | 2025-04-30 | 2025-05-27 | 2026-05-27 | Solar Panels | SEG SOLAR | SEG 430 |  | 0.43 | 11 | 121 | 25 |  | Fixed | Roof
NJADRE1559539358 | Administratively Determined Incentive Program | BELVIDERE | 7823 | 22.36 | Residential | Behind the Meter | Yes | EMT Renewables, LLC | JCP&L |  | Accepted | 2025-04-30 | 2025-05-27 | 2026-05-27 | Solar Panels | SEG SOLAR | SEG 430 |  | 0.43 | 12 | 217 | 40 |  | Fixed | Roof
NJADRE1559539358 | Administratively Determined Incentive Program | BELVIDERE | 7823 | 22.36 | Residential | Behind the Meter | Yes | EMT Renewables, LLC | JCP&L |  | Accepted | 2025-04-30 | 2025-05-27 | 2026-05-27 | Inverters | ENPHASE | IQ8+ | 290 |  | 52 |  |  | 0.98 |  | Other | UNDER EACH PANEL
NJADRE1559539358 | Administratively Determined Incentive Program | BELVIDERE | 7823 | 22.36 | Residential | Behind the Meter | Yes | EMT Renewables, LLC | JCP&L |  | Accepted | 2025-04-30 | 2025-05-27 | 2026-05-27 | Solar Panels | SEG SOLAR | SEG 430 |  | 0.43 | 12 | 217 | 28 |  | Fixed | Roof
NJADRE1559539359 | Administratively Determined Incentive Program | LINDENWOLD | 8021 | 8.2 | Residential | Behind the Meter | Yes | Sunrun Installation Services, Inc. | AC Electric |  | Accepted | 2025-04-30 | 2025-05-23 | 2026-05-23 | Inverters | SOLAREDGE TECHNOLOGIES | SE5700H-USMN | 5760 |  | 1 |  |  | 0.99 |  | Outdoor
NJADRE1559539359 | Administratively Determined Incentive Program | LINDENWOLD | 8021 | 8.2 | Residential | Behind the Meter | Yes | Sunrun Installation Services, Inc. | AC Electric |  | Accepted | 2025-04-30 | 2025-05-23 | 2026-05-23 | Solar Panels | HANWHA Q-CELLS | Q.PEAK DUO BLK ML-G10+ 410 |  | 0.41 | 7 | 97 | 24 |  | Fixed | Roof
NJADRE1559539359 | Administratively Determined Incentive Program | LINDENWOLD | 8021 | 8.2 | Residential | Behind the Meter | Yes | Sunrun Installation Services, Inc. | AC Electric |  | Accepted | 2025-04-30 | 2025-05-23 | 2026-05-23 | Solar Panels | HANWHA Q-CELLS | Q.PEAK DUO BLK ML-G10+ 410 |  | 0.41 | 6 | 276 | 22 |  | Fixed | Roof
NJADRE1559539359 | Administratively Determined Incentive Program | LINDENWOLD | 8021 | 8.2 | Residential | Behind the Meter | Yes | Sunrun Installation Services, Inc. | AC Electric |  | Accepted | 2025-04-30 | 2025-05-23 | 2026-05-23 | Solar Panels | HANWHA Q-CELLS | Q.PEAK DUO BLK ML-G10+ 410 |  | 0.41 | 7 | 9 | 17 |  | Fixed | Roof
NJADRE1559539363 | Administratively Determined Incentive Program | Mantua | 8051 | 301.95 | Commercial | Behind the Meter | Yes | Power Energy Solutions, LLC | AC Electric |  | Accepted | 2025-04-30 | 2025-06-10 | 2026-06-10 | Inverters | SolarEdge | SE40k | 40 |  | 4 |  |  | 0.97 |  | Outdoor
NJADRE1559539363 | Administratively Determined Incentive Program | Mantua | 8051 | 301.95 | Commercial | Behind the Meter | Yes | Power Energy Solutions, LLC | AC Electric |  | Accepted | 2025-04-30 | 2025-06-10 | 2026-06-10 | Inverters | SolarEdge | SE33.3k | 33 |  | 2 |  |  | 0.97 |  | Outdoor
NJADRE1559539363 | Administratively Determined Incentive Program | Mantua | 8051 | 301.95 | Commercial | Behind the Meter | Yes | Power Energy Solutions, LLC | AC Electric |  | Accepted | 2025-04-30 | 2025-06-10 | 2026-06-10 | Solar Panels | Phono Solar | PS550M6-24/TH |  | 0.55 | 549 | 230 | 7 |  | Fixed | Roof
NJADRE1559539366 | Administratively Determined Incentive Program | CAPE MAY | 8204 | 10.32 | Residential | Behind the Meter | Yes | EMT Renewables, LLC | AC Electric |  | Accepted | 2025-04-30 | 2025-05-27 | 2026-05-27 | Inverters | ENPHASE | IQ8+ | 290 |  | 24 |  |  | 0.98 |  | Other | UNDER EACH PANEL
NJADRE1559539366 | Administratively Determined Incentive Program | CAPE MAY | 8204 | 10.32 | Residential | Behind the Meter | Yes | EMT Renewables, LLC | AC Electric |  | Accepted | 2025-04-30 | 2025-05-27 | 2026-05-27 | Solar Panels | SEG SOLAR | SEG 430 |  | 0.43 | 6 | 318 | 25 |  | Fixed | Roof
NJADRE1559539366 | Administratively Determined Incentive Program | CAPE MAY | 8204 | 10.32 | Residential | Behind the Meter | Yes | EMT Renewables, LLC | AC Electric |  | Accepted | 2025-04-30 | 2025-05-27 | 2026-05-27 | Solar Panels | SEG SOLAR | SEG 430 |  | 0.43 | 12 | 139 | 45 |  | Fixed | Roof
NJADRE1559539366 | Administratively Determined Incentive Program | CAPE MAY | 8204 | 10.32 | Residential | Behind the Meter | Yes | EMT Renewables, LLC | AC Electric |  | Accepted | 2025-04-30 | 2025-05-27 | 2026-05-27 | Solar Panels | SEG SOLAR | SEG 430 |  | 0.43 | 6 | 138 | 25 |  | Fixed | Roof
NJADRE1559539368 | Administratively Determined Incentive Program | WOODBRIDGE TWP | 7064 | 7.2 | Residential | Behind the Meter | Yes | Sunrun Installation Services, Inc. | PSE&G |  | Accepted | 2025-04-30 | 2025-05-27 | 2026-05-27 | Inverters | SolarEdge Technologies | SE5700H-USMN | 5760 |  | 1 |  |  | 0.99 |  | Outdoor
NJADRE1559539368 | Administratively Determined Incentive Program | WOODBRIDGE TWP | 7064 | 7.2 | Residential | Behind the Meter | Yes | Sunrun Installation Services, Inc. | PSE&G |  | Accepted | 2025-04-30 | 2025-05-27 | 2026-05-27 | Solar Panels | Hanwha Q Cells | Q.PEAK DUO BLK ML-G10+/T 400 |  | 0.4 | 3 | 272 | 24 |  | Fixed | Roof
NJADRE1559539368 | Administratively Determined Incentive Program | WOODBRIDGE TWP | 7064 | 7.2 | Residential | Behind the Meter | Yes | Sunrun Installation Services, Inc. | PSE&G |  | Accepted | 2025-04-30 | 2025-05-27 | 2026-05-27 | Solar Panels | Hanwha Q Cells | Q.PEAK DUO BLK ML-G10+/T 400 |  | 0.4 | 15 | 93 | 21 |  | Fixed | Roof
NJADRE1559539375 | Administratively Determined Incentive Program | Parsippany | 7054 | 18.45 | Residential | Behind the Meter | Yes | EMT Renewables, LLC | JCP&L |  | Accepted | 2025-04-30 | 2025-05-27 | 2026-05-27 | Solar Panels | MSE PERC | MSE-410 |  | 0.41 | 17 | 105 | 23 |  | Fixed | Roof
NJADRE1559539375 | Administratively Determined Incentive Program | Parsippany | 7054 | 18.45 | Residential | Behind the Meter | Yes | EMT Renewables, LLC | JCP&L |  | Accepted | 2025-04-30 | 2025-05-27 | 2026-05-27 | Solar Panels | MSE PERC | MSE-410 |  | 0.41 | 8 | 108 | 31 |  | Fixed | Roof
NJADRE1559539375 | Administratively Determined Incentive Program | Parsippany | 7054 | 18.45 | Residential | Behind the Meter | Yes | EMT Renewables, LLC | JCP&L |  | Accepted | 2025-04-30 | 2025-05-27 | 2026-05-27 | Solar Panels | MSE PERC | MSE-410 |  | 0.41 | 17 | 285 | 23 |  | Fixed | Roof
NJADRE1559539375 | Administratively Determined Incentive Program | Parsippany | 7054 | 18.45 | Residential | Behind the Meter | Yes | EMT Renewables, LLC | JCP&L |  | Accepted | 2025-04-30 | 2025-05-27 | 2026-05-27 | Solar Panels | MSE PERC | MSE-410 |  | 0.41 | 3 | 18 | 30 |  | Fixed | Roof
NJADRE1559539375 | Administratively Determined Incentive Program | Parsippany | 7054 | 18.45 | Residential | Behind the Meter | Yes | EMT Renewables, LLC | JCP&L |  | Accepted | 2025-04-30 | 2025-05-27 | 2026-05-27 | Inverters | ENPHASE | IQ8+ | 290 |  | 45 |  |  | 0.98 |  | Other | UNDER EACH PANEL
NJADRE1559539379 | Administratively Determined Incentive Program | WEST ORANGE TWP | 7052 | 5.67 | Residential | Behind the Meter | Yes | Sunrun Installation Services, Inc. | PSE&G |  | Accepted | 2025-04-30 | 2025-05-27 | 2026-05-27 | Solar Panels | JA SOLAR | JAM54S31-405/MR |  | 0.405 | 9 | 205 | 35 |  | Fixed | Roof
NJADRE1559539379 | Administratively Determined Incentive Program | WEST ORANGE TWP | 7052 | 5.67 | Residential | Behind the Meter | Yes | Sunrun Installation Services, Inc. | PSE&G |  | Accepted | 2025-04-30 | 2025-05-27 | 2026-05-27 | Inverters | SOLAREDGE TECHNOLOGIES | SE3800H-USMN | 3800 |  | 1 |  |  | 0.99 |  | Outside
NJADRE1559539379 | Administratively Determined Incentive Program | WEST ORANGE TWP | 7052 | 5.67 | Residential | Behind the Meter | Yes | Sunrun Installation Services, Inc. | PSE&G |  | Accepted | 2025-04-30 | 2025-05-27 | 2026-05-27 | Solar Panels | JA SOLAR | JAM54S31-405/MR |  | 0.405 | 5 | 25 | 32 |  | Fixed | Roof
NJADRE1559539382 | Administratively Determined Incentive Program | Edgewater Park Twp | 8010 | 4.1 | Residential | Behind the Meter | Yes | Sunrun Installation Services, Inc. | PSE&G |  | Accepted | 2025-04-30 | 2025-05-27 | 2026-05-27 | Electric Storage Battery | Tesla | POWERWALL 3 1707000-XX-Y |  |  | 1 |  |  |  | Lithium Ion |  | OUTSIDE
NJADRE1559539382 | Administratively Determined Incentive Program | Edgewater Park Twp | 8010 | 4.1 | Residential | Behind the Meter | Yes | Sunrun Installation Services, Inc. | PSE&G |  | Accepted | 2025-04-30 | 2025-05-27 | 2026-05-27 | Solar Panels | HANWHA Q-CELLS | Q.PEAK DUO BLK ML-G10+ 410 DCA |  | 0.41 | 10 | 281 | 23 |  | Fixed | Roof
NJADRE1559539382 | Administratively Determined Incentive Program | Edgewater Park Twp | 8010 | 4.1 | Residential | Behind the Meter | Yes | Sunrun Installation Services, Inc. | PSE&G |  | Accepted | 2025-04-30 | 2025-05-27 | 2026-05-27 | Inverters | Tesla | POWERWALL 3 1707000-XX-Y | 11500 |  | 1 |  |  | 0.97 |  | Outdoor
NJADRE1559539387 | Administratively Determined Incentive Program | PISCATAWAY | 8854 | 6.56 | Residential | Behind the Meter | Yes | Sunrun Installation Services, Inc. | PSE&G |  | Accepted | 2025-04-30 | 2025-05-27 | 2026-05-27 | Electric Storage Battery | Tesla | Powerwall 3 1707000-xx-y |  |  | 1 |  |  |  | Lithium Ion |  | OUTSIDE
NJADRE1559539387 | Administratively Determined Incentive Program | PISCATAWAY | 8854 | 6.56 | Residential | Behind the Meter | Yes | Sunrun Installation Services, Inc. | PSE&G |  | Accepted | 2025-04-30 | 2025-05-27 | 2026-05-27 | Inverters | Tesla | Powerwall 3 1707000-xx-y | 11500 |  | 1 |  |  | 0.97 |  | Outdoor
NJADRE1559539387 | Administratively Determined Incentive Program | PISCATAWAY | 8854 | 6.56 | Residential | Behind the Meter | Yes | Sunrun Installation Services, Inc. | PSE&G |  | Accepted | 2025-04-30 | 2025-05-27 | 2026-05-27 | Solar Panels | Hanwha Q Cells | Q.PEAK DUO BLK ML-G10+ 410 DCA |  | 0.41 | 16 | 144 | 30 |  | Fixed | Roof
NJADRE1559539389 | Administratively Determined Incentive Program | Toms River | 8755 | 26.35 | Residential | Behind the Meter | Yes | Powerlutions, LLC | JCP&L |  | Accepted | 2025-05-07 | 2025-06-04 | 2026-06-04 | Solar Panels | Trina | TSM-425NE09RC.05 |  | 0.425 | 2 | 153 | 34 |  | Fixed | Roof
NJADRE1559539389 | Administratively Determined Incentive Program | Toms River | 8755 | 26.35 | Residential | Behind the Meter | Yes | Powerlutions, LLC | JCP&L |  | Accepted | 2025-05-07 | 2025-06-04 | 2026-06-04 | Solar Panels | Trina | TSM-425NE09RC.05 |  | 0.425 | 8 | 63 | 33 |  | Fixed | Roof
NJADRE1559539389 | Administratively Determined Incentive Program | Toms River | 8755 | 26.35 | Residential | Behind the Meter | Yes | Powerlutions, LLC | JCP&L |  | Accepted | 2025-05-07 | 2025-06-04 | 2026-06-04 | Solar Panels | Trina | TSM-425NE09RC.05 |  | 0.425 | 3 | 153 | 40 |  | Fixed | Roof
NJADRE1559539389 | Administratively Determined Incentive Program | Toms River | 8755 | 26.35 | Residential | Behind the Meter | Yes | Powerlutions, LLC | JCP&L |  | Accepted | 2025-05-07 | 2025-06-04 | 2026-06-04 | Solar Panels | Trina | TSM-425NE09RC.05 |  | 0.425 | 10 | 153 | 39 |  | Fixed | Roof
NJADRE1559539389 | Administratively Determined Incentive Program | Toms River | 8755 | 26.35 | Residential | Behind the Meter | Yes | Powerlutions, LLC | JCP&L |  | Accepted | 2025-05-07 | 2025-06-04 | 2026-06-04 | Solar Panels | Trina | TSM-425NE09RC.05 |  | 0.425 | 6 | 153 | 42 |  | Fixed | Roof
NJADRE1559539389 | Administratively Determined Incentive Program | Toms River | 8755 | 26.35 | Residential | Behind the Meter | Yes | Powerlutions, LLC | JCP&L |  | Accepted | 2025-05-07 | 2025-06-04 | 2026-06-04 | Solar Panels | Trina | TSM-425NE09RC.05 |  | 0.425 | 2 | 243 | 34 |  | Fixed | Roof
NJADRE1559539389 | Administratively Determined Incentive Program | Toms River | 8755 | 26.35 | Residential | Behind the Meter | Yes | Powerlutions, LLC | JCP&L |  | Accepted | 2025-05-07 | 2025-06-04 | 2026-06-04 | Solar Panels | Trina | TSM-425NE09RC.05 |  | 0.425 | 5 | 63 | 34 |  | Fixed | Roof
NJADRE1559539389 | Administratively Determined Incentive Program | Toms River | 8755 | 26.35 | Residential | Behind the Meter | Yes | Powerlutions, LLC | JCP&L |  | Accepted | 2025-05-07 | 2025-06-04 | 2026-06-04 | Solar Panels | Trina | TSM-425NE09RC.05 |  | 0.425 | 6 | 63 | 34 |  | Fixed | Roof
NJADRE1559539389 | Administratively Determined Incentive Program | Toms River | 8755 | 26.35 | Residential | Behind the Meter | Yes | Powerlutions, LLC | JCP&L |  | Accepted | 2025-05-07 | 2025-06-04 | 2026-06-04 | Solar Panels | Trina | TSM-425NE09RC.05 |  | 0.425 | 4 | 243 | 35 |  | Fixed | Roof
NJADRE1559539389 | Administratively Determined Incentive Program | Toms River | 8755 | 26.35 | Residential | Behind the Meter | Yes | Powerlutions, LLC | JCP&L |  | Accepted | 2025-05-07 | 2025-06-04 | 2026-06-04 | Solar Panels | Trina | TSM-425NE09RC.05 |  | 0.425 | 16 | 243 | 34 |  | Fixed | Roof
NJADRE1559539389 | Administratively Determined Incentive Program | Toms River | 8755 | 26.35 | Residential | Behind the Meter | Yes | Powerlutions, LLC | JCP&L |  | Accepted | 2025-05-07 | 2025-06-04 | 2026-06-04 | Inverters | Enphase | IQ8HC-72-M-DOM-US | 380 |  | 62 |  |  | 0.98 |  | Outdoor
NJADRE1559539394 | Administratively Determined Incentive Program | Somerville | 8876 | 13.33 | Residential | Behind the Meter | Yes | EMT Renewables, LLC | PSE&G |  | Accepted | 2025-04-30 | 2025-05-27 | 2026-05-27 | Inverters | ENPHASE | IQ8+ | 290 |  | 31 |  |  | 0.98 |  | Other | UNDER EACH PANEL
NJADRE1559539394 | Administratively Determined Incentive Program | Somerville | 8876 | 13.33 | Residential | Behind the Meter | Yes | EMT Renewables, LLC | PSE&G |  | Accepted | 2025-04-30 | 2025-05-27 | 2026-05-27 | Solar Panels | SEG SOLAR | SEG 430 |  | 0.43 | 17 | 185 | 23 |  | Fixed | Roof
NJADRE1559539394 | Administratively Determined Incentive Program | Somerville | 8876 | 13.33 | Residential | Behind the Meter | Yes | EMT Renewables, LLC | PSE&G |  | Accepted | 2025-04-30 | 2025-05-27 | 2026-05-27 | Solar Panels | SEG SOLAR | SEG 430 |  | 0.43 | 2 | 96 | 23 |  | Fixed | Roof
NJADRE1559539394 | Administratively Determined Incentive Program | Somerville | 8876 | 13.33 | Residential | Behind the Meter | Yes | EMT Renewables, LLC | PSE&G |  | Accepted | 2025-04-30 | 2025-05-27 | 2026-05-27 | Solar Panels | SEG SOLAR | SEG 430 |  | 0.43 | 10 | 6 | 23 |  | Fixed | Roof
NJADRE1559539394 | Administratively Determined Incentive Program | Somerville | 8876 | 13.33 | Residential | Behind the Meter | Yes | EMT Renewables, LLC | PSE&G |  | Accepted | 2025-04-30 | 2025-05-27 | 2026-05-27 | Solar Panels | SEG SOLAR | SEG 430 |  | 0.43 | 2 | 276 | 23 |  | Fixed | Roof
NJADRE1559539398 | Administratively Determined Incentive Program | Trenton | 8611 | 3.87 | Residential | Behind the Meter | Yes | Pro Custom dba Momentum Solar | PSE&G |  | Accepted | 2025-05-02 | 2025-05-30 | 2026-05-30 | Solar Panels | HANWHA | Q.TRON BLK M-G2+430 |  | 0.43 | 4 | 170 | 7 |  | Fixed | Roof
NJADRE1559539398 | Administratively Determined Incentive Program | Trenton | 8611 | 3.87 | Residential | Behind the Meter | Yes | Pro Custom dba Momentum Solar | PSE&G |  | Accepted | 2025-05-02 | 2025-05-30 | 2026-05-30 | Inverters | ENPHASE | IQ8HC-72-M-DOM-US | 380 |  | 9 |  |  | 0.97 |  | Outdoor
NJADRE1559539398 | Administratively Determined Incentive Program | Trenton | 8611 | 3.87 | Residential | Behind the Meter | Yes | Pro Custom dba Momentum Solar | PSE&G |  | Accepted | 2025-05-02 | 2025-05-30 | 2026-05-30 | Solar Panels | HANWHA | Q.TRON BLK M-G2+430 |  | 0.43 | 5 | 170 | 29 |  | Fixed | Roof
NJADRE1559539407 | Administratively Determined Incentive Program | Trenton | 8610 | 8.6 | Residential | Behind the Meter | Yes | Velocity Energy & Home Solutions, Inc. | PSE&G |  | Accepted | 2025-04-30 | 2025-05-29 | 2026-05-29 | Solar Panels | seg | 430w |  | 0.43 | 18 | 202 | 19 |  | Fixed | Roof
NJADRE1559539407 | Administratively Determined Incentive Program | Trenton | 8610 | 8.6 | Residential | Behind the Meter | Yes | Velocity Energy & Home Solutions, Inc. | PSE&G |  | Accepted | 2025-04-30 | 2025-05-29 | 2026-05-29 | Solar Panels | seg | 430w |  | 0.43 | 2 | 112 | 19 |  | Fixed | Roof
NJADRE1559539407 | Administratively Determined Incentive Program | Trenton | 8610 | 8.6 | Residential | Behind the Meter | Yes | Velocity Energy & Home Solutions, Inc. | PSE&G |  | Accepted | 2025-04-30 | 2025-05-29 | 2026-05-29 | Inverters | enphase | iq8plus | 290 |  | 20 |  |  | 0.99 |  | Outside | behind panels
NJADRE1559539413 | Administratively Determined Incentive Program | Old Bridge | 8857 | 8.5 | Residential | Behind the Meter | Yes | Integrity Solar & Home Solutions, LLC | JCP&L |  | Accepted | 2025-04-30 | 2025-05-27 | 2026-05-27 | Solar Panels | JINKO | JKM425N-54HL4-B |  | 0.425 | 6 | 92 | 41 |  | Fixed | Roof
NJADRE1559539413 | Administratively Determined Incentive Program | Old Bridge | 8857 | 8.5 | Residential | Behind the Meter | Yes | Integrity Solar & Home Solutions, LLC | JCP&L |  | Accepted | 2025-04-30 | 2025-05-27 | 2026-05-27 | Solar Panels | JINKO | JKM425N-54HL4-B |  | 0.425 | 3 | 272 | 41 |  | Fixed | Roof
NJADRE1559539413 | Administratively Determined Incentive Program | Old Bridge | 8857 | 8.5 | Residential | Behind the Meter | Yes | Integrity Solar & Home Solutions, LLC | JCP&L |  | Accepted | 2025-04-30 | 2025-05-27 | 2026-05-27 | Inverters | ENPHASE | IQ8+ | 290 |  | 20 |  |  | 0.98 |  | Other | UNDER EACH PANEL
NJADRE1559539413 | Administratively Determined Incentive Program | Old Bridge | 8857 | 8.5 | Residential | Behind the Meter | Yes | Integrity Solar & Home Solutions, LLC | JCP&L |  | Accepted | 2025-04-30 | 2025-05-27 | 2026-05-27 | Solar Panels | JINKO | JKM425N-54HL4-B |  | 0.425 | 5 | 182 | 41 |  | Fixed | Roof
NJADRE1559539413 | Administratively Determined Incentive Program | Old Bridge | 8857 | 8.5 | Residential | Behind the Meter | Yes | Integrity Solar & Home Solutions, LLC | JCP&L |  | Accepted | 2025-04-30 | 2025-05-27 | 2026-05-27 | Solar Panels | JINKO | JKM425N-54HL4-B |  | 0.425 | 3 | 92 | 41 |  | Fixed | Roof
NJADRE1559539413 | Administratively Determined Incentive Program | Old Bridge | 8857 | 8.5 | Residential | Behind the Meter | Yes | Integrity Solar & Home Solutions, LLC | JCP&L |  | Accepted | 2025-04-30 | 2025-05-27 | 2026-05-27 | Solar Panels | JINKO | JKM425N-54HL4-B |  | 0.425 | 3 | 182 | 42 |  | Fixed | Roof
NJADRE1559539416 | Administratively Determined Incentive Program | BELLEVILLE | 7109 | 4.92 | Residential | Behind the Meter | Yes | Sunrun Installation Services, Inc. | PSE&G |  | Accepted | 2025-05-08 | 2025-06-06 | 2026-06-06 | Solar Panels | HANWHA Q-CELLS | Q.PEAK DUO BLK ML-G10+ 410 |  | 0.41 | 12 | 131 | 5 |  | Fixed | Roof
NJADRE1559539416 | Administratively Determined Incentive Program | BELLEVILLE | 7109 | 4.92 | Residential | Behind the Meter | Yes | Sunrun Installation Services, Inc. | PSE&G |  | Accepted | 2025-05-08 | 2025-06-06 | 2026-06-06 | Electric Storage Battery | Tesla | POWERWALL 3 1707000-XX-Y |  |  | 1 |  |  |  | Lithium Ion |  | OUTSIDE
NJADRE1559539416 | Administratively Determined Incentive Program | BELLEVILLE | 7109 | 4.92 | Residential | Behind the Meter | Yes | Sunrun Installation Services, Inc. | PSE&G |  | Accepted | 2025-05-08 | 2025-06-06 | 2026-06-06 | Inverters | Tesla | POWERWALL 3 1707000-XX-Y | 11500 |  | 1 |  |  | 0.97 |  | Outside
NJADRE1559539420 | Administratively Determined Incentive Program | NEW MONMOUTH | 7748 | 9.43 | Residential | Behind the Meter | Yes | Sunrun Installation Services, Inc. | JCP&L |  | Accepted | 2025-04-30 | 2025-05-27 | 2026-05-27 | Inverters | Tesla | Powerwall 3 1707000-xx-y | 11500 |  | 1 |  |  | 0.97 |  | Outdoor
NJADRE1559539420 | Administratively Determined Incentive Program | NEW MONMOUTH | 7748 | 9.43 | Residential | Behind the Meter | Yes | Sunrun Installation Services, Inc. | JCP&L |  | Accepted | 2025-04-30 | 2025-05-27 | 2026-05-27 | Solar Panels | Hanwha Q Cells | Q.PEAK DUO BLK ML-G10+ 410 |  | 0.41 | 6 | 135 | 22 |  | Fixed | Roof
NJADRE1559539420 | Administratively Determined Incentive Program | NEW MONMOUTH | 7748 | 9.43 | Residential | Behind the Meter | Yes | Sunrun Installation Services, Inc. | JCP&L |  | Accepted | 2025-04-30 | 2025-05-27 | 2026-05-27 | Electric Storage Battery | Tesla | Powerwall 3 1707000-xx-y |  |  | 1 |  |  |  | Lithium Ion |  | OUTSIDE
NJADRE1559539420 | Administratively Determined Incentive Program | NEW MONMOUTH | 7748 | 9.43 | Residential | Behind the Meter | Yes | Sunrun Installation Services, Inc. | JCP&L |  | Accepted | 2025-04-30 | 2025-05-27 | 2026-05-27 | Solar Panels | Hanwha Q Cells | Q.PEAK DUO BLK ML-G10+ 410 |  | 0.41 | 17 | 134 | 26 |  | Fixed | Roof
NJADRE1559539426 | Administratively Determined Incentive Program | Buena Vista Twp | 8094 | 8.6 | Residential | Behind the Meter | Yes | Velocity Energy & Home Solutions, Inc. | AC Electric |  | Accepted | 2025-04-30 | 2025-05-27 | 2026-05-27 | Inverters | enphase | iq8hc | 380 |  | 20 |  |  | 0.99 |  | Outside | behind panels
NJADRE1559539426 | Administratively Determined Incentive Program | Buena Vista Twp | 8094 | 8.6 | Residential | Behind the Meter | Yes | Velocity Energy & Home Solutions, Inc. | AC Electric |  | Accepted | 2025-04-30 | 2025-05-27 | 2026-05-27 | Solar Panels | seg | 430w |  | 0.43 | 5 | 314 | 6 |  | Fixed | Roof
NJADRE1559539426 | Administratively Determined Incentive Program | Buena Vista Twp | 8094 | 8.6 | Residential | Behind the Meter | Yes | Velocity Energy & Home Solutions, Inc. | AC Electric |  | Accepted | 2025-04-30 | 2025-05-27 | 2026-05-27 | Solar Panels | seg | 430w |  | 0.43 | 15 | 134 | 19 |  | Fixed | Roof
NJADRE1559539745 | Administratively Determined Incentive Program | Stratford | 8084 | 7.31 | Residential | Behind the Meter | Yes | Velocity Energy & Home Solutions, Inc. | AC Electric |  | Accepted | 2025-04-30 | 2025-05-27 | 2026-05-27 | Inverters | enphase | iq8hc | 380 |  | 17 |  |  | 0.99 |  | Outside | behind panels
NJADRE1559539745 | Administratively Determined Incentive Program | Stratford | 8084 | 7.31 | Residential | Behind the Meter | Yes | Velocity Energy & Home Solutions, Inc. | AC Electric |  | Accepted | 2025-04-30 | 2025-05-27 | 2026-05-27 | Solar Panels | seg | 430w |  | 0.43 | 12 | 163 | 25 |  | Fixed | Roof
NJADRE1559539745 | Administratively Determined Incentive Program | Stratford | 8084 | 7.31 | Residential | Behind the Meter | Yes | Velocity Energy & Home Solutions, Inc. | AC Electric |  | Accepted | 2025-04-30 | 2025-05-27 | 2026-05-27 | Solar Panels | seg | 430w |  | 0.43 | 5 | 74 | 25 |  | Fixed | Roof
NJADRE1559539746 | Administratively Determined Incentive Program | EGG HARBOR CITY | 8215 | 10.32 | Residential | Behind the Meter | Yes | EMT Renewables, LLC | AC Electric |  | Accepted | 2025-04-30 | 2025-05-27 | 2026-05-27 | Solar Panels | SEG SOLAR | SEG 430 |  | 0.43 | 4 | 174 | 30 |  | Fixed | Roof
NJADRE1559539746 | Administratively Determined Incentive Program | EGG HARBOR CITY | 8215 | 10.32 | Residential | Behind the Meter | Yes | EMT Renewables, LLC | AC Electric |  | Accepted | 2025-04-30 | 2025-05-27 | 2026-05-27 | Solar Panels | SEG SOLAR | SEG 430 |  | 0.43 | 20 | 84 | 36 |  | Fixed | Roof
NJADRE1559539746 | Administratively Determined Incentive Program | EGG HARBOR CITY | 8215 | 10.32 | Residential | Behind the Meter | Yes | EMT Renewables, LLC | AC Electric |  | Accepted | 2025-04-30 | 2025-05-27 | 2026-05-27 | Inverters | ENPHASE | IQ8+ | 290 |  | 24 |  |  | 0.98 |  | Other | UNDER EACH PANEL
NJADRE1559539755 | Administratively Determined Incentive Program | MANCHESTER | 8759 | 16.58 | Residential | Behind the Meter | Yes | Whitman Construction, LLC | JCP&L |  | Accepted | 2025-04-30 | 2025-05-27 | 2026-05-27 | Solar Panels | Jinko Solar | JKM425N-54HL4-B |  | 0.425 | 3 | 217 | 26 |  | Fixed | Roof
NJADRE1559539755 | Administratively Determined Incentive Program | MANCHESTER | 8759 | 16.58 | Residential | Behind the Meter | Yes | Whitman Construction, LLC | JCP&L |  | Accepted | 2025-04-30 | 2025-05-27 | 2026-05-27 | Solar Panels | Jinko Solar | JKM425N-54HL4-B |  | 0.425 | 14 | 217 | 26 |  | Fixed | Roof
NJADRE1559539755 | Administratively Determined Incentive Program | MANCHESTER | 8759 | 16.58 | Residential | Behind the Meter | Yes | Whitman Construction, LLC | JCP&L |  | Accepted | 2025-04-30 | 2025-05-27 | 2026-05-27 | Solar Panels | Jinko Solar | JKM425N-54HL4-B |  | 0.425 | 7 | 217 | 26 |  | Fixed | Roof
NJADRE1559539755 | Administratively Determined Incentive Program | MANCHESTER | 8759 | 16.58 | Residential | Behind the Meter | Yes | Whitman Construction, LLC | JCP&L |  | Accepted | 2025-04-30 | 2025-05-27 | 2026-05-27 | Solar Panels | Jinko Solar | JKM425N-54HL4-B |  | 0.425 | 5 | 37 | 26 |  | Fixed | Roof
NJADRE1559539755 | Administratively Determined Incentive Program | MANCHESTER | 8759 | 16.58 | Residential | Behind the Meter | Yes | Whitman Construction, LLC | JCP&L |  | Accepted | 2025-04-30 | 2025-05-27 | 2026-05-27 | Inverters | ENPHASE | IQ8PLUS-72-2-US | 290 |  | 39 |  |  | 0.975 |  | Outdoor
NJADRE1559539755 | Administratively Determined Incentive Program | MANCHESTER | 8759 | 16.58 | Residential | Behind the Meter | Yes | Whitman Construction, LLC | JCP&L |  | Accepted | 2025-04-30 | 2025-05-27 | 2026-05-27 | Solar Panels | Jinko Solar | JKM425N-54HL4-B |  | 0.425 | 10 | 37 | 26 |  | Fixed | Roof
NJADRE1559539762 | Administratively Determined Incentive Program | NEWARK | 7107 | 4.51 | Residential | Behind the Meter | Yes | Trinity Solar, LLC | PSE&G |  | Accepted | 2025-04-30 | 2025-06-03 | 2026-06-03 | Inverters | Solar Edge | USE3800H-US | 3800 |  | 1 |  |  | 0.97 |  | Outdoor
NJADRE1559539762 | Administratively Determined Incentive Program | NEWARK | 7107 | 4.51 | Residential | Behind the Meter | Yes | Trinity Solar, LLC | PSE&G |  | Accepted | 2025-04-30 | 2025-06-03 | 2026-06-03 | Solar Panels | Hanwha | Q.PEAK DUO BLK ML-G10+ 410 |  | 0.41 | 11 | 202 | 27 |  | Fixed | Roof
NJADRE1559539769 | Administratively Determined Incentive Program | GLASSBORO | 8028 | 11.61 | Residential | Behind the Meter | Yes | EMT Renewables, LLC | PSE&G |  | Accepted | 2025-04-30 | 2025-05-27 | 2026-05-27 | Solar Panels | SEG SOLAR | SEG 430 |  | 0.43 | 6 | 275 | 24 |  | Fixed | Roof
NJADRE1559539769 | Administratively Determined Incentive Program | GLASSBORO | 8028 | 11.61 | Residential | Behind the Meter | Yes | EMT Renewables, LLC | PSE&G |  | Accepted | 2025-04-30 | 2025-05-27 | 2026-05-27 | Inverters | ENPHASE | IQ8+ | 290 |  | 27 |  |  | 0.98 |  | Other | UNDER EACH PANEL
NJADRE1559539769 | Administratively Determined Incentive Program | GLASSBORO | 8028 | 11.61 | Residential | Behind the Meter | Yes | EMT Renewables, LLC | PSE&G |  | Accepted | 2025-04-30 | 2025-05-27 | 2026-05-27 | Solar Panels | SEG SOLAR | SEG 430 |  | 0.43 | 21 | 275 | 24 |  | Fixed | Roof
NJADRE1559539770 | Administratively Determined Incentive Program | CAMDEN | 8105 | 6.38 | Residential | Behind the Meter | Yes | Power Energy Solutions, LLC | PSE&G |  | Accepted | 2025-04-30 | 2025-05-27 | 2026-05-27 | Solar Panels | Trina Solar | TSM-425NE09RC.05 |  | 0.425 | 3 | 83 | 35 |  | Fixed | Roof
NJADRE1559539770 | Administratively Determined Incentive Program | CAMDEN | 8105 | 6.38 | Residential | Behind the Meter | Yes | Power Energy Solutions, LLC | PSE&G |  | Accepted | 2025-04-30 | 2025-05-27 | 2026-05-27 | Solar Panels | Trina Solar | TSM-425NE09RC.05 |  | 0.425 | 3 | 172 | 20 |  | Fixed | Roof
NJADRE1559539770 | Administratively Determined Incentive Program | CAMDEN | 8105 | 6.38 | Residential | Behind the Meter | Yes | Power Energy Solutions, LLC | PSE&G |  | Accepted | 2025-04-30 | 2025-05-27 | 2026-05-27 | Solar Panels | Trina Solar | TSM-425NE09RC.05 |  | 0.425 | 5 | 173 | 35 |  | Fixed | Roof
NJADRE1559539770 | Administratively Determined Incentive Program | CAMDEN | 8105 | 6.38 | Residential | Behind the Meter | Yes | Power Energy Solutions, LLC | PSE&G |  | Accepted | 2025-04-30 | 2025-05-27 | 2026-05-27 | Solar Panels | Trina Solar | TSM-425NE09RC.05 |  | 0.425 | 3 | 352 | 20 |  | Fixed | Roof
NJADRE1559539770 | Administratively Determined Incentive Program | CAMDEN | 8105 | 6.38 | Residential | Behind the Meter | Yes | Power Energy Solutions, LLC | PSE&G |  | Accepted | 2025-04-30 | 2025-05-27 | 2026-05-27 | Inverters | Enphase | IQ8+-72-2-US | 290 |  | 15 |  |  | 0.97 |  | Outdoor
NJADRE1559539770 | Administratively Determined Incentive Program | CAMDEN | 8105 | 6.38 | Residential | Behind the Meter | Yes | Power Energy Solutions, LLC | PSE&G |  | Accepted | 2025-04-30 | 2025-05-27 | 2026-05-27 | Solar Panels | Trina Solar | TSM-425NE09RC.05 |  | 0.425 | 1 | 263 | 35 |  | Fixed | Roof
NJADRE1559539781 | Administratively Determined Incentive Program | CLAYTON | 8312 | 12.04 | Residential | Behind the Meter | Yes | EMT Renewables, LLC | AC Electric |  | Accepted | 2025-04-30 | 2025-05-27 | 2026-05-27 | Solar Panels | SEG SOLAR | SEG 430 |  | 0.43 | 28 | 264 | 16 |  | Fixed | Roof
NJADRE1559539781 | Administratively Determined Incentive Program | CLAYTON | 8312 | 12.04 | Residential | Behind the Meter | Yes | EMT Renewables, LLC | AC Electric |  | Accepted | 2025-04-30 | 2025-05-27 | 2026-05-27 | Inverters | ENPHASE | IQ8+ | 290 |  | 28 |  |  | 0.98 |  | Other | UNDER EACH PANEL
NJADRE1559539784 | Administratively Determined Incentive Program | LINDENWOLD | 8021 | 3.28 | Residential | Behind the Meter | Yes | Sunrun Installation Services, Inc. | AC Electric |  | Accepted | 2025-04-30 | 2025-05-27 | 2026-05-27 | Solar Panels | HANWHA Q-CELLS | Q.PEAK DUO BLK ML-G10+ 410 |  | 0.41 | 3 | 26 | 22 |  | Fixed | Roof
NJADRE1559539784 | Administratively Determined Incentive Program | LINDENWOLD | 8021 | 3.28 | Residential | Behind the Meter | Yes | Sunrun Installation Services, Inc. | AC Electric |  | Accepted | 2025-04-30 | 2025-05-27 | 2026-05-27 | Solar Panels | HANWHA Q-CELLS | Q.PEAK DUO BLK ML-G10+ 410 |  | 0.41 | 5 | 205 | 14 |  | Fixed | Roof
NJADRE1559539784 | Administratively Determined Incentive Program | LINDENWOLD | 8021 | 3.28 | Residential | Behind the Meter | Yes | Sunrun Installation Services, Inc. | AC Electric |  | Accepted | 2025-04-30 | 2025-05-27 | 2026-05-27 | Inverters | SOLAREDGE TECHNOLOGIES | SE3800H-USMN | 3800 |  | 1 |  |  | 0.99 |  | Outdoor
NJADRE1559539792 | Administratively Determined Incentive Program | LAMBERTVILLE | 8530 | 10.25 | Residential | Behind the Meter | Yes | Pro Custom Solar dba Momentum Solar | JCP&L |  | Accepted | 2025-04-30 | 2025-05-28 | 2026-05-28 | Inverters | Enphase | IQ8HC-72-M-DOM-US | 380 |  | 25 |  |  | 0.97 |  | Outdoor
NJADRE1559539792 | Administratively Determined Incentive Program | LAMBERTVILLE | 8530 | 10.25 | Residential | Behind the Meter | Yes | Pro Custom Solar dba Momentum Solar | JCP&L |  | Accepted | 2025-04-30 | 2025-05-28 | 2026-05-28 | Solar Panels | Hanwha | Q.PEAK DUO BLK ML-G10+ 410 |  | 0.41 | 10 | 165 | 40 |  | Fixed | Roof
NJADRE1559539792 | Administratively Determined Incentive Program | LAMBERTVILLE | 8530 | 10.25 | Residential | Behind the Meter | Yes | Pro Custom Solar dba Momentum Solar | JCP&L |  | Accepted | 2025-04-30 | 2025-05-28 | 2026-05-28 | Solar Panels | Hanwha | Q.PEAK DUO BLK ML-G10+ 410 |  | 0.41 | 9 | 257 | 30 |  | Fixed | Roof
NJADRE1559539792 | Administratively Determined Incentive Program | LAMBERTVILLE | 8530 | 10.25 | Residential | Behind the Meter | Yes | Pro Custom Solar dba Momentum Solar | JCP&L |  | Accepted | 2025-04-30 | 2025-05-28 | 2026-05-28 | Solar Panels | Hanwha | Q.PEAK DUO BLK ML-G10+ 410 |  | 0.41 | 6 | 345 | 16 |  | Fixed | Roof
NJADRE1559539804 | Administratively Determined Incentive Program | TOMS RIVER | 8753 | 6.88 | Residential | Behind the Meter | Yes | EMT Renewables, LLC | AC Electric |  | Accepted | 2025-04-30 | 2025-05-27 | 2026-05-27 | Solar Panels | SEG SOLAR | SEG 430 |  | 0.43 | 8 | 222 | 19 |  | Fixed | Roof
NJADRE1559539804 | Administratively Determined Incentive Program | TOMS RIVER | 8753 | 6.88 | Residential | Behind the Meter | Yes | EMT Renewables, LLC | AC Electric |  | Accepted | 2025-04-30 | 2025-05-27 | 2026-05-27 | Inverters | ENPHASE | IQ8+ | 290 |  | 16 |  |  | 0.98 |  | Other | UNDER EACH PANEL
NJADRE1559539804 | Administratively Determined Incentive Program | TOMS RIVER | 8753 | 6.88 | Residential | Behind the Meter | Yes | EMT Renewables, LLC | AC Electric |  | Accepted | 2025-04-30 | 2025-05-27 | 2026-05-27 | Solar Panels | SEG SOLAR | SEG 430 |  | 0.43 | 8 | 42 | 19 |  | Fixed | Roof
NJADRE1559539813 | Administratively Determined Incentive Program | BRIELLE | 8730 | 11.89 | Residential | Behind the Meter | Yes | Trinity Solar, LLC | JCP&L |  | Accepted | 2025-04-30 | 2025-05-27 | 2026-05-27 | Solar Panels | HANWHA 410 (Q.PEAK DUO BLK ML-G10+410) | HANWHA 410 (Q.PEAK DUO BLK ML-G10+410) |  | 0.41 | 12 | 217 | 21 |  | Fixed | Roof
NJADRE1559539813 | Administratively Determined Incentive Program | BRIELLE | 8730 | 11.89 | Residential | Behind the Meter | Yes | Trinity Solar, LLC | JCP&L |  | Accepted | 2025-04-30 | 2025-05-27 | 2026-05-27 | Inverters | SOLAREDGE | SE10000H-US | 10000 |  | 1 |  |  | 0.97 |  | Outside
NJADRE1559539813 | Administratively Determined Incentive Program | BRIELLE | 8730 | 11.89 | Residential | Behind the Meter | Yes | Trinity Solar, LLC | JCP&L |  | Accepted | 2025-04-30 | 2025-05-27 | 2026-05-27 | Solar Panels | HANWHA 410 (Q.PEAK DUO BLK ML-G10+410) | HANWHA 410 (Q.PEAK DUO BLK ML-G10+410) |  | 0.41 | 17 | 218 | 21 |  | Fixed | Roof
NJADRE1559539831 | Administratively Determined Incentive Program | RIO GRANDE | 8242 | 3.69 | Residential | Behind the Meter | Yes | EMT Renewables, LLC | AC Electric |  | Accepted | 2025-04-30 | 2025-05-27 | 2026-05-27 | Solar Panels | MISSION | MSE-410 |  | 0.41 | 2 | 30 | 18 |  | Fixed | Roof
NJADRE1559539831 | Administratively Determined Incentive Program | RIO GRANDE | 8242 | 3.69 | Residential | Behind the Meter | Yes | EMT Renewables, LLC | AC Electric |  | Accepted | 2025-04-30 | 2025-05-27 | 2026-05-27 | Inverters | ENPHASE | IQ8+ | 290 |  | 9 |  |  | 0.98 |  | Other | UNDER EACH PANEL
NJADRE1559539831 | Administratively Determined Incentive Program | RIO GRANDE | 8242 | 3.69 | Residential | Behind the Meter | Yes | EMT Renewables, LLC | AC Electric |  | Accepted | 2025-04-30 | 2025-05-27 | 2026-05-27 | Solar Panels | MISSION | MSE-410 |  | 0.41 | 5 | 30 | 18 |  | Fixed | Roof
NJADRE1559539831 | Administratively Determined Incentive Program | RIO GRANDE | 8242 | 3.69 | Residential | Behind the Meter | Yes | EMT Renewables, LLC | AC Electric |  | Accepted | 2025-04-30 | 2025-05-27 | 2026-05-27 | Solar Panels | MISSION | MSE-410 |  | 0.41 | 2 | 30 | 18 |  | Fixed | Roof
NJADRE1559539837 | Administratively Determined Incentive Program | BOONTON | 7005 | 9.46 | Residential | Behind the Meter | Yes | EMT Renewables, LLC | JCP&L |  | Accepted | 2025-04-30 | 2025-05-27 | 2026-05-27 | Solar Panels | SEG SOLAR | SEG 430 |  | 0.43 | 22 | 187 | 30 |  | Fixed | Roof
NJADRE1559539837 | Administratively Determined Incentive Program | BOONTON | 7005 | 9.46 | Residential | Behind the Meter | Yes | EMT Renewables, LLC | JCP&L |  | Accepted | 2025-04-30 | 2025-05-27 | 2026-05-27 | Inverters | ENPHASE | IQ8+ | 290 |  | 22 |  |  | 0.98 |  | Other | UNDER EACH PANEL
NJADRE1559539849 | Administratively Determined Incentive Program | RIO GRANDE | 8242 | 7.74 | Residential | Behind the Meter | Yes | EMT Renewables, LLC | AC Electric |  | Accepted | 2025-04-30 | 2025-05-27 | 2026-05-27 | Solar Panels | SEG SOLAR | SEG 430 |  | 0.43 | 10 | 120 | 20 |  | Fixed | Roof
NJADRE1559539849 | Administratively Determined Incentive Program | RIO GRANDE | 8242 | 7.74 | Residential | Behind the Meter | Yes | EMT Renewables, LLC | AC Electric |  | Accepted | 2025-04-30 | 2025-05-27 | 2026-05-27 | Solar Panels | SEG SOLAR | SEG 430 |  | 0.43 | 8 | 300 | 20 |  | Fixed | Roof
NJADRE1559539849 | Administratively Determined Incentive Program | RIO GRANDE | 8242 | 7.74 | Residential | Behind the Meter | Yes | EMT Renewables, LLC | AC Electric |  | Accepted | 2025-04-30 | 2025-05-27 | 2026-05-27 | Inverters | ENPHASE | IQ8+ | 290 |  | 18 |  |  | 0.98 |  | Other | UNDER EACH PANEL
NJADRE1559539866 | Administratively Determined Incentive Program | WILLINGBORO | 8046 | 6.88 | Residential | Behind the Meter | Yes | EMT Renewables, LLC | PSE&G |  | Accepted | 2025-04-30 | 2025-05-27 | 2026-05-27 | Inverters | ENPHASE | IQ8+ | 290 |  | 16 |  |  | 0.98 |  | Other | UNDER EACH PANEL
NJADRE1559539866 | Administratively Determined Incentive Program | WILLINGBORO | 8046 | 6.88 | Residential | Behind the Meter | Yes | EMT Renewables, LLC | PSE&G |  | Accepted | 2025-04-30 | 2025-05-27 | 2026-05-27 | Solar Panels | SEG SOLAR | SEG 430 |  | 0.43 | 2 | 47 | 26 |  | Fixed | Roof
NJADRE1559539866 | Administratively Determined Incentive Program | WILLINGBORO | 8046 | 6.88 | Residential | Behind the Meter | Yes | EMT Renewables, LLC | PSE&G |  | Accepted | 2025-04-30 | 2025-05-27 | 2026-05-27 | Solar Panels | SEG SOLAR | SEG 430 |  | 0.43 | 14 | 227 | 26 |  | Fixed | Roof
NJADRE1559539869 | Administratively Determined Incentive Program | CLEMENTON | 8021 | 7.65 | Residential | Behind the Meter | Yes | Integrity Solar & Home Solutions, LLC | AC Electric |  | Accepted | 2025-04-30 | 2025-05-27 | 2026-05-27 | Inverters | ENPHASE | IQ8+ | 290 |  | 18 |  |  | 0.98 |  | Other | UNDER EACH PANEL
NJADRE1559539869 | Administratively Determined Incentive Program | CLEMENTON | 8021 | 7.65 | Residential | Behind the Meter | Yes | Integrity Solar & Home Solutions, LLC | AC Electric |  | Accepted | 2025-04-30 | 2025-05-27 | 2026-05-27 | Solar Panels | JINKO | JKM425N-54HL4-B |  | 0.425 | 18 | 173 | 24 |  | Fixed | Roof
NJADRE1559539881 | Administratively Determined Incentive Program | Plainfield | 7062 | 11.18 | Residential | Behind the Meter | Yes | EMT Renewables, LLC | PSE&G |  | Accepted | 2025-04-30 | 2025-05-27 | 2026-05-27 | Inverters | ENPHASE | IQ8+ | 290 |  | 26 |  |  | 0.98 |  | Other | UNDER EACH PANEL
NJADRE1559539881 | Administratively Determined Incentive Program | Plainfield | 7062 | 11.18 | Residential | Behind the Meter | Yes | EMT Renewables, LLC | PSE&G |  | Accepted | 2025-04-30 | 2025-05-27 | 2026-05-27 | Solar Panels | SEG SOLAR | SEG 430 |  | 0.43 | 6 | 306 | 21 |  | Fixed | Roof
NJADRE1559539881 | Administratively Determined Incentive Program | Plainfield | 7062 | 11.18 | Residential | Behind the Meter | Yes | EMT Renewables, LLC | PSE&G |  | Accepted | 2025-04-30 | 2025-05-27 | 2026-05-27 | Solar Panels | SEG SOLAR | SEG 430 |  | 0.43 | 9 | 216 | 21 |  | Fixed | Roof
NJADRE1559539881 | Administratively Determined Incentive Program | Plainfield | 7062 | 11.18 | Residential | Behind the Meter | Yes | EMT Renewables, LLC | PSE&G |  | Accepted | 2025-04-30 | 2025-05-27 | 2026-05-27 | Solar Panels | SEG SOLAR | SEG 430 |  | 0.43 | 5 | 36 | 21 |  | Fixed | Roof
NJADRE1559539881 | Administratively Determined Incentive Program | Plainfield | 7062 | 11.18 | Residential | Behind the Meter | Yes | EMT Renewables, LLC | PSE&G |  | Accepted | 2025-04-30 | 2025-05-27 | 2026-05-27 | Solar Panels | SEG SOLAR | SEG 430 |  | 0.43 | 6 | 126 | 21 |  | Fixed | Roof
NJADRE1559539900 | Administratively Determined Incentive Program | Browns Mills | 8015 | 15.3 | Residential | Behind the Meter | Yes | Whitman Construction, LLC | JCP&L |  | Accepted | 2025-04-30 | 2025-05-27 | 2026-05-27 | Solar Panels | Jinko Solar | JKM425N-54HL4-B |  | 0.425 | 19 | 213 | 20 |  | Fixed | Roof
NJADRE1559539900 | Administratively Determined Incentive Program | Browns Mills | 8015 | 15.3 | Residential | Behind the Meter | Yes | Whitman Construction, LLC | JCP&L |  | Accepted | 2025-04-30 | 2025-05-27 | 2026-05-27 | Inverters | ENPHASE | IQ8PLUS-72-2-US | 290 |  | 36 |  |  | 0.975 |  | Outdoor
NJADRE1559539900 | Administratively Determined Incentive Program | Browns Mills | 8015 | 15.3 | Residential | Behind the Meter | Yes | Whitman Construction, LLC | JCP&L |  | Accepted | 2025-04-30 | 2025-05-27 | 2026-05-27 | Solar Panels | Jinko Solar | JKM425N-54HL4-B |  | 0.425 | 17 | 33 | 20 |  | Fixed | Roof
NJADRE1559539905 | Administratively Determined Incentive Program | West Deptford | 8051 | 12.9 | Residential | Behind the Meter | Yes | EMT Renewables, LLC | AC Electric |  | Accepted | 2025-04-30 | 2025-05-27 | 2026-05-27 | Solar Panels | SEG SOLAR | SEG 430 |  | 0.43 | 14 | 107 | 25 |  | Fixed | Roof
NJADRE1559539905 | Administratively Determined Incentive Program | West Deptford | 8051 | 12.9 | Residential | Behind the Meter | Yes | EMT Renewables, LLC | AC Electric |  | Accepted | 2025-04-30 | 2025-05-27 | 2026-05-27 | Solar Panels | SEG SOLAR | SEG 430 |  | 0.43 | 16 | 287 | 25 |  | Fixed | Roof
NJADRE1559539905 | Administratively Determined Incentive Program | West Deptford | 8051 | 12.9 | Residential | Behind the Meter | Yes | EMT Renewables, LLC | AC Electric |  | Accepted | 2025-04-30 | 2025-05-27 | 2026-05-27 | Inverters | ENPHASE | IQ8+ | 290 |  | 30 |  |  | 0.98 |  | Other | UNDER EACH PANEL
NJADRE1559539913 | Administratively Determined Incentive Program | Sicklerville | 8081 | 5.53 | Residential | Behind the Meter | Yes | Power Energy Solutions, LLC | AC Electric |  | Accepted | 2025-04-30 | 2025-05-28 | 2026-05-28 | Solar Panels | Trina Solar | TSM-425NE09RC.05 |  | 0.425 | 13 | 154 | 24 |  | Fixed | Roof
NJADRE1559539913 | Administratively Determined Incentive Program | Sicklerville | 8081 | 5.53 | Residential | Behind the Meter | Yes | Power Energy Solutions, LLC | AC Electric |  | Accepted | 2025-04-30 | 2025-05-28 | 2026-05-28 | Inverters | SolarEdge | SE3800H-US | 4 |  | 1 |  |  | 0.97 |  | Outdoor
NJADRE1559539926 | Administratively Determined Incentive Program | Rio Grande | 8242 | 9.84 | Residential | Behind the Meter | Yes | EMT Renewables, LLC | AC Electric |  | Accepted | 2025-04-30 | 2025-05-27 | 2026-05-27 | Solar Panels | MISSION | MSE-410 |  | 0.41 | 13 | 119 | 7 |  | Fixed | Roof
NJADRE1559539926 | Administratively Determined Incentive Program | Rio Grande | 8242 | 9.84 | Residential | Behind the Meter | Yes | EMT Renewables, LLC | AC Electric |  | Accepted | 2025-04-30 | 2025-05-27 | 2026-05-27 | Inverters | ENPHASE | IQ8+ | 290 |  | 24 |  |  | 0.98 |  | Other | UNDER EACH PANEL
NJADRE1559539926 | Administratively Determined Incentive Program | Rio Grande | 8242 | 9.84 | Residential | Behind the Meter | Yes | EMT Renewables, LLC | AC Electric |  | Accepted | 2025-04-30 | 2025-05-27 | 2026-05-27 | Solar Panels | MISSION | MSE-410 |  | 0.41 | 3 | 119 | 21 |  | Fixed | Roof
NJADRE1559539926 | Administratively Determined Incentive Program | Rio Grande | 8242 | 9.84 | Residential | Behind the Meter | Yes | EMT Renewables, LLC | AC Electric |  | Accepted | 2025-04-30 | 2025-05-27 | 2026-05-27 | Solar Panels | MISSION | MSE-410 |  | 0.41 | 4 | 209 | 14 |  | Fixed | Roof
NJADRE1559539926 | Administratively Determined Incentive Program | Rio Grande | 8242 | 9.84 | Residential | Behind the Meter | Yes | EMT Renewables, LLC | AC Electric |  | Accepted | 2025-04-30 | 2025-05-27 | 2026-05-27 | Solar Panels | MISSION | MSE-410 |  | 0.41 | 4 | 29 | 14 |  | Fixed | Roof
NJADRE1559539938 | Administratively Determined Incentive Program | ELIZABETHPORT | 7206 | 10.94 | Residential | Behind the Meter | Yes | Sunrun Installation Services, Inc. | PSE&G |  | Accepted | 2025-04-30 | 2025-05-27 | 2026-05-27 | Inverters | Tesla | POWERWALL 3 1707000-XX-Y | 11500 |  | 1 |  |  | 0.97 |  | Outdoor
NJADRE1559539938 | Administratively Determined Incentive Program | ELIZABETHPORT | 7206 | 10.94 | Residential | Behind the Meter | Yes | Sunrun Installation Services, Inc. | PSE&G |  | Accepted | 2025-04-30 | 2025-05-27 | 2026-05-27 | Solar Panels | JA SOLAR | JAM54S31-405/MR |  | 0.405 | 15 | 54 | 23 |  | Fixed | Roof
NJADRE1559539938 | Administratively Determined Incentive Program | ELIZABETHPORT | 7206 | 10.94 | Residential | Behind the Meter | Yes | Sunrun Installation Services, Inc. | PSE&G |  | Accepted | 2025-04-30 | 2025-05-27 | 2026-05-27 | Solar Panels | JA SOLAR | JAM54S31-405/MR |  | 0.405 | 12 | 234 | 23 |  | Fixed | Roof
NJADRE1559539938 | Administratively Determined Incentive Program | ELIZABETHPORT | 7206 | 10.94 | Residential | Behind the Meter | Yes | Sunrun Installation Services, Inc. | PSE&G |  | Accepted | 2025-04-30 | 2025-05-27 | 2026-05-27 | Electric Storage Battery | Tesla | POWERWALL 3 1707000-XX-Y |  |  | 1 |  |  |  | Lithium Ion |  | OUTSIDE
NJADRE1559539953 | Administratively Determined Incentive Program | Eastampton Twp | 8060 | 9.02 | Residential | Behind the Meter | Yes | Sunrun Installation Services, Inc. | PSE&G |  | Accepted | 2025-04-30 | 2025-05-27 | 2026-05-27 | Inverters | Tesla | Powerwall 3 1707000-xx-y | 11500 |  | 1 |  |  | 0.97 |  | Indoor
NJADRE1559539953 | Administratively Determined Incentive Program | Eastampton Twp | 8060 | 9.02 | Residential | Behind the Meter | Yes | Sunrun Installation Services, Inc. | PSE&G |  | Accepted | 2025-04-30 | 2025-05-27 | 2026-05-27 | Solar Panels | Hanwha Q Cells | Q.PEAK DUO BLK ML-G10+ 410 DCA |  | 0.41 | 22 | 188 | 34 |  | Fixed | Roof
NJADRE1559539953 | Administratively Determined Incentive Program | Eastampton Twp | 8060 | 9.02 | Residential | Behind the Meter | Yes | Sunrun Installation Services, Inc. | PSE&G |  | Accepted | 2025-04-30 | 2025-05-27 | 2026-05-27 | Electric Storage Battery | Tesla | Powerwall 3 1707000-xx-y |  |  | 1 |  |  |  | Lithium Ion |  | INSIDE
NJADRE1559539981 | Administratively Determined Incentive Program | PLEASANTVILLE | 8232 | 9.78 | Residential | Behind the Meter | Yes | Whitman Construction, LLC | AC Electric |  | Accepted | 2025-04-30 | 2025-06-04 | 2026-06-04 | Solar Panels | Jinko Solar | JKM425N-54HL4-B |  | 0.425 | 10 | 214 | 35 |  | Fixed | Roof
NJADRE1559539981 | Administratively Determined Incentive Program | PLEASANTVILLE | 8232 | 9.78 | Residential | Behind the Meter | Yes | Whitman Construction, LLC | AC Electric |  | Accepted | 2025-04-30 | 2025-06-04 | 2026-06-04 | Solar Panels | Jinko Solar | JKM425N-54HL4-B |  | 0.425 | 4 | 304 | 25 |  | Fixed | Roof
NJADRE1559539981 | Administratively Determined Incentive Program | PLEASANTVILLE | 8232 | 9.78 | Residential | Behind the Meter | Yes | Whitman Construction, LLC | AC Electric |  | Accepted | 2025-04-30 | 2025-06-04 | 2026-06-04 | Inverters | ENPHASE | IQ8PLUS-72-2-US | 290 |  | 23 |  |  | 0.975 |  | Outdoor
NJADRE1559539981 | Administratively Determined Incentive Program | PLEASANTVILLE | 8232 | 9.78 | Residential | Behind the Meter | Yes | Whitman Construction, LLC | AC Electric |  | Accepted | 2025-04-30 | 2025-06-04 | 2026-06-04 | Solar Panels | Jinko Solar | JKM425N-54HL4-B |  | 0.425 | 9 | 124 | 25 |  | Fixed | Roof
NJADRE1559539990 | Administratively Determined Incentive Program | Hawthorne | 7506 | 11.05 | Residential | Behind the Meter | No | OnSite Energy, Inc. | PSE&G |  | Accepted | 2025-04-30 | 2025-05-28 | 2026-05-28 | Solar Panels | Jinko Solar | JKM425N-54HL4-B BOB |  | 0.425 | 11 | 106 | 14 |  | Fixed | Roof
NJADRE1559539990 | Administratively Determined Incentive Program | Hawthorne | 7506 | 11.05 | Residential | Behind the Meter | No | OnSite Energy, Inc. | PSE&G |  | Accepted | 2025-04-30 | 2025-05-28 | 2026-05-28 | Solar Panels | Jinko Solar | JKM425N-54HL4-B BOB |  | 0.425 | 3 | 286 | 37 |  | Fixed | Roof
NJADRE1559539990 | Administratively Determined Incentive Program | Hawthorne | 7506 | 11.05 | Residential | Behind the Meter | No | OnSite Energy, Inc. | PSE&G |  | Accepted | 2025-04-30 | 2025-05-28 | 2026-05-28 | Solar Panels | Jinko Solar | JKM425N-54HL4-B BOB |  | 0.425 | 9 | 106 | 37 |  | Fixed | Roof
NJADRE1559539990 | Administratively Determined Incentive Program | Hawthorne | 7506 | 11.05 | Residential | Behind the Meter | No | OnSite Energy, Inc. | PSE&G |  | Accepted | 2025-04-30 | 2025-05-28 | 2026-05-28 | Meters | TESLA | The Tesla Gateway |  |  | 1 |  |  |  | Yes | Outdoor
NJADRE1559539990 | Administratively Determined Incentive Program | Hawthorne | 7506 | 11.05 | Residential | Behind the Meter | No | OnSite Energy, Inc. | PSE&G |  | Accepted | 2025-04-30 | 2025-05-28 | 2026-05-28 | Solar Panels | Jinko Solar | JKM425N-54HL4-B BOB |  | 0.425 | 3 | 105 | 17 |  | Fixed | Roof
NJADRE1559539990 | Administratively Determined Incentive Program | Hawthorne | 7506 | 11.05 | Residential | Behind the Meter | No | OnSite Energy, Inc. | PSE&G |  | Accepted | 2025-04-30 | 2025-05-28 | 2026-05-28 | Inverters | Tesla Solar | 7.6 kW PV Inverter 1538000-45-B | 7600 |  | 1 |  |  | 0.98 |  | Outdoor
NJADRE1559539999 | Administratively Determined Incentive Program | LINDENWOLD | 8021 | 7.74 | Residential | Behind the Meter | No | EMT Renewables, LLC | AC Electric |  | Accepted | 2025-04-30 | 2025-05-27 | 2026-05-27 | Solar Panels | Q CELLS | Q TRON |  | 0.43 | 2 | 23 | 14 |  | Fixed | Roof
NJADRE1559539999 | Administratively Determined Incentive Program | LINDENWOLD | 8021 | 7.74 | Residential | Behind the Meter | No | EMT Renewables, LLC | AC Electric |  | Accepted | 2025-04-30 | 2025-05-27 | 2026-05-27 | Solar Panels | Q CELLS | Q TRON |  | 0.43 | 16 | 203 | 20 |  | Fixed | Roof
NJADRE1559539999 | Administratively Determined Incentive Program | LINDENWOLD | 8021 | 7.74 | Residential | Behind the Meter | No | EMT Renewables, LLC | AC Electric |  | Accepted | 2025-04-30 | 2025-05-27 | 2026-05-27 | Inverters | ENPHASE | IQ8+ | 290 |  | 18 |  |  | 0.98 |  | Other | UNDER EACH PANEL
NJADRE1559540026 | Administratively Determined Incentive Program | Hackettstown | 7840 | 20.21 | Residential | Behind the Meter | No | Green Power Energy, LLC | JCP&L |  | Accepted | 2025-04-30 | 2025-05-27 | 2026-05-27 | Solar Panels | SEG Solar | SEG-430-BTD-BG |  | 0.43 | 8 | 350 | 23 |  | Fixed | Roof
NJADRE1559540026 | Administratively Determined Incentive Program | Hackettstown | 7840 | 20.21 | Residential | Behind the Meter | No | Green Power Energy, LLC | JCP&L |  | Accepted | 2025-04-30 | 2025-05-27 | 2026-05-27 | Solar Panels | SEG Solar | SEG-430-BTD-BG |  | 0.43 | 8 | 170 | 23 |  | Fixed | Roof
NJADRE1559540026 | Administratively Determined Incentive Program | Hackettstown | 7840 | 20.21 | Residential | Behind the Meter | No | Green Power Energy, LLC | JCP&L |  | Accepted | 2025-04-30 | 2025-05-27 | 2026-05-27 | Solar Panels | SEG Solar | SEG-430-BTD-BG |  | 0.43 | 8 | 170 | 20 |  | Fixed | Roof
NJADRE1559540026 | Administratively Determined Incentive Program | Hackettstown | 7840 | 20.21 | Residential | Behind the Meter | No | Green Power Energy, LLC | JCP&L |  | Accepted | 2025-04-30 | 2025-05-27 | 2026-05-27 | Solar Panels | SEG Solar | SEG-430-BTD-BG |  | 0.43 | 11 | 80 | 20 |  | Fixed | Roof
NJADRE1559540026 | Administratively Determined Incentive Program | Hackettstown | 7840 | 20.21 | Residential | Behind the Meter | No | Green Power Energy, LLC | JCP&L |  | Accepted | 2025-04-30 | 2025-05-27 | 2026-05-27 | Inverters | Enphase Energy | IQ8MC-72-M-US [240V] | 320 |  | 47 |  |  | 0.98 |  | Outside | Roof
NJADRE1559540026 | Administratively Determined Incentive Program | Hackettstown | 7840 | 20.21 | Residential | Behind the Meter | No | Green Power Energy, LLC | JCP&L |  | Accepted | 2025-04-30 | 2025-05-27 | 2026-05-27 | Solar Panels | SEG Solar | SEG-430-BTD-BG |  | 0.43 | 12 | 260 | 20 |  | Fixed | Roof
NJADRE1559540232 | Administratively Determined Incentive Program | PHILLIPSBURG | 8865 | 6.15 | Residential | Behind the Meter | Yes | EMT Renewables, LLC | JCP&L |  | Accepted | 2025-04-30 | 2025-05-28 | 2026-05-28 | Solar Panels | TRINA | TSM-NE09RC.05 |  | 0.41 | 2 | 170 | 40 |  | Fixed | Roof
NJADRE1559540232 | Administratively Determined Incentive Program | PHILLIPSBURG | 8865 | 6.15 | Residential | Behind the Meter | Yes | EMT Renewables, LLC | JCP&L |  | Accepted | 2025-04-30 | 2025-05-28 | 2026-05-28 | Solar Panels | TRINA | TSM-NE09RC.05 |  | 0.41 | 5 | 350 | 5 |  | Fixed | Roof
NJADRE1559540232 | Administratively Determined Incentive Program | PHILLIPSBURG | 8865 | 6.15 | Residential | Behind the Meter | Yes | EMT Renewables, LLC | JCP&L |  | Accepted | 2025-04-30 | 2025-05-28 | 2026-05-28 | Solar Panels | TRINA | TSM-NE09RC.05 |  | 0.41 | 4 | 260 | 35 |  | Fixed | Roof
NJADRE1559540232 | Administratively Determined Incentive Program | PHILLIPSBURG | 8865 | 6.15 | Residential | Behind the Meter | Yes | EMT Renewables, LLC | JCP&L |  | Accepted | 2025-04-30 | 2025-05-28 | 2026-05-28 | Inverters | ENPHASE | IQ8+ | 290 |  | 15 |  |  | 0.98 |  | Other | UNDER EACH PANEL
NJADRE1559540232 | Administratively Determined Incentive Program | PHILLIPSBURG | 8865 | 6.15 | Residential | Behind the Meter | Yes | EMT Renewables, LLC | JCP&L |  | Accepted | 2025-04-30 | 2025-05-28 | 2026-05-28 | Solar Panels | TRINA | TSM-NE09RC.05 |  | 0.41 | 4 | 80 | 35 |  | Fixed | Roof
NJADRE1559541426 | Administratively Determined Incentive Program | CAPE MAY COURT HOUSE | 8210 | 10.32 | Residential | Behind the Meter | Yes | EMT Renewables, LLC | AC Electric |  | Accepted | 2025-04-30 | 2025-05-29 | 2026-05-29 | Solar Panels | SEG SOLAR | SEG 430 |  | 0.43 | 7 | 208 | 22 |  | Fixed | Roof
NJADRE1559541426 | Administratively Determined Incentive Program | CAPE MAY COURT HOUSE | 8210 | 10.32 | Residential | Behind the Meter | Yes | EMT Renewables, LLC | AC Electric |  | Accepted | 2025-04-30 | 2025-05-29 | 2026-05-29 | Solar Panels | SEG SOLAR | SEG 430 |  | 0.43 | 1 | 208 | 22 |  | Fixed | Roof
NJADRE1559541426 | Administratively Determined Incentive Program | CAPE MAY COURT HOUSE | 8210 | 10.32 | Residential | Behind the Meter | Yes | EMT Renewables, LLC | AC Electric |  | Accepted | 2025-04-30 | 2025-05-29 | 2026-05-29 | Solar Panels | SEG SOLAR | SEG 430 |  | 0.43 | 4 | 28 | 24 |  | Fixed | Roof
NJADRE1559541426 | Administratively Determined Incentive Program | CAPE MAY COURT HOUSE | 8210 | 10.32 | Residential | Behind the Meter | Yes | EMT Renewables, LLC | AC Electric |  | Accepted | 2025-04-30 | 2025-05-29 | 2026-05-29 | Solar Panels | SEG SOLAR | SEG 430 |  | 0.43 | 3 | 208 | 24 |  | Fixed | Roof
NJADRE1559541426 | Administratively Determined Incentive Program | CAPE MAY COURT HOUSE | 8210 | 10.32 | Residential | Behind the Meter | Yes | EMT Renewables, LLC | AC Electric |  | Accepted | 2025-04-30 | 2025-05-29 | 2026-05-29 | Inverters | ENPHASE | IQ8+ | 290 |  | 24 |  |  | 0.98 |  | Other | UNDER EACH PANEL
NJADRE1559541426 | Administratively Determined Incentive Program | CAPE MAY COURT HOUSE | 8210 | 10.32 | Residential | Behind the Meter | Yes | EMT Renewables, LLC | AC Electric |  | Accepted | 2025-04-30 | 2025-05-29 | 2026-05-29 | Solar Panels | SEG SOLAR | SEG 430 |  | 0.43 | 9 | 28 | 22 |  | Fixed | Roof
NJADRE1559541439 | Administratively Determined Incentive Program | BROWNS MILLS | 8015 | 10.25 | Residential | Behind the Meter | Yes | Sunrun Installation Services, Inc. | JCP&L |  | Accepted | 2025-04-30 | 2025-05-27 | 2026-05-27 | Solar Panels | HANWHA Q-CELLS | Q.PEAK DUO BLK ML-G10+ 410 |  | 0.41 | 6 | 74 | 23 |  | Fixed | Roof
NJADRE1559541439 | Administratively Determined Incentive Program | BROWNS MILLS | 8015 | 10.25 | Residential | Behind the Meter | Yes | Sunrun Installation Services, Inc. | JCP&L |  | Accepted | 2025-04-30 | 2025-05-27 | 2026-05-27 | Solar Panels | HANWHA Q-CELLS | Q.PEAK DUO BLK ML-G10+ 410 |  | 0.41 | 19 | 254 | 23 |  | Fixed | Roof
NJADRE1559541439 | Administratively Determined Incentive Program | BROWNS MILLS | 8015 | 10.25 | Residential | Behind the Meter | Yes | Sunrun Installation Services, Inc. | JCP&L |  | Accepted | 2025-04-30 | 2025-05-27 | 2026-05-27 | Inverters | Tesla | POWERWALL 3 1707000-XX-Y | 11500 |  | 1 |  |  | 0.97 |  | Outdoor
NJADRE1559541439 | Administratively Determined Incentive Program | BROWNS MILLS | 8015 | 10.25 | Residential | Behind the Meter | Yes | Sunrun Installation Services, Inc. | JCP&L |  | Accepted | 2025-04-30 | 2025-05-27 | 2026-05-27 | Electric Storage Battery | Tesla | POWERWALL 3 1707000-XX-Y |  |  | 1 |  |  |  | Lithium Ion |  | OUTSIDE
NJADRE1559541442 | Administratively Determined Incentive Program | BRIDGETON | 8302 | 4.73 | Residential | Behind the Meter | Yes | EMT Renewables, LLC | AC Electric |  | Accepted | 2025-04-30 | 2025-05-28 | 2026-05-28 | Inverters | ENPHASE | IQ8+ | 290 |  | 11 |  |  | 0.98 |  | Other | UNDER EACH PANEL
NJADRE1559541442 | Administratively Determined Incentive Program | BRIDGETON | 8302 | 4.73 | Residential | Behind the Meter | Yes | EMT Renewables, LLC | AC Electric |  | Accepted | 2025-04-30 | 2025-05-28 | 2026-05-28 | Solar Panels | SEG SOLAR | SEG 430 |  | 0.43 | 4 | 103 | 11 |  | Fixed | Roof
NJADRE1559541442 | Administratively Determined Incentive Program | BRIDGETON | 8302 | 4.73 | Residential | Behind the Meter | Yes | EMT Renewables, LLC | AC Electric |  | Accepted | 2025-04-30 | 2025-05-28 | 2026-05-28 | Solar Panels | SEG SOLAR | SEG 430 |  | 0.43 | 4 | 283 | 37 |  | Fixed | Roof
NJADRE1559541442 | Administratively Determined Incentive Program | BRIDGETON | 8302 | 4.73 | Residential | Behind the Meter | Yes | EMT Renewables, LLC | AC Electric |  | Accepted | 2025-04-30 | 2025-05-28 | 2026-05-28 | Solar Panels | SEG SOLAR | SEG 430 |  | 0.43 | 3 | 103 | 36 |  | Fixed | Roof
NJADRE1559541468 | Administratively Determined Incentive Program | LEISURETOWNE | 8088 | 12.9 | Residential | Behind the Meter | Yes | EMT Renewables, LLC | PSE&G |  | Accepted | 2025-04-30 | 2025-05-27 | 2026-05-27 | Solar Panels | SEG SOLAR | SEG 430 |  | 0.43 | 5 | 264 | 14 |  | Fixed | Roof
NJADRE1559541468 | Administratively Determined Incentive Program | LEISURETOWNE | 8088 | 12.9 | Residential | Behind the Meter | Yes | EMT Renewables, LLC | PSE&G |  | Accepted | 2025-04-30 | 2025-05-27 | 2026-05-27 | Inverters | ENPHASE | IQ8+ | 290 |  | 30 |  |  | 0.98 |  | Other | UNDER EACH PANEL
NJADRE1559541468 | Administratively Determined Incentive Program | LEISURETOWNE | 8088 | 12.9 | Residential | Behind the Meter | Yes | EMT Renewables, LLC | PSE&G |  | Accepted | 2025-04-30 | 2025-05-27 | 2026-05-27 | Solar Panels | SEG SOLAR | SEG 430 |  | 0.43 | 14 | 84 | 19 |  | Fixed | Roof
NJADRE1559541468 | Administratively Determined Incentive Program | LEISURETOWNE | 8088 | 12.9 | Residential | Behind the Meter | Yes | EMT Renewables, LLC | PSE&G |  | Accepted | 2025-04-30 | 2025-05-27 | 2026-05-27 | Solar Panels | SEG SOLAR | SEG 430 |  | 0.43 | 3 | 264 | 31 |  | Fixed | Roof
NJADRE1559541468 | Administratively Determined Incentive Program | LEISURETOWNE | 8088 | 12.9 | Residential | Behind the Meter | Yes | EMT Renewables, LLC | PSE&G |  | Accepted | 2025-04-30 | 2025-05-27 | 2026-05-27 | Solar Panels | SEG SOLAR | SEG 430 |  | 0.43 | 5 | 264 | 19 |  | Fixed | Roof
NJADRE1559541468 | Administratively Determined Incentive Program | LEISURETOWNE | 8088 | 12.9 | Residential | Behind the Meter | Yes | EMT Renewables, LLC | PSE&G |  | Accepted | 2025-04-30 | 2025-05-27 | 2026-05-27 | Solar Panels | SEG SOLAR | SEG 430 |  | 0.43 | 3 | 84 | 31 |  | Fixed | Roof
NJADRE1559541486 | Administratively Determined Incentive Program | Linwood | 8221 | 8.8 | Residential | Behind the Meter | No | Advanced Renewable Solutions, LLC | AC Electric |  | Accepted | 2025-04-30 | 2025-05-27 | 2026-05-27 | Inverters | Enphase | IQ8+ | 290 |  | 20 |  |  | 0.976 |  | Outside
NJADRE1559541486 | Administratively Determined Incentive Program | Linwood | 8221 | 8.8 | Residential | Behind the Meter | No | Advanced Renewable Solutions, LLC | AC Electric |  | Accepted | 2025-04-30 | 2025-05-27 | 2026-05-27 | Solar Panels | Certainteed | CTM10440HC11 |  | 0.44 | 20 | 207 | 20 |  | Fixed | Ground
NJADRE1559541488 | Administratively Determined Incentive Program | CAPE MAY | 8204 | 7.74 | Residential | Behind the Meter | Yes | EMT Renewables, LLC | AC Electric |  | Accepted | 2025-04-30 | 2025-05-29 | 2026-05-29 | Solar Panels | SEG SOLAR | SEG 430 |  | 0.43 | 18 | 128 | 18 |  | Fixed | Roof
NJADRE1559541488 | Administratively Determined Incentive Program | CAPE MAY | 8204 | 7.74 | Residential | Behind the Meter | Yes | EMT Renewables, LLC | AC Electric |  | Accepted | 2025-04-30 | 2025-05-29 | 2026-05-29 | Inverters | ENPHASE | IQ8+ | 290 |  | 18 |  |  | 0.98 |  | Other | UNDER EACH PANEL
NJADRE1559541489 | Administratively Determined Incentive Program | Ringoes | 8551 | 16.58 | Residential | Behind the Meter | Yes | Power Energy Solutions, LLC | JCP&L |  | Accepted | 2025-04-30 | 2025-05-27 | 2026-05-27 | Solar Panels | Trina Solar | TSM-425NE09RC.05 |  | 0.425 | 6 | 208 | 48 |  | Fixed | Roof
NJADRE1559541489 | Administratively Determined Incentive Program | Ringoes | 8551 | 16.58 | Residential | Behind the Meter | Yes | Power Energy Solutions, LLC | JCP&L |  | Accepted | 2025-04-30 | 2025-05-27 | 2026-05-27 | Solar Panels | Trina Solar | TSM-425NE09RC.05 |  | 0.425 | 4 | 208 | 44 |  | Fixed | Roof
NJADRE1559541489 | Administratively Determined Incentive Program | Ringoes | 8551 | 16.58 | Residential | Behind the Meter | Yes | Power Energy Solutions, LLC | JCP&L |  | Accepted | 2025-04-30 | 2025-05-27 | 2026-05-27 | Solar Panels | Trina Solar | TSM-425NE09RC.05 |  | 0.425 | 4 | 118 | 32 |  | Fixed | Roof
NJADRE1559541489 | Administratively Determined Incentive Program | Ringoes | 8551 | 16.58 | Residential | Behind the Meter | Yes | Power Energy Solutions, LLC | JCP&L |  | Accepted | 2025-04-30 | 2025-05-27 | 2026-05-27 | Solar Panels | Trina Solar | TSM-425NE09RC.05 |  | 0.425 | 3 | 208 | 46 |  | Fixed | Roof
NJADRE1559541489 | Administratively Determined Incentive Program | Ringoes | 8551 | 16.58 | Residential | Behind the Meter | Yes | Power Energy Solutions, LLC | JCP&L |  | Accepted | 2025-04-30 | 2025-05-27 | 2026-05-27 | Inverters | SolarEdge | SE10000H-US | 10 |  | 1 |  |  | 0.97 |  | Outdoor
NJADRE1559541489 | Administratively Determined Incentive Program | Ringoes | 8551 | 16.58 | Residential | Behind the Meter | Yes | Power Energy Solutions, LLC | JCP&L |  | Accepted | 2025-04-30 | 2025-05-27 | 2026-05-27 | Solar Panels | Trina Solar | TSM-425NE09RC.05 |  | 0.425 | 6 | 118 | 39 |  | Fixed | Roof
NJADRE1559541489 | Administratively Determined Incentive Program | Ringoes | 8551 | 16.58 | Residential | Behind the Meter | Yes | Power Energy Solutions, LLC | JCP&L |  | Accepted | 2025-04-30 | 2025-05-27 | 2026-05-27 | Solar Panels | Trina Solar | TSM-425NE09RC.05 |  | 0.425 | 16 | 298 | 41 |  | Fixed | Roof
NJADRE1559541491 | Administratively Determined Incentive Program | Netcong | 7857 | 8.6 | Residential | Behind the Meter | Yes | PosiGen Developer, LLC | JCP&L |  | Accepted | 2025-04-30 | 2025-05-27 | 2026-05-27 | Inverters | SOLAREDGE | SE7600H-US | 7600 |  | 1 |  |  | 0.99 |  | Outside | Within ten feet of meter
NJADRE1559541491 | Administratively Determined Incentive Program | Netcong | 7857 | 8.6 | Residential | Behind the Meter | Yes | PosiGen Developer, LLC | JCP&L |  | Accepted | 2025-04-30 | 2025-05-27 | 2026-05-27 | Solar Panels | JINKO EAGLE | G6RJKM430N-54HL4-B |  | 0.43 | 16 | 129 | 9 |  | Fixed | Roof
NJADRE1559541491 | Administratively Determined Incentive Program | Netcong | 7857 | 8.6 | Residential | Behind the Meter | Yes | PosiGen Developer, LLC | JCP&L |  | Accepted | 2025-04-30 | 2025-05-27 | 2026-05-27 | Solar Panels | JINKO EAGLE | G6RJKM430N-54HL4-B |  | 0.43 | 4 | 309 | 34 |  | Fixed | Roof
NJADRE1559541495 | Administratively Determined Incentive Program | Colonia | 7067 | 5.27 | Residential | Behind the Meter | Yes | Freedom Forever New Jersey, LLC | PSE&G |  | Accepted | 2025-04-30 | 2025-05-28 | 2026-05-28 | Inverters | Solar Edge | SE5700H-US | 5760 |  | 1 |  |  | 0.99 |  | Outdoor
NJADRE1559541495 | Administratively Determined Incentive Program | Colonia | 7067 | 5.27 | Residential | Behind the Meter | Yes | Freedom Forever New Jersey, LLC | PSE&G |  | Accepted | 2025-04-30 | 2025-05-28 | 2026-05-28 | Solar Panels | JA Solar | JAM54S31-405/MR |  | 0.405 | 7 | 264 | 16 |  | Fixed | Roof
NJADRE1559541495 | Administratively Determined Incentive Program | Colonia | 7067 | 5.27 | Residential | Behind the Meter | Yes | Freedom Forever New Jersey, LLC | PSE&G |  | Accepted | 2025-04-30 | 2025-05-28 | 2026-05-28 | Solar Panels | JA Solar | JAM54S31-405/MR |  | 0.405 | 6 | 84 | 16 |  | Fixed | Roof
NJADRE1559541499 | Administratively Determined Incentive Program | Chesterfield | 8515 | 18.92 | Residential | Behind the Meter | Yes | EMT Renewables, LLC | PSE&G |  | Accepted | 2025-04-30 | 2025-05-27 | 2026-05-27 | Inverters | ENPHASE | IQ8+ | 290 |  | 44 |  |  | 0.98 |  | Other | UNDER EACH PANEL
NJADRE1559541499 | Administratively Determined Incentive Program | Chesterfield | 8515 | 18.92 | Residential | Behind the Meter | Yes | EMT Renewables, LLC | PSE&G |  | Accepted | 2025-04-30 | 2025-05-27 | 2026-05-27 | Solar Panels | SEG SOLAR | SEG 430 |  | 0.43 | 4 | 38 | 18 |  | Fixed | Roof
NJADRE1559541499 | Administratively Determined Incentive Program | Chesterfield | 8515 | 18.92 | Residential | Behind the Meter | Yes | EMT Renewables, LLC | PSE&G |  | Accepted | 2025-04-30 | 2025-05-27 | 2026-05-27 | Solar Panels | SEG SOLAR | SEG 430 |  | 0.43 | 24 | 218 | 21 |  | Fixed | Roof
NJADRE1559541499 | Administratively Determined Incentive Program | Chesterfield | 8515 | 18.92 | Residential | Behind the Meter | Yes | EMT Renewables, LLC | PSE&G |  | Accepted | 2025-04-30 | 2025-05-27 | 2026-05-27 | Solar Panels | SEG SOLAR | SEG 430 |  | 0.43 | 16 | 38 | 21 |  | Fixed | Roof
NJADRE1559541500 | Administratively Determined Incentive Program | Lumberton | 8048 | 5.95 | Residential | Behind the Meter | Yes | Whitman Construction, LLC | PSE&G |  | Accepted | 2025-04-30 | 2025-05-28 | 2026-05-28 | Inverters | ENPHASE | IQ8PLUS-72-2-US | 290 |  | 14 |  |  | 0.975 |  | Outdoor
NJADRE1559541500 | Administratively Determined Incentive Program | Lumberton | 8048 | 5.95 | Residential | Behind the Meter | Yes | Whitman Construction, LLC | PSE&G |  | Accepted | 2025-04-30 | 2025-05-28 | 2026-05-28 | Solar Panels | Jinko Solar | JKM425N-54HL4-B |  | 0.425 | 6 | 273 | 25 |  | Fixed | Roof
NJADRE1559541500 | Administratively Determined Incentive Program | Lumberton | 8048 | 5.95 | Residential | Behind the Meter | Yes | Whitman Construction, LLC | PSE&G |  | Accepted | 2025-04-30 | 2025-05-28 | 2026-05-28 | Solar Panels | Jinko Solar | JKM425N-54HL4-B |  | 0.425 | 8 | 93 | 25 |  | Fixed | Roof
NJADRE1559541501 | Administratively Determined Incentive Program | Atlantic City | 8401 | 4.73 | Residential | Behind the Meter | Yes | Pro Custom Solar dba Momentum Solar | AC Electric |  | Accepted | 2025-04-30 | 2025-05-27 | 2026-05-27 | Inverters | ENPHASE | IQ8HC-72-M-DOM-US | 380 |  | 11 |  |  | 0.97 |  | Outdoor
NJADRE1559541501 | Administratively Determined Incentive Program | Atlantic City | 8401 | 4.73 | Residential | Behind the Meter | Yes | Pro Custom Solar dba Momentum Solar | AC Electric |  | Accepted | 2025-04-30 | 2025-05-27 | 2026-05-27 | Solar Panels | HANWHA | Q.TRON BLK M-G2+430 |  | 0.43 | 11 | 153 | 8 |  | Fixed | Roof
NJADRE1559541508 | Administratively Determined Incentive Program | CHERRY HILL | 8003 | 3.69 | Residential | Behind the Meter | Yes | Sunrun Installation Services, Inc. | PSE&G |  | Accepted | 2025-04-30 | 2025-05-27 | 2026-05-27 | Inverters | Tesla | POWERWALL 3 1707000-XX-Y | 11500 |  | 1 |  |  | 0.97 |  | Outside
NJADRE1559541508 | Administratively Determined Incentive Program | CHERRY HILL | 8003 | 3.69 | Residential | Behind the Meter | Yes | Sunrun Installation Services, Inc. | PSE&G |  | Accepted | 2025-04-30 | 2025-05-27 | 2026-05-27 | Solar Panels | HANWHA Q-CELLS | Q.PEAK DUO BLK ML-G10+ 410 |  | 0.41 | 9 | 95 | 17 |  | Fixed | Roof
NJADRE1559541508 | Administratively Determined Incentive Program | CHERRY HILL | 8003 | 3.69 | Residential | Behind the Meter | Yes | Sunrun Installation Services, Inc. | PSE&G |  | Accepted | 2025-04-30 | 2025-05-27 | 2026-05-27 | Electric Storage Battery | Tesla | POWERWALL 3 1707000-XX-Y |  |  | 1 |  |  |  | Lithium Ion |  | OUTSIDE
NJADRE1559541521 | Administratively Determined Incentive Program | ENGLISHTOWN | 7726 | 15.96 | Residential | Behind the Meter | No | PV4U, LLC | JCP&L |  | Accepted | 2025-05-02 | 2025-06-04 | 2026-06-04 | Solar Panels | Hanwha | Qcells 420 |  | 0.42 | 5 | 210 | 28 |  | Fixed | Roof
NJADRE1559541521 | Administratively Determined Incentive Program | ENGLISHTOWN | 7726 | 15.96 | Residential | Behind the Meter | No | PV4U, LLC | JCP&L |  | Accepted | 2025-05-02 | 2025-06-04 | 2026-06-04 | Solar Panels | Hanwha | Qcells 420 |  | 0.42 | 9 | 300 | 33 |  | Fixed | Roof
NJADRE1559541521 | Administratively Determined Incentive Program | ENGLISHTOWN | 7726 | 15.96 | Residential | Behind the Meter | No | PV4U, LLC | JCP&L |  | Accepted | 2025-05-02 | 2025-06-04 | 2026-06-04 | Inverters | ENPHASE | IQ8PLUS | 290 |  | 38 |  |  | 0.98 |  | Outside
NJADRE1559541521 | Administratively Determined Incentive Program | ENGLISHTOWN | 7726 | 15.96 | Residential | Behind the Meter | No | PV4U, LLC | JCP&L |  | Accepted | 2025-05-02 | 2025-06-04 | 2026-06-04 | Solar Panels | Hanwha | Qcells 420 |  | 0.42 | 24 | 120 | 33 |  | Fixed | Roof
NJADRE1559541523 | Administratively Determined Incentive Program | Sicklerville | 8081 | 6.88 | Residential | Behind the Meter | Yes | EMT Renewables, LLC | AC Electric |  | Accepted | 2025-04-30 | 2025-05-29 | 2026-05-29 | Solar Panels | SEG SOLAR | SEG 430 |  | 0.43 | 8 | 175 | 34 |  | Fixed | Roof
NJADRE1559541523 | Administratively Determined Incentive Program | Sicklerville | 8081 | 6.88 | Residential | Behind the Meter | Yes | EMT Renewables, LLC | AC Electric |  | Accepted | 2025-04-30 | 2025-05-29 | 2026-05-29 | Inverters | ENPHASE | IQ8+ | 290 |  | 16 |  |  | 0.98 |  | Other | UNDER EACH PANEL
NJADRE1559541523 | Administratively Determined Incentive Program | Sicklerville | 8081 | 6.88 | Residential | Behind the Meter | Yes | EMT Renewables, LLC | AC Electric |  | Accepted | 2025-04-30 | 2025-05-29 | 2026-05-29 | Solar Panels | SEG SOLAR | SEG 430 |  | 0.43 | 8 | 355 | 34 |  | Fixed | Roof
NJADRE1559541532 | Administratively Determined Incentive Program | Linden | 7036 | 5.67 | Residential | Behind the Meter | Yes | Freedom Forever New Jersey, LLC | PSE&G |  | Accepted | 2025-04-30 | 2025-06-17 | 2026-06-17 | Solar Panels | JA Solar | JAM54S31-405/MR |  | 0.405 | 14 | 218 | 13 |  | Fixed | Roof
NJADRE1559541532 | Administratively Determined Incentive Program | Linden | 7036 | 5.67 | Residential | Behind the Meter | Yes | Freedom Forever New Jersey, LLC | PSE&G |  | Accepted | 2025-04-30 | 2025-06-17 | 2026-06-17 | Inverters | Solar Edge | SE5000H-USRGM | 5000 |  | 1 |  |  | 0.99 |  | Outdoor
NJADRE1559541535 | Administratively Determined Incentive Program | Woodbury | 8096 | 6.45 | Residential | Behind the Meter | Yes | EMT Renewables, LLC | PSE&G |  | Accepted | 2025-04-30 | 2025-05-27 | 2026-05-27 | Inverters | ENPHASE | IQ8+ | 290 |  | 15 |  |  | 0.98 |  | Other | UNDER EACH PANEL
NJADRE1559541535 | Administratively Determined Incentive Program | Woodbury | 8096 | 6.45 | Residential | Behind the Meter | Yes | EMT Renewables, LLC | PSE&G |  | Accepted | 2025-04-30 | 2025-05-27 | 2026-05-27 | Solar Panels | SEG SOLAR | SEG 430 |  | 0.43 | 15 | 115 | 34 |  | Fixed | Roof
NJADRE1559541547 | Administratively Determined Incentive Program | Marmora | 8223 | 3.2 | Residential | Behind the Meter | Yes | Solar Energy World | AC Electric |  | Accepted | 2025-04-30 | 2025-05-27 | 2026-05-27 | Solar Panels | LONGi | LR4-60HPB-355M |  | 0.4 | 8 | 314 | 14 |  | Fixed | Roof
NJADRE1559541547 | Administratively Determined Incentive Program | Marmora | 8223 | 3.2 | Residential | Behind the Meter | Yes | Solar Energy World | AC Electric |  | Accepted | 2025-04-30 | 2025-05-27 | 2026-05-27 | Inverters | Enphase | IQ8HC-72-M-DOM-US | 384 |  | 8 |  |  | 0.97 |  | Outside
NJADRE1559541549 | Administratively Determined Incentive Program | Barnegat | 8005 | 15.99 | Residential | Behind the Meter | Yes | EMT Renewables, LLC | JCP&L |  | Accepted | 2025-04-30 | 2025-05-27 | 2026-05-27 | Inverters | ENPHASE | IQ8+ | 290 |  | 39 |  |  | 0.98 |  | Other | UNDER EACH PANEL
NJADRE1559541549 | Administratively Determined Incentive Program | Barnegat | 8005 | 15.99 | Residential | Behind the Meter | Yes | EMT Renewables, LLC | JCP&L |  | Accepted | 2025-04-30 | 2025-05-27 | 2026-05-27 | Solar Panels | MSE PERC | MSE-410 |  | 0.41 | 13 | 286 | 25 |  | Fixed | Roof
NJADRE1559541549 | Administratively Determined Incentive Program | Barnegat | 8005 | 15.99 | Residential | Behind the Meter | Yes | EMT Renewables, LLC | JCP&L |  | Accepted | 2025-04-30 | 2025-05-27 | 2026-05-27 | Solar Panels | MSE PERC | MSE-410 |  | 0.41 | 26 | 106 | 25 |  | Fixed | Roof
NJADRE1559541551 | Administratively Determined Incentive Program | LAWRENCE TWP | 8648 | 4.46 | Residential | Behind the Meter | Yes | Sunrun Installation Services, Inc. | PSE&G |  | Accepted | 2025-04-30 | 2025-05-27 | 2026-05-27 | Inverters | SOLAREDGE TECHNOLOGIES | SE3800H-USMN | 3800 |  | 1 |  |  | 0.99 |  | Outside
NJADRE1559541551 | Administratively Determined Incentive Program | LAWRENCE TWP | 8648 | 4.46 | Residential | Behind the Meter | Yes | Sunrun Installation Services, Inc. | PSE&G |  | Accepted | 2025-04-30 | 2025-05-27 | 2026-05-27 | Solar Panels | JA SOLAR | JAM54S31-405/MR |  | 0.405 | 3 | 80 | 30 |  | Fixed | Roof
NJADRE1559541551 | Administratively Determined Incentive Program | LAWRENCE TWP | 8648 | 4.46 | Residential | Behind the Meter | Yes | Sunrun Installation Services, Inc. | PSE&G |  | Accepted | 2025-04-30 | 2025-05-27 | 2026-05-27 | Solar Panels | JA SOLAR | JAM54S31-405/MR |  | 0.405 | 8 | 80 | 30 |  | Fixed | Roof
NJADRE1559541568 | Administratively Determined Incentive Program | Elizabeth | 7201 | 4.25 | Residential | Behind the Meter | Yes | Fusion Solar Energy, LLC | PSE&G |  | Accepted | 2025-04-30 | 2025-05-28 | 2026-05-28 | Solar Panels | TRINA SOLAR | TSM-NE09R.05 |  | 0.425 | 8 | 220.41 | 5 |  | Fixed | Roof
NJADRE1559541568 | Administratively Determined Incentive Program | Elizabeth | 7201 | 4.25 | Residential | Behind the Meter | Yes | Fusion Solar Energy, LLC | PSE&G |  | Accepted | 2025-04-30 | 2025-05-28 | 2026-05-28 | Solar Panels | TRINA SOLAR | TSM-NE09R.05 |  | 0.425 | 2 | 220.41 | 5 |  | Fixed | Roof
NJADRE1559541568 | Administratively Determined Incentive Program | Elizabeth | 7201 | 4.25 | Residential | Behind the Meter | Yes | Fusion Solar Energy, LLC | PSE&G |  | Accepted | 2025-04-30 | 2025-05-28 | 2026-05-28 | Inverters | ENPHASE | IQ8HC-72-M-DOM-US | 380 |  | 10 |  |  | 0.97 |  | Outside | Roof
NJADRE1559541574 | Administratively Determined Incentive Program | BAYVILLE | 8721 | 3.24 | Residential | Behind the Meter | Yes | Sunrun Installation Services, Inc. | JCP&L |  | Accepted | 2025-04-30 | 2025-05-27 | 2026-05-27 | Inverters | SOLAREDGE TECHNOLOGIES | SE3800H-USMN | 3800 |  | 1 |  |  | 0.99 |  | Outdoor
NJADRE1559541574 | Administratively Determined Incentive Program | BAYVILLE | 8721 | 3.24 | Residential | Behind the Meter | Yes | Sunrun Installation Services, Inc. | JCP&L |  | Accepted | 2025-04-30 | 2025-05-27 | 2026-05-27 | Solar Panels | JA SOLAR | JAM54S31-405/MR |  | 0.405 | 8 | 102 | 21 |  | Fixed | Roof
NJADRE1559541574 | Administratively Determined Incentive Program | BAYVILLE | 8721 | 3.24 | Residential | Behind the Meter | Yes | Sunrun Installation Services, Inc. | JCP&L |  | Accepted | 2025-04-30 | 2025-05-27 | 2026-05-27 | Meters | SolarEdge Technologies | SE3800H-USMN |  |  | 1 |  |  |  | Yes | Outdoor
NJADRE1559541580 | Administratively Determined Incentive Program | Egg Harbor Twp | 8234 | 7.31 | Residential | Behind the Meter | Yes | Velocity Energy & Home Solutions, Inc. | AC Electric |  | Accepted | 2025-04-30 | 2025-05-29 | 2026-05-29 | Solar Panels | seg | 430 |  | 0.43 | 11 | 209 | 27 |  | Fixed | Roof
NJADRE1559541580 | Administratively Determined Incentive Program | Egg Harbor Twp | 8234 | 7.31 | Residential | Behind the Meter | Yes | Velocity Energy & Home Solutions, Inc. | AC Electric |  | Accepted | 2025-04-30 | 2025-05-29 | 2026-05-29 | Inverters | enphase | iq8plus | 290 |  | 17 |  |  | 0.99 |  | Outside | behind panels
NJADRE1559541580 | Administratively Determined Incentive Program | Egg Harbor Twp | 8234 | 7.31 | Residential | Behind the Meter | Yes | Velocity Energy & Home Solutions, Inc. | AC Electric |  | Accepted | 2025-04-30 | 2025-05-29 | 2026-05-29 | Solar Panels | seg | 430 |  | 0.43 | 6 | 29 | 27 |  | Fixed | Roof
NJADRE1559541581 | Administratively Determined Incentive Program | Sparta | 7871 | 15.3 | Residential | Behind the Meter | Yes | Power Energy Solutions, LLC | JCP&L |  | Accepted | 2025-04-30 | 2025-05-28 | 2026-05-28 | Solar Panels | Trina Solar | TSM-425NE09RC.05 |  | 0.425 | 4 | 220 | 45 |  | Fixed | Roof
NJADRE1559541581 | Administratively Determined Incentive Program | Sparta | 7871 | 15.3 | Residential | Behind the Meter | Yes | Power Energy Solutions, LLC | JCP&L |  | Accepted | 2025-04-30 | 2025-05-28 | 2026-05-28 | Solar Panels | Trina Solar | TSM-425NE09RC.05 |  | 0.425 | 27 | 130 | 34 |  | Fixed | Roof
NJADRE1559541581 | Administratively Determined Incentive Program | Sparta | 7871 | 15.3 | Residential | Behind the Meter | Yes | Power Energy Solutions, LLC | JCP&L |  | Accepted | 2025-04-30 | 2025-05-28 | 2026-05-28 | Solar Panels | Trina Solar | TSM-425NE09RC.05 |  | 0.425 | 1 | 221 | 38 |  | Fixed | Roof
NJADRE1559541581 | Administratively Determined Incentive Program | Sparta | 7871 | 15.3 | Residential | Behind the Meter | Yes | Power Energy Solutions, LLC | JCP&L |  | Accepted | 2025-04-30 | 2025-05-28 | 2026-05-28 | Solar Panels | Trina Solar | TSM-425NE09RC.05 |  | 0.425 | 2 | 221 | 38 |  | Fixed | Roof
NJADRE1559541581 | Administratively Determined Incentive Program | Sparta | 7871 | 15.3 | Residential | Behind the Meter | Yes | Power Energy Solutions, LLC | JCP&L |  | Accepted | 2025-04-30 | 2025-05-28 | 2026-05-28 | Inverters | SolarEdge | SE10000H-US | 10 |  | 1 |  |  | 0.97 |  | Outdoor
NJADRE1559541581 | Administratively Determined Incentive Program | Sparta | 7871 | 15.3 | Residential | Behind the Meter | Yes | Power Energy Solutions, LLC | JCP&L |  | Accepted | 2025-04-30 | 2025-05-28 | 2026-05-28 | Solar Panels | Trina Solar | TSM-425NE09RC.05 |  | 0.425 | 2 | 220 | 38 |  | Fixed | Roof
NJADRE1559541583 | Administratively Determined Incentive Program | Milville | 8332 | 7.74 | Residential | Behind the Meter | Yes | EMT Renewables, LLC | AC Electric |  | Accepted | 2025-04-30 | 2025-05-27 | 2026-05-27 | Solar Panels | SEG SOLAR | SEG 430 |  | 0.43 | 18 | 262 | 22 |  | Fixed | Roof
NJADRE1559541583 | Administratively Determined Incentive Program | Milville | 8332 | 7.74 | Residential | Behind the Meter | Yes | EMT Renewables, LLC | AC Electric |  | Accepted | 2025-04-30 | 2025-05-27 | 2026-05-27 | Inverters | ENPHASE | IQ8+ | 290 |  | 18 |  |  | 0.98 |  | Other | UNDER EACH PANEL
NJADRE1559541589 | Administratively Determined Incentive Program | Trenton | 8610 | 8.17 | Residential | Behind the Meter | Yes | EMT Renewables, LLC | PSE&G |  | Accepted | 2025-04-30 | 2025-05-27 | 2026-05-27 | Solar Panels | SEG SOLAR | SEG 430 |  | 0.43 | 3 | 346 | 25 |  | Fixed | Roof
NJADRE1559541589 | Administratively Determined Incentive Program | Trenton | 8610 | 8.17 | Residential | Behind the Meter | Yes | EMT Renewables, LLC | PSE&G |  | Accepted | 2025-04-30 | 2025-05-27 | 2026-05-27 | Solar Panels | SEG SOLAR | SEG 430 |  | 0.43 | 11 | 166 | 25 |  | Fixed | Roof
NJADRE1559541589 | Administratively Determined Incentive Program | Trenton | 8610 | 8.17 | Residential | Behind the Meter | Yes | EMT Renewables, LLC | PSE&G |  | Accepted | 2025-04-30 | 2025-05-27 | 2026-05-27 | Inverters | ENPHASE | IQ8+ | 290 |  | 19 |  |  | 0.98 |  | Other | UNDER EACH PANEL
NJADRE1559541589 | Administratively Determined Incentive Program | Trenton | 8610 | 8.17 | Residential | Behind the Meter | Yes | EMT Renewables, LLC | PSE&G |  | Accepted | 2025-04-30 | 2025-05-27 | 2026-05-27 | Solar Panels | SEG SOLAR | SEG 430 |  | 0.43 | 5 | 166 | 23 |  | Fixed | Roof
NJADRE1559541596 | Administratively Determined Incentive Program | ROSELLE | 7203 | 5.16 | Residential | Behind the Meter | Yes | Infinity Solar Systems, LLC | PSE&G |  | Accepted | 2025-04-30 | 2025-06-03 | 2026-06-03 | Solar Panels | SEG SOLAR | SEG-430-BTD-BG |  | 0.43 | 2 | 80 | 43 |  | Fixed | Roof
NJADRE1559541596 | Administratively Determined Incentive Program | ROSELLE | 7203 | 5.16 | Residential | Behind the Meter | Yes | Infinity Solar Systems, LLC | PSE&G |  | Accepted | 2025-04-30 | 2025-06-03 | 2026-06-03 | Solar Panels | SEG SOLAR | SEG-430-BTD-BG |  | 0.43 | 6 | 170 | 42 |  | Fixed | Roof
NJADRE1559541596 | Administratively Determined Incentive Program | ROSELLE | 7203 | 5.16 | Residential | Behind the Meter | Yes | Infinity Solar Systems, LLC | PSE&G |  | Accepted | 2025-04-30 | 2025-06-03 | 2026-06-03 | Inverters | Enphase | IQ8MC-72-M-US | 320 |  | 12 |  |  | 0.97 |  | Outside
NJADRE1559541596 | Administratively Determined Incentive Program | ROSELLE | 7203 | 5.16 | Residential | Behind the Meter | Yes | Infinity Solar Systems, LLC | PSE&G |  | Accepted | 2025-04-30 | 2025-06-03 | 2026-06-03 | Solar Panels | SEG SOLAR | SEG-430-BTD-BG |  | 0.43 | 4 | 350 | 42 |  | Fixed | Roof
NJADRE1559541607 | Administratively Determined Incentive Program | Saddle Brook | 7663 | 10.75 | Residential | Behind the Meter | Yes | EMT Renewables, LLC | PSE&G |  | Accepted | 2025-04-30 | 2025-05-27 | 2026-05-27 | Inverters | ENPHASE | IQ8+ | 290 |  | 25 |  |  | 0.98 |  | Other | UNDER EACH PANEL
NJADRE1559541607 | Administratively Determined Incentive Program | Saddle Brook | 7663 | 10.75 | Residential | Behind the Meter | Yes | EMT Renewables, LLC | PSE&G |  | Accepted | 2025-04-30 | 2025-05-27 | 2026-05-27 | Solar Panels | SEG SOLAR | SEG 430 |  | 0.43 | 6 | 251 | 25 |  | Fixed | Roof
NJADRE1559541607 | Administratively Determined Incentive Program | Saddle Brook | 7663 | 10.75 | Residential | Behind the Meter | Yes | EMT Renewables, LLC | PSE&G |  | Accepted | 2025-04-30 | 2025-05-27 | 2026-05-27 | Solar Panels | SEG SOLAR | SEG 430 |  | 0.43 | 11 | 251 | 25 |  | Fixed | Roof
NJADRE1559541607 | Administratively Determined Incentive Program | Saddle Brook | 7663 | 10.75 | Residential | Behind the Meter | Yes | EMT Renewables, LLC | PSE&G |  | Accepted | 2025-04-30 | 2025-05-27 | 2026-05-27 | Solar Panels | SEG SOLAR | SEG 430 |  | 0.43 | 8 | 71 | 25 |  | Fixed | Roof
NJADRE1559541624 | Administratively Determined Incentive Program | Boonton | 7005 | 3.01 | Residential | Behind the Meter | Yes | EMT Renewables, LLC | JCP&L |  | Accepted | 2025-04-30 | 2025-05-28 | 2026-05-28 | Solar Panels | SEG SOLAR | SEG 430 |  | 0.43 | 7 | 102 | 28 |  | Fixed | Roof
NJADRE1559541624 | Administratively Determined Incentive Program | Boonton | 7005 | 3.01 | Residential | Behind the Meter | Yes | EMT Renewables, LLC | JCP&L |  | Accepted | 2025-04-30 | 2025-05-28 | 2026-05-28 | Inverters | ENPHASE | IQ8+ | 290 |  | 7 |  |  | 0.98 |  | Other | UNDER EACH PANEL
NJADRE1559541626 | Administratively Determined Incentive Program | Newark | 7108 | 7.23 | Residential | Behind the Meter | Yes | Power Energy Solutions, LLC | PSE&G |  | Accepted | 2025-04-30 | 2025-05-29 | 2026-05-29 | Solar Panels | Trina Solar | TSM-425NE09RC.05 |  | 0.425 | 7 | 16 | 22 |  | Fixed | Roof
NJADRE1559541626 | Administratively Determined Incentive Program | Newark | 7108 | 7.23 | Residential | Behind the Meter | Yes | Power Energy Solutions, LLC | PSE&G |  | Accepted | 2025-04-30 | 2025-05-29 | 2026-05-29 | Inverters | SolarEdge | SE3800H-US | 4 |  | 1 |  |  | 0.97 |  | Outdoor
NJADRE1559541626 | Administratively Determined Incentive Program | Newark | 7108 | 7.23 | Residential | Behind the Meter | Yes | Power Energy Solutions, LLC | PSE&G |  | Accepted | 2025-04-30 | 2025-05-29 | 2026-05-29 | Solar Panels | Trina Solar | TSM-425NE09RC.05 |  | 0.425 | 10 | 196 | 22 |  | Fixed | Roof
NJADRE1559541636 | Administratively Determined Incentive Program | Whiting | 8759 | 14.19 | Residential | Behind the Meter | Yes | EMT Renewables, LLC | JCP&L |  | Accepted | 2025-04-30 | 2025-05-28 | 2026-05-28 | Inverters | ENPHASE | IQ8+ | 290 |  | 33 |  |  | 0.98 |  | Other | UNDER EACH PANEL
NJADRE1559541636 | Administratively Determined Incentive Program | Whiting | 8759 | 14.19 | Residential | Behind the Meter | Yes | EMT Renewables, LLC | JCP&L |  | Accepted | 2025-04-30 | 2025-05-28 | 2026-05-28 | Solar Panels | SEG SOLAR | SEG 430 |  | 0.43 | 12 | 41 | 19 |  | Fixed | Roof
NJADRE1559541636 | Administratively Determined Incentive Program | Whiting | 8759 | 14.19 | Residential | Behind the Meter | Yes | EMT Renewables, LLC | JCP&L |  | Accepted | 2025-04-30 | 2025-05-28 | 2026-05-28 | Solar Panels | SEG SOLAR | SEG 430 |  | 0.43 | 14 | 221 | 15 |  | Fixed | Roof
NJADRE1559541636 | Administratively Determined Incentive Program | Whiting | 8759 | 14.19 | Residential | Behind the Meter | Yes | EMT Renewables, LLC | JCP&L |  | Accepted | 2025-04-30 | 2025-05-28 | 2026-05-28 | Solar Panels | SEG SOLAR | SEG 430 |  | 0.43 | 4 | 41 | 16 |  | Fixed | Roof
NJADRE1559541636 | Administratively Determined Incentive Program | Whiting | 8759 | 14.19 | Residential | Behind the Meter | Yes | EMT Renewables, LLC | JCP&L |  | Accepted | 2025-04-30 | 2025-05-28 | 2026-05-28 | Solar Panels | SEG SOLAR | SEG 430 |  | 0.43 | 3 | 221 | 14 |  | Fixed | Roof
NJADRE1559541643 | Administratively Determined Incentive Program | Paterson | 7504 | 6.02 | Residential | Behind the Meter | Yes | PosiGen Developer, LLC | PSE&G |  | Accepted | 2025-04-30 | 2025-05-28 | 2026-05-28 | Solar Panels | Jinko Eagle | G6R JKM430N-54HL4-B |  | 0.43 | 2 | 279 | 27 |  | Fixed | Roof
NJADRE1559541643 | Administratively Determined Incentive Program | Paterson | 7504 | 6.02 | Residential | Behind the Meter | Yes | PosiGen Developer, LLC | PSE&G |  | Accepted | 2025-04-30 | 2025-05-28 | 2026-05-28 | Solar Panels | Jinko Eagle | G6R JKM430N-54HL4-B |  | 0.43 | 12 | 99 | 27 |  | Fixed | Roof
NJADRE1559541643 | Administratively Determined Incentive Program | Paterson | 7504 | 6.02 | Residential | Behind the Meter | Yes | PosiGen Developer, LLC | PSE&G |  | Accepted | 2025-04-30 | 2025-05-28 | 2026-05-28 | Inverters | SolarEdge | SE5700H-US | 5760 |  | 1 |  |  | 0.99 |  | Outside | Within ten feet of meter
NJADRE1559541650 | Administratively Determined Incentive Program | Sicklerville | 8081 | 6.02 | Residential | Behind the Meter | Yes | EMT Renewables, LLC | AC Electric |  | Accepted | 2025-04-30 | 2025-05-28 | 2026-05-28 | Inverters | ENPHASE | IQ8+ | 290 |  | 14 |  |  | 0.98 |  | Other | UNDER EACH PANEL
NJADRE1559541650 | Administratively Determined Incentive Program | Sicklerville | 8081 | 6.02 | Residential | Behind the Meter | Yes | EMT Renewables, LLC | AC Electric |  | Accepted | 2025-04-30 | 2025-05-28 | 2026-05-28 | Solar Panels | SEG SOLAR | SEG 430 |  | 0.43 | 4 | 314 | 22 |  | Fixed | Roof
NJADRE1559541650 | Administratively Determined Incentive Program | Sicklerville | 8081 | 6.02 | Residential | Behind the Meter | Yes | EMT Renewables, LLC | AC Electric |  | Accepted | 2025-04-30 | 2025-05-28 | 2026-05-28 | Solar Panels | SEG SOLAR | SEG 430 |  | 0.43 | 10 | 134 | 22 |  | Fixed | Roof
NJADRE1559542489 | Administratively Determined Incentive Program | EWING | 8618 | 8.61 | Residential | Behind the Meter | Yes | Sunrun Installation Services, Inc. | PSE&G |  | Accepted | 2025-04-30 | 2025-05-27 | 2026-05-27 | Solar Panels | HANWHA Q-CELLS | Q.PEAK DUO BLK ML-G10+ 410 DCA |  | 0.41 | 21 | 196 | 31 |  | Fixed | Roof
NJADRE1559542489 | Administratively Determined Incentive Program | EWING | 8618 | 8.61 | Residential | Behind the Meter | Yes | Sunrun Installation Services, Inc. | PSE&G |  | Accepted | 2025-04-30 | 2025-05-27 | 2026-05-27 | Inverters | Tesla | POWERWALL 3 1707000-XX-Y | 11500 |  | 1 |  |  | 0.97 |  | Outdoor
NJADRE1559542489 | Administratively Determined Incentive Program | EWING | 8618 | 8.61 | Residential | Behind the Meter | Yes | Sunrun Installation Services, Inc. | PSE&G |  | Accepted | 2025-04-30 | 2025-05-27 | 2026-05-27 | Electric Storage Battery | Tesla | POWERWALL 3 1707000-XX-Y |  |  | 1 |  |  |  | Lithium Ion |  | OUTSIDE
NJADRE1559542496 | Administratively Determined Incentive Program | PATERSON | 7502 | 7.65 | Residential | Behind the Meter | Yes | Big Wave Roofing and Solar, LLC | PSE&G |  | Accepted | 2025-04-30 | 2025-05-28 | 2026-05-28 | Solar Panels | Jinko | JKM425N-54HL-B |  | 0.425 | 4 | 229 | 15 |  | Fixed | Roof
NJADRE1559542496 | Administratively Determined Incentive Program | PATERSON | 7502 | 7.65 | Residential | Behind the Meter | Yes | Big Wave Roofing and Solar, LLC | PSE&G |  | Accepted | 2025-04-30 | 2025-05-28 | 2026-05-28 | Solar Panels | jinko | jkm425n-54hl-b |  | 0.425 | 14 | 49 | 20 |  | Fixed | Roof
NJADRE1559542496 | Administratively Determined Incentive Program | PATERSON | 7502 | 7.65 | Residential | Behind the Meter | Yes | Big Wave Roofing and Solar, LLC | PSE&G |  | Accepted | 2025-04-30 | 2025-05-28 | 2026-05-28 | Inverters | enphase | iq8hc-72-m-dom-us | 380 |  | 18 |  |  | 0.975 |  | Outside
NJADRE1559542497 | Administratively Determined Incentive Program | Gloucester Township | 8081 | 3.87 | Residential | Behind the Meter | Yes | Velocity Energy & Home Solutions, Inc. | AC Electric |  | Accepted | 2025-04-30 | 2025-05-29 | 2026-05-29 | Inverters | enphase | iq8plus | 290 |  | 9 |  |  | 0.99 |  | Outside | behind panels
NJADRE1559542497 | Administratively Determined Incentive Program | Gloucester Township | 8081 | 3.87 | Residential | Behind the Meter | Yes | Velocity Energy & Home Solutions, Inc. | AC Electric |  | Accepted | 2025-04-30 | 2025-05-29 | 2026-05-29 | Solar Panels | seg | 430w |  | 0.43 | 6 | 221 | 28 |  | Fixed | Roof
NJADRE1559542497 | Administratively Determined Incentive Program | Gloucester Township | 8081 | 3.87 | Residential | Behind the Meter | Yes | Velocity Energy & Home Solutions, Inc. | AC Electric |  | Accepted | 2025-04-30 | 2025-05-29 | 2026-05-29 | Solar Panels | seg | 430w |  | 0.43 | 3 | 131 | 28 |  | Fixed | Roof
NJADRE1559542527 | Administratively Determined Incentive Program | HOWELL | 7731 | 12.3 | Residential | Behind the Meter | Yes | Trinity Solar, LLC | JCP&L |  | Accepted | 2025-04-30 | 2025-05-28 | 2026-05-28 | Inverters | Solar Edge | USE10000H-US | 10000 |  | 1 |  |  | 0.97 |  | Outside
NJADRE1559542527 | Administratively Determined Incentive Program | HOWELL | 7731 | 12.3 | Residential | Behind the Meter | Yes | Trinity Solar, LLC | JCP&L |  | Accepted | 2025-04-30 | 2025-05-28 | 2026-05-28 | Solar Panels | HANWHA | Q.PEAK DUO BLK ML-G10+ 410 |  | 0.41 | 6 | 90 | 33 |  | Fixed | Roof
NJADRE1559542527 | Administratively Determined Incentive Program | HOWELL | 7731 | 12.3 | Residential | Behind the Meter | Yes | Trinity Solar, LLC | JCP&L |  | Accepted | 2025-04-30 | 2025-05-28 | 2026-05-28 | Solar Panels | HANWHA | Q.PEAK DUO BLK ML-G10+ 410 |  | 0.41 | 8 | 180 | 42 |  | Fixed | Roof
NJADRE1559542527 | Administratively Determined Incentive Program | HOWELL | 7731 | 12.3 | Residential | Behind the Meter | Yes | Trinity Solar, LLC | JCP&L |  | Accepted | 2025-04-30 | 2025-05-28 | 2026-05-28 | Solar Panels | HANWHA | Q.PEAK DUO BLK ML-G10+ 410 |  | 0.41 | 10 | 90 | 32 |  | Fixed | Roof
NJADRE1559542527 | Administratively Determined Incentive Program | HOWELL | 7731 | 12.3 | Residential | Behind the Meter | Yes | Trinity Solar, LLC | JCP&L |  | Accepted | 2025-04-30 | 2025-05-28 | 2026-05-28 | Solar Panels | HANWHA | Q.PEAK DUO BLK ML-G10+ 410 |  | 0.41 | 6 | 270 | 33 |  | Fixed | Roof
NJADRE1559542535 | Administratively Determined Incentive Program | Bloomfield | 7003 | 6.8 | Residential | Behind the Meter | Yes | Suntuity Solar, LLC | PSE&G |  | Accepted | 2025-04-30 | 2025-06-02 | 2026-06-02 | Meters | Enphase Energy Inc | X-IQ-AM1-240-4 |  |  | 1 |  |  |  | Yes | Outdoor
NJADRE1559542535 | Administratively Determined Incentive Program | Bloomfield | 7003 | 6.8 | Residential | Behind the Meter | Yes | Suntuity Solar, LLC | PSE&G |  | Accepted | 2025-04-30 | 2025-06-02 | 2026-06-02 | Inverters | Enphase Energy Inc | IQ8PLUS-72-2-US | 290 |  | 17 |  |  | 0.99 |  | Outdoor
NJADRE1559542535 | Administratively Determined Incentive Program | Bloomfield | 7003 | 6.8 | Residential | Behind the Meter | Yes | Suntuity Solar, LLC | PSE&G |  | Accepted | 2025-04-30 | 2025-06-02 | 2026-06-02 | Solar Panels | Silfab | SIL-400HC+ |  | 0.4 | 17 | 291 | 5 |  | Fixed | Roof
NJADRE1559542539 | Administratively Determined Incentive Program | LITTLE EGG HARBOR TWP | 8087 | 17.2 | Residential | Behind the Meter | Yes | EMT Renewables, LLC | AC Electric |  | Accepted | 2025-04-30 | 2025-05-28 | 2026-05-28 | Inverters | ENPHASE | IQ8+ | 290 |  | 40 |  |  | 0.98 |  | Other | UNDER EACH PANEL
NJADRE1559542539 | Administratively Determined Incentive Program | LITTLE EGG HARBOR TWP | 8087 | 17.2 | Residential | Behind the Meter | Yes | EMT Renewables, LLC | AC Electric |  | Accepted | 2025-04-30 | 2025-05-28 | 2026-05-28 | Solar Panels | SEG SOLAR | SEG 430 |  | 0.43 | 6 | 258 | 27 |  | Fixed | Roof
NJADRE1559542539 | Administratively Determined Incentive Program | LITTLE EGG HARBOR TWP | 8087 | 17.2 | Residential | Behind the Meter | Yes | EMT Renewables, LLC | AC Electric |  | Accepted | 2025-04-30 | 2025-05-28 | 2026-05-28 | Solar Panels | SEG SOLAR | SEG 430 |  | 0.43 | 3 | 350 | 30 |  | Fixed | Roof
NJADRE1559542539 | Administratively Determined Incentive Program | LITTLE EGG HARBOR TWP | 8087 | 17.2 | Residential | Behind the Meter | Yes | EMT Renewables, LLC | AC Electric |  | Accepted | 2025-04-30 | 2025-05-28 | 2026-05-28 | Solar Panels | SEG SOLAR | SEG 430 |  | 0.43 | 6 | 78 | 27 |  | Fixed | Roof
NJADRE1559542539 | Administratively Determined Incentive Program | LITTLE EGG HARBOR TWP | 8087 | 17.2 | Residential | Behind the Meter | Yes | EMT Renewables, LLC | AC Electric |  | Accepted | 2025-04-30 | 2025-05-28 | 2026-05-28 | Solar Panels | SEG SOLAR | SEG 430 |  | 0.43 | 4 | 170 | 30 |  | Fixed | Roof
NJADRE1559542539 | Administratively Determined Incentive Program | LITTLE EGG HARBOR TWP | 8087 | 17.2 | Residential | Behind the Meter | Yes | EMT Renewables, LLC | AC Electric |  | Accepted | 2025-04-30 | 2025-05-28 | 2026-05-28 | Solar Panels | SEG SOLAR | SEG 430 |  | 0.43 | 9 | 170 | 35 |  | Fixed | Roof
NJADRE1559542539 | Administratively Determined Incentive Program | LITTLE EGG HARBOR TWP | 8087 | 17.2 | Residential | Behind the Meter | Yes | EMT Renewables, LLC | AC Electric |  | Accepted | 2025-04-30 | 2025-05-28 | 2026-05-28 | Solar Panels | SEG SOLAR | SEG 430 |  | 0.43 | 12 | 350 | 35 |  | Fixed | Roof
NJADRE1559542550 | Administratively Determined Incentive Program | NEWARK | 7103 | 4.3 | Residential | Behind the Meter | Yes | PosiGen Developer, LLC | PSE&G |  | Accepted | 2025-04-30 | 2025-05-28 | 2026-05-28 | Solar Panels | JINKO EAGLE G6R | JKM430N-54HL4-B |  | 0.43 | 2 | 20 | 39 |  | Fixed | Roof
NJADRE1559542550 | Administratively Determined Incentive Program | NEWARK | 7103 | 4.3 | Residential | Behind the Meter | Yes | PosiGen Developer, LLC | PSE&G |  | Accepted | 2025-04-30 | 2025-05-28 | 2026-05-28 | Inverters | SolarEdge | SE3800H-US | 3800 |  | 1 |  |  | 0.99 |  | Outside | within ten feet of meter
NJADRE1559542550 | Administratively Determined Incentive Program | NEWARK | 7103 | 4.3 | Residential | Behind the Meter | Yes | PosiGen Developer, LLC | PSE&G |  | Accepted | 2025-04-30 | 2025-05-28 | 2026-05-28 | Solar Panels | JINKO EAGLE G6R | JKM430N-54HL4-B |  | 0.43 | 8 | 200 | 40 |  | Fixed | Roof
NJADRE1559542566 | Administratively Determined Incentive Program | Chesilhurst | 8089 | 8.17 | Residential | Behind the Meter | Yes | EMT Renewables, LLC | AC Electric |  | Accepted | 2025-04-30 | 2025-05-28 | 2026-05-28 | Inverters | ENPHASE | IQ8+ | 290 |  | 19 |  |  | 0.98 |  | Other | UNDER EACH PANEL
NJADRE1559542566 | Administratively Determined Incentive Program | Chesilhurst | 8089 | 8.17 | Residential | Behind the Meter | Yes | EMT Renewables, LLC | AC Electric |  | Accepted | 2025-04-30 | 2025-05-28 | 2026-05-28 | Solar Panels | SEG SOLAR | SEG 430 |  | 0.43 | 10 | 148 | 15 |  | Fixed | Roof
NJADRE1559542566 | Administratively Determined Incentive Program | Chesilhurst | 8089 | 8.17 | Residential | Behind the Meter | Yes | EMT Renewables, LLC | AC Electric |  | Accepted | 2025-04-30 | 2025-05-28 | 2026-05-28 | Solar Panels | SEG SOLAR | SEG 430 |  | 0.43 | 2 | 147 | 19 |  | Fixed | Roof
NJADRE1559542566 | Administratively Determined Incentive Program | Chesilhurst | 8089 | 8.17 | Residential | Behind the Meter | Yes | EMT Renewables, LLC | AC Electric |  | Accepted | 2025-04-30 | 2025-05-28 | 2026-05-28 | Solar Panels | SEG SOLAR | SEG 430 |  | 0.43 | 2 | 238 | 12 |  | Fixed | Roof
NJADRE1559542566 | Administratively Determined Incentive Program | Chesilhurst | 8089 | 8.17 | Residential | Behind the Meter | Yes | EMT Renewables, LLC | AC Electric |  | Accepted | 2025-04-30 | 2025-05-28 | 2026-05-28 | Solar Panels | SEG SOLAR | SEG 430 |  | 0.43 | 5 | 328 | 15 |  | Fixed | Roof
NJADRE1559542577 | Administratively Determined Incentive Program | NORTH BRUNSWICK | 8902 | 9.78 | Residential | Behind the Meter | No | Onsite Energy, Inc. | PSE&G |  | Accepted | 2025-05-27 | 2025-06-19 | 2026-06-19 | Solar Panels | Jinko Solar | JKM425N-54HL4-B BOB |  | 0.425 | 9 | 125 | 30 |  | Fixed | Roof
NJADRE1559542577 | Administratively Determined Incentive Program | NORTH BRUNSWICK | 8902 | 9.78 | Residential | Behind the Meter | No | Onsite Energy, Inc. | PSE&G |  | Accepted | 2025-05-27 | 2025-06-19 | 2026-06-19 | Solar Panels | Jinko Solar | JKM425N-54HL4-B BOB |  | 0.425 | 2 | 215 | 30 |  | Fixed | Roof
NJADRE1559542577 | Administratively Determined Incentive Program | NORTH BRUNSWICK | 8902 | 9.78 | Residential | Behind the Meter | No | Onsite Energy, Inc. | PSE&G |  | Accepted | 2025-05-27 | 2025-06-19 | 2026-06-19 | Solar Panels | Jinko Solar | JKM425N-54HL4-B BOB |  | 0.425 | 10 | 304 | 30 |  | Fixed | Roof
NJADRE1559542577 | Administratively Determined Incentive Program | NORTH BRUNSWICK | 8902 | 9.78 | Residential | Behind the Meter | No | Onsite Energy, Inc. | PSE&G |  | Accepted | 2025-05-27 | 2025-06-19 | 2026-06-19 | Inverters | Enphase | IQ8M-72-2-US [240V | 290 |  | 23 |  |  | 0.975 |  | Outdoor | ROOF TOP
NJADRE1559542577 | Administratively Determined Incentive Program | NORTH BRUNSWICK | 8902 | 9.78 | Residential | Behind the Meter | No | Onsite Energy, Inc. | PSE&G |  | Accepted | 2025-05-27 | 2025-06-19 | 2026-06-19 | Solar Panels | Jinko Solar | JKM425N-54HL4-B BOB |  | 0.425 | 2 | 215 | 28 |  | Fixed | Roof
NJADRE1559542577 | Administratively Determined Incentive Program | NORTH BRUNSWICK | 8902 | 9.78 | Residential | Behind the Meter | No | Onsite Energy, Inc. | PSE&G |  | Accepted | 2025-05-27 | 2025-06-19 | 2026-06-19 | Meters | Enphase | 125A ENPHASE IQ COMBINER 5 |  |  | 1 |  |  |  | Yes | Outdoor
NJADRE1559542582 | Administratively Determined Incentive Program | Ringoes | 8551 | 21.58 | Residential | Behind the Meter | Yes | Venture Home Solar, LLC | JCP&L |  | Accepted | 2025-04-30 | 2025-06-04 | 2026-06-04 | Inverters | Tesla Solar | 1538000-xx-y | 330 |  | 2 |  |  | 0.9697 |  | Outside
NJADRE1559542582 | Administratively Determined Incentive Program | Ringoes | 8551 | 21.58 | Residential | Behind the Meter | Yes | Venture Home Solar, LLC | JCP&L |  | Accepted | 2025-04-30 | 2025-06-04 | 2026-06-04 | Solar Panels | Hanwha | Q.PEAK DUO BLK ML-G10+ 415W |  | 0.415 | 2 | 336 | 26 |  | Fixed | Roof
NJADRE1559542582 | Administratively Determined Incentive Program | Ringoes | 8551 | 21.58 | Residential | Behind the Meter | Yes | Venture Home Solar, LLC | JCP&L |  | Accepted | 2025-04-30 | 2025-06-04 | 2026-06-04 | Solar Panels | Hanwha | Q.PEAK DUO BLK ML-G10+ 415W |  | 0.415 | 50 | 156 | 26 |  | Fixed | Roof
NJADRE1559542595 | Administratively Determined Incentive Program | Oxford | 7863 | 16.34 | Residential | Behind the Meter | Yes | SeaPoint Solar Energy, LLC | JCP&L |  | Accepted | 2025-04-30 | 2025-05-28 | 2026-05-28 | Solar Panels | SILFAB SOLAR | SIL-430 QD |  | 0.43 | 9 | 6 | 33 |  | Fixed | Roof
NJADRE1559542595 | Administratively Determined Incentive Program | Oxford | 7863 | 16.34 | Residential | Behind the Meter | Yes | SeaPoint Solar Energy, LLC | JCP&L |  | Accepted | 2025-04-30 | 2025-05-28 | 2026-05-28 | Inverters | ENPHASE | IQ8PLUS-72-M-US | 290 |  | 38 |  |  | 0.97 |  | Outside
NJADRE1559542595 | Administratively Determined Incentive Program | Oxford | 7863 | 16.34 | Residential | Behind the Meter | Yes | SeaPoint Solar Energy, LLC | JCP&L |  | Accepted | 2025-04-30 | 2025-05-28 | 2026-05-28 | Solar Panels | SILFAB SOLAR | SIL-430 QD |  | 0.43 | 8 | 186 | 33 |  | Fixed | Roof
NJADRE1559542595 | Administratively Determined Incentive Program | Oxford | 7863 | 16.34 | Residential | Behind the Meter | Yes | SeaPoint Solar Energy, LLC | JCP&L |  | Accepted | 2025-04-30 | 2025-05-28 | 2026-05-28 | Solar Panels | SILFAB SOLAR | SIL-430 QD |  | 0.43 | 21 | 186 | 33 |  | Fixed | Roof
NJADRE1559542605 | Administratively Determined Incentive Program | Roxbury Township | 7876 | 22.19 | Residential | Behind the Meter | Yes | Venture Home Solar, LLC | JCP&L |  | Accepted | 2025-04-30 | 2025-06-04 | 2026-06-04 | Inverters | EnPhase | IQ8HC-72-M-DOM-US (240V) | 366 |  | 51 |  |  | 0.98361 |  | Outside
NJADRE1559542605 | Administratively Determined Incentive Program | Roxbury Township | 7876 | 22.19 | Residential | Behind the Meter | Yes | Venture Home Solar, LLC | JCP&L |  | Accepted | 2025-04-30 | 2025-06-04 | 2026-06-04 | Solar Panels | Hanwha | Q.TRON BLK M-G2+ 435 |  | 0.435 | 10 | 134 | 12 |  | Fixed | Roof
NJADRE1559542605 | Administratively Determined Incentive Program | Roxbury Township | 7876 | 22.19 | Residential | Behind the Meter | Yes | Venture Home Solar, LLC | JCP&L |  | Accepted | 2025-04-30 | 2025-06-04 | 2026-06-04 | Solar Panels | Hanwha | Q.TRON BLK M-G2+ 435 |  | 0.435 | 8 | 134 | 25 |  | Fixed | Roof
NJADRE1559542605 | Administratively Determined Incentive Program | Roxbury Township | 7876 | 22.19 | Residential | Behind the Meter | Yes | Venture Home Solar, LLC | JCP&L |  | Accepted | 2025-04-30 | 2025-06-04 | 2026-06-04 | Solar Panels | Hanwha | Q.TRON BLK M-G2+ 435 |  | 0.435 | 7 | 314 | 10 |  | Fixed | Roof
NJADRE1559542605 | Administratively Determined Incentive Program | Roxbury Township | 7876 | 22.19 | Residential | Behind the Meter | Yes | Venture Home Solar, LLC | JCP&L |  | Accepted | 2025-04-30 | 2025-06-04 | 2026-06-04 | Solar Panels | Hanwha | Q.TRON BLK M-G2+ 435 |  | 0.435 | 8 | 224 | 10 |  | Fixed | Roof
NJADRE1559542605 | Administratively Determined Incentive Program | Roxbury Township | 7876 | 22.19 | Residential | Behind the Meter | Yes | Venture Home Solar, LLC | JCP&L |  | Accepted | 2025-04-30 | 2025-06-04 | 2026-06-04 | Solar Panels | Hanwha | Q.TRON BLK M-G2+ 435 |  | 0.435 | 5 | 134 | 25 |  | Fixed | Roof
NJADRE1559542605 | Administratively Determined Incentive Program | Roxbury Township | 7876 | 22.19 | Residential | Behind the Meter | Yes | Venture Home Solar, LLC | JCP&L |  | Accepted | 2025-04-30 | 2025-06-04 | 2026-06-04 | Solar Panels | Hanwha | Q.TRON BLK M-G2+ 435 |  | 0.435 | 10 | 44 | 11 |  | Fixed | Roof
NJADRE1559542605 | Administratively Determined Incentive Program | Roxbury Township | 7876 | 22.19 | Residential | Behind the Meter | Yes | Venture Home Solar, LLC | JCP&L |  | Accepted | 2025-04-30 | 2025-06-04 | 2026-06-04 | Solar Panels | Hanwha | Q.TRON BLK M-G2+ 435 |  | 0.435 | 3 | 310 | 15 |  | Fixed | Roof
NJADRE1559542623 | Administratively Determined Incentive Program | Trenton | 8610 | 14.99 | Residential | Behind the Meter | Yes | Sunrun Installation Services, Inc. | PSE&G |  | Accepted | 2025-04-30 | 2025-05-28 | 2026-05-28 | Inverters | SOLAREDGE TECHNOLOGIES | SE10000H-USMN | 10000 |  | 1 |  |  | 0.99 |  | Outdoor
NJADRE1559542623 | Administratively Determined Incentive Program | Trenton | 8610 | 14.99 | Residential | Behind the Meter | Yes | Sunrun Installation Services, Inc. | PSE&G |  | Accepted | 2025-04-30 | 2025-05-28 | 2026-05-28 | Solar Panels | JA SOLAR | JAM54S31-405/MR |  | 0.405 | 6 | 112 | 25 |  | Fixed | Roof
NJADRE1559542623 | Administratively Determined Incentive Program | Trenton | 8610 | 14.99 | Residential | Behind the Meter | Yes | Sunrun Installation Services, Inc. | PSE&G |  | Accepted | 2025-04-30 | 2025-05-28 | 2026-05-28 | Solar Panels | JA SOLAR | JAM54S31-405/MR |  | 0.405 | 9 | 24 | 34 |  | Fixed | Roof
NJADRE1559542623 | Administratively Determined Incentive Program | Trenton | 8610 | 14.99 | Residential | Behind the Meter | Yes | Sunrun Installation Services, Inc. | PSE&G |  | Accepted | 2025-04-30 | 2025-05-28 | 2026-05-28 | Solar Panels | JA SOLAR | JAM54S31-405/MR |  | 0.405 | 16 | 204 | 34 |  | Fixed | Roof
NJADRE1559542623 | Administratively Determined Incentive Program | Trenton | 8610 | 14.99 | Residential | Behind the Meter | Yes | Sunrun Installation Services, Inc. | PSE&G |  | Accepted | 2025-04-30 | 2025-05-28 | 2026-05-28 | Solar Panels | JA SOLAR | JAM54S31-405/MR |  | 0.405 | 6 | 295 | 22 |  | Fixed | Roof
NJADRE1559542626 | Administratively Determined Incentive Program | Somerset | 8873 | 4.1 | Residential | Behind the Meter | Yes | Sunrun Installation Services, Inc. | PSE&G |  | Accepted | 2025-04-30 | 2025-05-29 | 2026-05-29 | Solar Panels | Hanwha Q Cells | Q.PEAK DUO BLK ML-G10+ 410 |  | 0.41 | 10 | 129 | 26 |  | Fixed | Roof
NJADRE1559542626 | Administratively Determined Incentive Program | Somerset | 8873 | 4.1 | Residential | Behind the Meter | Yes | Sunrun Installation Services, Inc. | PSE&G |  | Accepted | 2025-04-30 | 2025-05-29 | 2026-05-29 | Inverters | SolarEdge Technologies | SE3800H-USMN | 3800 |  | 1 |  |  | 0.99 |  | Outdoor
NJADRE1559542629 | Administratively Determined Incentive Program | Blairstown | 7825 | 10.01 | Residential | Behind the Meter | Yes | Venture Home Solar, LLC | JCP&L |  | Accepted | 2025-04-30 | 2025-06-04 | 2026-06-04 | Inverters | EnPhase | IQ8HC-72-M-DOM-US (240V) | 366 |  | 23 |  |  | 0.98361 |  | Outside
NJADRE1559542629 | Administratively Determined Incentive Program | Blairstown | 7825 | 10.01 | Residential | Behind the Meter | Yes | Venture Home Solar, LLC | JCP&L |  | Accepted | 2025-04-30 | 2025-06-04 | 2026-06-04 | Solar Panels | Hanwha | Q.TRON BLK M-G2+ 435 |  | 0.435 | 23 | 138 | 21 |  | Fixed | Roof
NJADRE1559542643 | Administratively Determined Incentive Program | TINTON FALLS | 7753 | 3.96 | Residential | Behind the Meter | Yes | Sea Bright Solar, LLC | JCP&L |  | Accepted | 2025-05-12 | 2025-06-11 | 2026-06-11 | Inverters | Enphase | IQ7XS-96-ACM-US | 315 |  | 11 |  |  | 0.97 |  | Outdoor
NJADRE1559542643 | Administratively Determined Incentive Program | TINTON FALLS | 7753 | 3.96 | Residential | Behind the Meter | Yes | Sea Bright Solar, LLC | JCP&L |  | Accepted | 2025-05-12 | 2025-06-11 | 2026-06-11 | Solar Panels | SunPower | SPR-X22-360-WHT-AC |  | 0.36 | 11 | 215 | 18 |  | Fixed | Roof
NJADRE1559542643 | Administratively Determined Incentive Program | TINTON FALLS | 7753 | 3.96 | Residential | Behind the Meter | Yes | Sea Bright Solar, LLC | JCP&L |  | Accepted | 2025-05-12 | 2025-06-11 | 2026-06-11 | Meters | IQ Combiner 5C | Enphase |  |  | 1 |  |  |  | Yes | Outdoor
NJADRE1559542651 | Administratively Determined Incentive Program | South Orange Village Twp | 7079 | 6.48 | Residential | Behind the Meter | Yes | Sunrun Installation Services, Inc. | PSE&G |  | Accepted | 2025-04-30 | 2025-05-28 | 2026-05-28 | Solar Panels | JA Solar | JAM54S31-405/MR |  | 0.405 | 16 | 215 | 33 |  | Fixed | Roof
NJADRE1559542651 | Administratively Determined Incentive Program | South Orange Village Twp | 7079 | 6.48 | Residential | Behind the Meter | Yes | Sunrun Installation Services, Inc. | PSE&G |  | Accepted | 2025-04-30 | 2025-05-28 | 2026-05-28 | Inverters | SolarEdge Technologies | SE5700H-USMN | 5760 |  | 1 |  |  | 0.99 |  | Outdoor
NJADRE1559542655 | Administratively Determined Incentive Program | Vineland | 8360 | 19.35 | Residential | Behind the Meter | Yes | Pro Custom Solar dba Momentum Solar | AC Electric |  | Accepted | 2025-04-30 | 2025-05-28 | 2026-05-28 | Solar Panels | HANWHA | Q.Tron BLK M-G2+ 430 |  | 0.43 | 36 | 4 | 36 |  | Fixed | Roof
NJADRE1559542655 | Administratively Determined Incentive Program | Vineland | 8360 | 19.35 | Residential | Behind the Meter | Yes | Pro Custom Solar dba Momentum Solar | AC Electric |  | Accepted | 2025-04-30 | 2025-05-28 | 2026-05-28 | Solar Panels | HANWHA | Q.Tron BLK M-G2+ 430 |  | 0.43 | 9 | 184 | 28 |  | Fixed | Roof
NJADRE1559542655 | Administratively Determined Incentive Program | Vineland | 8360 | 19.35 | Residential | Behind the Meter | Yes | Pro Custom Solar dba Momentum Solar | AC Electric |  | Accepted | 2025-04-30 | 2025-05-28 | 2026-05-28 | Inverters | ENPHASE | IQ8HC-72-M-DOM-US | 380 |  | 45 |  |  | 0.97 |  | Outdoor
NJADRE1559542657 | Administratively Determined Incentive Program | Port Monmouth | 7758 | 6.89 | Residential | Behind the Meter | Yes | Freedom Forever New Jersey, LLC | JCP&L |  | Accepted | 2025-04-30 | 2025-05-28 | 2026-05-28 | Solar Panels | JA Solar | JAM54S31-405/MR |  | 0.405 | 3 | 309 | 20 |  | Fixed | Roof
NJADRE1559542657 | Administratively Determined Incentive Program | Port Monmouth | 7758 | 6.89 | Residential | Behind the Meter | Yes | Freedom Forever New Jersey, LLC | JCP&L |  | Accepted | 2025-04-30 | 2025-05-28 | 2026-05-28 | Inverters | Solar Edge | SE5700H-US | 5760 |  | 1 |  |  | 0.99 |  | Outside
NJADRE1559542657 | Administratively Determined Incentive Program | Port Monmouth | 7758 | 6.89 | Residential | Behind the Meter | Yes | Freedom Forever New Jersey, LLC | JCP&L |  | Accepted | 2025-04-30 | 2025-05-28 | 2026-05-28 | Solar Panels | JA Solar | JAM54S31-405/MR |  | 0.405 | 14 | 129 | 20 |  | Fixed | Roof
NJADRE1559542693 | Administratively Determined Incentive Program | Dumont | 7628 | 5.59 | Residential | Behind the Meter | Yes | Pro Custom Solar dba Momentum Solar | PSE&G |  | Accepted | 2025-04-30 | 2025-05-28 | 2026-05-28 | Inverters | ENPHASE | IQ8HC-72-M-DOM-US | 380 |  | 13 |  |  | 0.97 |  | Outdoor
NJADRE1559542693 | Administratively Determined Incentive Program | Dumont | 7628 | 5.59 | Residential | Behind the Meter | Yes | Pro Custom Solar dba Momentum Solar | PSE&G |  | Accepted | 2025-04-30 | 2025-05-28 | 2026-05-28 | Solar Panels | HANWHA | Q.Tron BLK M-G2+ 430 |  | 0.43 | 6 | 177 | 30 |  | Fixed | Roof
NJADRE1559542693 | Administratively Determined Incentive Program | Dumont | 7628 | 5.59 | Residential | Behind the Meter | Yes | Pro Custom Solar dba Momentum Solar | PSE&G |  | Accepted | 2025-04-30 | 2025-05-28 | 2026-05-28 | Solar Panels | HANWHA | Q.Tron BLK M-G2+ 430 |  | 0.43 | 7 | 87 | 18 |  | Fixed | Roof
NJADRE1559543087 | Administratively Determined Incentive Program | Union | 7083 | 8.51 | Residential | Behind the Meter | Yes | Sunrun Installation Services, Inc. | PSE&G |  | Accepted | 2025-04-30 | 2025-05-28 | 2026-05-28 | Solar Panels | JA Solar | JAM54S31-405/MR |  | 0.405 | 5 | 86 | 23 |  | Fixed | Roof
NJADRE1559543087 | Administratively Determined Incentive Program | Union | 7083 | 8.51 | Residential | Behind the Meter | Yes | Sunrun Installation Services, Inc. | PSE&G |  | Accepted | 2025-04-30 | 2025-05-28 | 2026-05-28 | Solar Panels | JA Solar | JAM54S31-405/MR |  | 0.405 | 3 | 265 | 23 |  | Fixed | Roof
NJADRE1559543087 | Administratively Determined Incentive Program | Union | 7083 | 8.51 | Residential | Behind the Meter | Yes | Sunrun Installation Services, Inc. | PSE&G |  | Accepted | 2025-04-30 | 2025-05-28 | 2026-05-28 | Solar Panels | JA Solar | JAM54S31-405/MR |  | 0.405 | 9 | 265 | 23 |  | Fixed | Roof
NJADRE1559543087 | Administratively Determined Incentive Program | Union | 7083 | 8.51 | Residential | Behind the Meter | Yes | Sunrun Installation Services, Inc. | PSE&G |  | Accepted | 2025-04-30 | 2025-05-28 | 2026-05-28 | Solar Panels | JA Solar | JAM54S31-405/MR |  | 0.405 | 4 | 86 | 22 |  | Fixed | Roof
NJADRE1559543087 | Administratively Determined Incentive Program | Union | 7083 | 8.51 | Residential | Behind the Meter | Yes | Sunrun Installation Services, Inc. | PSE&G |  | Accepted | 2025-04-30 | 2025-05-28 | 2026-05-28 | Inverters | SolarEdge Technologies | SE5700H-USMN | 5760 |  | 1 |  |  | 0.99 |  | Outdoor
NJADRE1559543234 | Administratively Determined Incentive Program | Morris Plains | 7950 | 7.74 | Residential | Behind the Meter | Yes | Pro Custom Solar dba Momentum Solar | JCP&L |  | Accepted | 2025-04-30 | 2025-05-28 | 2026-05-28 | Inverters | ENPHASE | IQ8HC-72-M-DOM-US | 380 |  | 18 |  |  | 0.97 |  | Outdoor
NJADRE1559543234 | Administratively Determined Incentive Program | Morris Plains | 7950 | 7.74 | Residential | Behind the Meter | Yes | Pro Custom Solar dba Momentum Solar | JCP&L |  | Accepted | 2025-04-30 | 2025-05-28 | 2026-05-28 | Solar Panels | HANWHA | Q.Tron BLK M-G2+ 430 |  | 0.43 | 9 | 182 | 27 |  | Fixed | Roof
NJADRE1559543234 | Administratively Determined Incentive Program | Morris Plains | 7950 | 7.74 | Residential | Behind the Meter | Yes | Pro Custom Solar dba Momentum Solar | JCP&L |  | Accepted | 2025-04-30 | 2025-05-28 | 2026-05-28 | Solar Panels | HANWHA | Q.Tron BLK M-G2+ 430 |  | 0.43 | 9 | 2 | 26 |  | Fixed | Roof
NJADRE1559543262 | Administratively Determined Incentive Program | Millville | 8332 | 6 | Residential | Behind the Meter | Yes | Suntuity Solar, LLC | AC Electric |  | Accepted | 2025-04-30 | 2025-05-30 | 2026-05-30 | Solar Panels | Canadian Solar | CS6R-400MS-HL |  | 0.4 | 4 | 298 | 15 |  | Fixed | Roof
NJADRE1559543262 | Administratively Determined Incentive Program | Millville | 8332 | 6 | Residential | Behind the Meter | Yes | Suntuity Solar, LLC | AC Electric |  | Accepted | 2025-04-30 | 2025-05-30 | 2026-05-30 | Solar Panels | Canadian Solar | CS6R-400MS-HL |  | 0.4 | 11 | 122 | 15 |  | Fixed | Roof
NJADRE1559543262 | Administratively Determined Incentive Program | Millville | 8332 | 6 | Residential | Behind the Meter | Yes | Suntuity Solar, LLC | AC Electric |  | Accepted | 2025-04-30 | 2025-05-30 | 2026-05-30 | Inverters | Enphase Energy Inc | IQ8PLUS-72-2-US | 290 |  | 15 |  |  | 0.99 |  | Outdoor
NJADRE1559543262 | Administratively Determined Incentive Program | Millville | 8332 | 6 | Residential | Behind the Meter | Yes | Suntuity Solar, LLC | AC Electric |  | Accepted | 2025-04-30 | 2025-05-30 | 2026-05-30 | Meters | Enphase Energy Inc | X-IQ-AM1-240-4 |  |  | 1 |  |  |  | Yes | Outdoor
NJADRE1559546052 | Administratively Determined Incentive Program | Somers Point | 8244 | 9.78 | Residential | Behind the Meter | Yes | Sun Up Zero Down, LLC | AC Electric |  | Accepted | 2025-05-01 | 2025-05-28 | 2026-05-28 | Inverters | Enphase | IQ8PLUS-72-2-US | 290 |  | 23 |  |  | 0.976 |  | Outdoor
NJADRE1559546052 | Administratively Determined Incentive Program | Somers Point | 8244 | 9.78 | Residential | Behind the Meter | Yes | Sun Up Zero Down, LLC | AC Electric |  | Accepted | 2025-05-01 | 2025-05-28 | 2026-05-28 | Meters | Enphase | TBD |  |  | 1 |  |  |  | Yes | Outdoor
NJADRE1559546052 | Administratively Determined Incentive Program | Somers Point | 8244 | 9.78 | Residential | Behind the Meter | Yes | Sun Up Zero Down, LLC | AC Electric |  | Accepted | 2025-05-01 | 2025-05-28 | 2026-05-28 | Solar Panels | TRINA | TSM-425-NE09RC.05 |  | 0.425 | 23 | 210 | 23 |  | Fixed | Roof
NJADRE1559546056 | Administratively Determined Incentive Program | Sicklerville | 8081 | 12.9 | Residential | Behind the Meter | Yes | Sun Up Zero Down, LLC | AC Electric |  | Accepted | 2025-05-01 | 2025-05-28 | 2026-05-28 | Inverters | Enphase | IQ8PLUS-72-2-US | 290 |  | 30 |  |  | 0.976 |  | Outdoor
NJADRE1559546056 | Administratively Determined Incentive Program | Sicklerville | 8081 | 12.9 | Residential | Behind the Meter | Yes | Sun Up Zero Down, LLC | AC Electric |  | Accepted | 2025-05-01 | 2025-05-28 | 2026-05-28 | Solar Panels | TRINA | SEG-430-BTD-BG |  | 0.43 | 30 | 192 | 55 |  | Fixed | Roof
NJADRE1559546056 | Administratively Determined Incentive Program | Sicklerville | 8081 | 12.9 | Residential | Behind the Meter | Yes | Sun Up Zero Down, LLC | AC Electric |  | Accepted | 2025-05-01 | 2025-05-28 | 2026-05-28 | Meters | Enphase | TBD |  |  | 1 |  |  |  | Yes | Outdoor
NJADRE1559546091 | Administratively Determined Incentive Program | Carteret Boro | 7008 | 4.8 | Residential | Behind the Meter | Yes | Sunrun Installation Services, Inc. | PSE&G |  | Accepted | 2025-05-01 | 2025-05-28 | 2026-05-28 | Solar Panels | HANWHA Q-CELLS | Q.PEAK DUO BLK ML-G10+/T 400 |  | 0.4 | 6 | 271 | 30 |  | Fixed | Roof
NJADRE1559546091 | Administratively Determined Incentive Program | Carteret Boro | 7008 | 4.8 | Residential | Behind the Meter | Yes | Sunrun Installation Services, Inc. | PSE&G |  | Accepted | 2025-05-01 | 2025-05-28 | 2026-05-28 | Solar Panels | HANWHA Q-CELLS | Q.PEAK DUO BLK ML-G10+/T 400 |  | 0.4 | 6 | 91 | 30 |  | Fixed | Roof
NJADRE1559546091 | Administratively Determined Incentive Program | Carteret Boro | 7008 | 4.8 | Residential | Behind the Meter | Yes | Sunrun Installation Services, Inc. | PSE&G |  | Accepted | 2025-05-01 | 2025-05-28 | 2026-05-28 | Inverters | SOLAREDGE TECHNOLOGIES | SE3800H-USMN | 3800 |  | 1 |  |  | 0.99 |  | Outdoor
NJADRE1559546095 | Administratively Determined Incentive Program | Union Twp Uni | 7083 | 5.33 | Residential | Behind the Meter | Yes | Sunrun Installation Services, Inc. | PSE&G |  | Accepted | 2025-05-01 | 2025-05-28 | 2026-05-28 | Inverters | SolarEdge Technologies | SE3800H-USMN | 3800 |  | 1 |  |  | 0.99 |  | Outdoor
NJADRE1559546095 | Administratively Determined Incentive Program | Union Twp Uni | 7083 | 5.33 | Residential | Behind the Meter | Yes | Sunrun Installation Services, Inc. | PSE&G |  | Accepted | 2025-05-01 | 2025-05-28 | 2026-05-28 | Solar Panels | Hanwha Q Cells | Q.PEAK DUO BLK ML-G10+ 410 DCA |  | 0.41 | 13 | 214 | 30 |  | Fixed | Roof
NJADRE1559546095 | Administratively Determined Incentive Program | Union Twp Uni | 7083 | 5.33 | Residential | Behind the Meter | Yes | Sunrun Installation Services, Inc. | PSE&G |  | Accepted | 2025-05-01 | 2025-05-28 | 2026-05-28 | Meters | SOLAREDGE TECHNOLOGIES | SE3800H-USMN |  |  | 1 |  |  |  | Yes | Outdoor
NJADRE1559546101 | Administratively Determined Incentive Program | Mount Laurel Twp | 8054 | 18.86 | Residential | Behind the Meter | Yes | Sunrun Installation Services, Inc. | PSE&G |  | Accepted | 2025-05-01 | 2025-05-28 | 2026-05-28 | Inverters | SOLAREDGE TECHNOLOGIES | SE5700H-USMN | 5760 |  | 1 |  |  | 0.99 |  | Outdoor
NJADRE1559546101 | Administratively Determined Incentive Program | Mount Laurel Twp | 8054 | 18.86 | Residential | Behind the Meter | Yes | Sunrun Installation Services, Inc. | PSE&G |  | Accepted | 2025-05-01 | 2025-05-28 | 2026-05-28 | Solar Panels | HANWHA Q-CELLS | Q.PEAK DUO BLK ML-G10+ 410 |  | 0.41 | 6 | 357 | 27 |  | Fixed | Roof
NJADRE1559546101 | Administratively Determined Incentive Program | Mount Laurel Twp | 8054 | 18.86 | Residential | Behind the Meter | Yes | Sunrun Installation Services, Inc. | PSE&G |  | Accepted | 2025-05-01 | 2025-05-28 | 2026-05-28 | Solar Panels | HANWHA Q-CELLS | Q.PEAK DUO BLK ML-G10+ 410 |  | 0.41 | 17 | 165 | 26 |  | Fixed | Roof
NJADRE1559546101 | Administratively Determined Incentive Program | Mount Laurel Twp | 8054 | 18.86 | Residential | Behind the Meter | Yes | Sunrun Installation Services, Inc. | PSE&G |  | Accepted | 2025-05-01 | 2025-05-28 | 2026-05-28 | Solar Panels | HANWHA Q-CELLS | Q.PEAK DUO BLK ML-G10+ 410 |  | 0.41 | 8 | 345 | 26 |  | Fixed | Roof
NJADRE1559546101 | Administratively Determined Incentive Program | Mount Laurel Twp | 8054 | 18.86 | Residential | Behind the Meter | Yes | Sunrun Installation Services, Inc. | PSE&G |  | Accepted | 2025-05-01 | 2025-05-28 | 2026-05-28 | Inverters | SOLAREDGE TECHNOLOGIES | SE7600H-USMN | 7600 |  | 1 |  |  | 0.99 |  | Outdoor
NJADRE1559546101 | Administratively Determined Incentive Program | Mount Laurel Twp | 8054 | 18.86 | Residential | Behind the Meter | Yes | Sunrun Installation Services, Inc. | PSE&G |  | Accepted | 2025-05-01 | 2025-05-28 | 2026-05-28 | Solar Panels | HANWHA Q-CELLS | Q.PEAK DUO BLK ML-G10+ 410 |  | 0.41 | 12 | 165 | 27 |  | Fixed | Roof
NJADRE1559546101 | Administratively Determined Incentive Program | Mount Laurel Twp | 8054 | 18.86 | Residential | Behind the Meter | Yes | Sunrun Installation Services, Inc. | PSE&G |  | Accepted | 2025-05-01 | 2025-05-28 | 2026-05-28 | Solar Panels | HANWHA Q-CELLS | Q.PEAK DUO BLK ML-G10+ 410 |  | 0.41 | 3 | 357 | 26 |  | Fixed | Roof
NJADRE1559546106 | Administratively Determined Incentive Program | Brick | 8723 | 27.63 | Residential | Behind the Meter | No | Power Energy Solutions, LLC | JCP&L |  | Accepted | 2025-05-01 | 2025-05-28 | 2026-05-28 | Solar Panels | Trina Solar | TSM-425NE09RC.05 |  | 0.425 | 19 | 259 | 35 |  | Fixed | Roof
NJADRE1559546106 | Administratively Determined Incentive Program | Brick | 8723 | 27.63 | Residential | Behind the Meter | No | Power Energy Solutions, LLC | JCP&L |  | Accepted | 2025-05-01 | 2025-05-28 | 2026-05-28 | Inverters | SolarEdge | SE7600H-US | 8 |  | 2 |  |  | 0.97 |  | Outdoor
NJADRE1559546106 | Administratively Determined Incentive Program | Brick | 8723 | 27.63 | Residential | Behind the Meter | No | Power Energy Solutions, LLC | JCP&L |  | Accepted | 2025-05-01 | 2025-05-28 | 2026-05-28 | Solar Panels | Trina Solar | TSM-425NE09RC.05 |  | 0.425 | 18 | 77 | 35 |  | Fixed | Roof
NJADRE1559546106 | Administratively Determined Incentive Program | Brick | 8723 | 27.63 | Residential | Behind the Meter | No | Power Energy Solutions, LLC | JCP&L |  | Accepted | 2025-05-01 | 2025-05-28 | 2026-05-28 | Solar Panels | Trina Solar | TSM-425NE09RC.05 |  | 0.425 | 28 | 258 | 33 |  | Fixed | Roof
NJADRE1559546113 | Administratively Determined Incentive Program | Glendora | 8029 | 10.75 | Residential | Behind the Meter | Yes | EMT Renewables, LLC | PSE&G |  | Accepted | 2025-05-01 | 2025-05-28 | 2026-05-28 | Solar Panels | SEG SOLAR | SEG 430 |  | 0.43 | 9 | 306 | 37 |  | Fixed | Roof
NJADRE1559546113 | Administratively Determined Incentive Program | Glendora | 8029 | 10.75 | Residential | Behind the Meter | Yes | EMT Renewables, LLC | PSE&G |  | Accepted | 2025-05-01 | 2025-05-28 | 2026-05-28 | Solar Panels | SEG SOLAR | SEG 430 |  | 0.43 | 16 | 127 | 37 |  | Fixed | Roof
NJADRE1559546113 | Administratively Determined Incentive Program | Glendora | 8029 | 10.75 | Residential | Behind the Meter | Yes | EMT Renewables, LLC | PSE&G |  | Accepted | 2025-05-01 | 2025-05-28 | 2026-05-28 | Inverters | ENPHASE | IQ8+ | 290 |  | 25 |  |  | 0.98 |  | Other | UNDER EACH PANEL
NJADRE1559546115 | Administratively Determined Incentive Program | Northfield | 8225 | 11.05 | Residential | Behind the Meter | Yes | Whitman Construction, LLC | AC Electric |  | Accepted | 2025-05-01 | 2025-05-28 | 2026-05-28 | Solar Panels | Jinko Solar | JKM425N-54HL4-B |  | 0.425 | 9 | 223 | 23 |  | Fixed | Roof
NJADRE1559546115 | Administratively Determined Incentive Program | Northfield | 8225 | 11.05 | Residential | Behind the Meter | Yes | Whitman Construction, LLC | AC Electric |  | Accepted | 2025-05-01 | 2025-05-28 | 2026-05-28 | Solar Panels | Jinko Solar | JKM425N-54HL4-B |  | 0.425 | 8 | 223 | 14 |  | Fixed | Roof
NJADRE1559546115 | Administratively Determined Incentive Program | Northfield | 8225 | 11.05 | Residential | Behind the Meter | Yes | Whitman Construction, LLC | AC Electric |  | Accepted | 2025-05-01 | 2025-05-28 | 2026-05-28 | Solar Panels | Jinko Solar | JKM425N-54HL4-B |  | 0.425 | 9 | 43 | 23 |  | Fixed | Roof
NJADRE1559546115 | Administratively Determined Incentive Program | Northfield | 8225 | 11.05 | Residential | Behind the Meter | Yes | Whitman Construction, LLC | AC Electric |  | Accepted | 2025-05-01 | 2025-05-28 | 2026-05-28 | Inverters | ENPHASE | IQ8PLUS-72-2-US | 290 |  | 26 |  |  | 0.975 |  | Outdoor
NJADRE1559546115 | Administratively Determined Incentive Program | Northfield | 8225 | 11.05 | Residential | Behind the Meter | Yes | Whitman Construction, LLC | AC Electric |  | Accepted | 2025-05-01 | 2025-05-28 | 2026-05-28 | Meters | ENPHASE | X-IQ-AM1-240-5-HDK |  |  | 1 |  |  |  | Yes | Outdoor
NJADRE1559546120 | Administratively Determined Incentive Program | Clementon | 8021 | 9.03 | Residential | Behind the Meter | Yes | Infinity Solar Systems, LLC | AC Electric |  | Accepted | 2025-05-01 | 2025-06-05 | 2026-06-05 | Solar Panels | SEG Solar | SEG-430-BTD-BG |  | 0.43 | 8 | 360 | 22 |  | Fixed | Roof
NJADRE1559546120 | Administratively Determined Incentive Program | Clementon | 8021 | 9.03 | Residential | Behind the Meter | Yes | Infinity Solar Systems, LLC | AC Electric |  | Accepted | 2025-05-01 | 2025-06-05 | 2026-06-05 | Inverters | Enphase | IQ8MC-72-M-US | 320 |  | 21 |  |  | 0.97 |  | Outside
NJADRE1559546120 | Administratively Determined Incentive Program | Clementon | 8021 | 9.03 | Residential | Behind the Meter | Yes | Infinity Solar Systems, LLC | AC Electric |  | Accepted | 2025-05-01 | 2025-06-05 | 2026-06-05 | Solar Panels | SEG Solar | SEG-430-BTD-BG |  | 0.43 | 13 | 180 | 22 |  | Fixed | Roof
NJADRE1559546124 | Administratively Determined Incentive Program | Maplewood | 7040 | 9.02 | Residential | Behind the Meter | Yes | Sunrun Installation Services, Inc. | PSE&G |  | Accepted | 2025-05-01 | 2025-05-28 | 2026-05-28 | Solar Panels | HANWHA Q-CELLS | Q.PEAK DUO BLK ML-G10+ 410 |  | 0.41 | 12 | 201 | 32 |  | Fixed | Roof
NJADRE1559546124 | Administratively Determined Incentive Program | Maplewood | 7040 | 9.02 | Residential | Behind the Meter | Yes | Sunrun Installation Services, Inc. | PSE&G |  | Accepted | 2025-05-01 | 2025-05-28 | 2026-05-28 | Inverters | SOLAREDGE TECHNOLOGIES | SE7600H-USMN | 7600 |  | 1 |  |  | 0.99 |  | Outdoor
NJADRE1559546124 | Administratively Determined Incentive Program | Maplewood | 7040 | 9.02 | Residential | Behind the Meter | Yes | Sunrun Installation Services, Inc. | PSE&G |  | Accepted | 2025-05-01 | 2025-05-28 | 2026-05-28 | Solar Panels | HANWHA Q-CELLS | Q.PEAK DUO BLK ML-G10+ 410 |  | 0.41 | 10 | 22 | 32 |  | Fixed | Roof
NJADRE1559546125 | Administratively Determined Incentive Program | Williamstown | 8094 | 5.33 | Residential | Behind the Meter | Yes | Sunrun Installation Services, Inc. | AC Electric |  | Accepted | 2025-05-01 | 2025-05-28 | 2026-05-28 | Inverters | SolarEdge Technologies | SE3800H-USMN | 3800 |  | 1 |  |  | 0.99 |  | Outdoor
NJADRE1559546125 | Administratively Determined Incentive Program | Williamstown | 8094 | 5.33 | Residential | Behind the Meter | Yes | Sunrun Installation Services, Inc. | AC Electric |  | Accepted | 2025-05-01 | 2025-05-28 | 2026-05-28 | Solar Panels | Hanwha Q Cells | Q.PEAK DUO BLK ML-G10+ 410 |  | 0.41 | 13 | 200 | 34 |  | Fixed | Roof
NJADRE1559546133 | Administratively Determined Incentive Program | COLONIA | 7067 | 6.89 | Residential | Behind the Meter | Yes | Sunrun Installation Services, Inc. | PSE&G |  | Accepted | 2025-05-01 | 2025-05-29 | 2026-05-29 | Inverters | SOLAREDGE TECHNOLOGIES | SE5700H-USMN | 5760 |  | 1 |  |  | 0.99 |  | Outdoor
NJADRE1559546133 | Administratively Determined Incentive Program | COLONIA | 7067 | 6.89 | Residential | Behind the Meter | Yes | Sunrun Installation Services, Inc. | PSE&G |  | Accepted | 2025-05-01 | 2025-05-29 | 2026-05-29 | Solar Panels | JA SOLAR | JAM54S31-405/MR |  | 0.405 | 8 | 269 | 21 |  | Fixed | Roof
NJADRE1559546133 | Administratively Determined Incentive Program | COLONIA | 7067 | 6.89 | Residential | Behind the Meter | Yes | Sunrun Installation Services, Inc. | PSE&G |  | Accepted | 2025-05-01 | 2025-05-29 | 2026-05-29 | Solar Panels | JA SOLAR | JAM54S31-405/MR |  | 0.405 | 9 | 89 | 24 |  | Fixed | Roof
NJADRE1559546137 | Administratively Determined Incentive Program | Union | 7083 | 3.69 | Residential | Behind the Meter | Yes | Trinity Solar, LLC | PSE&G |  | Accepted | 2025-05-01 | 2025-05-28 | 2026-05-28 | Inverters | SOLAREDGE | USE3800H-USMNBL75 | 3800 |  | 1 |  |  | 0.97 |  | Outside
NJADRE1559546137 | Administratively Determined Incentive Program | Union | 7083 | 3.69 | Residential | Behind the Meter | Yes | Trinity Solar, LLC | PSE&G |  | Accepted | 2025-05-01 | 2025-05-28 | 2026-05-28 | Solar Panels | HANWHA 410 (Q.PEAK DUO BLK ML-G10+410) | HANWHA 410 (Q.PEAK DUO BLK ML-G10+410) |  | 0.41 | 9 | 311 | 33 |  | Fixed | Roof
NJADRE1559546139 | Administratively Determined Incentive Program | Trenton | 8638 | 7.38 | Residential | Behind the Meter | Yes | Trinity Solar, LLC | PSE&G |  | Accepted | 2025-05-01 | 2025-05-28 | 2026-05-28 | Inverters | Solar Edge | USE7500H-US | 5760 |  | 1 |  |  | 0.97 |  | Outdoor
NJADRE1559546139 | Administratively Determined Incentive Program | Trenton | 8638 | 7.38 | Residential | Behind the Meter | Yes | Trinity Solar, LLC | PSE&G |  | Accepted | 2025-05-01 | 2025-05-28 | 2026-05-28 | Solar Panels | Hanwha | HANWHA 410 (Q.PEAK DUO BLK ML-G10+ 410) |  | 0.41 | 7 | 318 | 35 |  | Fixed | Roof
NJADRE1559546139 | Administratively Determined Incentive Program | Trenton | 8638 | 7.38 | Residential | Behind the Meter | Yes | Trinity Solar, LLC | PSE&G |  | Accepted | 2025-05-01 | 2025-05-28 | 2026-05-28 | Solar Panels | Hanwha | HANWHA 410 (Q.PEAK DUO BLK ML-G10+ 410) |  | 0.41 | 7 | 138 | 35 |  | Fixed | Roof
NJADRE1559546139 | Administratively Determined Incentive Program | Trenton | 8638 | 7.38 | Residential | Behind the Meter | Yes | Trinity Solar, LLC | PSE&G |  | Accepted | 2025-05-01 | 2025-05-28 | 2026-05-28 | Solar Panels | Hanwha | HANWHA 410 (Q.PEAK DUO BLK ML-G10+ 410) |  | 0.41 | 2 | 318 | 18 |  | Fixed | Roof
NJADRE1559546139 | Administratively Determined Incentive Program | Trenton | 8638 | 7.38 | Residential | Behind the Meter | Yes | Trinity Solar, LLC | PSE&G |  | Accepted | 2025-05-01 | 2025-05-28 | 2026-05-28 | Solar Panels | Hanwha | HANWHA 410 (Q.PEAK DUO BLK ML-G10+ 410) |  | 0.41 | 2 | 138 | 18 |  | Fixed | Roof
NJADRE1559546171 | Administratively Determined Incentive Program | RIO GRANDE | 8242 | 13.92 | Residential | Behind the Meter | Yes | SunnyMac, LLC | AC Electric |  | Accepted | 2025-05-01 | 2025-06-19 | 2026-06-19 | Inverters | SOLAREDGE | SE11400H-US | 11400 |  | 1 |  |  | 0.99 |  | Outdoor | next to meter
NJADRE1559546171 | Administratively Determined Incentive Program | RIO GRANDE | 8242 | 13.92 | Residential | Behind the Meter | Yes | SunnyMac, LLC | AC Electric |  | Accepted | 2025-05-01 | 2025-06-19 | 2026-06-19 | Solar Panels | HANWHA | Q.TRON BLK M-G2+ 435 |  | 0.435 | 9 | 180 | 20 |  | Fixed | Roof
NJADRE1559546171 | Administratively Determined Incentive Program | RIO GRANDE | 8242 | 13.92 | Residential | Behind the Meter | Yes | SunnyMac, LLC | AC Electric |  | Accepted | 2025-05-01 | 2025-06-19 | 2026-06-19 | Solar Panels | HANWHA | Q.TRON BLK M-G2+ 435 |  | 0.435 | 3 | 0 | 7 |  | Fixed | Roof
NJADRE1559546171 | Administratively Determined Incentive Program | RIO GRANDE | 8242 | 13.92 | Residential | Behind the Meter | Yes | SunnyMac, LLC | AC Electric |  | Accepted | 2025-05-01 | 2025-06-19 | 2026-06-19 | Solar Panels | HANWHA | Q.TRON BLK M-G2+ 435 |  | 0.435 | 17 | 0 | 20 |  | Fixed | Roof
NJADRE1559546171 | Administratively Determined Incentive Program | RIO GRANDE | 8242 | 13.92 | Residential | Behind the Meter | Yes | SunnyMac, LLC | AC Electric |  | Accepted | 2025-05-01 | 2025-06-19 | 2026-06-19 | Solar Panels | HANWHA | Q.TRON BLK M-G2+ 435 |  | 0.435 | 3 | 180 | 20 |  | Fixed | Roof
NJADRE1559546171 | Administratively Determined Incentive Program | RIO GRANDE | 8242 | 13.92 | Residential | Behind the Meter | Yes | SunnyMac, LLC | AC Electric |  | Accepted | 2025-05-01 | 2025-06-19 | 2026-06-19 | Meters | SOLAREDGE | SE-RGMTR-1D-240C-C |  |  | 1 |  |  |  | Yes | Outdoor
NJADRE1559546175 | Administratively Determined Incentive Program | Hazlet | 7734 | 5.59 | Residential | Behind the Meter | Yes | EMT Renewables, LLC | JCP&L |  | Accepted | 2025-05-01 | 2025-05-28 | 2026-05-28 | Inverters | ENPHASE | IQ8+ | 290 |  | 13 |  |  | 0.98 |  | Other | UNDER EACH PANEL
NJADRE1559546175 | Administratively Determined Incentive Program | Hazlet | 7734 | 5.59 | Residential | Behind the Meter | Yes | EMT Renewables, LLC | JCP&L |  | Accepted | 2025-05-01 | 2025-05-28 | 2026-05-28 | Solar Panels | SEG SOLAR | SEG 430 |  | 0.43 | 13 | 91 | 36 |  | Fixed | Roof
NJADRE1559546182 | Administratively Determined Incentive Program | Millville | 8332 | 10.2 | Residential | Behind the Meter | Yes | Sun Up Zero Down, LLC | AC Electric |  | Accepted | 2025-05-01 | 2025-06-04 | 2026-06-04 | Inverters | Enphase | IQ8PLUS-72-2-US | 290 |  | 24 |  |  | 0.976 |  | Outdoor
NJADRE1559546182 | Administratively Determined Incentive Program | Millville | 8332 | 10.2 | Residential | Behind the Meter | Yes | Sun Up Zero Down, LLC | AC Electric |  | Accepted | 2025-05-01 | 2025-06-04 | 2026-06-04 | Solar Panels | TRINA | TSM-425-NE09RC.05 |  | 0.425 | 24 | 262 | 18 |  | Fixed | Roof
NJADRE1559546182 | Administratively Determined Incentive Program | Millville | 8332 | 10.2 | Residential | Behind the Meter | Yes | Sun Up Zero Down, LLC | AC Electric |  | Accepted | 2025-05-01 | 2025-06-04 | 2026-06-04 | Meters | Enphase | TBD |  |  | 1 |  |  |  | Yes | Outdoor
NJADRE1559546185 | Administratively Determined Incentive Program | Sewaren | 7077 | 8.93 | Residential | Behind the Meter | Yes | Big Wave Roofing and Solar, LLC | PSE&G |  | Accepted | 2025-05-01 | 2025-05-29 | 2026-05-29 | Inverters | Enphase | IQ8HC-72-M-DOM-US | 380 |  | 21 |  |  | 0.98 |  | Outside
NJADRE1559546185 | Administratively Determined Incentive Program | Sewaren | 7077 | 8.93 | Residential | Behind the Meter | Yes | Big Wave Roofing and Solar, LLC | PSE&G |  | Accepted | 2025-05-01 | 2025-05-29 | 2026-05-29 | Solar Panels | Jinko | JKM425N-54HL4-B |  | 0.425 | 2 | 285 | 35 |  | Fixed | Roof
NJADRE1559546185 | Administratively Determined Incentive Program | Sewaren | 7077 | 8.93 | Residential | Behind the Meter | Yes | Big Wave Roofing and Solar, LLC | PSE&G |  | Accepted | 2025-05-01 | 2025-05-29 | 2026-05-29 | Solar Panels | Jinko | JKM425N-54HL4-B |  | 0.425 | 7 | 15 | 35 |  | Fixed | Roof
NJADRE1559546185 | Administratively Determined Incentive Program | Sewaren | 7077 | 8.93 | Residential | Behind the Meter | Yes | Big Wave Roofing and Solar, LLC | PSE&G |  | Accepted | 2025-05-01 | 2025-05-29 | 2026-05-29 | Solar Panels | Jinko | JKM425N-54HL4-B |  | 0.425 | 11 | 195 | 15 |  | Fixed | Roof
NJADRE1559546185 | Administratively Determined Incentive Program | Sewaren | 7077 | 8.93 | Residential | Behind the Meter | Yes | Big Wave Roofing and Solar, LLC | PSE&G |  | Accepted | 2025-05-01 | 2025-05-29 | 2026-05-29 | Solar Panels | Jinko | JKM425N-54HL4-B |  | 0.425 | 1 | 105 | 35 |  | Fixed | Roof
NJADRE1559546188 | Administratively Determined Incentive Program | Evesham | 8053 | 14.62 | Residential | Behind the Meter | Yes | EMT Renewables, LLC | PSE&G |  | Accepted | 2025-05-01 | 2025-05-28 | 2026-05-28 | Inverters | ENPHASE | IQ8+ | 290 |  | 34 |  |  | 0.98 |  | Other | UNDER EACH PANEL
NJADRE1559546188 | Administratively Determined Incentive Program | Evesham | 8053 | 14.62 | Residential | Behind the Meter | Yes | EMT Renewables, LLC | PSE&G |  | Accepted | 2025-05-01 | 2025-05-28 | 2026-05-28 | Solar Panels | SEG SOLAR | SEG 430 |  | 0.43 | 13 | 308 | 33 |  | Fixed | Roof
NJADRE1559546188 | Administratively Determined Incentive Program | Evesham | 8053 | 14.62 | Residential | Behind the Meter | Yes | EMT Renewables, LLC | PSE&G |  | Accepted | 2025-05-01 | 2025-05-28 | 2026-05-28 | Solar Panels | SEG SOLAR | SEG 430 |  | 0.43 | 9 | 308 | 7 |  | Fixed | Roof
NJADRE1559546188 | Administratively Determined Incentive Program | Evesham | 8053 | 14.62 | Residential | Behind the Meter | Yes | EMT Renewables, LLC | PSE&G |  | Accepted | 2025-05-01 | 2025-05-28 | 2026-05-28 | Solar Panels | SEG SOLAR | SEG 430 |  | 0.43 | 2 | 128 | 30 |  | Fixed | Roof
NJADRE1559546188 | Administratively Determined Incentive Program | Evesham | 8053 | 14.62 | Residential | Behind the Meter | Yes | EMT Renewables, LLC | PSE&G |  | Accepted | 2025-05-01 | 2025-05-28 | 2026-05-28 | Solar Panels | SEG SOLAR | SEG 430 |  | 0.43 | 10 | 128 | 33 |  | Fixed | Roof
NJADRE1559546189 | Administratively Determined Incentive Program | Newark | 7108 | 7.31 | Residential | Behind the Meter | Yes | Pro Custom Solar dba Momentum Solar | PSE&G |  | Accepted | 2025-05-01 | 2025-05-28 | 2026-05-28 | Solar Panels | HANWHA | Q.TRON BLK M-G2+430 |  | 0.43 | 8 | 279 | 31 |  | Fixed | Roof
NJADRE1559546189 | Administratively Determined Incentive Program | Newark | 7108 | 7.31 | Residential | Behind the Meter | Yes | Pro Custom Solar dba Momentum Solar | PSE&G |  | Accepted | 2025-05-01 | 2025-05-28 | 2026-05-28 | Solar Panels | HANWHA | Q.TRON BLK M-G2+430 |  | 0.43 | 9 | 99 | 44 |  | Fixed | Roof
NJADRE1559546189 | Administratively Determined Incentive Program | Newark | 7108 | 7.31 | Residential | Behind the Meter | Yes | Pro Custom Solar dba Momentum Solar | PSE&G |  | Accepted | 2025-05-01 | 2025-05-28 | 2026-05-28 | Inverters | ENPHASE | IQ8HC-72-M-DOM-US | 380 |  | 17 |  |  | 0.97 |  | Outdoor
NJADRE1559546199 | Administratively Determined Incentive Program | Egg Harbor Twp | 8234 | 5.53 | Residential | Behind the Meter | Yes | Whitman Construction, LLC | AC Electric |  | Accepted | 2025-05-01 | 2025-05-28 | 2026-05-28 | Inverters | ENPHASE | IQ8PLUS-72-2-US | 290 |  | 13 |  |  | 0.975 |  | Outdoor
NJADRE1559546199 | Administratively Determined Incentive Program | Egg Harbor Twp | 8234 | 5.53 | Residential | Behind the Meter | Yes | Whitman Construction, LLC | AC Electric |  | Accepted | 2025-05-01 | 2025-05-28 | 2026-05-28 | Solar Panels | Jinko Solar | JKM425N-54HL4-B |  | 0.425 | 4 | 264 | 37 |  | Fixed | Roof
NJADRE1559546199 | Administratively Determined Incentive Program | Egg Harbor Twp | 8234 | 5.53 | Residential | Behind the Meter | Yes | Whitman Construction, LLC | AC Electric |  | Accepted | 2025-05-01 | 2025-05-28 | 2026-05-28 | Solar Panels | Jinko Solar | JKM425N-54HL4-B |  | 0.425 | 9 | 174 | 44 |  | Fixed | Roof
NJADRE1559546210 | Administratively Determined Incentive Program | Montvale | 7645 | 18.45 | Residential | Behind the Meter | Yes | Trinity Solar, LLC | Orange Rockland Electric |  | Accepted | 2025-05-01 | 2025-05-28 | 2026-05-28 | Inverters | TESLA | (1538000-XX-Y) | 7600 |  | 2 |  |  | 0.97 |  | Outdoor
NJADRE1559546210 | Administratively Determined Incentive Program | Montvale | 7645 | 18.45 | Residential | Behind the Meter | Yes | Trinity Solar, LLC | Orange Rockland Electric |  | Accepted | 2025-05-01 | 2025-05-28 | 2026-05-28 | Solar Panels | Hanwha | HANWHA 410 (Q.PEAK DUO BLK ML-G10+ 410) |  | 0.41 | 13 | 185 | 22 |  | Fixed | Roof
NJADRE1559546210 | Administratively Determined Incentive Program | Montvale | 7645 | 18.45 | Residential | Behind the Meter | Yes | Trinity Solar, LLC | Orange Rockland Electric |  | Accepted | 2025-05-01 | 2025-05-28 | 2026-05-28 | Solar Panels | Hanwha | HANWHA 410 (Q.PEAK DUO BLK ML-G10+ 410) |  | 0.41 | 6 | 95 | 19 |  | Fixed | Roof
NJADRE1559546210 | Administratively Determined Incentive Program | Montvale | 7645 | 18.45 | Residential | Behind the Meter | Yes | Trinity Solar, LLC | Orange Rockland Electric |  | Accepted | 2025-05-01 | 2025-05-28 | 2026-05-28 | Solar Panels | Hanwha | HANWHA 410 (Q.PEAK DUO BLK ML-G10+ 410) |  | 0.41 | 26 | 185 | 22 |  | Fixed | Roof
NJADRE1559546214 | Administratively Determined Incentive Program | Pennsauken | 8110 | 10.75 | Residential | Behind the Meter | Yes | EMT Renewables, LLC | PSE&G |  | Accepted | 2025-05-01 | 2025-05-28 | 2026-05-28 | Solar Panels | SEG SOLAR | SEG 430 |  | 0.43 | 2 | 149 | 2 |  | Fixed | Roof
NJADRE1559546214 | Administratively Determined Incentive Program | Pennsauken | 8110 | 10.75 | Residential | Behind the Meter | Yes | EMT Renewables, LLC | PSE&G |  | Accepted | 2025-05-01 | 2025-05-28 | 2026-05-28 | Inverters | ENPHASE | IQ8+ | 290 |  | 25 |  |  | 0.98 |  | Other | UNDER EACH PANEL
NJADRE1559546214 | Administratively Determined Incentive Program | Pennsauken | 8110 | 10.75 | Residential | Behind the Meter | Yes | EMT Renewables, LLC | PSE&G |  | Accepted | 2025-05-01 | 2025-05-28 | 2026-05-28 | Solar Panels | SEG SOLAR | SEG 430 |  | 0.43 | 7 | 149 | 25 |  | Fixed | Roof
NJADRE1559546214 | Administratively Determined Incentive Program | Pennsauken | 8110 | 10.75 | Residential | Behind the Meter | Yes | EMT Renewables, LLC | PSE&G |  | Accepted | 2025-05-01 | 2025-05-28 | 2026-05-28 | Solar Panels | SEG SOLAR | SEG 430 |  | 0.43 | 6 | 239 | 24 |  | Fixed | Roof
NJADRE1559546214 | Administratively Determined Incentive Program | Pennsauken | 8110 | 10.75 | Residential | Behind the Meter | Yes | EMT Renewables, LLC | PSE&G |  | Accepted | 2025-05-01 | 2025-05-28 | 2026-05-28 | Solar Panels | SEG SOLAR | SEG 430 |  | 0.43 | 8 | 329 | 25 |  | Fixed | Roof
NJADRE1559546214 | Administratively Determined Incentive Program | Pennsauken | 8110 | 10.75 | Residential | Behind the Meter | Yes | EMT Renewables, LLC | PSE&G |  | Accepted | 2025-05-01 | 2025-05-28 | 2026-05-28 | Solar Panels | SEG SOLAR | SEG 430 |  | 0.43 | 2 | 329 | 24 |  | Fixed | Roof
NJADRE1559546223 | Administratively Determined Incentive Program | Philipsburg | 8865 | 16.4 | Residential | Behind the Meter | Yes | Sunrun Installation Services, Inc. | JCP&L |  | Accepted | 2025-05-01 | 2025-05-28 | 2026-05-28 | Solar Panels | HANWHA Q-CELLS | Q.PEAK DUO BLK ML-G10+ 410 |  | 0.41 | 6 | 323 | 39 |  | Fixed | Roof
NJADRE1559546223 | Administratively Determined Incentive Program | Philipsburg | 8865 | 16.4 | Residential | Behind the Meter | Yes | Sunrun Installation Services, Inc. | JCP&L |  | Accepted | 2025-05-01 | 2025-05-28 | 2026-05-28 | Solar Panels | HANWHA Q-CELLS | Q.PEAK DUO BLK ML-G10+ 410 |  | 0.41 | 2 | 323 | 23 |  | Fixed | Roof
NJADRE1559546223 | Administratively Determined Incentive Program | Philipsburg | 8865 | 16.4 | Residential | Behind the Meter | Yes | Sunrun Installation Services, Inc. | JCP&L |  | Accepted | 2025-05-01 | 2025-05-28 | 2026-05-28 | Solar Panels | HANWHA Q-CELLS | Q.PEAK DUO BLK ML-G10+ 410 |  | 0.41 | 9 | 22 | 18 |  | Fixed | Roof
NJADRE1559546223 | Administratively Determined Incentive Program | Philipsburg | 8865 | 16.4 | Residential | Behind the Meter | Yes | Sunrun Installation Services, Inc. | JCP&L |  | Accepted | 2025-05-01 | 2025-05-28 | 2026-05-28 | Inverters | SOLAREDGE TECHNOLOGIES | SE5700H-USMN | 5760 |  | 1 |  |  | 0.99 |  | Outdoor
NJADRE1559546223 | Administratively Determined Incentive Program | Philipsburg | 8865 | 16.4 | Residential | Behind the Meter | Yes | Sunrun Installation Services, Inc. | JCP&L |  | Accepted | 2025-05-01 | 2025-05-28 | 2026-05-28 | Inverters | SOLAREDGE TECHNOLOGIES | SE7600H-USMN | 7600 |  | 1 |  |  | 0.99 |  | Outdoor
NJADRE1559546223 | Administratively Determined Incentive Program | Philipsburg | 8865 | 16.4 | Residential | Behind the Meter | Yes | Sunrun Installation Services, Inc. | JCP&L |  | Accepted | 2025-05-01 | 2025-05-28 | 2026-05-28 | Solar Panels | HANWHA Q-CELLS | Q.PEAK DUO BLK ML-G10+ 410 |  | 0.41 | 14 | 323 | 13 |  | Fixed | Roof
NJADRE1559546223 | Administratively Determined Incentive Program | Philipsburg | 8865 | 16.4 | Residential | Behind the Meter | Yes | Sunrun Installation Services, Inc. | JCP&L |  | Accepted | 2025-05-01 | 2025-05-28 | 2026-05-28 | Solar Panels | HANWHA Q-CELLS | Q.PEAK DUO BLK ML-G10+ 410 |  | 0.41 | 9 | 201 | 18 |  | Fixed | Roof
NJADRE1559546226 | Administratively Determined Incentive Program | IRVINGTON | 7111 | 6.88 | Residential | Behind the Meter | Yes | Pro Custom Solar dba Momentum Solar | PSE&G |  | Accepted | 2025-05-01 | 2025-05-28 | 2026-05-28 | Solar Panels | HANWHA | Q.TRON BLK M-G2+430 |  | 0.43 | 8 | 119 | 21 |  | Fixed | Roof
NJADRE1559546226 | Administratively Determined Incentive Program | IRVINGTON | 7111 | 6.88 | Residential | Behind the Meter | Yes | Pro Custom Solar dba Momentum Solar | PSE&G |  | Accepted | 2025-05-01 | 2025-05-28 | 2026-05-28 | Solar Panels | Hanwha | Q.TRON BLK M-G2+430 |  | 0.43 | 8 | 299 | 23 |  | Fixed | Roof
NJADRE1559546226 | Administratively Determined Incentive Program | IRVINGTON | 7111 | 6.88 | Residential | Behind the Meter | Yes | Pro Custom Solar dba Momentum Solar | PSE&G |  | Accepted | 2025-05-01 | 2025-05-28 | 2026-05-28 | Inverters | ENPHASE | IQ8HC-72-M-DOM-US | 380 |  | 16 |  |  | 0.97 |  | Outdoor
NJADRE1559546231 | Administratively Determined Incentive Program | EGG HARBOR TOWNSHIP | 8234 | 17.85 | Residential | Behind the Meter | Yes | Sun Up Zero Down, LLC | AC Electric |  | Accepted | 2025-05-01 | 2025-05-28 | 2026-05-28 | Meters | Enphase | TBD |  |  | 1 |  |  |  | Yes | Outdoor
NJADRE1559546231 | Administratively Determined Incentive Program | EGG HARBOR TOWNSHIP | 8234 | 17.85 | Residential | Behind the Meter | Yes | Sun Up Zero Down, LLC | AC Electric |  | Accepted | 2025-05-01 | 2025-05-28 | 2026-05-28 | Solar Panels | TRINA | TSM-425-NE09RC.05 |  | 0.425 | 42 | 131 | 27 |  | Fixed | Roof
NJADRE1559546231 | Administratively Determined Incentive Program | EGG HARBOR TOWNSHIP | 8234 | 17.85 | Residential | Behind the Meter | Yes | Sun Up Zero Down, LLC | AC Electric |  | Accepted | 2025-05-01 | 2025-05-28 | 2026-05-28 | Inverters | Enphase | IQ8PLUS-72-2-US | 290 |  | 42 |  |  | 0.976 |  | Outdoor
NJADRE1559546234 | Administratively Determined Incentive Program | MORGANVILLE | 7751 | 15.73 | Residential | Behind the Meter | No | Supreme Solar Services, LLC | JCP&L |  | Accepted | 2025-05-01 | 2025-05-29 | 2026-05-29 | Solar Panels | Trina Solar | TSM 425NEO9RC.05 |  | 0.425 | 6 | 190 | 45 |  | Fixed | Roof
NJADRE1559546234 | Administratively Determined Incentive Program | MORGANVILLE | 7751 | 15.73 | Residential | Behind the Meter | No | Supreme Solar Services, LLC | JCP&L |  | Accepted | 2025-05-01 | 2025-05-29 | 2026-05-29 | Inverters | Enphase | IQ8A's | 349 |  | 37 |  |  | 0.98 |  | Outdoor
NJADRE1559546234 | Administratively Determined Incentive Program | MORGANVILLE | 7751 | 15.73 | Residential | Behind the Meter | No | Supreme Solar Services, LLC | JCP&L |  | Accepted | 2025-05-01 | 2025-05-29 | 2026-05-29 | Solar Panels | Trina Solar | TSM 425NEO9RC.05 |  | 0.425 | 31 | 100 | 45 |  | Fixed | Roof
NJADRE1559546239 | Administratively Determined Incentive Program | Bayville | 8721 | 13.28 | Residential | Behind the Meter | Yes | SunPurity, LLC | JCP&L |  | Accepted | 2025-05-02 | 2025-05-30 | 2026-05-30 | Solar Panels | Hanwha Q cells | Q.PEAK DOU BLK-ML-G10+(415W) |  | 0.415 | 27 | 188 | 18 |  | Fixed | Roof
NJADRE1559546239 | Administratively Determined Incentive Program | Bayville | 8721 | 13.28 | Residential | Behind the Meter | Yes | SunPurity, LLC | JCP&L |  | Accepted | 2025-05-02 | 2025-05-30 | 2026-05-30 | Solar Panels | Hanwha Q cells | Q.PEAK DOU BLK-ML-G10+(415W) |  | 0.415 | 5 | 8 | 18 |  | Fixed | Roof
NJADRE1559546239 | Administratively Determined Incentive Program | Bayville | 8721 | 13.28 | Residential | Behind the Meter | Yes | SunPurity, LLC | JCP&L |  | Accepted | 2025-05-02 | 2025-05-30 | 2026-05-30 | Inverters | SolarEdge | SE10000H-US | 10000 |  | 1 |  |  | 0.99 |  | Outdoor
NJADRE1559546241 | Administratively Determined Incentive Program | WILLINGBORO | 8046 | 5.59 | Residential | Behind the Meter | Yes | EMT Renewables, LLC | PSE&G |  | Accepted | 2025-05-01 | 2025-05-28 | 2026-05-28 | Inverters | ENPHASE | IQ8+ | 290 |  | 13 |  |  | 0.98 |  | Other | UNDER EACH PANEL
NJADRE1559546241 | Administratively Determined Incentive Program | WILLINGBORO | 8046 | 5.59 | Residential | Behind the Meter | Yes | EMT Renewables, LLC | PSE&G |  | Accepted | 2025-05-01 | 2025-05-28 | 2026-05-28 | Solar Panels | SEG SOLAR | SEG 430 |  | 0.43 | 9 | 199 | 19 |  | Fixed | Roof
NJADRE1559546241 | Administratively Determined Incentive Program | WILLINGBORO | 8046 | 5.59 | Residential | Behind the Meter | Yes | EMT Renewables, LLC | PSE&G |  | Accepted | 2025-05-01 | 2025-05-28 | 2026-05-28 | Solar Panels | SEG SOLAR | SEG 430 |  | 0.43 | 4 | 109 | 28 |  | Fixed | Roof
NJADRE1559546245 | Administratively Determined Incentive Program | TOMS RIVER | 8757 | 12.71 | Residential | Behind the Meter | Yes | Trinity Solar, LLC | JCP&L |  | Accepted | 2025-05-01 | 2025-05-29 | 2026-05-29 | Solar Panels | HANWHA 410 (Q.PEAK DUO BLK ML-G10+410) | HANWHA 410 (Q.PEAK DUO BLK ML-G10+410) |  | 0.41 | 5 | 285 | 23 |  | Fixed | Roof
NJADRE1559546245 | Administratively Determined Incentive Program | TOMS RIVER | 8757 | 12.71 | Residential | Behind the Meter | Yes | Trinity Solar, LLC | JCP&L |  | Accepted | 2025-05-01 | 2025-05-29 | 2026-05-29 | Solar Panels | HANWHA 410 (Q.PEAK DUO BLK ML-G10+410) | HANWHA 410 (Q.PEAK DUO BLK ML-G10+410) |  | 0.41 | 21 | 195 | 23 |  | Fixed | Roof
NJADRE1559546245 | Administratively Determined Incentive Program | TOMS RIVER | 8757 | 12.71 | Residential | Behind the Meter | Yes | Trinity Solar, LLC | JCP&L |  | Accepted | 2025-05-01 | 2025-05-29 | 2026-05-29 | Solar Panels | HANWHA 410 (Q.PEAK DUO BLK ML-G10+410) | HANWHA 410 (Q.PEAK DUO BLK ML-G10+410) |  | 0.41 | 5 | 105 | 20 |  | Fixed | Roof
NJADRE1559546245 | Administratively Determined Incentive Program | TOMS RIVER | 8757 | 12.71 | Residential | Behind the Meter | Yes | Trinity Solar, LLC | JCP&L |  | Accepted | 2025-05-01 | 2025-05-29 | 2026-05-29 | Inverters | SE10000H-US | SOLAREDGE | 10000 |  | 1 |  |  | 0.97 |  | Outside
NJADRE1559546246 | Administratively Determined Incentive Program | Long Beach | 8008 | 2.13 | Residential | Behind the Meter | No | Supreme Solar Services, LLC | AC Electric |  | Accepted | 2025-05-01 | 2025-05-29 | 2026-05-29 | Inverters | Enphase | IQ8A's | 349 |  | 5 |  |  | 0.98 |  | Outdoor
NJADRE1559546246 | Administratively Determined Incentive Program | Long Beach | 8008 | 2.13 | Residential | Behind the Meter | No | Supreme Solar Services, LLC | AC Electric |  | Accepted | 2025-05-01 | 2025-05-29 | 2026-05-29 | Solar Panels | Trina Solar | TSM 425NEO9RC.05 |  | 0.425 | 5 | 209 | 5 |  | Fixed | Roof
NJADRE1559546247 | Administratively Determined Incentive Program | BLACKWOOD | 8012 | 8.93 | Residential | Behind the Meter | Yes | Power Energy Solutions, LLC | AC Electric |  | Accepted | 2025-05-01 | 2025-05-29 | 2026-05-29 | Solar Panels | Trina Solar | TSM-425NE09RC.05 |  | 0.425 | 12 | 163 | 22 |  | Fixed | Roof
NJADRE1559546247 | Administratively Determined Incentive Program | BLACKWOOD | 8012 | 8.93 | Residential | Behind the Meter | Yes | Power Energy Solutions, LLC | AC Electric |  | Accepted | 2025-05-01 | 2025-05-29 | 2026-05-29 | Inverters | SolarEdge | SE5700H-US | 6 |  | 1 |  |  | 0.97 |  | Outdoor
NJADRE1559546247 | Administratively Determined Incentive Program | BLACKWOOD | 8012 | 8.93 | Residential | Behind the Meter | Yes | Power Energy Solutions, LLC | AC Electric |  | Accepted | 2025-05-01 | 2025-05-29 | 2026-05-29 | Solar Panels | Trina Solar | TSM-425NE09RC.05 |  | 0.425 | 9 | 162 | 22 |  | Fixed | Roof
NJADRE1559546248 | Administratively Determined Incentive Program | BRICK | 8723 | 14.35 | Residential | Behind the Meter | Yes | Sunrun Installation Services, Inc. | JCP&L |  | Accepted | 2025-05-01 | 2025-05-28 | 2026-05-28 | Inverters | SolarEdge Technologies | SE10000H-USMN | 10000 |  | 1 |  |  | 0.99 |  | Outdoor
NJADRE1559546248 | Administratively Determined Incentive Program | BRICK | 8723 | 14.35 | Residential | Behind the Meter | Yes | Sunrun Installation Services, Inc. | JCP&L |  | Accepted | 2025-05-01 | 2025-05-28 | 2026-05-28 | Solar Panels | Hanwha Q Cells | Q.PEAK DUO BLK ML-G10+ 410 |  | 0.41 | 25 | 81 | 18 |  | Fixed | Roof
NJADRE1559546248 | Administratively Determined Incentive Program | BRICK | 8723 | 14.35 | Residential | Behind the Meter | Yes | Sunrun Installation Services, Inc. | JCP&L |  | Accepted | 2025-05-01 | 2025-05-28 | 2026-05-28 | Solar Panels | Hanwha Q Cells | Q.PEAK DUO BLK ML-G10+ 410 |  | 0.41 | 10 | 261 | 18 |  | Fixed | Roof
NJADRE1559546251 | Administratively Determined Incentive Program | Middletown | 7748 | 8.6 | Residential | Behind the Meter | Yes | EMT Renewables, LLC | JCP&L |  | Accepted | 2025-05-01 | 2025-05-29 | 2026-05-29 | Inverters | ENPHASE | IQ8+ | 290 |  | 20 |  |  | 0.98 |  | Other | UNDER EACH PANEL
NJADRE1559546251 | Administratively Determined Incentive Program | Middletown | 7748 | 8.6 | Residential | Behind the Meter | Yes | EMT Renewables, LLC | JCP&L |  | Accepted | 2025-05-01 | 2025-05-29 | 2026-05-29 | Solar Panels | SEG SOLAR | SEG 430 |  | 0.43 | 11 | 60 | 29 |  | Fixed | Roof
NJADRE1559546251 | Administratively Determined Incentive Program | Middletown | 7748 | 8.6 | Residential | Behind the Meter | Yes | EMT Renewables, LLC | JCP&L |  | Accepted | 2025-05-01 | 2025-05-29 | 2026-05-29 | Solar Panels | SEG SOLAR | SEG 430 |  | 0.43 | 9 | 240 | 29 |  | Fixed | Roof
NJADRE1559546259 | Administratively Determined Incentive Program | FORKED RIVER | 8731 | 14.18 | Residential | Behind the Meter | Yes | Sunrun Installation Services, Inc. | JCP&L |  | Accepted | 2025-05-01 | 2025-05-28 | 2026-05-28 | Solar Panels | JA SOLAR | JAM54S31-405/MR |  | 0.405 | 4 | 105 | 3 |  | Fixed | Roof
NJADRE1559546259 | Administratively Determined Incentive Program | FORKED RIVER | 8731 | 14.18 | Residential | Behind the Meter | Yes | Sunrun Installation Services, Inc. | JCP&L |  | Accepted | 2025-05-01 | 2025-05-28 | 2026-05-28 | Inverters | SOLAREDGE TECHNOLOGIES | SE10000H-USMN | 10000 |  | 1 |  |  | 0.99 |  | Outdoor
NJADRE1559546259 | Administratively Determined Incentive Program | FORKED RIVER | 8731 | 14.18 | Residential | Behind the Meter | Yes | Sunrun Installation Services, Inc. | JCP&L |  | Accepted | 2025-05-01 | 2025-05-28 | 2026-05-28 | Solar Panels | JA SOLAR | JAM54S31-405/MR |  | 0.405 | 6 | 106 | 18 |  | Fixed | Roof
NJADRE1559546259 | Administratively Determined Incentive Program | FORKED RIVER | 8731 | 14.18 | Residential | Behind the Meter | Yes | Sunrun Installation Services, Inc. | JCP&L |  | Accepted | 2025-05-01 | 2025-05-28 | 2026-05-28 | Solar Panels | JA SOLAR | JAM54S31-405/MR |  | 0.405 | 21 | 286 | 18 |  | Fixed | Roof
NJADRE1559546259 | Administratively Determined Incentive Program | FORKED RIVER | 8731 | 14.18 | Residential | Behind the Meter | Yes | Sunrun Installation Services, Inc. | JCP&L |  | Accepted | 2025-05-01 | 2025-05-28 | 2026-05-28 | Solar Panels | JA SOLAR | JAM54S31-405/MR |  | 0.405 | 4 | 106 | 17 |  | Fixed | Roof
NJADRE1559546281 | Administratively Determined Incentive Program | Ridgefield Park | 7660 | 4.3 | Residential | Behind the Meter | Yes | PosiGen Developer, LLC | PSE&G |  | Accepted | 2025-05-01 | 2025-05-29 | 2026-05-29 | Solar Panels | JINKO EAGLE | G6RJKM430N-54HL4-B |  | 0.43 | 8 | 199 | 30 |  | Fixed | Roof
NJADRE1559546281 | Administratively Determined Incentive Program | Ridgefield Park | 7660 | 4.3 | Residential | Behind the Meter | Yes | PosiGen Developer, LLC | PSE&G |  | Accepted | 2025-05-01 | 2025-05-29 | 2026-05-29 | Inverters | SOLAREDGE | SE3800H-US | 3800 |  | 1 |  |  | 0.99 |  | Outdoor | Within ten feet of meter
NJADRE1559546281 | Administratively Determined Incentive Program | Ridgefield Park | 7660 | 4.3 | Residential | Behind the Meter | Yes | PosiGen Developer, LLC | PSE&G |  | Accepted | 2025-05-01 | 2025-05-29 | 2026-05-29 | Solar Panels | JINKO EAGLE | G6RJKM430N-54HL4-B |  | 0.43 | 2 | 19 | 30 |  | Fixed | Roof
NJADRE1559546282 | Administratively Determined Incentive Program | Bridgeton | 8302 | 4.98 | Residential | Behind the Meter | Yes | SunPurity, LLC | AC Electric |  | Accepted | 2025-05-02 | 2025-05-30 | 2026-05-30 | Inverters | SolarEdge | SE3800H-US | 3800 |  | 1 |  |  | 0.99 |  | Outdoor
NJADRE1559546282 | Administratively Determined Incentive Program | Bridgeton | 8302 | 4.98 | Residential | Behind the Meter | Yes | SunPurity, LLC | AC Electric |  | Accepted | 2025-05-02 | 2025-05-30 | 2026-05-30 | Solar Panels | Hanwha Q cells | Q.PEAK DOU BLK-ML-G10+(415W) |  | 0.415 | 5 | 179 | 45 |  | Fixed | Roof
NJADRE1559546282 | Administratively Determined Incentive Program | Bridgeton | 8302 | 4.98 | Residential | Behind the Meter | Yes | SunPurity, LLC | AC Electric |  | Accepted | 2025-05-02 | 2025-05-30 | 2026-05-30 | Solar Panels | Hanwha Q cells | Q.PEAK DOU BLK-ML-G10+(415W) |  | 0.415 | 2 | 269 | 27 |  | Fixed | Roof
NJADRE1559546282 | Administratively Determined Incentive Program | Bridgeton | 8302 | 4.98 | Residential | Behind the Meter | Yes | SunPurity, LLC | AC Electric |  | Accepted | 2025-05-02 | 2025-05-30 | 2026-05-30 | Solar Panels | Hanwha Q cells | Q.PEAK DOU BLK-ML-G10+(415W) |  | 0.415 | 2 | 269 | 53 |  | Fixed | Roof
NJADRE1559546282 | Administratively Determined Incentive Program | Bridgeton | 8302 | 4.98 | Residential | Behind the Meter | Yes | SunPurity, LLC | AC Electric |  | Accepted | 2025-05-02 | 2025-05-30 | 2026-05-30 | Solar Panels | Hanwha Q cells | Q.PEAK DOU BLK-ML-G10+(415W) |  | 0.415 | 3 | 89 | 53 |  | Fixed | Roof
NJADRE1559546287 | Administratively Determined Incentive Program | Newark | 7103 | 444.96 | School Public K-12 | Behind the Meter | Yes | A&I Electrical Construction, LLC | PSE&G |  | Accepted | 2025-05-01 | 2025-06-09 | 2026-06-09 | Inverters | SolarEdge | SE43.2KUS | 43200 |  | 8 |  |  | 0.975 |  | Outside
NJADRE1559546287 | Administratively Determined Incentive Program | Newark | 7103 | 444.96 | School Public K-12 | Behind the Meter | Yes | A&I Electrical Construction, LLC | PSE&G |  | Accepted | 2025-05-01 | 2025-06-09 | 2026-06-09 | Meters | Acuvim IIR | Acuvim IIR |  |  | 1 |  |  |  | Yes | Outdoor
NJADRE1559546287 | Administratively Determined Incentive Program | Newark | 7103 | 444.96 | School Public K-12 | Behind the Meter | Yes | A&I Electrical Construction, LLC | PSE&G |  | Accepted | 2025-05-01 | 2025-06-09 | 2026-06-09 | Solar Panels | ZnShine Solar | ZXM7-SHLDD144-540/M |  | 0.54 | 824 | 198 | 5 |  | Fixed | Roof
NJADRE1559546293 | Administratively Determined Incentive Program | Beach Haven | 8008 | 8.5 | Residential | Behind the Meter | No | Supreme Solar Services, LLC | AC Electric |  | Accepted | 2025-05-01 | 2025-05-29 | 2026-05-29 | Solar Panels | Trina Solar | TSM 425NEO9RC.05 |  | 0.425 | 6 | 30 | 18 |  | Fixed | Roof
NJADRE1559546293 | Administratively Determined Incentive Program | Beach Haven | 8008 | 8.5 | Residential | Behind the Meter | No | Supreme Solar Services, LLC | AC Electric |  | Accepted | 2025-05-01 | 2025-05-29 | 2026-05-29 | Inverters | Enphase | IQ8A's | 349 |  | 20 |  |  | 0.98 |  | Outdoor
NJADRE1559546293 | Administratively Determined Incentive Program | Beach Haven | 8008 | 8.5 | Residential | Behind the Meter | No | Supreme Solar Services, LLC | AC Electric |  | Accepted | 2025-05-01 | 2025-05-29 | 2026-05-29 | Solar Panels | Trina Solar | TSM 425NEO9RC.05 |  | 0.425 | 14 | 210 | 18 |  | Fixed | Roof
NJADRE1559546302 | Administratively Determined Incentive Program | Hawthorne | 7506 | 6.15 | Residential | Behind the Meter | Yes | Trinity Solar, LLC | PSE&G |  | Accepted | 2025-05-01 | 2025-05-29 | 2026-05-29 | Inverters | Solar Edge | USE5700H-USMNBL75 | 57600 |  | 1 |  |  | 0.97 |  | Outdoor
NJADRE1559546302 | Administratively Determined Incentive Program | Hawthorne | 7506 | 6.15 | Residential | Behind the Meter | Yes | Trinity Solar, LLC | PSE&G |  | Accepted | 2025-05-01 | 2025-05-29 | 2026-05-29 | Solar Panels | Hanwha | HANWHA 410 (Q.PEAK DUO BLK ML-G10+ 410) |  | 0.41 | 15 | 262 | 35 |  | Fixed | Roof
NJADRE1559546309 | Administratively Determined Incentive Program | RAHWAY | 7065 | 3.87 | Residential | Behind the Meter | Yes | EMT Renewables, LLC | PSE&G |  | Accepted | 2025-05-01 | 2025-05-29 | 2026-05-29 | Solar Panels | SEG SOLAR | SEG 430 |  | 0.43 | 2 | 176 | 21 |  | Fixed | Roof
NJADRE1559546309 | Administratively Determined Incentive Program | RAHWAY | 7065 | 3.87 | Residential | Behind the Meter | Yes | EMT Renewables, LLC | PSE&G |  | Accepted | 2025-05-01 | 2025-05-29 | 2026-05-29 | Solar Panels | SEG SOLAR | SEG 430 |  | 0.43 | 3 | 356 | 22 |  | Fixed | Roof
NJADRE1559546309 | Administratively Determined Incentive Program | RAHWAY | 7065 | 3.87 | Residential | Behind the Meter | Yes | EMT Renewables, LLC | PSE&G |  | Accepted | 2025-05-01 | 2025-05-29 | 2026-05-29 | Solar Panels | SEG SOLAR | SEG 430 |  | 0.43 | 2 | 176 | 28 |  | Fixed | Roof
NJADRE1559546309 | Administratively Determined Incentive Program | RAHWAY | 7065 | 3.87 | Residential | Behind the Meter | Yes | EMT Renewables, LLC | PSE&G |  | Accepted | 2025-05-01 | 2025-05-29 | 2026-05-29 | Solar Panels | SEG SOLAR | SEG 430 |  | 0.43 | 2 | 356 | 28 |  | Fixed | Roof
NJADRE1559546309 | Administratively Determined Incentive Program | RAHWAY | 7065 | 3.87 | Residential | Behind the Meter | Yes | EMT Renewables, LLC | PSE&G |  | Accepted | 2025-05-01 | 2025-05-29 | 2026-05-29 | Inverters | ENPHASE | IQ8+ | 290 |  | 9 |  |  | 0.98 |  | Other | UNDER EACH PANEL
NJADRE1559546316 | Administratively Determined Incentive Program | Orange | 7050 | 18.06 | Residential | Behind the Meter | Yes | Pro Custom Solar dba Momentum Solar | PSE&G |  | Accepted | 2025-05-01 | 2025-05-29 | 2026-05-29 | Solar Panels | HANWHA | Q.TRON BLK M-G2+430 |  | 0.43 | 13 | 294 | 29 |  | Fixed | Roof
NJADRE1559546316 | Administratively Determined Incentive Program | Orange | 7050 | 18.06 | Residential | Behind the Meter | Yes | Pro Custom Solar dba Momentum Solar | PSE&G |  | Accepted | 2025-05-01 | 2025-05-29 | 2026-05-29 | Solar Panels | HANWHA | Q.TRON BLK M-G2+430 |  | 0.43 | 8 | 292 | 31 |  | Fixed | Roof
NJADRE1559546316 | Administratively Determined Incentive Program | Orange | 7050 | 18.06 | Residential | Behind the Meter | Yes | Pro Custom Solar dba Momentum Solar | PSE&G |  | Accepted | 2025-05-01 | 2025-05-29 | 2026-05-29 | Solar Panels | HANWHA | Q.TRON BLK M-G2+430 |  | 0.43 | 8 | 112 | 33 |  | Fixed | Roof
NJADRE1559546316 | Administratively Determined Incentive Program | Orange | 7050 | 18.06 | Residential | Behind the Meter | Yes | Pro Custom Solar dba Momentum Solar | PSE&G |  | Accepted | 2025-05-01 | 2025-05-29 | 2026-05-29 | Inverters | ENPHASE | IQ8HC-72-M-DOM-US | 380 |  | 42 |  |  | 0.97 |  | Outdoor
NJADRE1559546316 | Administratively Determined Incentive Program | Orange | 7050 | 18.06 | Residential | Behind the Meter | Yes | Pro Custom Solar dba Momentum Solar | PSE&G |  | Accepted | 2025-05-01 | 2025-05-29 | 2026-05-29 | Solar Panels | HANWHA | Q.TRON BLK M-G2+430 |  | 0.43 | 13 | 114 | 29 |  | Fixed | Roof
NJADRE1559546321 | Administratively Determined Incentive Program | North Haledon | 7508 | 17.2 | Residential | Behind the Meter | Yes | EMT Renewables, LLC | PSE&G |  | Accepted | 2025-05-01 | 2025-05-29 | 2026-05-29 | Inverters | ENPHASE | IQ8+ | 290 |  | 40 |  |  | 0.98 |  | Other | UNDER EACH PANEL
NJADRE1559546321 | Administratively Determined Incentive Program | North Haledon | 7508 | 17.2 | Residential | Behind the Meter | Yes | EMT Renewables, LLC | PSE&G |  | Accepted | 2025-05-01 | 2025-05-29 | 2026-05-29 | Solar Panels | SEG SOLAR | SEG 430 |  | 0.43 | 18 | 169 | 22 |  | Fixed | Roof
NJADRE1559546321 | Administratively Determined Incentive Program | North Haledon | 7508 | 17.2 | Residential | Behind the Meter | Yes | EMT Renewables, LLC | PSE&G |  | Accepted | 2025-05-01 | 2025-05-29 | 2026-05-29 | Solar Panels | SEG SOLAR | SEG 430 |  | 0.43 | 22 | 169 | 22 |  | Fixed | Roof
NJADRE1559546329 | Administratively Determined Incentive Program | Cape May | 8204 | 8.93 | Residential | Behind the Meter | Yes | Big Wave Roofing and Solar, LLC | AC Electric |  | Accepted | 2025-05-01 | 2025-05-29 | 2026-05-29 | Solar Panels | Jinko | JKM425N-54HL4-B |  | 0.425 | 2 | 91 | 25 |  | Fixed | Roof
NJADRE1559546329 | Administratively Determined Incentive Program | Cape May | 8204 | 8.93 | Residential | Behind the Meter | Yes | Big Wave Roofing and Solar, LLC | AC Electric |  | Accepted | 2025-05-01 | 2025-05-29 | 2026-05-29 | Solar Panels | Jinko | JKM425N-54HL4-B |  | 0.425 | 2 | 271 | 25 |  | Fixed | Roof
NJADRE1559546329 | Administratively Determined Incentive Program | Cape May | 8204 | 8.93 | Residential | Behind the Meter | Yes | Big Wave Roofing and Solar, LLC | AC Electric |  | Accepted | 2025-05-01 | 2025-05-29 | 2026-05-29 | Solar Panels | Jinko | JKM425N-54HL4-B |  | 0.425 | 3 | 271 | 25 |  | Fixed | Roof
NJADRE1559546329 | Administratively Determined Incentive Program | Cape May | 8204 | 8.93 | Residential | Behind the Meter | Yes | Big Wave Roofing and Solar, LLC | AC Electric |  | Accepted | 2025-05-01 | 2025-05-29 | 2026-05-29 | Solar Panels | Jinko | JKM425N-54HL4-B |  | 0.425 | 6 | 181 | 25 |  | Fixed | Roof
NJADRE1559546329 | Administratively Determined Incentive Program | Cape May | 8204 | 8.93 | Residential | Behind the Meter | Yes | Big Wave Roofing and Solar, LLC | AC Electric |  | Accepted | 2025-05-01 | 2025-05-29 | 2026-05-29 | Inverters | Enphase | IQ8HC-72-M-DOM-US | 380 |  | 21 |  |  | 0.97 |  | Outside
NJADRE1559546329 | Administratively Determined Incentive Program | Cape May | 8204 | 8.93 | Residential | Behind the Meter | Yes | Big Wave Roofing and Solar, LLC | AC Electric |  | Accepted | 2025-05-01 | 2025-05-29 | 2026-05-29 | Solar Panels | Jinko | JKM425N-54HL4-B |  | 0.425 | 8 | 1 | 25 |  | Fixed | Roof
NJADRE1559546341 | Administratively Determined Incentive Program | Erial | 8081 | 16.81 | Residential | Behind the Meter | Yes | Sunrun Installation Services, Inc. | AC Electric |  | Accepted | 2025-05-01 | 2025-05-29 | 2026-05-29 | Electric Storage Battery | SolarEdge Technologies | BAT-10K1P |  |  | 1 |  |  |  | Lithium Ion |  | INSIDE
NJADRE1559546341 | Administratively Determined Incentive Program | Erial | 8081 | 16.81 | Residential | Behind the Meter | Yes | Sunrun Installation Services, Inc. | AC Electric |  | Accepted | 2025-05-01 | 2025-05-29 | 2026-05-29 | Solar Panels | Hanwha Q Cells | Q.PEAK DUO BLK ML-G10+ 410 |  | 0.41 | 25 | 249 | 27 |  | Fixed | Roof
NJADRE1559546341 | Administratively Determined Incentive Program | Erial | 8081 | 16.81 | Residential | Behind the Meter | Yes | Sunrun Installation Services, Inc. | AC Electric |  | Accepted | 2025-05-01 | 2025-05-29 | 2026-05-29 | Solar Panels | Hanwha Q Cells | Q.PEAK DUO BLK ML-G10+ 410 |  | 0.41 | 16 | 69 | 27 |  | Fixed | Roof
NJADRE1559546341 | Administratively Determined Incentive Program | Erial | 8081 | 16.81 | Residential | Behind the Meter | Yes | Sunrun Installation Services, Inc. | AC Electric |  | Accepted | 2025-05-01 | 2025-05-29 | 2026-05-29 | Inverters | SolarEdge Technologies | SE5700H-USMN | 5760 |  | 2 |  |  | 0.99 |  | Outdoor
NJADRE1559546470 | Administratively Determined Incentive Program | Millville | 8332 | 8.17 | Residential | Behind the Meter | Yes | EMT Renewables, LLC | AC Electric |  | Accepted | 2025-05-01 | 2025-05-29 | 2026-05-29 | Solar Panels | SEG SOLAR | SEG 430 |  | 0.43 | 6 | 94 | 19 |  | Fixed | Roof
NJADRE1559546470 | Administratively Determined Incentive Program | Millville | 8332 | 8.17 | Residential | Behind the Meter | Yes | EMT Renewables, LLC | AC Electric |  | Accepted | 2025-05-01 | 2025-05-29 | 2026-05-29 | Solar Panels | SEG SOLAR | SEG 430 |  | 0.43 | 4 | 274 | 34 |  | Fixed | Roof
NJADRE1559546470 | Administratively Determined Incentive Program | Millville | 8332 | 8.17 | Residential | Behind the Meter | Yes | EMT Renewables, LLC | AC Electric |  | Accepted | 2025-05-01 | 2025-05-29 | 2026-05-29 | Solar Panels | SEG SOLAR | SEG 430 |  | 0.43 | 5 | 4 | 37 |  | Fixed | Roof
NJADRE1559546470 | Administratively Determined Incentive Program | Millville | 8332 | 8.17 | Residential | Behind the Meter | Yes | EMT Renewables, LLC | AC Electric |  | Accepted | 2025-05-01 | 2025-05-29 | 2026-05-29 | Solar Panels | SEG SOLAR | SEG 430 |  | 0.43 | 2 | 94 | 34 |  | Fixed | Roof
NJADRE1559546470 | Administratively Determined Incentive Program | Millville | 8332 | 8.17 | Residential | Behind the Meter | Yes | EMT Renewables, LLC | AC Electric |  | Accepted | 2025-05-01 | 2025-05-29 | 2026-05-29 | Inverters | ENPHASE | IQ8+ | 290 |  | 19 |  |  | 0.98 |  | Other | UNDER EACH PANEL
NJADRE1559546470 | Administratively Determined Incentive Program | Millville | 8332 | 8.17 | Residential | Behind the Meter | Yes | EMT Renewables, LLC | AC Electric |  | Accepted | 2025-05-01 | 2025-05-29 | 2026-05-29 | Solar Panels | SEG SOLAR | SEG 430 |  | 0.43 | 2 | 184 | 37 |  | Fixed | Roof
NJADRE1559548320 | Administratively Determined Incentive Program | Newark | 7108 | 900.18 | School Public K-12 | Behind the Meter | Yes | A&I Electrical Construction, LLC | PSE&G |  | Accepted | 2025-05-01 | 2025-06-09 | 2026-06-09 | Inverters | SolarEdge | SE100KUS | 100000 |  | 8 |  |  | 0.985 |  | Outdoor
NJADRE1559548320 | Administratively Determined Incentive Program | Newark | 7108 | 900.18 | School Public K-12 | Behind the Meter | Yes | A&I Electrical Construction, LLC | PSE&G |  | Accepted | 2025-05-01 | 2025-06-09 | 2026-06-09 | Meters | Acuvim IIR | Acuvim IIR |  |  | 1 |  |  |  | Yes | Outdoor
NJADRE1559548320 | Administratively Determined Incentive Program | Newark | 7108 | 900.18 | School Public K-12 | Behind the Meter | Yes | A&I Electrical Construction, LLC | PSE&G |  | Accepted | 2025-05-01 | 2025-06-09 | 2026-06-09 | Solar Panels | ZnShine Solar | ZXM7-SHLDD144-540/M |  | 0.54 | 1667 | 196 | 5 |  | Fixed | Roof
NJADRE1559548360 | Administratively Determined Incentive Program | PISCATAWAY | 8854 | 0.43 | Residential | Behind the Meter | Yes | Pro Custom Solar dba Momentum Solar | PSE&G |  | Accepted | 2025-05-01 | 2025-05-29 | 2026-05-29 | Solar Panels | HANWHA | Q.Tron BLK M-G2+ 430 |  | 0.43 | 1 | 170 | 22 |  | Fixed | Roof
NJADRE1559548360 | Administratively Determined Incentive Program | PISCATAWAY | 8854 | 0.43 | Residential | Behind the Meter | Yes | Pro Custom Solar dba Momentum Solar | PSE&G |  | Accepted | 2025-05-01 | 2025-05-29 | 2026-05-29 | Inverters | ENPHASE | IQ8HC-72-M-DOM-US | 380 |  | 1 |  |  | 0.97 |  | Outdoor
NJADRE1559548455 | Administratively Determined Incentive Program | Sewell | 8080 | 17 | Residential | Behind the Meter | Yes | Whitman Construction, LLC | AC Electric |  | Accepted | 2025-05-01 | 2025-05-29 | 2026-05-29 | Inverters | ENPHASE | IQ8PLUS-72-2-US | 290 |  | 40 |  |  | 0.975 |  | Outdoor
NJADRE1559548455 | Administratively Determined Incentive Program | Sewell | 8080 | 17 | Residential | Behind the Meter | Yes | Whitman Construction, LLC | AC Electric |  | Accepted | 2025-05-01 | 2025-05-29 | 2026-05-29 | Solar Panels | Jinko Solar | JKM425N-54HL4-B |  | 0.425 | 8 | 230 | 23 |  | Fixed | Roof
NJADRE1559548455 | Administratively Determined Incentive Program | Sewell | 8080 | 17 | Residential | Behind the Meter | Yes | Whitman Construction, LLC | AC Electric |  | Accepted | 2025-05-01 | 2025-05-29 | 2026-05-29 | Solar Panels | Jinko Solar | JKM425N-54HL4-B |  | 0.425 | 4 | 51 | 21 |  | Fixed | Roof
NJADRE1559548455 | Administratively Determined Incentive Program | Sewell | 8080 | 17 | Residential | Behind the Meter | Yes | Whitman Construction, LLC | AC Electric |  | Accepted | 2025-05-01 | 2025-05-29 | 2026-05-29 | Solar Panels | Jinko Solar | JKM425N-54HL4-B |  | 0.425 | 20 | 231 | 21 |  | Fixed | Roof
NJADRE1559548455 | Administratively Determined Incentive Program | Sewell | 8080 | 17 | Residential | Behind the Meter | Yes | Whitman Construction, LLC | AC Electric |  | Accepted | 2025-05-01 | 2025-05-29 | 2026-05-29 | Solar Panels | Jinko Solar | JKM425N-54HL4-B |  | 0.425 | 8 | 51 | 14 |  | Fixed | Roof
NJADRE1559548493 | Administratively Determined Incentive Program | LINDENWOLD | 8021 | 8.1 | Residential | Behind the Meter | Yes | Define Solar, LLC | AC Electric |  | Accepted | 2025-05-01 | 2025-05-29 | 2026-05-29 | Solar Panels | Znshine | ZXM7-SH108 410W |  | 0.405 | 7 | 34 | 19 |  | Fixed | Roof
NJADRE1559548493 | Administratively Determined Incentive Program | LINDENWOLD | 8021 | 8.1 | Residential | Behind the Meter | Yes | Define Solar, LLC | AC Electric |  | Accepted | 2025-05-01 | 2025-05-29 | 2026-05-29 | Inverters | Enphase | IQ8PLUS-72-2-US | 290 |  | 13 |  |  | 0.976 |  | Outside | Under each pv panel
NJADRE1559548493 | Administratively Determined Incentive Program | LINDENWOLD | 8021 | 8.1 | Residential | Behind the Meter | Yes | Define Solar, LLC | AC Electric |  | Accepted | 2025-05-01 | 2025-05-29 | 2026-05-29 | Solar Panels | Znshine | ZXM7-SH108 410W |  | 0.405 | 13 | 214 | 19 |  | Fixed | Roof
NJADRE1559548493 | Administratively Determined Incentive Program | LINDENWOLD | 8021 | 8.1 | Residential | Behind the Meter | Yes | Define Solar, LLC | AC Electric |  | Accepted | 2025-05-01 | 2025-05-29 | 2026-05-29 | Inverters | Enphase | IQ8PLUS-72-2-US | 290 |  | 7 |  |  | 0.976 |  | Outside | Under each pv panel
NJADRE1559548530 | Administratively Determined Incentive Program | GARFIELD | 7026 | 9.43 | Residential | Behind the Meter | Yes | Trinity Solar, LLC | PSE&G |  | Accepted | 2025-05-01 | 2025-05-29 | 2026-05-29 | Solar Panels | Hanwha | HANWHA 410 (Q.PEAK DUO BLK ML-G10+ 410) |  | 0.41 | 9 | 288 | 19 |  | Fixed | Roof
NJADRE1559548530 | Administratively Determined Incentive Program | GARFIELD | 7026 | 9.43 | Residential | Behind the Meter | Yes | Trinity Solar, LLC | PSE&G |  | Accepted | 2025-05-01 | 2025-05-29 | 2026-05-29 | Inverters | Solar Edge | USE7600H-US | 7600 |  | 1 |  |  | 0.97 |  | Outdoor
NJADRE1559548530 | Administratively Determined Incentive Program | GARFIELD | 7026 | 9.43 | Residential | Behind the Meter | Yes | Trinity Solar, LLC | PSE&G |  | Accepted | 2025-05-01 | 2025-05-29 | 2026-05-29 | Solar Panels | Hanwha | HANWHA 410 (Q.PEAK DUO BLK ML-G10+ 410) |  | 0.41 | 14 | 108 | 19 |  | Fixed | Roof
NJADRE1559548533 | Administratively Determined Incentive Program | NEWARK | 7016 | 7.79 | Residential | Behind the Meter | Yes | NY State Solar dba Evo Solar | PSE&G |  | Accepted | 2025-05-01 | 2025-06-06 | 2026-06-06 | Inverters | SolarEdge | SE6000H-US | 6000 |  | 1 |  |  | 0.99 |  | Outside | within ten feet of meter
NJADRE1559548533 | Administratively Determined Incentive Program | NEWARK | 7016 | 7.79 | Residential | Behind the Meter | Yes | NY State Solar dba Evo Solar | PSE&G |  | Accepted | 2025-05-01 | 2025-06-06 | 2026-06-06 | Solar Panels | Silfab | SIL-410 HC+ |  | 0.41 | 17 | 192 | 39 |  | Fixed | Roof
NJADRE1559548533 | Administratively Determined Incentive Program | NEWARK | 7016 | 7.79 | Residential | Behind the Meter | Yes | NY State Solar dba Evo Solar | PSE&G |  | Accepted | 2025-05-01 | 2025-06-06 | 2026-06-06 | Solar Panels | Silfab | SIL-410 HC+ |  | 0.41 | 2 | 12 | 40 |  | Fixed | Roof
NJADRE1559548568 | Administratively Determined Incentive Program | Hamilton Twp | 8610 | 6.48 | Residential | Behind the Meter | Yes | Sunrun Installation Services, Inc. | PSE&G |  | Accepted | 2025-05-01 | 2025-05-29 | 2026-05-29 | Electric Storage Battery | Tesla | Powerwall 3 1707000-xx-y |  |  | 1 |  |  |  | Lithium Ion |  | OUTSIDE
NJADRE1559548568 | Administratively Determined Incentive Program | Hamilton Twp | 8610 | 6.48 | Residential | Behind the Meter | Yes | Sunrun Installation Services, Inc. | PSE&G |  | Accepted | 2025-05-01 | 2025-05-29 | 2026-05-29 | Inverters | Tesla | Powerwall 3 1707000-xx-y | 11500 |  | 1 |  |  | 0.97 |  | Outdoor
NJADRE1559548568 | Administratively Determined Incentive Program | Hamilton Twp | 8610 | 6.48 | Residential | Behind the Meter | Yes | Sunrun Installation Services, Inc. | PSE&G |  | Accepted | 2025-05-01 | 2025-05-29 | 2026-05-29 | Solar Panels | JA Solar | JAM54S31-405/MR |  | 0.405 | 3 | 113 | 17 |  | Fixed | Roof
NJADRE1559548568 | Administratively Determined Incentive Program | Hamilton Twp | 8610 | 6.48 | Residential | Behind the Meter | Yes | Sunrun Installation Services, Inc. | PSE&G |  | Accepted | 2025-05-01 | 2025-05-29 | 2026-05-29 | Solar Panels | JA Solar | JAM54S31-405/MR |  | 0.405 | 8 | 203 | 42 |  | Fixed | Roof
NJADRE1559548568 | Administratively Determined Incentive Program | Hamilton Twp | 8610 | 6.48 | Residential | Behind the Meter | Yes | Sunrun Installation Services, Inc. | PSE&G |  | Accepted | 2025-05-01 | 2025-05-29 | 2026-05-29 | Solar Panels | JA Solar | JAM54S31-405/MR |  | 0.405 | 3 | 293 | 19 |  | Fixed | Roof
NJADRE1559548568 | Administratively Determined Incentive Program | Hamilton Twp | 8610 | 6.48 | Residential | Behind the Meter | Yes | Sunrun Installation Services, Inc. | PSE&G |  | Accepted | 2025-05-01 | 2025-05-29 | 2026-05-29 | Solar Panels | JA Solar | JAM54S31-405/MR |  | 0.405 | 2 | 204 | 42 |  | Fixed | Roof
NJADRE1559548717 | Administratively Determined Incentive Program | SMITHVILLE | 8205 | 2.87 | Residential | Behind the Meter | Yes | Sunrun Installation Services, Inc. | AC Electric |  | Accepted | 2025-05-01 | 2025-05-29 | 2026-05-29 | Inverters | GROWATT NEW ENERGY TECHNOLOGY CO LTD | MIN 3800TL-XH-US | 3800 |  | 1 |  |  | 0.98 |  | Outdoor
NJADRE1559548717 | Administratively Determined Incentive Program | SMITHVILLE | 8205 | 2.87 | Residential | Behind the Meter | Yes | Sunrun Installation Services, Inc. | AC Electric |  | Accepted | 2025-05-01 | 2025-05-29 | 2026-05-29 | Solar Panels | HANWHA Q-CELLS | Q.PEAK DUO BLK ML-G10+ 410 |  | 0.41 | 7 | 69 | 30 |  | Fixed | Roof
NJADRE1559548733 | Administratively Determined Incentive Program | PLAINSBORO | 8536 | 9.46 | Residential | Behind the Meter | Yes | Pro Custom Solar dba Momentum Solar | PSE&G |  | Accepted | 2025-05-01 | 2025-05-29 | 2026-05-29 | Inverters | ENPHASE | IQ8HC-72-M-DOM-US | 380 |  | 22 |  |  | 0.97 |  | Outdoor
NJADRE1559548733 | Administratively Determined Incentive Program | PLAINSBORO | 8536 | 9.46 | Residential | Behind the Meter | Yes | Pro Custom Solar dba Momentum Solar | PSE&G |  | Accepted | 2025-05-01 | 2025-05-29 | 2026-05-29 | Solar Panels | HANWHA | Q.TRON BLK M-G2+430 |  | 0.43 | 12 | 88 | 15 |  | Fixed | Roof
NJADRE1559548733 | Administratively Determined Incentive Program | PLAINSBORO | 8536 | 9.46 | Residential | Behind the Meter | Yes | Pro Custom Solar dba Momentum Solar | PSE&G |  | Accepted | 2025-05-01 | 2025-05-29 | 2026-05-29 | Solar Panels | HANWHA | Q.TRON BLK M-G2+430 |  | 0.43 | 4 | 179 | 29 |  | Fixed | Roof
NJADRE1559548733 | Administratively Determined Incentive Program | PLAINSBORO | 8536 | 9.46 | Residential | Behind the Meter | Yes | Pro Custom Solar dba Momentum Solar | PSE&G |  | Accepted | 2025-05-01 | 2025-05-29 | 2026-05-29 | Solar Panels | HANWHA | Q.TRON BLK M-G2+430 |  | 0.43 | 6 | 89 | 29 |  | Fixed | Roof
NJADRE1559548776 | Administratively Determined Incentive Program | Newark | 7103 | 508.68 | School Public K-12 | Behind the Meter | Yes | A&I Electrical Construction, LLC | PSE&G |  | Accepted | 2025-05-01 | 2025-06-09 | 2026-06-09 | Inverters | SolarEdge | SE66.6KUS | 66600 |  | 1 |  |  | 0.965 |  | Outdoor
NJADRE1559548776 | Administratively Determined Incentive Program | Newark | 7103 | 508.68 | School Public K-12 | Behind the Meter | Yes | A&I Electrical Construction, LLC | PSE&G |  | Accepted | 2025-05-01 | 2025-06-09 | 2026-06-09 | Solar Panels | ZnShine Solar | ZXM7-SHLDD144-540/M |  | 0.54 | 156 | 178 | 5 |  | Fixed | Parking Lot | Carport
NJADRE1559548776 | Administratively Determined Incentive Program | Newark | 7103 | 508.68 | School Public K-12 | Behind the Meter | Yes | A&I Electrical Construction, LLC | PSE&G |  | Accepted | 2025-05-01 | 2025-06-09 | 2026-06-09 | Inverters | SolarEdge | SE100KUS | 100000 |  | 3 |  |  | 0.975 |  | Outdoor
NJADRE1559548776 | Administratively Determined Incentive Program | Newark | 7103 | 508.68 | School Public K-12 | Behind the Meter | Yes | A&I Electrical Construction, LLC | PSE&G |  | Accepted | 2025-05-01 | 2025-06-09 | 2026-06-09 | Meters | Acuvim IIR | Acuvim IIR |  |  | 1 |  |  |  | Yes | Outdoor
NJADRE1559548776 | Administratively Determined Incentive Program | Newark | 7103 | 508.68 | School Public K-12 | Behind the Meter | Yes | A&I Electrical Construction, LLC | PSE&G |  | Accepted | 2025-05-01 | 2025-06-09 | 2026-06-09 | Solar Panels | ZnShine Solar | ZXM7-SHLDD144-540/M |  | 0.54 | 786 | 197 | 5 |  | Fixed | Roof
NJADRE1559548776 | Administratively Determined Incentive Program | Newark | 7103 | 508.68 | School Public K-12 | Behind the Meter | Yes | A&I Electrical Construction, LLC | PSE&G |  | Accepted | 2025-05-01 | 2025-06-09 | 2026-06-09 | Inverters | SMA | STP Core1 62-US | 62500 |  | 1 |  |  | 0.975 |  | Outdoor
NJADRE1559548790 | Administratively Determined Incentive Program | SEWAREN | 7077 | 6.38 | Residential | Behind the Meter | Yes | Power Energy Solutions, LLC | PSE&G |  | Accepted | 2025-05-01 | 2025-05-30 | 2026-05-30 | Solar Panels | Trina Solar | TSM-425NE09RC.05 |  | 0.425 | 8 | 285 | 21 |  | Fixed | Roof
NJADRE1559548790 | Administratively Determined Incentive Program | SEWAREN | 7077 | 6.38 | Residential | Behind the Meter | Yes | Power Energy Solutions, LLC | PSE&G |  | Accepted | 2025-05-01 | 2025-05-30 | 2026-05-30 | Solar Panels | Trina Solar | TSM-425NE09RC.05 |  | 0.425 | 2 | 195 | 20 |  | Fixed | Roof
NJADRE1559548790 | Administratively Determined Incentive Program | SEWAREN | 7077 | 6.38 | Residential | Behind the Meter | Yes | Power Energy Solutions, LLC | PSE&G |  | Accepted | 2025-05-01 | 2025-05-30 | 2026-05-30 | Inverters | SolarEdge | SE3800H-US | 4 |  | 1 |  |  | 0.97 |  | Outdoor
NJADRE1559548790 | Administratively Determined Incentive Program | SEWAREN | 7077 | 6.38 | Residential | Behind the Meter | Yes | Power Energy Solutions, LLC | PSE&G |  | Accepted | 2025-05-01 | 2025-05-30 | 2026-05-30 | Solar Panels | Trina Solar | TSM-425NE09RC.05 |  | 0.425 | 5 | 105 | 21 |  | Fixed | Roof
NJADRE1559548796 | Administratively Determined Incentive Program | Little Egg Harbor | 8087 | 3.69 | Residential | Behind the Meter | Yes | Trinity Solar, LLC | AC Electric |  | Accepted | 2025-05-01 | 2025-05-29 | 2026-05-29 | Inverters | Solar Edge | SE3800H-US | 3800 |  | 1 |  |  | 0.97 |  | Outdoor
NJADRE1559548796 | Administratively Determined Incentive Program | Little Egg Harbor | 8087 | 3.69 | Residential | Behind the Meter | Yes | Trinity Solar, LLC | AC Electric |  | Accepted | 2025-05-01 | 2025-05-29 | 2026-05-29 | Solar Panels | Hanwha | HANWHA 410 (Q.PEAK DUO BLK ML-G10+ 410) |  | 0.41 | 9 | 141 | 18 |  | Fixed | Roof
NJADRE1559548838 | Administratively Determined Incentive Program | NEWTON | 7860 | 7.65 | Residential | Behind the Meter | No | Integrity Solar & Home Solutions, LLC | JCP&L |  | Accepted | 2025-05-01 | 2025-05-29 | 2026-05-29 | Solar Panels | JINKO | JKM425N-54HL4-B |  | 0.425 | 3 | 77 | 44 |  | Fixed | Roof
NJADRE1559548838 | Administratively Determined Incentive Program | NEWTON | 7860 | 7.65 | Residential | Behind the Meter | No | Integrity Solar & Home Solutions, LLC | JCP&L |  | Accepted | 2025-05-01 | 2025-05-29 | 2026-05-29 | Inverters | ENPHASE | IQ8+ | 290 |  | 18 |  |  | 0.98 |  | Other | UNDER EACH PANEL
NJADRE1559548838 | Administratively Determined Incentive Program | NEWTON | 7860 | 7.65 | Residential | Behind the Meter | No | Integrity Solar & Home Solutions, LLC | JCP&L |  | Accepted | 2025-05-01 | 2025-05-29 | 2026-05-29 | Solar Panels | JINKO | JKM425N-54HL4-B |  | 0.425 | 7 | 257 | 43 |  | Fixed | Roof
NJADRE1559548838 | Administratively Determined Incentive Program | NEWTON | 7860 | 7.65 | Residential | Behind the Meter | No | Integrity Solar & Home Solutions, LLC | JCP&L |  | Accepted | 2025-05-01 | 2025-05-29 | 2026-05-29 | Solar Panels | JINKO | JKM425N-54HL4-B |  | 0.425 | 8 | 167 | 42 |  | Fixed | Roof
NJADRE1559548891 | Administratively Determined Incentive Program | West Windsor | 8550 | 10.58 | Residential | Behind the Meter | No | Green Power Energy, LLC | PSE&G |  | Accepted | 2025-05-01 | 2025-05-29 | 2026-05-29 | Inverters | Enphase Energy | IQ8X-80-M-US [240V] | 384 |  | 23 |  |  | 0.98 |  | Outside | Roof
NJADRE1559548891 | Administratively Determined Incentive Program | West Windsor | 8550 | 10.58 | Residential | Behind the Meter | No | Green Power Energy, LLC | PSE&G |  | Accepted | 2025-05-01 | 2025-05-29 | 2026-05-29 | Solar Panels | REC Solar | REC460AA PURE-RX |  | 0.46 | 4 | 112 | 34 |  | Fixed | Roof
NJADRE1559548891 | Administratively Determined Incentive Program | West Windsor | 8550 | 10.58 | Residential | Behind the Meter | No | Green Power Energy, LLC | PSE&G |  | Accepted | 2025-05-01 | 2025-05-29 | 2026-05-29 | Solar Panels | REC Solar | REC460AA PURE-RX |  | 0.46 | 13 | 202 | 37 |  | Fixed | Roof
NJADRE1559548891 | Administratively Determined Incentive Program | West Windsor | 8550 | 10.58 | Residential | Behind the Meter | No | Green Power Energy, LLC | PSE&G |  | Accepted | 2025-05-01 | 2025-05-29 | 2026-05-29 | Solar Panels | REC Solar | REC460AA PURE-RX |  | 0.46 | 6 | 112 | 37 |  | Fixed | Roof
NJADRE1559548927 | Administratively Determined Incentive Program | Browns Mills | 8015 | 17 | Residential | Behind the Meter | Yes | Big Wave Roofing and Solar, LLC | JCP&L |  | Accepted | 2025-05-01 | 2025-05-29 | 2026-05-29 | Solar Panels | JINKO | JKM425N-54HL4-B (425W) |  | 0.425 | 5 | 243 | 20 |  | Fixed | Roof
NJADRE1559548927 | Administratively Determined Incentive Program | Browns Mills | 8015 | 17 | Residential | Behind the Meter | Yes | Big Wave Roofing and Solar, LLC | JCP&L |  | Accepted | 2025-05-01 | 2025-05-29 | 2026-05-29 | Solar Panels | JINKO | JKM425N-54HL4-B (425W) |  | 0.425 | 13 | 333 | 20 |  | Fixed | Roof
NJADRE1559548927 | Administratively Determined Incentive Program | Browns Mills | 8015 | 17 | Residential | Behind the Meter | Yes | Big Wave Roofing and Solar, LLC | JCP&L |  | Accepted | 2025-05-01 | 2025-05-29 | 2026-05-29 | Solar Panels | JINKO | JKM425N-54HL4-B (425W) |  | 0.425 | 3 | 63 | 20 |  | Fixed | Roof
NJADRE1559548927 | Administratively Determined Incentive Program | Browns Mills | 8015 | 17 | Residential | Behind the Meter | Yes | Big Wave Roofing and Solar, LLC | JCP&L |  | Accepted | 2025-05-01 | 2025-05-29 | 2026-05-29 | Inverters | Enphase | ENPHASE IQ8HC-72-M-DOM-US | 380 |  | 40 |  |  | 0.97 |  | Outdoor
NJADRE1559548927 | Administratively Determined Incentive Program | Browns Mills | 8015 | 17 | Residential | Behind the Meter | Yes | Big Wave Roofing and Solar, LLC | JCP&L |  | Accepted | 2025-05-01 | 2025-05-29 | 2026-05-29 | Solar Panels | JINKO | JKM425N-54HL4-B (425W) |  | 0.425 | 19 | 153 | 20 |  | Fixed | Roof
NJADRE1559548959 | Administratively Determined Incentive Program | Egg Harbor | 8234 | 6.38 | Residential | Behind the Meter | Yes | Whitman Construction, LLC | AC Electric |  | Accepted | 2025-05-01 | 2025-05-29 | 2026-05-29 | Inverters | ENPHASE | IQ8PLUS-72-2-US | 290 |  | 15 |  |  | 0.975 |  | Outdoor
NJADRE1559548959 | Administratively Determined Incentive Program | Egg Harbor | 8234 | 6.38 | Residential | Behind the Meter | Yes | Whitman Construction, LLC | AC Electric |  | Accepted | 2025-05-01 | 2025-05-29 | 2026-05-29 | Solar Panels | Jinko Solar | JKM425N-54HL4-B |  | 0.425 | 12 | 127 | 20 |  | Fixed | Roof
NJADRE1559548959 | Administratively Determined Incentive Program | Egg Harbor | 8234 | 6.38 | Residential | Behind the Meter | Yes | Whitman Construction, LLC | AC Electric |  | Accepted | 2025-05-01 | 2025-05-29 | 2026-05-29 | Solar Panels | Jinko Solar | JKM425N-54HL4-B |  | 0.425 | 3 | 307 | 20 |  | Fixed | Roof
NJADRE1559548971 | Administratively Determined Incentive Program | ABSECON | 8205 | 11.48 | Residential | Behind the Meter | Yes | Power Energy Solutions, LLC | AC Electric |  | Accepted | 2025-05-01 | 2025-05-29 | 2026-05-29 | Inverters | SolarEdge | SE5700H-US | 5760 |  | 1 |  |  | 0.97 |  | Outdoor
NJADRE1559548971 | Administratively Determined Incentive Program | ABSECON | 8205 | 11.48 | Residential | Behind the Meter | Yes | Power Energy Solutions, LLC | AC Electric |  | Accepted | 2025-05-01 | 2025-05-29 | 2026-05-29 | Solar Panels | Trina Solar | TSM-425NE09RC.05 |  | 0.425 | 5 | 222 | 32 |  | Fixed | Roof
NJADRE1559548971 | Administratively Determined Incentive Program | ABSECON | 8205 | 11.48 | Residential | Behind the Meter | Yes | Power Energy Solutions, LLC | AC Electric |  | Accepted | 2025-05-01 | 2025-05-29 | 2026-05-29 | Solar Panels | Trina Solar | TSM-425NE09RC.05 |  | 0.425 | 5 | 42 | 32 |  | Fixed | Roof
NJADRE1559548971 | Administratively Determined Incentive Program | ABSECON | 8205 | 11.48 | Residential | Behind the Meter | Yes | Power Energy Solutions, LLC | AC Electric |  | Accepted | 2025-05-01 | 2025-05-29 | 2026-05-29 | Solar Panels | Trina Solar | TSM-425NE09RC.05 |  | 0.425 | 13 | 132 | 33 |  | Fixed | Roof
NJADRE1559548971 | Administratively Determined Incentive Program | ABSECON | 8205 | 11.48 | Residential | Behind the Meter | Yes | Power Energy Solutions, LLC | AC Electric |  | Accepted | 2025-05-01 | 2025-05-29 | 2026-05-29 | Solar Panels | Trina Solar | TSM-425NE09RC.05 |  | 0.425 | 4 | 134 | 20 |  | Fixed | Roof
NJADRE1559549068 | Administratively Determined Incentive Program | Pittstown | 8867 | 7.74 | Commercial | Behind the Meter | No | Green Power Energy, LLC | JCP&L |  | Accepted | 2025-05-05 | 2025-06-02 | 2026-06-02 | Solar Panels | SEG Solar | SEG-430-BTD-BG |  | 0.43 | 18 | 174 | 20 |  | Fixed | Roof
NJADRE1559549068 | Administratively Determined Incentive Program | Pittstown | 8867 | 7.74 | Commercial | Behind the Meter | No | Green Power Energy, LLC | JCP&L |  | Accepted | 2025-05-05 | 2025-06-02 | 2026-06-02 | Inverters | Enphase Energy | IQ8MC-72-M-US [240V] | 320 |  | 18 |  |  | 0.98 |  | Outside | Roof
NJADRE1559549076 | Administratively Determined Incentive Program | RIVERSIDE | 8075 | 8.51 | Residential | Behind the Meter | Yes | Sunrun Installation Services, Inc. | PSE&G |  | Accepted | 2025-05-01 | 2025-05-29 | 2026-05-29 | Solar Panels | JA SOLAR | JAM54S31-405/MR |  | 0.405 | 15 | 300 | 27 |  | Fixed | Roof
NJADRE1559549076 | Administratively Determined Incentive Program | RIVERSIDE | 8075 | 8.51 | Residential | Behind the Meter | Yes | Sunrun Installation Services, Inc. | PSE&G |  | Accepted | 2025-05-01 | 2025-05-29 | 2026-05-29 | Solar Panels | JA SOLAR | JAM54S31-405/MR |  | 0.405 | 6 | 120 | 26 |  | Fixed | Roof
NJADRE1559549076 | Administratively Determined Incentive Program | RIVERSIDE | 8075 | 8.51 | Residential | Behind the Meter | Yes | Sunrun Installation Services, Inc. | PSE&G |  | Accepted | 2025-05-01 | 2025-05-29 | 2026-05-29 | Inverters | SOLAREDGE TECHNOLOGIES | SE5700H-USMN | 5760 |  | 1 |  |  | 0.99 |  | Outside
NJADRE1559549098 | Administratively Determined Incentive Program | Willingboro | 8046 | 6.38 | Residential | Behind the Meter | Yes | Whitman Construction, LLC | PSE&G |  | Accepted | 2025-05-01 | 2025-05-29 | 2026-05-29 | Solar Panels | Jinko Solar | JKM425N-54HL4-B |  | 0.425 | 15 | 109 | 42 |  | Fixed | Roof
NJADRE1559549101 | Administratively Determined Incentive Program | BUDD LAKE | 7828 | 9.84 | Residential | Behind the Meter | Yes | Trinity Solar, LLC | JCP&L |  | Accepted | 2025-05-01 | 2025-06-05 | 2026-06-05 | Solar Panels | HANWHA | Q.PEAK DUO BLK ML-G10+410 |  | 0.41 | 12 | 126 | 15 |  | Fixed | Roof
NJADRE1559549101 | Administratively Determined Incentive Program | BUDD LAKE | 7828 | 9.84 | Residential | Behind the Meter | Yes | Trinity Solar, LLC | JCP&L |  | Accepted | 2025-05-01 | 2025-06-05 | 2026-06-05 | Solar Panels | HANWHA | Q.PEAK DUO BLK ML-G10+410 |  | 0.41 | 12 | 306 | 15 |  | Fixed | Roof
NJADRE1559549101 | Administratively Determined Incentive Program | BUDD LAKE | 7828 | 9.84 | Residential | Behind the Meter | Yes | Trinity Solar, LLC | JCP&L |  | Accepted | 2025-05-01 | 2025-06-05 | 2026-06-05 | Inverters | TESLA 7.6kW (PV ONLY) | TESLA 7.6kW (PV ONLY) | 7600 |  | 1 |  |  | 0.97 |  | Outside
NJADRE1559549104 | Administratively Determined Incentive Program | Little Egg Harbor | 8087 | 7.65 | Residential | Behind the Meter | Yes | Integrity Solar & Home Solutions, LLC | AC Electric |  | Accepted | 2025-05-01 | 2025-05-29 | 2026-05-29 | Inverters | ENPHASE | IQ8+ | 290 |  | 18 |  |  | 0.98 |  | Other | UNDER EACH PANEL
NJADRE1559549104 | Administratively Determined Incentive Program | Little Egg Harbor | 8087 | 7.65 | Residential | Behind the Meter | Yes | Integrity Solar & Home Solutions, LLC | AC Electric |  | Accepted | 2025-05-01 | 2025-05-29 | 2026-05-29 | Solar Panels | JINKO | JKM425N-54HL4-B |  | 0.425 | 18 | 173 | 19 |  | Fixed | Roof
NJADRE1559549250 | Administratively Determined Incentive Program | NEWARK | 7104 | 6.97 | Residential | Behind the Meter | Yes | Trinity Solar, LLC | PSE&G |  | Accepted | 2025-05-01 | 2025-05-29 | 2026-05-29 | Inverters | Solar Edge | USE5700H-USMNBL75 | 5760 |  | 1 |  |  | 0.97 |  | Outdoor
NJADRE1559549250 | Administratively Determined Incentive Program | NEWARK | 7104 | 6.97 | Residential | Behind the Meter | Yes | Trinity Solar, LLC | PSE&G |  | Accepted | 2025-05-01 | 2025-05-29 | 2026-05-29 | Solar Panels | Hanwha | Q.PEAK DUO BLK ML-G10+ 410 |  | 0.41 | 4 | 202 | 45 |  | Fixed | Roof
NJADRE1559549250 | Administratively Determined Incentive Program | NEWARK | 7104 | 6.97 | Residential | Behind the Meter | Yes | Trinity Solar, LLC | PSE&G |  | Accepted | 2025-05-01 | 2025-05-29 | 2026-05-29 | Solar Panels | Hanwha | Q.PEAK DUO BLK ML-G10+ 410 |  | 0.41 | 4 | 21 | 23 |  | Fixed | Roof
NJADRE1559549250 | Administratively Determined Incentive Program | NEWARK | 7104 | 6.97 | Residential | Behind the Meter | Yes | Trinity Solar, LLC | PSE&G |  | Accepted | 2025-05-01 | 2025-05-29 | 2026-05-29 | Solar Panels | Hanwha | Q.PEAK DUO BLK ML-G10+ 410 |  | 0.41 | 5 | 112 | 45 |  | Fixed | Roof
NJADRE1559549250 | Administratively Determined Incentive Program | NEWARK | 7104 | 6.97 | Residential | Behind the Meter | Yes | Trinity Solar, LLC | PSE&G |  | Accepted | 2025-05-01 | 2025-05-29 | 2026-05-29 | Solar Panels | Hanwha | Q.PEAK DUO BLK ML-G10+ 410 |  | 0.41 | 4 | 201 | 23 |  | Fixed | Roof
NJADRE1559549272 | Administratively Determined Incentive Program | Willingboro | 8046 | 3.69 | Residential | Behind the Meter | Yes | Sunrun Installation Services, Inc. | PSE&G |  | Accepted | 2025-05-01 | 2025-06-04 | 2026-06-04 | Solar Panels | HANWHA Q-CELLS | Q.PEAK DUO BLK ML-G10+ 410 |  | 0.41 | 9 | 16 | 27 |  | Fixed | Roof
NJADRE1559549272 | Administratively Determined Incentive Program | Willingboro | 8046 | 3.69 | Residential | Behind the Meter | Yes | Sunrun Installation Services, Inc. | PSE&G |  | Accepted | 2025-05-01 | 2025-06-04 | 2026-06-04 | Electric Storage Battery | Tesla | POWERWALL 3 1707000-XX-Y |  |  | 1 |  |  |  | Lithium Ion |  | OUTSIDE
NJADRE1559549272 | Administratively Determined Incentive Program | Willingboro | 8046 | 3.69 | Residential | Behind the Meter | Yes | Sunrun Installation Services, Inc. | PSE&G |  | Accepted | 2025-05-01 | 2025-06-04 | 2026-06-04 | Inverters | Tesla | POWERWALL 3 1707000-XX-Y | 11500 |  | 1 |  |  | 0.97 |  | Outdoor
NJADRE1559549292 | Administratively Determined Incentive Program | Palmyra | 8065 | 69.85 | School Public K-12 | Behind the Meter | Yes | HESP Construction, LLC | PSE&G |  | Accepted | 2025-05-05 | 2025-06-05 | 2026-06-05 | Inverters | Chint | SCA25KTL-DO/US-208 | 50000 |  | 2 |  |  | 0.97 |  | Outside
NJADRE1559549292 | Administratively Determined Incentive Program | Palmyra | 8065 | 69.85 | School Public K-12 | Behind the Meter | Yes | HESP Construction, LLC | PSE&G |  | Accepted | 2025-05-05 | 2025-06-05 | 2026-06-05 | Solar Panels | HT-SAAE | HT72-18X-550 |  | 0.55 | 127 | 200 | 5 |  | Fixed | Roof
NJADRE1559549815 | Administratively Determined Incentive Program | PATERSON | 7501 | 4.68 | Residential | Behind the Meter | No | Install Sun, LLC | PSE&G |  | Accepted | 2025-05-12 | 2025-06-10 | 2026-06-10 | Inverters | ENPHASE | ENPHASE IQ8PLUS -72-2-US | 3300 |  | 11 |  |  | 0.97 |  | Outside
NJADRE1559549815 | Administratively Determined Incentive Program | PATERSON | 7501 | 4.68 | Residential | Behind the Meter | No | Install Sun, LLC | PSE&G |  | Accepted | 2025-05-12 | 2025-06-10 | 2026-06-10 | Solar Panels | JINKO SOLAR | JKM425N-54HL4-B |  | 0.425 | 11 | 273 | 20 |  | Fixed | Roof
NJADRE1559549835 | Administratively Determined Incentive Program | Westampton | 8060 | 14.88 | Residential | Behind the Meter | Yes | Whitman Construction, LLC | PSE&G |  | Accepted | 2025-05-01 | 2025-05-29 | 2026-05-29 | Inverters | ENPHASE | IQ8PLUS-72-2-US | 290 |  | 35 |  |  | 0.975 |  | Outdoor
NJADRE1559549835 | Administratively Determined Incentive Program | Westampton | 8060 | 14.88 | Residential | Behind the Meter | Yes | Whitman Construction, LLC | PSE&G |  | Accepted | 2025-05-01 | 2025-05-29 | 2026-05-29 | Solar Panels | Jinko Solar | JKM425N-54HL4-B |  | 0.425 | 18 | 13 | 20 |  | Fixed | Roof
NJADRE1559549835 | Administratively Determined Incentive Program | Westampton | 8060 | 14.88 | Residential | Behind the Meter | Yes | Whitman Construction, LLC | PSE&G |  | Accepted | 2025-05-01 | 2025-05-29 | 2026-05-29 | Solar Panels | Jinko Solar | JKM425N-54HL4-B |  | 0.425 | 17 | 193 | 20 |  | Fixed | Roof
NJADRE1559549859 | Administratively Determined Incentive Program | West Atco | 8004 | 8.5 | Residential | Behind the Meter | Yes | Integrity Solar & Home Solutions, LLC | AC Electric |  | Accepted | 2025-05-01 | 2025-05-29 | 2026-05-29 | Solar Panels | JINKO | JKM425N-54HL4-B |  | 0.425 | 3 | 192 | 13 |  | Fixed | Roof
NJADRE1559549859 | Administratively Determined Incentive Program | West Atco | 8004 | 8.5 | Residential | Behind the Meter | Yes | Integrity Solar & Home Solutions, LLC | AC Electric |  | Accepted | 2025-05-01 | 2025-05-29 | 2026-05-29 | Inverters | ENPHASE | IQ8+ | 290 |  | 20 |  |  | 0.98 |  | Other | UNDER EACH PANEL
NJADRE1559549859 | Administratively Determined Incentive Program | West Atco | 8004 | 8.5 | Residential | Behind the Meter | Yes | Integrity Solar & Home Solutions, LLC | AC Electric |  | Accepted | 2025-05-01 | 2025-05-29 | 2026-05-29 | Solar Panels | JINKO | JKM425N-54HL4-B |  | 0.425 | 17 | 192 | 20 |  | Fixed | Roof
NJADRE1559549868 | Administratively Determined Incentive Program | North Brunswick Twp | 8902 | 4.86 | Residential | Behind the Meter | Yes | Sunrun Installation Services, Inc. | PSE&G |  | Accepted | 2025-05-01 | 2025-05-29 | 2026-05-29 | Solar Panels | JA Solar | JAM54S31-405/MR |  | 0.405 | 12 | 181 | 43 |  | Fixed | Roof
NJADRE1559549868 | Administratively Determined Incentive Program | North Brunswick Twp | 8902 | 4.86 | Residential | Behind the Meter | Yes | Sunrun Installation Services, Inc. | PSE&G |  | Accepted | 2025-05-01 | 2025-05-29 | 2026-05-29 | Inverters | SolarEdge Technologies | SE3800H-USMN | 3800 |  | 1 |  |  | 0.99 |  | Outdoor
NJADRE1559549931 | Administratively Determined Incentive Program | East Orange | 7018 | 6.88 | Residential | Behind the Meter | Yes | Pro Custom Solar dba Momentum Solar | PSE&G |  | Accepted | 2025-06-03 | 2025-06-27 | 2026-06-27 | Solar Panels | HANWHA | Q.TRON BLK M-G2+430 |  | 0.43 | 6 | 200 | 20 |  | Fixed | Roof
NJADRE1559549931 | Administratively Determined Incentive Program | East Orange | 7018 | 6.88 | Residential | Behind the Meter | Yes | Pro Custom Solar dba Momentum Solar | PSE&G |  | Accepted | 2025-06-03 | 2025-06-27 | 2026-06-27 | Inverters | ENPHASE | IQ8HC-72-M-DOM-US | 380 |  | 16 |  |  | 0.97 |  | Outdoor
NJADRE1559549931 | Administratively Determined Incentive Program | East Orange | 7018 | 6.88 | Residential | Behind the Meter | Yes | Pro Custom Solar dba Momentum Solar | PSE&G |  | Accepted | 2025-06-03 | 2025-06-27 | 2026-06-27 | Solar Panels | HANWHA | Q.TRON BLK M-G2+430 |  | 0.43 | 10 | 110 | 45 |  | Fixed | Roof
NJADRE1559549958 | Administratively Determined Incentive Program | Piscataway | 8854 | 9.03 | Residential | Behind the Meter | No | Pro Custom Solar dba Momentum Solar | PSE&G |  | Accepted | 2025-05-01 | 2025-05-30 | 2026-05-30 | Solar Panels | HANWHA | Q.Tron BLK M-G2+ 430 |  | 0.43 | 3 | 327 | 30 |  | Fixed | Roof
NJADRE1559549958 | Administratively Determined Incentive Program | Piscataway | 8854 | 9.03 | Residential | Behind the Meter | No | Pro Custom Solar dba Momentum Solar | PSE&G |  | Accepted | 2025-05-01 | 2025-05-30 | 2026-05-30 | Inverters | ENPHASE | IQ8Plus-72-2-US | 290 |  | 21 |  |  | 0.97 |  | Outdoor
NJADRE1559549958 | Administratively Determined Incentive Program | Piscataway | 8854 | 9.03 | Residential | Behind the Meter | No | Pro Custom Solar dba Momentum Solar | PSE&G |  | Accepted | 2025-05-01 | 2025-05-30 | 2026-05-30 | Solar Panels | HANWHA | Q.Tron BLK M-G2+ 430 |  | 0.43 | 14 | 147 | 30 |  | Fixed | Roof
NJADRE1559549958 | Administratively Determined Incentive Program | Piscataway | 8854 | 9.03 | Residential | Behind the Meter | No | Pro Custom Solar dba Momentum Solar | PSE&G |  | Accepted | 2025-05-01 | 2025-05-30 | 2026-05-30 | Solar Panels | HANWHA | Q.Tron BLK M-G2+ 430 |  | 0.43 | 4 | 147 | 30 |  | Fixed | Roof
NJADRE1559550505 | Administratively Determined Incentive Program | East Orange | 7017 | 5.33 | Residential | Behind the Meter | Yes | Bright Ops, Inc. | PSE&G |  | Accepted | 2025-05-01 | 2025-05-29 | 2026-05-29 | Inverters | SolarEdge Technologies | SE5700H - USSN | 5700 |  | 1 |  |  | 0.98 |  | Outdoor | Outside
NJADRE1559550505 | Administratively Determined Incentive Program | East Orange | 7017 | 5.33 | Residential | Behind the Meter | Yes | Bright Ops, Inc. | PSE&G |  | Accepted | 2025-05-01 | 2025-05-29 | 2026-05-29 | Solar Panels | Hanwha Q-Cells | Q.PEAK DUO BLK ML-G10+ 410 |  | 0.41 | 11 | 78 | 40 |  | Fixed | Roof
NJADRE1559550505 | Administratively Determined Incentive Program | East Orange | 7017 | 5.33 | Residential | Behind the Meter | Yes | Bright Ops, Inc. | PSE&G |  | Accepted | 2025-05-01 | 2025-05-29 | 2026-05-29 | Solar Panels | Hanwha Q-Cells | Q.PEAK DUO BLK ML-G10+ 410 |  | 0.41 | 2 | 77 | 9 |  | Fixed | Roof
NJADRE1559550516 | Administratively Determined Incentive Program | East Orange | 7018 | 3.69 | Residential | Behind the Meter | Yes | NY State Solar dba Evo Solar | PSE&G |  | Accepted | 2025-05-01 | 2025-06-02 | 2026-06-02 | Solar Panels | Silfab | SIL-410 HC+ |  | 0.41 | 3 | 111 | 7 |  | Fixed | Roof
NJADRE1559550516 | Administratively Determined Incentive Program | East Orange | 7018 | 3.69 | Residential | Behind the Meter | Yes | NY State Solar dba Evo Solar | PSE&G |  | Accepted | 2025-05-01 | 2025-06-02 | 2026-06-02 | Inverters | SolarEdge | SE3800H-US | 3800 |  | 1 |  |  | 0.99 |  | Outdoor | within ten feet of meter
NJADRE1559550516 | Administratively Determined Incentive Program | East Orange | 7018 | 3.69 | Residential | Behind the Meter | Yes | NY State Solar dba Evo Solar | PSE&G |  | Accepted | 2025-05-01 | 2025-06-02 | 2026-06-02 | Solar Panels | Silfab | SIL-410 HC+ |  | 0.41 | 6 | 202 | 23 |  | Fixed | Roof
NJADRE1559550522 | Administratively Determined Incentive Program | East Orange | 7018 | 6.56 | Residential | Behind the Meter | Yes | NY State Solar dba Evo Solar | PSE&G |  | Accepted | 2025-05-01 | 2025-06-02 | 2026-06-02 | Inverters | SolarEdge | SE6000H-US | 6000 |  | 1 |  |  | 0.99 |  | Outdoor | within ten feet of meter
NJADRE1559550522 | Administratively Determined Incentive Program | East Orange | 7018 | 6.56 | Residential | Behind the Meter | Yes | NY State Solar dba Evo Solar | PSE&G |  | Accepted | 2025-05-01 | 2025-06-02 | 2026-06-02 | Solar Panels | Silfab | SIL-410 HC+ |  | 0.41 | 10 | 291 | 18 |  | Fixed | Roof
NJADRE1559550522 | Administratively Determined Incentive Program | East Orange | 7018 | 6.56 | Residential | Behind the Meter | Yes | NY State Solar dba Evo Solar | PSE&G |  | Accepted | 2025-05-01 | 2025-06-02 | 2026-06-02 | Solar Panels | Silfab | SIL-410 HC+ |  | 0.41 | 6 | 111 | 18 |  | Fixed | Roof
NJADRE1559550539 | Administratively Determined Incentive Program | PISCATAWAY | 8854 | 8.51 | Residential | Behind the Meter | Yes | Freedom Forever New Jersey, LLC | PSE&G |  | Accepted | 2025-05-02 | 2025-05-30 | 2026-05-30 | Inverters | Solar Edge | SE7600H-US | 7600 |  | 1 |  |  | 0.99 |  | Outside
NJADRE1559550539 | Administratively Determined Incentive Program | PISCATAWAY | 8854 | 8.51 | Residential | Behind the Meter | Yes | Freedom Forever New Jersey, LLC | PSE&G |  | Accepted | 2025-05-02 | 2025-05-30 | 2026-05-30 | Solar Panels | JA Solar | JAM54S31-405/MR |  | 0.405 | 8 | 88 | 10 |  | Fixed | Roof
NJADRE1559550539 | Administratively Determined Incentive Program | PISCATAWAY | 8854 | 8.51 | Residential | Behind the Meter | Yes | Freedom Forever New Jersey, LLC | PSE&G |  | Accepted | 2025-05-02 | 2025-05-30 | 2026-05-30 | Solar Panels | JA Solar | JAM54S31-405/MR |  | 0.405 | 3 | 178 | 10 |  | Fixed | Roof
NJADRE1559550539 | Administratively Determined Incentive Program | PISCATAWAY | 8854 | 8.51 | Residential | Behind the Meter | Yes | Freedom Forever New Jersey, LLC | PSE&G |  | Accepted | 2025-05-02 | 2025-05-30 | 2026-05-30 | Solar Panels | JA Solar | JAM54S31-405/MR |  | 0.405 | 3 | 268 | 10 |  | Fixed | Roof
NJADRE1559550539 | Administratively Determined Incentive Program | PISCATAWAY | 8854 | 8.51 | Residential | Behind the Meter | Yes | Freedom Forever New Jersey, LLC | PSE&G |  | Accepted | 2025-05-02 | 2025-05-30 | 2026-05-30 | Solar Panels | JA Solar | JAM54S31-405/MR |  | 0.405 | 3 | 358 | 10 |  | Fixed | Roof
NJADRE1559550539 | Administratively Determined Incentive Program | PISCATAWAY | 8854 | 8.51 | Residential | Behind the Meter | Yes | Freedom Forever New Jersey, LLC | PSE&G |  | Accepted | 2025-05-02 | 2025-05-30 | 2026-05-30 | Solar Panels | JA Solar | JAM54S31-405/MR |  | 0.405 | 4 | 88 | 10 |  | Fixed | Roof
NJADRE1559550609 | Administratively Determined Incentive Program | Hackettstown | 7840 | 4.92 | Residential | Behind the Meter | Yes | Sunrun Installation Services, Inc. | JCP&L |  | Accepted | 2025-05-01 | 2025-05-29 | 2026-05-29 | Electric Storage Battery | Tesla | Powerwall 3 1707000-xx-y |  |  | 1 |  |  |  | Lithium Ion |  | OUTSIDE
NJADRE1559550609 | Administratively Determined Incentive Program | Hackettstown | 7840 | 4.92 | Residential | Behind the Meter | Yes | Sunrun Installation Services, Inc. | JCP&L |  | Accepted | 2025-05-01 | 2025-05-29 | 2026-05-29 | Inverters | Tesla | Powerwall 3 1707000-xx-y | 11500 |  | 1 |  |  | 0.97 |  | Outdoor
NJADRE1559550609 | Administratively Determined Incentive Program | Hackettstown | 7840 | 4.92 | Residential | Behind the Meter | Yes | Sunrun Installation Services, Inc. | JCP&L |  | Accepted | 2025-05-01 | 2025-05-29 | 2026-05-29 | Solar Panels | Hanwha Q Cells | Q.PEAK DUO BLK ML-G10+ 410 DCA |  | 0.41 | 12 | 316 | 21 |  | Fixed | Roof
NJADRE1559551787 | Administratively Determined Incentive Program | BERLIN | 8009 | 8.5 | Residential | Behind the Meter | Yes | Big Wave Roofing and Solar, LLC | AC Electric |  | Accepted | 2025-05-02 | 2025-05-30 | 2026-05-30 | Solar Panels | JINKO | JKM425N-54HL4-B (425W) |  | 0.425 | 9 | 222 | 23 |  | Fixed | Roof
NJADRE1559551787 | Administratively Determined Incentive Program | BERLIN | 8009 | 8.5 | Residential | Behind the Meter | Yes | Big Wave Roofing and Solar, LLC | AC Electric |  | Accepted | 2025-05-02 | 2025-05-30 | 2026-05-30 | Solar Panels | JINKO | JKM425N-54HL4-B (425W) |  | 0.425 | 5 | 42 | 23 |  | Fixed | Roof
NJADRE1559551787 | Administratively Determined Incentive Program | BERLIN | 8009 | 8.5 | Residential | Behind the Meter | Yes | Big Wave Roofing and Solar, LLC | AC Electric |  | Accepted | 2025-05-02 | 2025-05-30 | 2026-05-30 | Inverters | Enphase | ENPHASE IQ8HC-72-M-DOM-US | 380 |  | 20 |  |  | 0.97 |  | Outdoor
NJADRE1559551787 | Administratively Determined Incentive Program | BERLIN | 8009 | 8.5 | Residential | Behind the Meter | Yes | Big Wave Roofing and Solar, LLC | AC Electric |  | Accepted | 2025-05-02 | 2025-05-30 | 2026-05-30 | Solar Panels | JINKO | JKM425N-54HL4-B (425W) |  | 0.425 | 6 | 222 | 23 |  | Fixed | Roof
NJADRE1559551789 | Administratively Determined Incentive Program | LINDENWOLD | 8021 | 11.05 | Residential | Behind the Meter | Yes | Whitman Construction, LLC | AC Electric |  | Accepted | 2025-05-02 | 2025-05-29 | 2026-05-29 | Solar Panels | Jinko Solar | JKM425N-54HL4-B |  | 0.425 | 14 | 202 | 24 |  | Fixed | Roof
NJADRE1559551789 | Administratively Determined Incentive Program | LINDENWOLD | 8021 | 11.05 | Residential | Behind the Meter | Yes | Whitman Construction, LLC | AC Electric |  | Accepted | 2025-05-02 | 2025-05-29 | 2026-05-29 | Solar Panels | Jinko Solar | JKM425N-54HL4-B |  | 0.425 | 12 | 22 | 24 |  | Fixed | Roof
NJADRE1559551789 | Administratively Determined Incentive Program | LINDENWOLD | 8021 | 11.05 | Residential | Behind the Meter | Yes | Whitman Construction, LLC | AC Electric |  | Accepted | 2025-05-02 | 2025-05-29 | 2026-05-29 | Inverters | ENPHASE | IQ8PLUS-72-2-US | 290 |  | 26 |  |  | 0.975 |  | Outdoor
NJADRE1559551792 | Administratively Determined Incentive Program | CLEMENTON | 8021 | 3.48 | Residential | Behind the Meter | Yes | SunnyMac, LLC | AC Electric |  | Accepted | 2025-05-02 | 2025-05-29 | 2026-05-29 | Solar Panels | HANWHA | HANWHA Q.TRON BLK M-G2+ 435W |  | 0.435 | 8 | 38 | 23 |  | Fixed | Roof
NJADRE1559551792 | Administratively Determined Incentive Program | CLEMENTON | 8021 | 3.48 | Residential | Behind the Meter | Yes | SunnyMac, LLC | AC Electric |  | Accepted | 2025-05-02 | 2025-05-29 | 2026-05-29 | Inverters | SOLAREDGE HOME HUB | SE3800H-US | 3800 |  | 1 |  |  | 0.99 |  | Outdoor | next to meter
NJADRE1559551793 | Administratively Determined Incentive Program | NEPTUNE | 7753 | 12.3 | Residential | Behind the Meter | Yes | Big Wave Roofing and Solar, LLC | JCP&L |  | Accepted | 2025-05-02 | 2025-05-29 | 2026-05-29 | Solar Panels | MISSION SOLAR ENERGY | MSE410HT0B |  | 0.41 | 19 | 248 | 16 |  | Fixed | Roof
NJADRE1559551793 | Administratively Determined Incentive Program | NEPTUNE | 7753 | 12.3 | Residential | Behind the Meter | Yes | Big Wave Roofing and Solar, LLC | JCP&L |  | Accepted | 2025-05-02 | 2025-05-29 | 2026-05-29 | Solar Panels | MISSION SOLAR ENERGY | MSE410HT0B |  | 0.41 | 11 | 68 | 16 |  | Fixed | Roof
NJADRE1559551793 | Administratively Determined Incentive Program | NEPTUNE | 7753 | 12.3 | Residential | Behind the Meter | Yes | Big Wave Roofing and Solar, LLC | JCP&L |  | Accepted | 2025-05-02 | 2025-05-29 | 2026-05-29 | Inverters | Enphase | IQ8HC-72-M-DOM-US | 380 |  | 30 |  |  | 0.97 |  | Outside
NJADRE1559551796 | Administratively Determined Incentive Program | Camden | 8105 | 5.22 | Residential | Behind the Meter | Yes | SunnyMac, LLC | PSE&G |  | Accepted | 2025-05-02 | 2025-05-29 | 2026-05-29 | Inverters | SOLAREDGE HOME HUB | SE3800H-US | 3800 |  | 1 |  |  | 0.99 |  | Outdoor | next to meter
NJADRE1559551796 | Administratively Determined Incentive Program | Camden | 8105 | 5.22 | Residential | Behind the Meter | Yes | SunnyMac, LLC | PSE&G |  | Accepted | 2025-05-02 | 2025-05-29 | 2026-05-29 | Solar Panels | HANWHA | Q.TRON BLK M-G2+ 435W |  | 0.435 | 12 | 329 | 2 |  | Fixed | Roof
NJADRE1559551798 | Administratively Determined Incentive Program | WATCHUNG | 7069 | 12.71 | Residential | Behind the Meter | Yes | Sunrun Installation Services, Inc. | PSE&G |  | Accepted | 2025-05-02 | 2025-05-29 | 2026-05-29 | Solar Panels | HANWHA Q-CELLS | Q.PEAK DUO BLK ML-G10+ 410 |  | 0.41 | 22 | 230 | 23 |  | Fixed | Roof
NJADRE1559551798 | Administratively Determined Incentive Program | WATCHUNG | 7069 | 12.71 | Residential | Behind the Meter | Yes | Sunrun Installation Services, Inc. | PSE&G |  | Accepted | 2025-05-02 | 2025-05-29 | 2026-05-29 | Solar Panels | HANWHA Q-CELLS | Q.PEAK DUO BLK ML-G10+ 410 |  | 0.41 | 9 | 230 | 24 |  | Fixed | Roof
NJADRE1559551798 | Administratively Determined Incentive Program | WATCHUNG | 7069 | 12.71 | Residential | Behind the Meter | Yes | Sunrun Installation Services, Inc. | PSE&G |  | Accepted | 2025-05-02 | 2025-05-29 | 2026-05-29 | Inverters | SOLAREDGE TECHNOLOGIES | SE10000H-USMN | 10000 |  | 1 |  |  | 0.99 |  | Outdoor
NJADRE1559551798 | Administratively Determined Incentive Program | WATCHUNG | 7069 | 12.71 | Residential | Behind the Meter | Yes | Sunrun Installation Services, Inc. | PSE&G |  | Accepted | 2025-05-02 | 2025-05-29 | 2026-05-29 | Meters | SolarEdge Technologies | SE10000H-USMN |  |  | 1 |  |  |  | Yes | Outdoor
NJADRE1559551805 | Administratively Determined Incentive Program | Edison | 8817 | 11.48 | Residential | Behind the Meter | Yes | Trinity Solar, LLC | PSE&G |  | Accepted | 2025-05-02 | 2025-05-30 | 2026-05-30 | Solar Panels | Hanwha | HANWHA 410 (Q.PEAK DUO BLK ML-G10+ 410) |  | 0.41 | 13 | 314 | 30 |  | Fixed | Roof
NJADRE1559551805 | Administratively Determined Incentive Program | Edison | 8817 | 11.48 | Residential | Behind the Meter | Yes | Trinity Solar, LLC | PSE&G |  | Accepted | 2025-05-02 | 2025-05-30 | 2026-05-30 | Inverters | Solar Edge | SE10000H-US | 10000 |  | 1 |  |  | 0.97 |  | Outdoor
NJADRE1559551805 | Administratively Determined Incentive Program | Edison | 8817 | 11.48 | Residential | Behind the Meter | Yes | Trinity Solar, LLC | PSE&G |  | Accepted | 2025-05-02 | 2025-05-30 | 2026-05-30 | Solar Panels | Hanwha | HANWHA 410 (Q.PEAK DUO BLK ML-G10+ 410) |  | 0.41 | 11 | 134 | 30 |  | Fixed | Roof
NJADRE1559551805 | Administratively Determined Incentive Program | Edison | 8817 | 11.48 | Residential | Behind the Meter | Yes | Trinity Solar, LLC | PSE&G |  | Accepted | 2025-05-02 | 2025-05-30 | 2026-05-30 | Solar Panels | Hanwha | HANWHA 410 (Q.PEAK DUO BLK ML-G10+ 410) |  | 0.41 | 4 | 224 | 30 |  | Fixed | Roof
NJADRE1559551807 | Administratively Determined Incentive Program | TRENTON | 8610 | 7.695 | Residential | Behind the Meter | Yes | Sunrun Installation Services, Inc. | PSE&G |  | Accepted | 2025-05-02 | 2025-05-29 | 2026-05-29 | Solar Panels | JA SOLAR | JAM54S31-405/MR |  | 0.405 | 13 | 109 | 38 |  | Fixed | Roof
NJADRE1559551807 | Administratively Determined Incentive Program | TRENTON | 8610 | 7.695 | Residential | Behind the Meter | Yes | Sunrun Installation Services, Inc. | PSE&G |  | Accepted | 2025-05-02 | 2025-05-29 | 2026-05-29 | Inverters | SOLAREDGE TECHNOLOGIES | SE5700H-USMN | 5760 |  | 1 |  |  | 0.99 |  | Outside
NJADRE1559551807 | Administratively Determined Incentive Program | TRENTON | 8610 | 7.695 | Residential | Behind the Meter | Yes | Sunrun Installation Services, Inc. | PSE&G |  | Accepted | 2025-05-02 | 2025-05-29 | 2026-05-29 | Solar Panels | JA SOLAR | JAM54S31-405/MR |  | 0.405 | 6 | 289 | 38 |  | Fixed | Roof
NJADRE1559551807 | Administratively Determined Incentive Program | TRENTON | 8610 | 7.695 | Residential | Behind the Meter | Yes | Sunrun Installation Services, Inc. | PSE&G |  | Accepted | 2025-05-02 | 2025-05-29 | 2026-05-29 | Meters | SOLAREDGE TECHNOLOGIES | SE5700H-USMN |  |  | 1 |  |  |  | Yes | Outdoor
NJADRE1559551812 | Administratively Determined Incentive Program | South Amboy | 8879 | 6.97 | Residential | Behind the Meter | Yes | Sunrun Installation Services, Inc. | JCP&L |  | Accepted | 2025-05-13 | 2025-06-11 | 2026-06-11 | Electric Storage Battery | Tesla | Powerwall 3 1707000-xx-y |  |  | 1 |  |  |  | Lithium Ion |  | OUTSIDE
NJADRE1559551812 | Administratively Determined Incentive Program | South Amboy | 8879 | 6.97 | Residential | Behind the Meter | Yes | Sunrun Installation Services, Inc. | JCP&L |  | Accepted | 2025-05-13 | 2025-06-11 | 2026-06-11 | Inverters | Tesla | POWERWALL 3 1707000-XX-Y | 11500 |  | 1 |  |  | 0.97 |  | Outdoor
NJADRE1559551812 | Administratively Determined Incentive Program | South Amboy | 8879 | 6.97 | Residential | Behind the Meter | Yes | Sunrun Installation Services, Inc. | JCP&L |  | Accepted | 2025-05-13 | 2025-06-11 | 2026-06-11 | Solar Panels | HANWHA Q-CELLS | Q.PEAK DUO BLK ML-G10+ 410 |  | 0.41 | 5 | 289 | 39 |  | Fixed | Roof
NJADRE1559551812 | Administratively Determined Incentive Program | South Amboy | 8879 | 6.97 | Residential | Behind the Meter | Yes | Sunrun Installation Services, Inc. | JCP&L |  | Accepted | 2025-05-13 | 2025-06-11 | 2026-06-11 | Solar Panels | HANWHA Q-CELLS | Q.PEAK DUO BLK ML-G10+ 410 |  | 0.41 | 6 | 19 | 24 |  | Fixed | Roof
NJADRE1559551812 | Administratively Determined Incentive Program | South Amboy | 8879 | 6.97 | Residential | Behind the Meter | Yes | Sunrun Installation Services, Inc. | JCP&L |  | Accepted | 2025-05-13 | 2025-06-11 | 2026-06-11 | Solar Panels | HANWHA Q-CELLS | Q.PEAK DUO BLK ML-G10+ 410 |  | 0.41 | 6 | 200 | 22 |  | Fixed | Roof
NJADRE1559551812 | Administratively Determined Incentive Program | South Amboy | 8879 | 6.97 | Residential | Behind the Meter | Yes | Sunrun Installation Services, Inc. | JCP&L |  | Accepted | 2025-05-13 | 2025-06-11 | 2026-06-11 | Meters | Tesla | Powerwall 3 1707000-xx-y |  |  | 1 |  |  |  | Yes | Outdoor
NJADRE1559551813 | Administratively Determined Incentive Program | Chesterfield | 8515 | 5.53 | Residential | Behind the Meter | Yes | Big Wave Roofing and Solar, LLC | PSE&G |  | Accepted | 2025-05-02 | 2025-05-29 | 2026-05-29 | Solar Panels | Jinko | JKM425N-54HL4-B |  | 0.425 | 3 | 182 | 30 |  | Fixed | Roof
NJADRE1559551813 | Administratively Determined Incentive Program | Chesterfield | 8515 | 5.53 | Residential | Behind the Meter | Yes | Big Wave Roofing and Solar, LLC | PSE&G |  | Accepted | 2025-05-02 | 2025-05-29 | 2026-05-29 | Solar Panels | Jinko | JKM425N-54HL4-B |  | 0.425 | 10 | 2 | 30 |  | Fixed | Roof
NJADRE1559551813 | Administratively Determined Incentive Program | Chesterfield | 8515 | 5.53 | Residential | Behind the Meter | Yes | Big Wave Roofing and Solar, LLC | PSE&G |  | Accepted | 2025-05-02 | 2025-05-29 | 2026-05-29 | Inverters | Enphase | IQ8HC-72-M-DOM-US | 380 |  | 13 |  |  | 0.97 |  | Outside
NJADRE1559551816 | Administratively Determined Incentive Program | LONG BRANCH | 7740 | 10.66 | Residential | Behind the Meter | Yes | Sunrun Installation Services, Inc. | JCP&L |  | Accepted | 2025-05-02 | 2025-06-02 | 2026-06-02 | Solar Panels | Hanwha Q-Cells | Q.PEAK DUO BLK ML-G10+ 410 |  | 0.41 | 10 | 241 | 44 |  | Fixed | Roof
NJADRE1559551816 | Administratively Determined Incentive Program | LONG BRANCH | 7740 | 10.66 | Residential | Behind the Meter | Yes | Sunrun Installation Services, Inc. | JCP&L |  | Accepted | 2025-05-02 | 2025-06-02 | 2026-06-02 | Inverters | SOLAREDGE TECHNOLOGIES | SE7600H-USMN | 7600 |  | 1 |  |  | 0.99 |  | Outside
NJADRE1559551816 | Administratively Determined Incentive Program | LONG BRANCH | 7740 | 10.66 | Residential | Behind the Meter | Yes | Sunrun Installation Services, Inc. | JCP&L |  | Accepted | 2025-05-02 | 2025-06-02 | 2026-06-02 | Solar Panels | Hanwha Q-Cells | Q.PEAK DUO BLK ML-G10+ 410 |  | 0.41 | 6 | 151 | 10 |  | Fixed | Roof
NJADRE1559551816 | Administratively Determined Incentive Program | LONG BRANCH | 7740 | 10.66 | Residential | Behind the Meter | Yes | Sunrun Installation Services, Inc. | JCP&L |  | Accepted | 2025-05-02 | 2025-06-02 | 2026-06-02 | Solar Panels | Hanwha Q-Cells | Q.PEAK DUO BLK ML-G10+ 410 |  | 0.41 | 10 | 61 | 41 |  | Fixed | Roof
NJADRE1559551819 | Administratively Determined Incentive Program | Bridgeton | 8302 | 10.2 | Residential | Behind the Meter | Yes | Whitman Construction, LLC | AC Electric |  | Accepted | 2025-05-02 | 2025-05-29 | 2026-05-29 | Solar Panels | Jinko Solar | JKM425N-54HL4-B |  | 0.425 | 18 | 136 | 20 |  | Fixed | Roof
NJADRE1559551819 | Administratively Determined Incentive Program | Bridgeton | 8302 | 10.2 | Residential | Behind the Meter | Yes | Whitman Construction, LLC | AC Electric |  | Accepted | 2025-05-02 | 2025-05-29 | 2026-05-29 | Solar Panels | Jinko Solar | JKM425N-54HL4-B |  | 0.425 | 6 | 316 | 20 |  | Fixed | Roof
NJADRE1559551819 | Administratively Determined Incentive Program | Bridgeton | 8302 | 10.2 | Residential | Behind the Meter | Yes | Whitman Construction, LLC | AC Electric |  | Accepted | 2025-05-02 | 2025-05-29 | 2026-05-29 | Inverters | ENPHASE | IQ8PLUS-72-2-US | 290 |  | 24 |  |  | 0.975 |  | Outdoor
NJADRE1559551826 | Administratively Determined Incentive Program | Ewing | 8628 | 4.92 | Residential | Behind the Meter | Yes | Sunrun Installation Services, Inc. | PSE&G |  | Accepted | 2025-05-02 | 2025-05-30 | 2026-05-30 | Solar Panels | HANWHA Q-CELLS | Q.PEAK DUO BLK ML-G10+ 410 |  | 0.41 | 3 | 52 | 18 |  | Fixed | Roof
NJADRE1559551826 | Administratively Determined Incentive Program | Ewing | 8628 | 4.92 | Residential | Behind the Meter | Yes | Sunrun Installation Services, Inc. | PSE&G |  | Accepted | 2025-05-02 | 2025-05-30 | 2026-05-30 | Inverters | Tesla | POWERWALL 3 1707000-XX-Y | 11500 |  | 1 |  |  | 0.97 |  | Outdoor
NJADRE1559551826 | Administratively Determined Incentive Program | Ewing | 8628 | 4.92 | Residential | Behind the Meter | Yes | Sunrun Installation Services, Inc. | PSE&G |  | Accepted | 2025-05-02 | 2025-05-30 | 2026-05-30 | Solar Panels | HANWHA Q-CELLS | Q.PEAK DUO BLK ML-G10+ 410 |  | 0.41 | 6 | 143 | 26 |  | Fixed | Roof
NJADRE1559551826 | Administratively Determined Incentive Program | Ewing | 8628 | 4.92 | Residential | Behind the Meter | Yes | Sunrun Installation Services, Inc. | PSE&G |  | Accepted | 2025-05-02 | 2025-05-30 | 2026-05-30 | Electric Storage Battery | Tesla | POWERWALL 3 1707000-XX-Y |  |  | 1 |  |  |  | Lithium Ion |  | OUTSIDE
NJADRE1559551826 | Administratively Determined Incentive Program | Ewing | 8628 | 4.92 | Residential | Behind the Meter | Yes | Sunrun Installation Services, Inc. | PSE&G |  | Accepted | 2025-05-02 | 2025-05-30 | 2026-05-30 | Solar Panels | HANWHA Q-CELLS | Q.PEAK DUO BLK ML-G10+ 410 |  | 0.41 | 3 | 232 | 18 |  | Fixed | Roof
NJADRE1559551828 | Administratively Determined Incentive Program | TOMS RIVER | 8753 | 13.28 | Residential | Behind the Meter | Yes | SunPurity, LLC | JCP&L |  | Accepted | 2025-05-02 | 2025-05-30 | 2026-05-30 | Solar Panels | Hanwha Q cells | Q.PEAK DOU BLK-ML-G10+(415W) |  | 0.415 | 6 | 17 | 23 |  | Fixed | Roof
NJADRE1559551828 | Administratively Determined Incentive Program | TOMS RIVER | 8753 | 13.28 | Residential | Behind the Meter | Yes | SunPurity, LLC | JCP&L |  | Accepted | 2025-05-02 | 2025-05-30 | 2026-05-30 | Solar Panels | Hanwha Q cells | Q.PEAK DOU BLK-ML-G10+(415W) |  | 0.415 | 4 | 197 | 23 |  | Fixed | Roof
NJADRE1559551828 | Administratively Determined Incentive Program | TOMS RIVER | 8753 | 13.28 | Residential | Behind the Meter | Yes | SunPurity, LLC | JCP&L |  | Accepted | 2025-05-02 | 2025-05-30 | 2026-05-30 | Inverters | SolarEdge | SE11400H-US | 11400 |  | 1 |  |  | 0.99 |  | Outdoor
NJADRE1559551828 | Administratively Determined Incentive Program | TOMS RIVER | 8753 | 13.28 | Residential | Behind the Meter | Yes | SunPurity, LLC | JCP&L |  | Accepted | 2025-05-02 | 2025-05-30 | 2026-05-30 | Solar Panels | Hanwha Q cells | Q.PEAK DOU BLK-ML-G10+(415W) |  | 0.415 | 12 | 107 | 23 |  | Fixed | Roof
NJADRE1559551828 | Administratively Determined Incentive Program | TOMS RIVER | 8753 | 13.28 | Residential | Behind the Meter | Yes | SunPurity, LLC | JCP&L |  | Accepted | 2025-05-02 | 2025-05-30 | 2026-05-30 | Solar Panels | Hanwha Q cells | Q.PEAK DOU BLK-ML-G10+(415W) |  | 0.415 | 10 | 287 | 23 |  | Fixed | Roof
NJADRE1559551829 | Administratively Determined Incentive Program | Bloomfield | 7003 | 6.02 | Residential | Behind the Meter | Yes | PosiGen Developer, LLC | PSE&G |  | Accepted | 2025-05-02 | 2025-05-29 | 2026-05-29 | Solar Panels | JINKO EAGLE G6R | JKM430N-54HL4-B |  | 0.43 | 3 | 294 | 40 |  | Fixed | Roof
NJADRE1559551829 | Administratively Determined Incentive Program | Bloomfield | 7003 | 6.02 | Residential | Behind the Meter | Yes | PosiGen Developer, LLC | PSE&G |  | Accepted | 2025-05-02 | 2025-05-29 | 2026-05-29 | Inverters | SolarEdge | SE5700H-US | 5700 |  | 1 |  |  | 0.99 |  | Outside | within ten feet of meter
NJADRE1559551829 | Administratively Determined Incentive Program | Bloomfield | 7003 | 6.02 | Residential | Behind the Meter | Yes | PosiGen Developer, LLC | PSE&G |  | Accepted | 2025-05-02 | 2025-05-29 | 2026-05-29 | Solar Panels | JINKO EAGLE G6R | JKM430N-54HL4-B |  | 0.43 | 4 | 204 | 40 |  | Fixed | Roof
NJADRE1559551829 | Administratively Determined Incentive Program | Bloomfield | 7003 | 6.02 | Residential | Behind the Meter | Yes | PosiGen Developer, LLC | PSE&G |  | Accepted | 2025-05-02 | 2025-05-29 | 2026-05-29 | Solar Panels | JINKO EAGLE G6R | JKM430N-54HL4-B |  | 0.43 | 2 | 203 | 30 |  | Fixed | Roof
NJADRE1559551829 | Administratively Determined Incentive Program | Bloomfield | 7003 | 6.02 | Residential | Behind the Meter | Yes | PosiGen Developer, LLC | PSE&G |  | Accepted | 2025-05-02 | 2025-05-29 | 2026-05-29 | Solar Panels | JINKO EAGLE G6R | JKM430N-54HL-B |  | 0.43 | 3 | 24 | 40 |  | Fixed | Roof
NJADRE1559551829 | Administratively Determined Incentive Program | Bloomfield | 7003 | 6.02 | Residential | Behind the Meter | Yes | PosiGen Developer, LLC | PSE&G |  | Accepted | 2025-05-02 | 2025-05-29 | 2026-05-29 | Solar Panels | JINKO EAGLE G6R | JKM430N-54HL4-B |  | 0.43 | 2 | 23 | 30 |  | Fixed | Roof
NJADRE1559551834 | Administratively Determined Incentive Program | LINWOOD | 8221 | 9.02 | Residential | Behind the Meter | Yes | Sunrun Installation Services, Inc. | AC Electric |  | Accepted | 2025-05-02 | 2025-05-30 | 2026-05-30 | Solar Panels | Hanwha Q-Cells | Q.PEAK DUO BLK ML-G10+ 410 |  | 0.41 | 6 | 208 | 22 |  | Fixed | Roof
NJADRE1559551834 | Administratively Determined Incentive Program | LINWOOD | 8221 | 9.02 | Residential | Behind the Meter | Yes | Sunrun Installation Services, Inc. | AC Electric |  | Accepted | 2025-05-02 | 2025-05-30 | 2026-05-30 | Solar Panels | Hanwha Q-Cells | Q.PEAK DUO BLK ML-G10+ 410 |  | 0.41 | 3 | 298 | 22 |  | Fixed | Roof
NJADRE1559551834 | Administratively Determined Incentive Program | LINWOOD | 8221 | 9.02 | Residential | Behind the Meter | Yes | Sunrun Installation Services, Inc. | AC Electric |  | Accepted | 2025-05-02 | 2025-05-30 | 2026-05-30 | Inverters | SOLAREDGE TECHNOLOGIES | SE7600H-USMN | 7600 |  | 1 |  |  | 0.99 |  | Outside
NJADRE1559551834 | Administratively Determined Incentive Program | LINWOOD | 8221 | 9.02 | Residential | Behind the Meter | Yes | Sunrun Installation Services, Inc. | AC Electric |  | Accepted | 2025-05-02 | 2025-05-30 | 2026-05-30 | Solar Panels | Hanwha Q-Cells | Q.PEAK DUO BLK ML-G10+ 410 |  | 0.41 | 6 | 299 | 8 |  | Fixed | Roof
NJADRE1559551834 | Administratively Determined Incentive Program | LINWOOD | 8221 | 9.02 | Residential | Behind the Meter | Yes | Sunrun Installation Services, Inc. | AC Electric |  | Accepted | 2025-05-02 | 2025-05-30 | 2026-05-30 | Solar Panels | Hanwha Q-Cells | Q.PEAK DUO BLK ML-G10+ 410 |  | 0.41 | 7 | 299 | 22 |  | Fixed | Roof
NJADRE1559551838 | Administratively Determined Incentive Program | MIDDLETOWN TOWNSHIP | 7748 | 4.1 | Residential | Behind the Meter | Yes | Trinity Solar, LLC | JCP&L |  | Accepted | 2025-05-02 | 2025-05-30 | 2026-05-30 | Solar Panels | HANWHA | Q.PEAK DUO BLK ML-G10+410 |  | 0.41 | 10 | 243 | 19 |  | Fixed | Roof
NJADRE1559551838 | Administratively Determined Incentive Program | MIDDLETOWN TOWNSHIP | 7748 | 4.1 | Residential | Behind the Meter | Yes | Trinity Solar, LLC | JCP&L |  | Accepted | 2025-05-02 | 2025-05-30 | 2026-05-30 | Inverters | SOLAREDGE | SE3800H-US | 3800 |  | 1 |  |  | 0.97 |  | Outside
NJADRE1559551849 | Administratively Determined Incentive Program | Toms River | 8757 | 12.75 | Residential | Behind the Meter | Yes | Whitman Construction, LLC | JCP&L |  | Accepted | 2025-05-02 | 2025-06-02 | 2026-06-02 | Inverters | ENPHASE | IQ8PLUS-72-2-US | 290 |  | 30 |  |  | 0.975 |  | Outdoor
NJADRE1559551849 | Administratively Determined Incentive Program | Toms River | 8757 | 12.75 | Residential | Behind the Meter | Yes | Whitman Construction, LLC | JCP&L |  | Accepted | 2025-05-02 | 2025-06-02 | 2026-06-02 | Solar Panels | Jinko Solar | JKM425N-54HL4-B |  | 0.425 | 15 | 165 | 18 |  | Fixed | Roof
NJADRE1559551849 | Administratively Determined Incentive Program | Toms River | 8757 | 12.75 | Residential | Behind the Meter | Yes | Whitman Construction, LLC | JCP&L |  | Accepted | 2025-05-02 | 2025-06-02 | 2026-06-02 | Solar Panels | Jinko Solar | JKM425N-54HL4-B |  | 0.425 | 15 | 345 | 18 |  | Fixed | Roof
NJADRE1559551856 | Administratively Determined Incentive Program | Atco | 8004 | 6.97 | Residential | Behind the Meter | Yes | SunPurity, LLC | AC Electric |  | Accepted | 2025-05-02 | 2025-06-02 | 2026-06-02 | Inverters | SolarEdge | SE6000H-US | 6000 |  | 1 |  |  | 0.99 |  | Outdoor
NJADRE1559551856 | Administratively Determined Incentive Program | Atco | 8004 | 6.97 | Residential | Behind the Meter | Yes | SunPurity, LLC | AC Electric |  | Accepted | 2025-05-02 | 2025-06-02 | 2026-06-02 | Solar Panels | Hanwha Q cells | Q.PEAK DUO BLK-ML-G10+ 410W |  | 0.41 | 9 | 122 | 30 |  | Fixed | Roof
NJADRE1559551856 | Administratively Determined Incentive Program | Atco | 8004 | 6.97 | Residential | Behind the Meter | Yes | SunPurity, LLC | AC Electric |  | Accepted | 2025-05-02 | 2025-06-02 | 2026-06-02 | Solar Panels | Hanwha Q cells | Q.PEAK DUO BLK-ML-G10+ 410W |  | 0.41 | 2 | 212 | 30 |  | Fixed | Roof
NJADRE1559551856 | Administratively Determined Incentive Program | Atco | 8004 | 6.97 | Residential | Behind the Meter | Yes | SunPurity, LLC | AC Electric |  | Accepted | 2025-05-02 | 2025-06-02 | 2026-06-02 | Solar Panels | Hanwha Q cells | Q.PEAK DUO BLK-ML-G10+ 410W |  | 0.41 | 6 | 302 | 30 |  | Fixed | Roof
NJADRE1559551858 | Administratively Determined Incentive Program | Somers Point | 8244 | 9.24 | Residential | Behind the Meter | Yes | Zenergy Solar, LLC | AC Electric |  | Accepted | 2025-05-02 | 2025-06-04 | 2026-06-04 | Solar Panels | Silfab | SIL-440 QD |  | 0.44 | 17 | 128 | 18 |  | Fixed | Roof
NJADRE1559551858 | Administratively Determined Incentive Program | Somers Point | 8244 | 9.24 | Residential | Behind the Meter | Yes | Zenergy Solar, LLC | AC Electric |  | Accepted | 2025-05-02 | 2025-06-04 | 2026-06-04 | Inverters | Enphase Energy | IQ8PLUS-72-M-US | 290 |  | 21 |  |  | 0.99 |  | Outdoor
NJADRE1559551858 | Administratively Determined Incentive Program | Somers Point | 8244 | 9.24 | Residential | Behind the Meter | Yes | Zenergy Solar, LLC | AC Electric |  | Accepted | 2025-05-02 | 2025-06-04 | 2026-06-04 | Solar Panels | Silfab | SIL-440 QD |  | 0.44 | 4 | 128 | 10 |  | Fixed | Roof
NJADRE1559551863 | Administratively Determined Incentive Program | Cinnaminson Twp | 8077 | 3.28 | Residential | Behind the Meter | Yes | Sunrun Installation Services, Inc. | PSE&G |  | Accepted | 2025-05-02 | 2025-05-30 | 2026-05-30 | Inverters | Tesla | POWERWALL 3 1707000-XX-Y | 11500 |  | 1 |  |  | 0.97 |  | Outdoor
NJADRE1559551863 | Administratively Determined Incentive Program | Cinnaminson Twp | 8077 | 3.28 | Residential | Behind the Meter | Yes | Sunrun Installation Services, Inc. | PSE&G |  | Accepted | 2025-05-02 | 2025-05-30 | 2026-05-30 | Electric Storage Battery | Tesla | POWERWALL 3 1707000-XX-Y |  |  | 1 |  |  |  | Lithium Ion |  | OUTSIDE
NJADRE1559551863 | Administratively Determined Incentive Program | Cinnaminson Twp | 8077 | 3.28 | Residential | Behind the Meter | Yes | Sunrun Installation Services, Inc. | PSE&G |  | Accepted | 2025-05-02 | 2025-05-30 | 2026-05-30 | Solar Panels | HANWHA Q-CELLS | Q.PEAK DUO BLK ML-G10+ 410 |  | 0.41 | 3 | 98 | 22 |  | Fixed | Roof
NJADRE1559551863 | Administratively Determined Incentive Program | Cinnaminson Twp | 8077 | 3.28 | Residential | Behind the Meter | Yes | Sunrun Installation Services, Inc. | PSE&G |  | Accepted | 2025-05-02 | 2025-05-30 | 2026-05-30 | Solar Panels | HANWHA Q-CELLS | Q.PEAK DUO BLK ML-G10+ 410 |  | 0.41 | 5 | 278 | 23 |  | Fixed | Roof
NJADRE1559551896 | Administratively Determined Incentive Program | BEDMINSTER | 7921 | 13.33 | Residential | Behind the Meter | Yes | Pro Custom Solar dba Momentum Solar | JCP&L |  | Accepted | 2025-05-02 | 2025-05-30 | 2026-05-30 | Solar Panels | HANWHA | Q.TRON BLK M-G2+430 |  | 0.43 | 7 | 266 | 30 |  | Fixed | Roof
NJADRE1559551896 | Administratively Determined Incentive Program | BEDMINSTER | 7921 | 13.33 | Residential | Behind the Meter | Yes | Pro Custom Solar dba Momentum Solar | JCP&L |  | Accepted | 2025-05-02 | 2025-05-30 | 2026-05-30 | Solar Panels | HANWHA | Q.TRON BLK M-G2+430 |  | 0.43 | 12 | 356 | 30 |  | Fixed | Roof
NJADRE1559551896 | Administratively Determined Incentive Program | BEDMINSTER | 7921 | 13.33 | Residential | Behind the Meter | Yes | Pro Custom Solar dba Momentum Solar | JCP&L |  | Accepted | 2025-05-02 | 2025-05-30 | 2026-05-30 | Solar Panels | HANWHA | Q.TRON BLK M-G2+430 |  | 0.43 | 12 | 176 | 30 |  | Fixed | Roof
NJADRE1559551896 | Administratively Determined Incentive Program | BEDMINSTER | 7921 | 13.33 | Residential | Behind the Meter | Yes | Pro Custom Solar dba Momentum Solar | JCP&L |  | Accepted | 2025-05-02 | 2025-05-30 | 2026-05-30 | Inverters | ENPHASE | IQ8HC-72-M-DOM-US | 380 |  | 31 |  |  | 0.97 |  | Outdoor
NJADRE1559551905 | Administratively Determined Incentive Program | Bordentown | 8505 | 7.83 | Residential | Behind the Meter | Yes | Skyline Solar, LLC | PSE&G |  | Accepted | 2025-05-02 | 2025-06-02 | 2026-06-02 | Solar Panels | Hanwha | Q.TRON BLK M-G2+ 435 |  | 0.435 | 13 | 184 | 38 |  | Fixed | Roof
NJADRE1559551905 | Administratively Determined Incentive Program | Bordentown | 8505 | 7.83 | Residential | Behind the Meter | Yes | Skyline Solar, LLC | PSE&G |  | Accepted | 2025-05-02 | 2025-06-02 | 2026-06-02 | Solar Panels | Hanwha | Q.TRON BLK M-G2+ 435 |  | 0.435 | 5 | 4 | 9 |  | Fixed | Roof
NJADRE1559551905 | Administratively Determined Incentive Program | Bordentown | 8505 | 7.83 | Residential | Behind the Meter | Yes | Skyline Solar, LLC | PSE&G |  | Accepted | 2025-05-02 | 2025-06-02 | 2026-06-02 | Inverters | Enphase | IQ8PLUS-72-2-US | 290 |  | 18 |  |  | 0.977 |  | Outside
NJADRE1559551914 | Administratively Determined Incentive Program | Neptune | 7753 | 9.02 | Residential | Behind the Meter | Yes | Trinity Solar, LLC | JCP&L |  | Accepted | 2025-05-02 | 2025-05-30 | 2026-05-30 | Solar Panels | HANWHA 410 (Q.PEAK DUO BLK ML-G10+410) | HANWHA 410 (Q.PEAK DUO BLK ML-G10+410) |  | 0.41 | 14 | 292 | 34 |  | Fixed | Roof
NJADRE1559551914 | Administratively Determined Incentive Program | Neptune | 7753 | 9.02 | Residential | Behind the Meter | Yes | Trinity Solar, LLC | JCP&L |  | Accepted | 2025-05-02 | 2025-05-30 | 2026-05-30 | Inverters | SOLAREDGE | SE7600H-US | 7600 |  | 1 |  |  | 0.97 |  | Outside
NJADRE1559551914 | Administratively Determined Incentive Program | Neptune | 7753 | 9.02 | Residential | Behind the Meter | Yes | Trinity Solar, LLC | JCP&L |  | Accepted | 2025-05-02 | 2025-05-30 | 2026-05-30 | Solar Panels | HANWHA 410 (Q.PEAK DUO BLK ML-G10+410) | HANWHA 410 (Q.PEAK DUO BLK ML-G10+410) |  | 0.41 | 6 | 112 | 34 |  | Fixed | Roof
NJADRE1559551914 | Administratively Determined Incentive Program | Neptune | 7753 | 9.02 | Residential | Behind the Meter | Yes | Trinity Solar, LLC | JCP&L |  | Accepted | 2025-05-02 | 2025-05-30 | 2026-05-30 | Solar Panels | HANWHA 410 (Q.PEAK DUO BLK ML-G10+410) | HANWHA 410 (Q.PEAK DUO BLK ML-G10+410) |  | 0.41 | 2 | 112 | 34 |  | Fixed | Roof
NJADRE1559551925 | Administratively Determined Incentive Program | Brick | 8724 | 10.66 | Residential | Behind the Meter | Yes | Sunrun Installation Services, Inc. | JCP&L |  | Accepted | 2025-05-02 | 2025-05-30 | 2026-05-30 | Solar Panels | HANWHA Q-CELLS | Q.PEAK DUO BLK ML-G10+ 410 |  | 0.41 | 3 | 11 | 17 |  | Fixed | Roof
NJADRE1559551925 | Administratively Determined Incentive Program | Brick | 8724 | 10.66 | Residential | Behind the Meter | Yes | Sunrun Installation Services, Inc. | JCP&L |  | Accepted | 2025-05-02 | 2025-05-30 | 2026-05-30 | Solar Panels | HANWHA Q-CELLS | Q.PEAK DUO BLK ML-G10+ 410 |  | 0.41 | 7 | 14 | 18 |  | Fixed | Roof
NJADRE1559551925 | Administratively Determined Incentive Program | Brick | 8724 | 10.66 | Residential | Behind the Meter | Yes | Sunrun Installation Services, Inc. | JCP&L |  | Accepted | 2025-05-02 | 2025-05-30 | 2026-05-30 | Inverters | SOLAREDGE TECHNOLOGIES | SE7600H-USMN | 7600 |  | 1 |  |  | 0.99 |  | Outdoor
NJADRE1559551925 | Administratively Determined Incentive Program | Brick | 8724 | 10.66 | Residential | Behind the Meter | Yes | Sunrun Installation Services, Inc. | JCP&L |  | Accepted | 2025-05-02 | 2025-05-30 | 2026-05-30 | Solar Panels | HANWHA Q-CELLS | Q.PEAK DUO BLK ML-G10+ 410 |  | 0.41 | 3 | 102 | 19 |  | Fixed | Roof
NJADRE1559551925 | Administratively Determined Incentive Program | Brick | 8724 | 10.66 | Residential | Behind the Meter | Yes | Sunrun Installation Services, Inc. | JCP&L |  | Accepted | 2025-05-02 | 2025-05-30 | 2026-05-30 | Solar Panels | HANWHA Q-CELLS | Q.PEAK DUO BLK ML-G10+ 410 |  | 0.41 | 13 | 193 | 19 |  | Fixed | Roof
NJADRE1559551929 | Administratively Determined Incentive Program | Newark | 7106 | 9.84 | Residential | Behind the Meter | Yes | Trinity Solar, LLC | PSE&G |  | Accepted | 2025-05-02 | 2025-07-11 | 2026-07-11 | Inverters | Solar Edge | USE7600H-USMNBL75 | 7600 |  | 1 |  |  | 0.97 |  | Indoor
NJADRE1559551929 | Administratively Determined Incentive Program | Newark | 7106 | 9.84 | Residential | Behind the Meter | Yes | Trinity Solar, LLC | PSE&G |  | Accepted | 2025-05-02 | 2025-07-11 | 2026-07-11 | Solar Panels | Hanwha | HANWHA 410 (Q.PEAK DUO BLK ML-G10+ 410) |  | 0.41 | 6 | 204 | 25 |  | Fixed | Roof
NJADRE1559551929 | Administratively Determined Incentive Program | Newark | 7106 | 9.84 | Residential | Behind the Meter | Yes | Trinity Solar, LLC | PSE&G |  | Accepted | 2025-05-02 | 2025-07-11 | 2026-07-11 | Solar Panels | Hanwha | HANWHA 410 (Q.PEAK DUO BLK ML-G10+ 410) |  | 0.41 | 5 | 292 | 30 |  | Fixed | Roof
NJADRE1559551929 | Administratively Determined Incentive Program | Newark | 7106 | 9.84 | Residential | Behind the Meter | Yes | Trinity Solar, LLC | PSE&G |  | Accepted | 2025-05-02 | 2025-07-11 | 2026-07-11 | Solar Panels | Hanwha | HANWHA 410 (Q.PEAK DUO BLK ML-G10+ 410) |  | 0.41 | 13 | 112 | 30 |  | Fixed | Roof
NJADRE1559551929 | Administratively Determined Incentive Program | Newark | 7106 | 9.84 | Residential | Behind the Meter | Yes | Trinity Solar, LLC | PSE&G |  | Accepted | 2025-05-02 | 2025-07-11 | 2026-07-11 | Electric Storage Battery | Tesla | Tesla Powerwall 3 |  |  | 2 |  |  |  | Lithium Ion |  | outdoor
NJADRE1559551938 | Administratively Determined Incentive Program | Phillipsburg | 8865 | 6.56 | Residential | Behind the Meter | Yes | Trinity Solar, LLC | JCP&L |  | Accepted | 2025-05-02 | 2025-05-30 | 2026-05-30 | Solar Panels | HANWHA 410 (Q.PEAK DUO BLK ML-G10+410) | HANWHA 410 (Q.PEAK DUO BLK ML-G10+410) |  | 0.41 | 5 | 36 | 16 |  | Fixed | Roof
NJADRE1559551938 | Administratively Determined Incentive Program | Phillipsburg | 8865 | 6.56 | Residential | Behind the Meter | Yes | Trinity Solar, LLC | JCP&L |  | Accepted | 2025-05-02 | 2025-05-30 | 2026-05-30 | Solar Panels | HANWHA 410 (Q.PEAK DUO BLK ML-G10+410) | HANWHA 410 (Q.PEAK DUO BLK ML-G10+410) |  | 0.41 | 4 | 306 | 37 |  | Fixed | Roof
NJADRE1559551938 | Administratively Determined Incentive Program | Phillipsburg | 8865 | 6.56 | Residential | Behind the Meter | Yes | Trinity Solar, LLC | JCP&L |  | Accepted | 2025-05-02 | 2025-05-30 | 2026-05-30 | Inverters | SOLAREDGE | SE6000H-US | 6000 |  | 7 |  |  | 0.97 |  | Outside
NJADRE1559551938 | Administratively Determined Incentive Program | Phillipsburg | 8865 | 6.56 | Residential | Behind the Meter | Yes | Trinity Solar, LLC | JCP&L |  | Accepted | 2025-05-02 | 2025-05-30 | 2026-05-30 | Solar Panels | HANWHA 410 (Q.PEAK DUO BLK ML-G10+410) | HANWHA 410 (Q.PEAK DUO BLK ML-G10+410) |  | 0.41 | 7 | 126 | 37 |  | Fixed | Roof
NJADRE1559551951 | Administratively Determined Incentive Program | Millville | 8332 | 10.79 | Residential | Behind the Meter | Yes | SunPurity, LLC | AC Electric |  | Accepted | 2025-05-02 | 2025-05-30 | 2026-05-30 | Solar Panels | Hanwha Q cells | Q.PEAK DOU BLK-ML-G10+(415W) |  | 0.415 | 8 | 67 | 5 |  | Fixed | Roof
NJADRE1559551951 | Administratively Determined Incentive Program | Millville | 8332 | 10.79 | Residential | Behind the Meter | Yes | SunPurity, LLC | AC Electric |  | Accepted | 2025-05-02 | 2025-05-30 | 2026-05-30 | Inverters | SolarEdge | SE10000H-US | 10000 |  | 1 |  |  | 0.99 |  | Outdoor
NJADRE1559551951 | Administratively Determined Incentive Program | Millville | 8332 | 10.79 | Residential | Behind the Meter | Yes | SunPurity, LLC | AC Electric |  | Accepted | 2025-05-02 | 2025-05-30 | 2026-05-30 | Solar Panels | Hanwha Q cells | Q.PEAK DOU BLK-ML-G10+(415W) |  | 0.415 | 10 | 246 | 34 |  | Fixed | Roof
NJADRE1559551951 | Administratively Determined Incentive Program | Millville | 8332 | 10.79 | Residential | Behind the Meter | Yes | SunPurity, LLC | AC Electric |  | Accepted | 2025-05-02 | 2025-05-30 | 2026-05-30 | Solar Panels | Hanwha Q cells | Q.PEAK DOU BLK-ML-G10+(415W) |  | 0.415 | 8 | 66 | 34 |  | Fixed | Roof
NJADRE1559551957 | Administratively Determined Incentive Program | Willingboro | 8046 | 12.18 | Residential | Behind the Meter | Yes | SunnyMac, LLC | PSE&G |  | Accepted | 2025-05-02 | 2025-05-30 | 2026-05-30 | Inverters | SOLAREDGE HOME HUB | SE10000H-US | 10000 |  | 1 |  |  | 0.99 |  | Outdoor | next to meter
NJADRE1559551957 | Administratively Determined Incentive Program | Willingboro | 8046 | 12.18 | Residential | Behind the Meter | Yes | SunnyMac, LLC | PSE&G |  | Accepted | 2025-05-02 | 2025-05-30 | 2026-05-30 | Solar Panels | HANWHA | Q.TRON BLK M-G2+ 435W |  | 0.435 | 16 | 276 | 18 |  | Fixed | Roof
NJADRE1559551957 | Administratively Determined Incentive Program | Willingboro | 8046 | 12.18 | Residential | Behind the Meter | Yes | SunnyMac, LLC | PSE&G |  | Accepted | 2025-05-02 | 2025-05-30 | 2026-05-30 | Solar Panels | HANWHA | Q.TRON BLK M-G2+ 435W |  | 0.435 | 12 | 96 | 18 |  | Fixed | Roof
NJADRE1559551959 | Administratively Determined Incentive Program | Irvington | 7111 | 4.3 | Residential | Behind the Meter | Yes | EMT Renewables, LLC | PSE&G |  | Accepted | 2025-05-02 | 2025-06-05 | 2026-06-05 | Inverters | ENPHASE | IQ8+ | 290 |  | 10 |  |  | 0.98 |  | Other | UNDER EACH PANEL
NJADRE1559551959 | Administratively Determined Incentive Program | Irvington | 7111 | 4.3 | Residential | Behind the Meter | Yes | EMT Renewables, LLC | PSE&G |  | Accepted | 2025-05-02 | 2025-06-05 | 2026-06-05 | Solar Panels | SEG SOLAR | SEG 430 |  | 0.43 | 10 | 211 | 31 |  | Fixed | Roof
NJADRE1559551961 | Administratively Determined Incentive Program | Palmyra | 8065 | 348.7 | School Public K-12 | Behind the Meter | Yes | HESP Construction, LLC | PSE&G |  | Accepted | 2025-05-05 | 2025-06-03 | 2026-06-03 | Solar Panels | HT-SAAE | HT72-18X-550 |  | 0.55 | 634 | 154 | 5 |  | Fixed | Roof
NJADRE1559551961 | Administratively Determined Incentive Program | Palmyra | 8065 | 348.7 | School Public K-12 | Behind the Meter | Yes | HESP Construction, LLC | PSE&G |  | Accepted | 2025-05-05 | 2025-06-03 | 2026-06-03 | Inverters | SOLAREDGE | SE17.3KUS | 17300 |  | 1 |  |  | 0.975 |  | Outside
NJADRE1559551961 | Administratively Determined Incentive Program | Palmyra | 8065 | 348.7 | School Public K-12 | Behind the Meter | Yes | HESP Construction, LLC | PSE&G |  | Accepted | 2025-05-05 | 2025-06-03 | 2026-06-03 | Inverters | SOLAREDGE | SE50KUS | 250000 |  | 5 |  |  | 0.97 |  | Outside
NJADRE1559551972 | Administratively Determined Incentive Program | PARSIPPANY | 7054 | 9.43 | Residential | Behind the Meter | Yes | Trinity Solar, LLC | JCP&L |  | Accepted | 2025-05-02 | 2025-05-30 | 2026-05-30 | Solar Panels | HANWHA 410 (Q.PEAK DUO BLK ML-G10+410) | HANWHA 410 (Q.PEAK DUO BLK ML-G10+410) |  | 0.41 | 23 | 301 | 12 |  | Fixed | Roof
NJADRE1559551972 | Administratively Determined Incentive Program | PARSIPPANY | 7054 | 9.43 | Residential | Behind the Meter | Yes | Trinity Solar, LLC | JCP&L |  | Accepted | 2025-05-02 | 2025-05-30 | 2026-05-30 | Inverters | SOLAREDGE | SE7600H-USSNBBL14 | 7600 |  | 1 |  |  | 0.97 |  | Outside
NJADRE1559551975 | Administratively Determined Incentive Program | Toms River | 8755 | 11.34 | Residential | Behind the Meter | Yes | Sunrun Installation Services, Inc. | JCP&L |  | Accepted | 2025-05-02 | 2025-05-30 | 2026-05-30 | Solar Panels | JA SOLAR | JAM54S31-405/MR |  | 0.405 | 7 | 351 | 34 |  | Fixed | Roof
NJADRE1559551975 | Administratively Determined Incentive Program | Toms River | 8755 | 11.34 | Residential | Behind the Meter | Yes | Sunrun Installation Services, Inc. | JCP&L |  | Accepted | 2025-05-02 | 2025-05-30 | 2026-05-30 | Inverters | SOLAREDGE TECHNOLOGIES | SE7600H-USMN | 7600 |  | 1 |  |  | 0.99 |  | Outdoor
NJADRE1559551975 | Administratively Determined Incentive Program | Toms River | 8755 | 11.34 | Residential | Behind the Meter | Yes | Sunrun Installation Services, Inc. | JCP&L |  | Accepted | 2025-05-02 | 2025-05-30 | 2026-05-30 | Solar Panels | JA SOLAR | JAM54S31-405/MR |  | 0.405 | 21 | 171 | 26 |  | Fixed | Roof
NJADRE1559551977 | Administratively Determined Incentive Program | Secaucus | 7094 | 7.4 | Residential | Behind the Meter | Yes | SunnyMac, LLC | PSE&G |  | Accepted | 2025-05-02 | 2025-05-30 | 2026-05-30 | Inverters | SOLAREDGE | SE7600H-US | 7600 |  | 1 |  |  | 0.99 |  | Outdoor | next to meter
NJADRE1559551977 | Administratively Determined Incentive Program | Secaucus | 7094 | 7.4 | Residential | Behind the Meter | Yes | SunnyMac, LLC | PSE&G |  | Accepted | 2025-05-02 | 2025-05-30 | 2026-05-30 | Solar Panels | HANWHA | Q.TRON BLK M-G2+ 435W |  | 0.435 | 6 | 306 | 20 |  | Fixed | Roof
NJADRE1559551977 | Administratively Determined Incentive Program | Secaucus | 7094 | 7.4 | Residential | Behind the Meter | Yes | SunnyMac, LLC | PSE&G |  | Accepted | 2025-05-02 | 2025-05-30 | 2026-05-30 | Solar Panels | HANWHA | Q.TRON BLK M-G2+ 435W |  | 0.435 | 11 | 126 | 20 |  | Fixed | Roof
NJADRE1559551984 | Administratively Determined Incentive Program | Secaucus | 7094 | 10.01 | Residential | Behind the Meter | Yes | SunnyMac, LLC | PSE&G |  | Accepted | 2025-05-02 | 2025-05-30 | 2026-05-30 | Inverters | SOLAREDGE | SE10000H-US | 10000 |  | 1 |  |  | 0.99 |  | Outdoor | next to meter
NJADRE1559551984 | Administratively Determined Incentive Program | Secaucus | 7094 | 10.01 | Residential | Behind the Meter | Yes | SunnyMac, LLC | PSE&G |  | Accepted | 2025-05-02 | 2025-05-30 | 2026-05-30 | Solar Panels | HANWHA | Q.TRON BLK M-G2+ 435W |  | 0.435 | 12 | 126 | 20 |  | Fixed | Roof
NJADRE1559551984 | Administratively Determined Incentive Program | Secaucus | 7094 | 10.01 | Residential | Behind the Meter | Yes | SunnyMac, LLC | PSE&G |  | Accepted | 2025-05-02 | 2025-05-30 | 2026-05-30 | Solar Panels | HANWHA | Q.TRON BLK M-G2+ 435W |  | 0.435 | 11 | 306 | 20 |  | Fixed | Roof
NJADRE1559551989 | Administratively Determined Incentive Program | Hammonton | 8037 | 8.17 | Residential | Behind the Meter | Yes | EMT Renewables, LLC | AC Electric |  | Accepted | 2025-05-02 | 2025-05-30 | 2026-05-30 | Inverters | ENPHASE | IQ8+ | 290 |  | 19 |  |  | 0.98 |  | Other | UNDER EACH PANEL
NJADRE1559551989 | Administratively Determined Incentive Program | Hammonton | 8037 | 8.17 | Residential | Behind the Meter | Yes | EMT Renewables, LLC | AC Electric |  | Accepted | 2025-05-02 | 2025-05-30 | 2026-05-30 | Solar Panels | SEG SOLAR | SEG 430 |  | 0.43 | 19 | 168 | 21 |  | Fixed | Roof
NJADRE1559552025 | Administratively Determined Incentive Program | Palmyra | 8065 | 290.4 | School Public K-12 | Behind the Meter | Yes | HESP Construction, LLC | PSE&G |  | Accepted | 2025-05-05 | 2025-06-05 | 2026-06-05 | Inverters | SOLAREDGE | SE50KUS | 200000 |  | 4 |  |  | 0.97 |  | Outside
NJADRE1559552025 | Administratively Determined Incentive Program | Palmyra | 8065 | 290.4 | School Public K-12 | Behind the Meter | Yes | HESP Construction, LLC | PSE&G |  | Accepted | 2025-05-05 | 2025-06-05 | 2026-06-05 | Inverters | SOLAREDGE | SE17.3KUS | 17300 |  | 1 |  |  | 0.975 |  | Outside
NJADRE1559552025 | Administratively Determined Incentive Program | Palmyra | 8065 | 290.4 | School Public K-12 | Behind the Meter | Yes | HESP Construction, LLC | PSE&G |  | Accepted | 2025-05-05 | 2025-06-05 | 2026-06-05 | Solar Panels | HT-SAAE | HT72-18X-550 |  | 0.55 | 528 | 142 | 5 |  | Fixed | Roof
NJADRE1559553377 | Administratively Determined Incentive Program | Millville | 8332 | 7.31 | Residential | Behind the Meter | Yes | EMT Renewables, LLC | AC Electric |  | Accepted | 2025-05-02 | 2025-05-30 | 2026-05-30 | Inverters | ENPHASE | IQ8+ | 290 |  | 17 |  |  | 0.98 |  | Other | UNDER EACH PANEL
NJADRE1559553377 | Administratively Determined Incentive Program | Millville | 8332 | 7.31 | Residential | Behind the Meter | Yes | EMT Renewables, LLC | AC Electric |  | Accepted | 2025-05-02 | 2025-05-30 | 2026-05-30 | Solar Panels | SEG SOLAR | SEG 430 |  | 0.43 | 17 | 165 | 18 |  | Fixed | Roof
NJADRE1559553461 | Administratively Determined Incentive Program | Pleasantville | 8232 | 4.51 | Residential | Behind the Meter | Yes | Big Wave Roofing and Solar, LLC | AC Electric |  | Accepted | 2025-05-02 | 2025-05-30 | 2026-05-30 | Solar Panels | MISSION SOLAR ENERGY | MSE410HT0B |  | 0.41 | 11 | 210 | 32 |  | Fixed | Roof
NJADRE1559553461 | Administratively Determined Incentive Program | Pleasantville | 8232 | 4.51 | Residential | Behind the Meter | Yes | Big Wave Roofing and Solar, LLC | AC Electric |  | Accepted | 2025-05-02 | 2025-05-30 | 2026-05-30 | Inverters | Enphase | IQ8HC-72-M-DOM-US | 380 |  | 11 |  |  | 0.97 |  | Outside
NJADRE1559554437 | Administratively Determined Incentive Program | Irvington | 7111 | 11.89 | Residential | Behind the Meter | Yes | Trinity Solar, LLC | PSE&G |  | Accepted | 2025-05-02 | 2025-06-04 | 2026-06-04 | Solar Panels | HANWHA 410 (Q.PEAK DUO BLK ML-G10+410) | HANWHA 410 (Q.PEAK DUO BLK ML-G10+410) |  | 0.41 | 6 | 32 | 45 |  | Fixed | Roof
NJADRE1559554437 | Administratively Determined Incentive Program | Irvington | 7111 | 11.89 | Residential | Behind the Meter | Yes | Trinity Solar, LLC | PSE&G |  | Accepted | 2025-05-02 | 2025-06-04 | 2026-06-04 | Solar Panels | HANWHA 410 (Q.PEAK DUO BLK ML-G10+410) | HANWHA 410 (Q.PEAK DUO BLK ML-G10+410) |  | 0.41 | 6 | 212 | 45 |  | Fixed | Roof
NJADRE1559554437 | Administratively Determined Incentive Program | Irvington | 7111 | 11.89 | Residential | Behind the Meter | Yes | Trinity Solar, LLC | PSE&G |  | Accepted | 2025-05-02 | 2025-06-04 | 2026-06-04 | Inverters | 10000 | SE10000H-US | 10000 |  | 1 |  |  | 0.97 |  | Outside
NJADRE1559554437 | Administratively Determined Incentive Program | Irvington | 7111 | 11.89 | Residential | Behind the Meter | Yes | Trinity Solar, LLC | PSE&G |  | Accepted | 2025-05-02 | 2025-06-04 | 2026-06-04 | Solar Panels | HANWHA 410 (Q.PEAK DUO BLK ML-G10+410) | HANWHA 410 (Q.PEAK DUO BLK ML-G10+410) |  | 0.41 | 8 | 122 | 5 |  | Fixed | Roof
NJADRE1559554437 | Administratively Determined Incentive Program | Irvington | 7111 | 11.89 | Residential | Behind the Meter | Yes | Trinity Solar, LLC | PSE&G |  | Accepted | 2025-05-02 | 2025-06-04 | 2026-06-04 | Solar Panels | HANWHA 410 (Q.PEAK DUO BLK ML-G10+410) | HANWHA 410 (Q.PEAK DUO BLK ML-G10+410) |  | 0.41 | 9 | 122 | 5 |  | Fixed | Roof
NJADRE1559554514 | Administratively Determined Incentive Program | TOMS RIVER | 8753 | 4.46 | Residential | Behind the Meter | Yes | Sunrun Installation Services, Inc. | JCP&L |  | Accepted | 2025-05-02 | 2025-05-30 | 2026-05-30 | Solar Panels | JA SOLAR | JAM54S31-405/MR |  | 0.405 | 2 | 199 | 23 |  | Fixed | Roof
NJADRE1559554514 | Administratively Determined Incentive Program | TOMS RIVER | 8753 | 4.46 | Residential | Behind the Meter | Yes | Sunrun Installation Services, Inc. | JCP&L |  | Accepted | 2025-05-02 | 2025-05-30 | 2026-05-30 | Solar Panels | JA SOLAR | JAM54S31-405/MR |  | 0.405 | 9 | 199 | 18 |  | Fixed | Roof
NJADRE1559554514 | Administratively Determined Incentive Program | TOMS RIVER | 8753 | 4.46 | Residential | Behind the Meter | Yes | Sunrun Installation Services, Inc. | JCP&L |  | Accepted | 2025-05-02 | 2025-05-30 | 2026-05-30 | Inverters | SOLAREDGE TECHNOLOGIES | SE3800H-USMN | 3800 |  | 1 |  |  | 0.99 |  | Outdoor
NJADRE1559554567 | Administratively Determined Incentive Program | TURNERSVILLE | 8012 | 15.48 | Residential | Behind the Meter | Yes | EMT Renewables, LLC | AC Electric |  | Accepted | 2025-05-02 | 2025-05-30 | 2026-05-30 | Solar Panels | SEG SOLAR | SEG 430 |  | 0.43 | 9 | 125 | 16 |  | Fixed | Roof
NJADRE1559554567 | Administratively Determined Incentive Program | TURNERSVILLE | 8012 | 15.48 | Residential | Behind the Meter | Yes | EMT Renewables, LLC | AC Electric |  | Accepted | 2025-05-02 | 2025-05-30 | 2026-05-30 | Solar Panels | SEG SOLAR | SEG 430 |  | 0.43 | 5 | 305 | 16 |  | Fixed | Roof
NJADRE1559554567 | Administratively Determined Incentive Program | TURNERSVILLE | 8012 | 15.48 | Residential | Behind the Meter | Yes | EMT Renewables, LLC | AC Electric |  | Accepted | 2025-05-02 | 2025-05-30 | 2026-05-30 | Solar Panels | SEG SOLAR | SEG 430 |  | 0.43 | 12 | 125 | 18 |  | Fixed | Roof
NJADRE1559554567 | Administratively Determined Incentive Program | TURNERSVILLE | 8012 | 15.48 | Residential | Behind the Meter | Yes | EMT Renewables, LLC | AC Electric |  | Accepted | 2025-05-02 | 2025-05-30 | 2026-05-30 | Solar Panels | SEG SOLAR | SEG 430 |  | 0.43 | 10 | 305 | 18 |  | Fixed | Roof
NJADRE1559554567 | Administratively Determined Incentive Program | TURNERSVILLE | 8012 | 15.48 | Residential | Behind the Meter | Yes | EMT Renewables, LLC | AC Electric |  | Accepted | 2025-05-02 | 2025-05-30 | 2026-05-30 | Inverters | ENPHASE | IQ8+ | 290 |  | 36 |  |  | 0.98 |  | Other | UNDER EACH PANEL
NJADRE1559554690 | Administratively Determined Incentive Program | Neptune | 7753 | 4.25 | Residential | Behind the Meter | Yes | Whitman Construction, LLC | JCP&L |  | Accepted | 2025-05-02 | 2025-05-30 | 2026-05-30 | Solar Panels | Jinko Solar | JKM425N-54HL4-B |  | 0.425 | 10 | 192 | 23 |  | Fixed | Roof
NJADRE1559554690 | Administratively Determined Incentive Program | Neptune | 7753 | 4.25 | Residential | Behind the Meter | Yes | Whitman Construction, LLC | JCP&L |  | Accepted | 2025-05-02 | 2025-05-30 | 2026-05-30 | Inverters | ENPHASE | IQ8PLUS-72-2-US | 290 |  | 10 |  |  | 0.975 |  | Outdoor
NJADRE1559555128 | Administratively Determined Incentive Program | POMPTON PLAINS | 7444 | 46.22 | Commercial | Behind the Meter | No | Geoscape Solar | JCP&L |  | Accepted | 2025-05-13 | 2025-06-16 | 2026-06-16 | Inverters | Solar Edge | SE11400H-US | 114000 |  | 3 |  |  | 0.99 |  | Outdoor
NJADRE1559555128 | Administratively Determined Incentive Program | POMPTON PLAINS | 7444 | 46.22 | Commercial | Behind the Meter | No | Geoscape Solar | JCP&L |  | Accepted | 2025-05-13 | 2025-06-16 | 2026-06-16 | Solar Panels | SEG Solar | 585-BTA-BG 585 |  | 0.585 | 79 | 171 | 18 |  | Fixed | Roof
NJADRE1559555241 | Administratively Determined Incentive Program | DUNELLEN | 8812 | 7.38 | Residential | Behind the Meter | No | Big Wave Roofing and Solar, LLC | PSE&G |  | Accepted | 2025-05-02 | 2025-05-30 | 2026-05-30 | Solar Panels | MISSION SOLAR ENERGY | MSE410HT0B |  | 0.41 | 8 | 263 | 40 |  | Fixed | Roof
NJADRE1559555241 | Administratively Determined Incentive Program | DUNELLEN | 8812 | 7.38 | Residential | Behind the Meter | No | Big Wave Roofing and Solar, LLC | PSE&G |  | Accepted | 2025-05-02 | 2025-05-30 | 2026-05-30 | Inverters | Enphase | IQ8PLUS-72-2-US | 290 |  | 18 |  |  | 0.97 |  | Outside
NJADRE1559555241 | Administratively Determined Incentive Program | DUNELLEN | 8812 | 7.38 | Residential | Behind the Meter | No | Big Wave Roofing and Solar, LLC | PSE&G |  | Accepted | 2025-05-02 | 2025-05-30 | 2026-05-30 | Solar Panels | MISSION SOLAR ENERGY | MSE410HT0B |  | 0.41 | 6 | 173 | 40 |  | Fixed | Roof
NJADRE1559555241 | Administratively Determined Incentive Program | DUNELLEN | 8812 | 7.38 | Residential | Behind the Meter | No | Big Wave Roofing and Solar, LLC | PSE&G |  | Accepted | 2025-05-02 | 2025-05-30 | 2026-05-30 | Solar Panels | MISSION SOLAR ENERGY | MSE410HT0B |  | 0.41 | 4 | 83 | 40 |  | Fixed | Roof
NJADRE1559555970 | Administratively Determined Incentive Program | BELVIDERE | 7823 | 4.1 | Residential | Behind the Meter | Yes | Trinity Solar, LLC | JCP&L |  | Accepted | 2025-05-02 | 2025-06-05 | 2026-06-05 | Inverters | Solar Edge | USE3800H-USMNBL75 | 3800 |  | 1 |  |  | 0.97 |  | Outdoor
NJADRE1559555970 | Administratively Determined Incentive Program | BELVIDERE | 7823 | 4.1 | Residential | Behind the Meter | Yes | Trinity Solar, LLC | JCP&L |  | Accepted | 2025-05-02 | 2025-06-05 | 2026-06-05 | Solar Panels | Hanwha | Q.PEAK DUO BLK ML-G10+ 410 |  | 0.41 | 10 | 144 | 33 |  | Fixed | Roof
NJADRE1559555995 | Administratively Determined Incentive Program | MAPLEWOOD | 7040 | 9.02 | Residential | Behind the Meter | No | Tesla Energy Operations, Inc. | PSE&G |  | Accepted | 2025-05-02 | 2025-05-30 | 2026-05-30 | Solar Panels | Hanwha | Q.PEAK DUO BLK ML-G10.a+/TS 410 |  | 0.41 | 11 | 118 | 31 |  | Fixed | Roof
NJADRE1559555995 | Administratively Determined Incentive Program | MAPLEWOOD | 7040 | 9.02 | Residential | Behind the Meter | No | Tesla Energy Operations, Inc. | PSE&G |  | Accepted | 2025-05-02 | 2025-05-30 | 2026-05-30 | Solar Panels | Hanwha | Q.PEAK DUO BLK ML-G10.a+/TS 410 |  | 0.41 | 11 | 298 | 31 |  | Fixed | Roof
NJADRE1559555995 | Administratively Determined Incentive Program | MAPLEWOOD | 7040 | 9.02 | Residential | Behind the Meter | No | Tesla Energy Operations, Inc. | PSE&G |  | Accepted | 2025-05-02 | 2025-05-30 | 2026-05-30 | Inverters | Tesla | 1707000-XX-Y | 11500 |  | 1 |  |  | 0.98 |  | Outside
NJADRE1559555995 | Administratively Determined Incentive Program | MAPLEWOOD | 7040 | 9.02 | Residential | Behind the Meter | No | Tesla Energy Operations, Inc. | PSE&G |  | Accepted | 2025-05-02 | 2025-05-30 | 2026-05-30 | Electric Storage Battery | Tesla | Powerwall 3 |  |  | 1 |  |  |  | Lithium Ion |  | OUTSIDE
NJADRE1559556461 | Administratively Determined Incentive Program | BROWNS MILLS | 8015 | 10.66 | Residential | Behind the Meter | Yes | Sunrun Installation Services, Inc. | JCP&L |  | Accepted | 2025-05-02 | 2025-06-02 | 2026-06-02 | Inverters | SolarEdge Technologies | SE7600H-USMN | 7600 |  | 1 |  |  | 0.99 |  | Outdoor | Next to meter
NJADRE1559556461 | Administratively Determined Incentive Program | BROWNS MILLS | 8015 | 10.66 | Residential | Behind the Meter | Yes | Sunrun Installation Services, Inc. | JCP&L |  | Accepted | 2025-05-02 | 2025-06-02 | 2026-06-02 | Solar Panels | Hanwha Q-Cells | Q.PEAK DUO BLK ML-G10+ 410 |  | 0.41 | 13 | 106 | 18 |  | Fixed | Roof
NJADRE1559556461 | Administratively Determined Incentive Program | BROWNS MILLS | 8015 | 10.66 | Residential | Behind the Meter | Yes | Sunrun Installation Services, Inc. | JCP&L |  | Accepted | 2025-05-02 | 2025-06-02 | 2026-06-02 | Solar Panels | Hanwha Q-Cells | Q.PEAK DUO BLK ML-G10+ 410 |  | 0.41 | 13 | 286 | 19 |  | Fixed | Roof
NJADRE1559556604 | Administratively Determined Incentive Program | National Park | 8063 | 5.95 | Commercial | Behind the Meter | Yes | Whitman Construction, LLC | PSE&G |  | Accepted | 2025-05-02 | 2025-05-30 | 2026-05-30 | Solar Panels | Jinko Solar | JKM425N-54HL4-B |  | 0.425 | 14 | 202 | 18 |  | Fixed | Roof
NJADRE1559556604 | Administratively Determined Incentive Program | National Park | 8063 | 5.95 | Commercial | Behind the Meter | Yes | Whitman Construction, LLC | PSE&G |  | Accepted | 2025-05-02 | 2025-05-30 | 2026-05-30 | Inverters | ENPHASE | IQ8PLUS-72-2-US | 290 |  | 14 |  |  | 0.975 |  | Outdoor
NJADRE1559556844 | Administratively Determined Incentive Program | Tuckerton | 8087 | 9.89 | Residential | Behind the Meter | Yes | EMT Renewables, LLC | AC Electric |  | Accepted | 2025-05-02 | 2025-05-30 | 2026-05-30 | Inverters | ENPHASE | IQ8+ | 290 |  | 23 |  |  | 0.98 |  | Other | UNDER EACH PANEL
NJADRE1559556844 | Administratively Determined Incentive Program | Tuckerton | 8087 | 9.89 | Residential | Behind the Meter | Yes | EMT Renewables, LLC | AC Electric |  | Accepted | 2025-05-02 | 2025-05-30 | 2026-05-30 | Solar Panels | SEG SOLAR | SEG 430 |  | 0.43 | 23 | 177 | 26 |  | Fixed | Roof
NJADRE1559556930 | Administratively Determined Incentive Program | Marlboro | 7746 | 15.99 | Residential | Behind the Meter | No | PV4U, LLC | JCP&L |  | Accepted | 2025-05-05 | 2025-06-03 | 2026-06-03 | Solar Panels | Hanwha | qcells 410 |  | 0.41 | 15 | 335 | 40 |  | Fixed | Roof
NJADRE1559556930 | Administratively Determined Incentive Program | Marlboro | 7746 | 15.99 | Residential | Behind the Meter | No | PV4U, LLC | JCP&L |  | Accepted | 2025-05-05 | 2025-06-03 | 2026-06-03 | Solar Panels | Hanwha | qcells 410 |  | 0.41 | 8 | 335 | 40 |  | Fixed | Roof
NJADRE1559556930 | Administratively Determined Incentive Program | Marlboro | 7746 | 15.99 | Residential | Behind the Meter | No | PV4U, LLC | JCP&L |  | Accepted | 2025-05-05 | 2025-06-03 | 2026-06-03 | Inverters | ENPHASE | IQ8PLUS | 290 |  | 39 |  |  | 0.98 |  | Outdoor
NJADRE1559556930 | Administratively Determined Incentive Program | Marlboro | 7746 | 15.99 | Residential | Behind the Meter | No | PV4U, LLC | JCP&L |  | Accepted | 2025-05-05 | 2025-06-03 | 2026-06-03 | Solar Panels | Hanwha | qcells 410 |  | 0.41 | 3 | 245 | 40 |  | Fixed | Roof
NJADRE1559556930 | Administratively Determined Incentive Program | Marlboro | 7746 | 15.99 | Residential | Behind the Meter | No | PV4U, LLC | JCP&L |  | Accepted | 2025-05-05 | 2025-06-03 | 2026-06-03 | Solar Panels | Hanwha | qcells 410 |  | 0.41 | 11 | 155 | 40 |  | Fixed | Roof
NJADRE1559556930 | Administratively Determined Incentive Program | Marlboro | 7746 | 15.99 | Residential | Behind the Meter | No | PV4U, LLC | JCP&L |  | Accepted | 2025-05-05 | 2025-06-03 | 2026-06-03 | Solar Panels | Hanwha | qcells 410 |  | 0.41 | 2 | 155 | 40 |  | Fixed | Roof
NJADRE1559557658 | Administratively Determined Incentive Program | WALL | 7719 | 15.4 | Residential | Behind the Meter | Yes | Ecological Systems, LLC | JCP&L |  | Accepted | 2025-05-02 | 2025-05-30 | 2026-05-30 | Inverters | Goodwe | Goodwe 7600 | 7600 |  | 2 |  |  | 0.98 |  | Outside
NJADRE1559557658 | Administratively Determined Incentive Program | WALL | 7719 | 15.4 | Residential | Behind the Meter | Yes | Ecological Systems, LLC | JCP&L |  | Accepted | 2025-05-02 | 2025-05-30 | 2026-05-30 | Solar Panels | Phono | Phono440 |  | 0.44 | 35 | 180 | 25 |  | Fixed | Roof | garage
NJADRE1559557658 | Administratively Determined Incentive Program | WALL | 7719 | 15.4 | Residential | Behind the Meter | Yes | Ecological Systems, LLC | JCP&L |  | Accepted | 2025-05-02 | 2025-05-30 | 2026-05-30 | Meters | Goodwe | Goodwe |  |  | 1 |  |  |  | Yes | Outdoor
NJADRE1559558454 | Administratively Determined Incentive Program | Little Egg Harbor | 8087 | 12.75 | Residential | Behind the Meter | Yes | Whitman Construction, LLC | AC Electric |  | Accepted | 2025-05-02 | 2025-05-30 | 2026-05-30 | Solar Panels | Jinko Solar | JKM425N-54HL4-B |  | 0.425 | 15 | 102 | 27 |  | Fixed | Roof
NJADRE1559558454 | Administratively Determined Incentive Program | Little Egg Harbor | 8087 | 12.75 | Residential | Behind the Meter | Yes | Whitman Construction, LLC | AC Electric |  | Accepted | 2025-05-02 | 2025-05-30 | 2026-05-30 | Solar Panels | Jinko Solar | JKM425N-54HL4-B |  | 0.425 | 15 | 282 | 27 |  | Fixed | Roof
NJADRE1559558454 | Administratively Determined Incentive Program | Little Egg Harbor | 8087 | 12.75 | Residential | Behind the Meter | Yes | Whitman Construction, LLC | AC Electric |  | Accepted | 2025-05-02 | 2025-05-30 | 2026-05-30 | Inverters | ENPHASE | IQ8PLUS-72-2-US | 290 |  | 30 |  |  | 0.975 |  | Outdoor
NJADRE1559558832 | Administratively Determined Incentive Program | Bayville | 8721 | 18.45 | Residential | Behind the Meter | Yes | Trinity Solar, LLC | JCP&L |  | Accepted | 2025-05-02 | 2025-06-05 | 2026-06-05 | Inverters | Solar Edge | SE10000H-US | 10000 |  | 1 |  |  | 0.97 |  | Outdoor
NJADRE1559558832 | Administratively Determined Incentive Program | Bayville | 8721 | 18.45 | Residential | Behind the Meter | Yes | Trinity Solar, LLC | JCP&L |  | Accepted | 2025-05-02 | 2025-06-05 | 2026-06-05 | Inverters | Solar Edge | SE5000H-US | 50000 |  | 1 |  |  | 0.97 |  | Outdoor
NJADRE1559558832 | Administratively Determined Incentive Program | Bayville | 8721 | 18.45 | Residential | Behind the Meter | Yes | Trinity Solar, LLC | JCP&L |  | Accepted | 2025-05-02 | 2025-06-05 | 2026-06-05 | Solar Panels | Hanwha | HANWHA 410 (Q.PEAK DUO BLK ML-G10+ 410) |  | 0.41 | 17 | 264 | 30 |  | Fixed | Roof
NJADRE1559558832 | Administratively Determined Incentive Program | Bayville | 8721 | 18.45 | Residential | Behind the Meter | Yes | Trinity Solar, LLC | JCP&L |  | Accepted | 2025-05-02 | 2025-06-05 | 2026-06-05 | Solar Panels | Hanwha | HANWHA 410 (Q.PEAK DUO BLK ML-G10+ 410) |  | 0.41 | 20 | 174 | 40 |  | Fixed | Roof
NJADRE1559558832 | Administratively Determined Incentive Program | Bayville | 8721 | 18.45 | Residential | Behind the Meter | Yes | Trinity Solar, LLC | JCP&L |  | Accepted | 2025-05-02 | 2025-06-05 | 2026-06-05 | Solar Panels | Hanwha | HANWHA 410 (Q.PEAK DUO BLK ML-G10+ 410) |  | 0.41 | 8 | 174 | 40 |  | Fixed | Roof
NJADRE1559558985 | Administratively Determined Incentive Program | MORRIS PLAINS | 7950 | 10.935 | Residential | Behind the Meter | Yes | Sunrun Installation Services, Inc. | JCP&L |  | Accepted | 2025-05-02 | 2025-05-30 | 2026-05-30 | Inverters | SolarEdge Technologies | SE7600H-USMN | 7600 |  | 1 |  |  | 0.99 |  | Outdoor | Next to meter
NJADRE1559558985 | Administratively Determined Incentive Program | MORRIS PLAINS | 7950 | 10.935 | Residential | Behind the Meter | Yes | Sunrun Installation Services, Inc. | JCP&L |  | Accepted | 2025-05-02 | 2025-05-30 | 2026-05-30 | Solar Panels | JA Solar | JAM54S31-405/MR |  | 0.405 | 9 | 297 | 21 |  | Fixed | Roof
NJADRE1559558985 | Administratively Determined Incentive Program | MORRIS PLAINS | 7950 | 10.935 | Residential | Behind the Meter | Yes | Sunrun Installation Services, Inc. | JCP&L |  | Accepted | 2025-05-02 | 2025-05-30 | 2026-05-30 | Solar Panels | JA Solar | JAM54S31-405/MR |  | 0.405 | 13 | 207 | 21 |  | Fixed | Roof
NJADRE1559558985 | Administratively Determined Incentive Program | MORRIS PLAINS | 7950 | 10.935 | Residential | Behind the Meter | Yes | Sunrun Installation Services, Inc. | JCP&L |  | Accepted | 2025-05-02 | 2025-05-30 | 2026-05-30 | Solar Panels | JA Solar | JAM54S31-405/MR |  | 0.405 | 5 | 27 | 21 |  | Fixed | Roof
NJADRE1559558985 | Administratively Determined Incentive Program | MORRIS PLAINS | 7950 | 10.935 | Residential | Behind the Meter | Yes | Sunrun Installation Services, Inc. | JCP&L |  | Accepted | 2025-05-02 | 2025-05-30 | 2026-05-30 | Meters | SOLAREDGE TECHNOLOGIES | SE7600H-USMN |  |  | 1 |  |  |  | Yes | Outdoor
NJADRE1559559355 | Administratively Determined Incentive Program | Cedarville | 8311 | 12.04 | Residential | Behind the Meter | Yes | EMT Renewables, LLC | AC Electric |  | Accepted | 2025-05-02 | 2025-05-30 | 2026-05-30 | Inverters | ENPHASE | IQ8+ | 290 |  | 28 |  |  | 0.98 |  | Other | UNDER EACH PANEL
NJADRE1559559355 | Administratively Determined Incentive Program | Cedarville | 8311 | 12.04 | Residential | Behind the Meter | Yes | EMT Renewables, LLC | AC Electric |  | Accepted | 2025-05-02 | 2025-05-30 | 2026-05-30 | Solar Panels | SEG SOLAR | SEG 430 |  | 0.43 | 28 | 171 | 22 |  | Fixed | Roof
NJADRE1559559676 | Administratively Determined Incentive Program | BRICK | 8724 | 9.84 | Residential | Behind the Meter | Yes | Trinity Solar, LLC | JCP&L |  | Accepted | 2025-05-02 | 2025-06-05 | 2026-06-05 | Solar Panels | HANWHA | Q.PEAK DUO BLK ML-G10+410 |  | 0.41 | 4 | 64 | 23 |  | Fixed | Roof
NJADRE1559559676 | Administratively Determined Incentive Program | BRICK | 8724 | 9.84 | Residential | Behind the Meter | Yes | Trinity Solar, LLC | JCP&L |  | Accepted | 2025-05-02 | 2025-06-05 | 2026-06-05 | Solar Panels | HANWHA | Q.PEAK DUO BLK ML-G10+410 |  | 0.41 | 3 | 244 | 23 |  | Fixed | Roof
NJADRE1559559676 | Administratively Determined Incentive Program | BRICK | 8724 | 9.84 | Residential | Behind the Meter | Yes | Trinity Solar, LLC | JCP&L |  | Accepted | 2025-05-02 | 2025-06-05 | 2026-06-05 | Inverters | SOLAREDGE | SE7600H-US | 7600 |  | 1 |  |  | 0.97 |  | Outside
NJADRE1559559676 | Administratively Determined Incentive Program | BRICK | 8724 | 9.84 | Residential | Behind the Meter | Yes | Trinity Solar, LLC | JCP&L |  | Accepted | 2025-05-02 | 2025-06-05 | 2026-06-05 | Solar Panels | HANWHA | Q.PEAK DUO BLK ML-G10+410 |  | 0.41 | 9 | 64 | 21 |  | Fixed | Roof
NJADRE1559559676 | Administratively Determined Incentive Program | BRICK | 8724 | 9.84 | Residential | Behind the Meter | Yes | Trinity Solar, LLC | JCP&L |  | Accepted | 2025-05-02 | 2025-06-05 | 2026-06-05 | Solar Panels | HANWHA | Q.PEAK DUO BLK ML-G10+410 |  | 0.41 | 8 | 244 | 21 |  | Fixed | Roof
NJADRE1559559966 | Administratively Determined Incentive Program | PORT MONMOUTH | 7758 | 12.04 | Residential | Behind the Meter | Yes | EMT Renewables, LLC | JCP&L |  | Accepted | 2025-05-02 | 2025-05-30 | 2026-05-30 | Inverters | ENPHASE | IQ8+ | 290 |  | 28 |  |  | 0.98 |  | Other | UNDER EACH PANEL
NJADRE1559559966 | Administratively Determined Incentive Program | PORT MONMOUTH | 7758 | 12.04 | Residential | Behind the Meter | Yes | EMT Renewables, LLC | JCP&L |  | Accepted | 2025-05-02 | 2025-05-30 | 2026-05-30 | Solar Panels | SEG SOLAR | SEG 430 |  | 0.43 | 28 | 214 | 36 |  | Fixed | Roof
NJADRE1559560509 | Administratively Determined Incentive Program | BRIDGETON | 8302 | 4.1 | Residential | Behind the Meter | Yes | Sunrun Installation Services, Inc. | AC Electric |  | Accepted | 2025-05-02 | 2025-05-30 | 2026-05-30 | Electric Storage Battery | Tesla | POWERWALL 3 1707000-XX-Y |  |  | 1 |  |  |  | Lithium Ion |  | OUTSIDE
NJADRE1559560509 | Administratively Determined Incentive Program | BRIDGETON | 8302 | 4.1 | Residential | Behind the Meter | Yes | Sunrun Installation Services, Inc. | AC Electric |  | Accepted | 2025-05-02 | 2025-05-30 | 2026-05-30 | Solar Panels | HANWHA Q-CELLS | Q.PEAK DUO BLK ML-G10+ 410 |  | 0.41 | 10 | 55 | 20 |  | Fixed | Roof
NJADRE1559560509 | Administratively Determined Incentive Program | BRIDGETON | 8302 | 4.1 | Residential | Behind the Meter | Yes | Sunrun Installation Services, Inc. | AC Electric |  | Accepted | 2025-05-02 | 2025-05-30 | 2026-05-30 | Inverters | SOLAREDGE TECHNOLOGIES | SE3800H-USMN | 3800 |  | 1 |  |  | 0.99 |  | Outdoor
NJADRE1559560511 | Administratively Determined Incentive Program | Lawnside | 8045 | 15.48 | Residential | Behind the Meter | Yes | EMT Renewables, LLC | PSE&G |  | Accepted | 2025-05-02 | 2025-05-30 | 2026-05-30 | Solar Panels | SEG SOLAR | SEG 430 |  | 0.43 | 7 | 172 | 23 |  | Fixed | Roof
NJADRE1559560511 | Administratively Determined Incentive Program | Lawnside | 8045 | 15.48 | Residential | Behind the Meter | Yes | EMT Renewables, LLC | PSE&G |  | Accepted | 2025-05-02 | 2025-05-30 | 2026-05-30 | Solar Panels | SEG SOLAR | SEG 430 |  | 0.43 | 7 | 352 | 22 |  | Fixed | Roof
NJADRE1559560511 | Administratively Determined Incentive Program | Lawnside | 8045 | 15.48 | Residential | Behind the Meter | Yes | EMT Renewables, LLC | PSE&G |  | Accepted | 2025-05-02 | 2025-05-30 | 2026-05-30 | Solar Panels | SEG SOLAR | SEG 430 |  | 0.43 | 4 | 172 | 23 |  | Fixed | Roof
NJADRE1559560511 | Administratively Determined Incentive Program | Lawnside | 8045 | 15.48 | Residential | Behind the Meter | Yes | EMT Renewables, LLC | PSE&G |  | Accepted | 2025-05-02 | 2025-05-30 | 2026-05-30 | Inverters | ENPHASE | IQ8+ | 290 |  | 36 |  |  | 0.98 |  | Other | UNDER EACH PANEL
NJADRE1559560511 | Administratively Determined Incentive Program | Lawnside | 8045 | 15.48 | Residential | Behind the Meter | Yes | EMT Renewables, LLC | PSE&G |  | Accepted | 2025-05-02 | 2025-05-30 | 2026-05-30 | Solar Panels | SEG SOLAR | SEG 430 |  | 0.43 | 5 | 172 | 22 |  | Fixed | Roof
NJADRE1559560511 | Administratively Determined Incentive Program | Lawnside | 8045 | 15.48 | Residential | Behind the Meter | Yes | EMT Renewables, LLC | PSE&G |  | Accepted | 2025-05-02 | 2025-05-30 | 2026-05-30 | Solar Panels | SEG SOLAR | SEG 430 |  | 0.43 | 9 | 352 | 22 |  | Fixed | Roof
NJADRE1559560511 | Administratively Determined Incentive Program | Lawnside | 8045 | 15.48 | Residential | Behind the Meter | Yes | EMT Renewables, LLC | PSE&G |  | Accepted | 2025-05-02 | 2025-05-30 | 2026-05-30 | Solar Panels | SEG SOLAR | SEG 430 |  | 0.43 | 4 | 352 | 23 |  | Fixed | Roof
NJADRE1559560797 | Administratively Determined Incentive Program | Bayville | 8721 | 11.9 | Residential | Behind the Meter | Yes | Whitman Construction, LLC | JCP&L |  | Accepted | 2025-05-02 | 2025-05-30 | 2026-05-30 | Solar Panels | Jinko Solar | JKM425N-54HL4-B |  | 0.425 | 16 | 98 | 8 |  | Fixed | Roof
NJADRE1559560797 | Administratively Determined Incentive Program | Bayville | 8721 | 11.9 | Residential | Behind the Meter | Yes | Whitman Construction, LLC | JCP&L |  | Accepted | 2025-05-02 | 2025-05-30 | 2026-05-30 | Inverters | ENPHASE | IQ8PLUS-72-2-US | 290 |  | 28 |  |  | 0.975 |  | Outdoor
NJADRE1559560797 | Administratively Determined Incentive Program | Bayville | 8721 | 11.9 | Residential | Behind the Meter | Yes | Whitman Construction, LLC | JCP&L |  | Accepted | 2025-05-02 | 2025-05-30 | 2026-05-30 | Solar Panels | Jinko Solar | JKM425N-54HL4-B |  | 0.425 | 12 | 98 | 24 |  | Fixed | Roof
NJADRE1559561416 | Administratively Determined Incentive Program | Beachwood | 8722 | 14 | Residential | Behind the Meter | No | Solar Energy World | JCP&L |  | Accepted | 2025-05-02 | 2025-05-30 | 2026-05-30 | Solar Panels | LONGi | LR5-54HABB-400M |  | 0.4 | 6 | 125 | 30 |  | Fixed | Roof
NJADRE1559561416 | Administratively Determined Incentive Program | Beachwood | 8722 | 14 | Residential | Behind the Meter | No | Solar Energy World | JCP&L |  | Accepted | 2025-05-02 | 2025-05-30 | 2026-05-30 | Inverters | Enphase | IQ8+-72-M-US | 290 |  | 35 |  |  | 0.97 |  | Outside
NJADRE1559561416 | Administratively Determined Incentive Program | Beachwood | 8722 | 14 | Residential | Behind the Meter | No | Solar Energy World | JCP&L |  | Accepted | 2025-05-02 | 2025-05-30 | 2026-05-30 | Solar Panels | LONGi | LR5-54HABB-400M |  | 0.4 | 5 | 305 | 29 |  | Fixed | Roof
NJADRE1559561416 | Administratively Determined Incentive Program | Beachwood | 8722 | 14 | Residential | Behind the Meter | No | Solar Energy World | JCP&L |  | Accepted | 2025-05-02 | 2025-05-30 | 2026-05-30 | Solar Panels | LONGi | LR5-54HABB-400M |  | 0.4 | 24 | 125 | 31 |  | Fixed | Roof
NJADRE1559561490 | Administratively Determined Incentive Program | MORGANVILLE | 7751 | 9.43 | Residential | Behind the Meter | Yes | Sunrun Installation Services, Inc. | JCP&L |  | Accepted | 2025-05-02 | 2025-05-30 | 2026-05-30 | Inverters | SolarEdge Technologies | SE7600H-USMN | 7600 |  | 1 |  |  | 0.99 |  | Outdoor | Next to meter
NJADRE1559561490 | Administratively Determined Incentive Program | MORGANVILLE | 7751 | 9.43 | Residential | Behind the Meter | Yes | Sunrun Installation Services, Inc. | JCP&L |  | Accepted | 2025-05-02 | 2025-05-30 | 2026-05-30 | Solar Panels | Hanwha Q-Cells | Q.PEAK DUO BLK ML-G10+ 410 |  | 0.41 | 4 | 265 | 33 |  | Fixed | Roof
NJADRE1559561490 | Administratively Determined Incentive Program | MORGANVILLE | 7751 | 9.43 | Residential | Behind the Meter | Yes | Sunrun Installation Services, Inc. | JCP&L |  | Accepted | 2025-05-02 | 2025-05-30 | 2026-05-30 | Solar Panels | Hanwha Q-Cells | Q.PEAK DUO BLK ML-G10+ 410 |  | 0.41 | 2 | 175 | 43 |  | Fixed | Roof
NJADRE1559561490 | Administratively Determined Incentive Program | MORGANVILLE | 7751 | 9.43 | Residential | Behind the Meter | Yes | Sunrun Installation Services, Inc. | JCP&L |  | Accepted | 2025-05-02 | 2025-05-30 | 2026-05-30 | Solar Panels | Hanwha Q-Cells | Q.PEAK DUO BLK ML-G10+ 410 |  | 0.41 | 10 | 86 | 33 |  | Fixed | Roof
NJADRE1559561490 | Administratively Determined Incentive Program | MORGANVILLE | 7751 | 9.43 | Residential | Behind the Meter | Yes | Sunrun Installation Services, Inc. | JCP&L |  | Accepted | 2025-05-02 | 2025-05-30 | 2026-05-30 | Solar Panels | Hanwha Q-Cells | Q.PEAK DUO BLK ML-G10+ 410 |  | 0.41 | 4 | 174 | 43 |  | Fixed | Roof
NJADRE1559561490 | Administratively Determined Incentive Program | MORGANVILLE | 7751 | 9.43 | Residential | Behind the Meter | Yes | Sunrun Installation Services, Inc. | JCP&L |  | Accepted | 2025-05-02 | 2025-05-30 | 2026-05-30 | Solar Panels | Hanwha Q-Cells | Q.PEAK DUO BLK ML-G10+ 410 |  | 0.41 | 3 | 265 | 33 |  | Fixed | Roof
NJADRE1559563257 | Administratively Determined Incentive Program | Hillside | 7205 | 4.51 | Residential | Behind the Meter | Yes | Sunrun Installation Services, Inc. | PSE&G |  | Accepted | 2025-05-02 | 2025-05-30 | 2026-05-30 | Electric Storage Battery | Tesla | Powerwall 3 1707000-xx-y |  |  | 1 |  |  |  | Lithium Ion |  | OUTSIDE
NJADRE1559563257 | Administratively Determined Incentive Program | Hillside | 7205 | 4.51 | Residential | Behind the Meter | Yes | Sunrun Installation Services, Inc. | PSE&G |  | Accepted | 2025-05-02 | 2025-05-30 | 2026-05-30 | Inverters | Tesla | Powerwall 3 1707000-xx-y | 11500 |  | 1 |  |  | 0.97 |  | Outdoor
NJADRE1559563257 | Administratively Determined Incentive Program | Hillside | 7205 | 4.51 | Residential | Behind the Meter | Yes | Sunrun Installation Services, Inc. | PSE&G |  | Accepted | 2025-05-02 | 2025-05-30 | 2026-05-30 | Solar Panels | Hanwha Q Cells | Q.PEAK DUO BLK ML-G10+ 410 DCA |  | 0.41 | 11 | 165 | 18 |  | Fixed | Roof
NJADRE1559563588 | Administratively Determined Incentive Program | Succasunna | 7876 | 6.48 | Residential | Behind the Meter | Yes | Sunrun Installation Services, Inc. | JCP&L |  | Accepted | 2025-05-02 | 2025-05-30 | 2026-05-30 | Inverters | SolarEdge Technologies | SE5700H-USMN | 5760 |  | 1 |  |  | 0.99 |  | Outdoor | Next to meter
NJADRE1559563588 | Administratively Determined Incentive Program | Succasunna | 7876 | 6.48 | Residential | Behind the Meter | Yes | Sunrun Installation Services, Inc. | JCP&L |  | Accepted | 2025-05-02 | 2025-05-30 | 2026-05-30 | Solar Panels | JA Solar | JAM54S31-405/MR |  | 0.405 | 4 | 255 | 24 |  | Fixed | Roof
NJADRE1559563588 | Administratively Determined Incentive Program | Succasunna | 7876 | 6.48 | Residential | Behind the Meter | Yes | Sunrun Installation Services, Inc. | JCP&L |  | Accepted | 2025-05-02 | 2025-05-30 | 2026-05-30 | Solar Panels | JA Solar | JAM54S31-405/MR |  | 0.405 | 12 | 75 | 24 |  | Fixed | Roof
NJADRE1559563626 | Administratively Determined Incentive Program | Toms River | 8757 | 6.56 | Residential | Behind the Meter | Yes | Sunrun Installation Services, Inc. | JCP&L |  | Accepted | 2025-05-02 | 2025-05-30 | 2026-05-30 | Solar Panels | Hanwha Q Cells | Q.PEAK DUO BLK ML-G10+ 410 |  | 0.41 | 16 | 47 | 17 |  | Fixed | Roof
NJADRE1559563626 | Administratively Determined Incentive Program | Toms River | 8757 | 6.56 | Residential | Behind the Meter | Yes | Sunrun Installation Services, Inc. | JCP&L |  | Accepted | 2025-05-02 | 2025-05-30 | 2026-05-30 | Inverters | SolarEdge Technologies | SE5700H-USMN | 5760 |  | 1 |  |  | 0.99 |  | Outdoor
NJADRE1559563652 | Administratively Determined Incentive Program | Lawrence | 8648 | 13.2 | Residential | Behind the Meter | Yes | Zenergy Solar, LLC | PSE&G |  | Accepted | 2025-05-02 | 2025-05-30 | 2026-05-30 | Solar Panels | Silfab | SIL-440 QD |  | 0.44 | 15 | 245 | 31 |  | Fixed | Roof
NJADRE1559563652 | Administratively Determined Incentive Program | Lawrence | 8648 | 13.2 | Residential | Behind the Meter | Yes | Zenergy Solar, LLC | PSE&G |  | Accepted | 2025-05-02 | 2025-05-30 | 2026-05-30 | Solar Panels | Silfab | SIL-440 QD |  | 0.44 | 15 | 65 | 23 |  | Fixed | Roof
NJADRE1559563652 | Administratively Determined Incentive Program | Lawrence | 8648 | 13.2 | Residential | Behind the Meter | Yes | Zenergy Solar, LLC | PSE&G |  | Accepted | 2025-05-02 | 2025-05-30 | 2026-05-30 | Inverters | Enphase Energy | IQ8PLUS-72-M-US | 290 |  | 30 |  |  | 0.99 |  | Outdoor
NJADRE1559563668 | Administratively Determined Incentive Program | Roselle | 7203 | 9.78 | Residential | Behind the Meter | Yes | Solar Mite Solutions, LLC | PSE&G |  | Accepted | 2025-05-02 | 2025-06-02 | 2026-06-02 | Solar Panels | Jinko | JKM425N |  | 0.425 | 6 | 78 | 40 |  | Fixed | Roof
NJADRE1559563668 | Administratively Determined Incentive Program | Roselle | 7203 | 9.78 | Residential | Behind the Meter | Yes | Solar Mite Solutions, LLC | PSE&G |  | Accepted | 2025-05-02 | 2025-06-02 | 2026-06-02 | Solar Panels | Jinko | JKM425N |  | 0.425 | 2 | 168 | 30 |  | Fixed | Roof
NJADRE1559563668 | Administratively Determined Incentive Program | Roselle | 7203 | 9.78 | Residential | Behind the Meter | Yes | Solar Mite Solutions, LLC | PSE&G |  | Accepted | 2025-05-02 | 2025-06-02 | 2026-06-02 | Inverters | Enphase | IQ8HC-72-M-DOM-US | 380 |  | 23 |  |  | 0.97 |  | Outside
NJADRE1559563668 | Administratively Determined Incentive Program | Roselle | 7203 | 9.78 | Residential | Behind the Meter | Yes | Solar Mite Solutions, LLC | PSE&G |  | Accepted | 2025-05-02 | 2025-06-02 | 2026-06-02 | Solar Panels | Jinko | JKM425N |  | 0.425 | 15 | 258 | 40 |  | Fixed | Roof
NJADRE1559563676 | Administratively Determined Incentive Program | CAMDEN CITY | 8105 | 5.33 | Residential | Behind the Meter | Yes | Bright Ops, Inc. | PSE&G |  | Accepted | 2025-05-02 | 2025-06-02 | 2026-06-02 | Solar Panels | HANWHA Q-CELLS | Q.PEAK DUO BLK ML-G10+ 410 |  | 0.41 | 1 | 76 | 23 |  | Fixed | Roof
NJADRE1559563676 | Administratively Determined Incentive Program | CAMDEN CITY | 8105 | 5.33 | Residential | Behind the Meter | Yes | Bright Ops, Inc. | PSE&G |  | Accepted | 2025-05-02 | 2025-06-02 | 2026-06-02 | Solar Panels | HANWHA Q-CELLS | Q.PEAK DUO BLK ML-G10+ 410 |  | 0.41 | 2 | 345 | 18 |  | Fixed | Roof | OUTSIDE
NJADRE1559563676 | Administratively Determined Incentive Program | CAMDEN CITY | 8105 | 5.33 | Residential | Behind the Meter | Yes | Bright Ops, Inc. | PSE&G |  | Accepted | 2025-05-02 | 2025-06-02 | 2026-06-02 | Solar Panels | HANWHA Q-CELLS | Q.PEAK DUO BLK ML-G10+ 410 |  | 0.41 | 2 | 166 | 23 |  | Fixed | Roof
NJADRE1559563676 | Administratively Determined Incentive Program | CAMDEN CITY | 8105 | 5.33 | Residential | Behind the Meter | Yes | Bright Ops, Inc. | PSE&G |  | Accepted | 2025-05-02 | 2025-06-02 | 2026-06-02 | Solar Panels | HANWHA Q-CELLS | Q.PEAK DUO BLK ML-G10+ 410 |  | 0.41 | 4 | 166 | 45 |  | Fixed | Roof
NJADRE1559563676 | Administratively Determined Incentive Program | CAMDEN CITY | 8105 | 5.33 | Residential | Behind the Meter | Yes | Bright Ops, Inc. | PSE&G |  | Accepted | 2025-05-02 | 2025-06-02 | 2026-06-02 | Solar Panels | HANWHA Q-CELLS | Q.PEAK DUO BLK ML-G10+ 410 |  | 0.41 | 4 | 345 | 53 |  | Fixed | Roof | OUTSIDE
NJADRE1559563676 | Administratively Determined Incentive Program | CAMDEN CITY | 8105 | 5.33 | Residential | Behind the Meter | Yes | Bright Ops, Inc. | PSE&G |  | Accepted | 2025-05-02 | 2025-06-02 | 2026-06-02 | Inverters | SolarEdge | SE3800H-USMN | 3800 |  | 1 |  |  | 0.98 |  | Outdoor | OUTSIDE
NJADRE1559563687 | Administratively Determined Incentive Program | Livingston | 7039 | 15.54 | Residential | Behind the Meter | No | Public Service Solar, LLC | PSE&G |  | Accepted | 2025-05-02 | 2025-06-02 | 2026-06-02 | Inverters | Enphase | iQ8HC-72-M-US | 380 |  | 37 |  |  | 0.96 |  | Outdoor | Under Panels
NJADRE1559563687 | Administratively Determined Incentive Program | Livingston | 7039 | 15.54 | Residential | Behind the Meter | No | Public Service Solar, LLC | PSE&G |  | Accepted | 2025-05-02 | 2025-06-02 | 2026-06-02 | Solar Panels | Panasonic | EVPV420HK2 |  | 0.42 | 5 | 267 | 18 |  | Fixed | Roof
NJADRE1559563687 | Administratively Determined Incentive Program | Livingston | 7039 | 15.54 | Residential | Behind the Meter | No | Public Service Solar, LLC | PSE&G |  | Accepted | 2025-05-02 | 2025-06-02 | 2026-06-02 | Solar Panels | Panasonic | EVPV420HK2 |  | 0.42 | 8 | 87 | 18 |  | Fixed | Roof
NJADRE1559563687 | Administratively Determined Incentive Program | Livingston | 7039 | 15.54 | Residential | Behind the Meter | No | Public Service Solar, LLC | PSE&G |  | Accepted | 2025-05-02 | 2025-06-02 | 2026-06-02 | Solar Panels | Panasonic | EVPV420HK2 |  | 0.42 | 2 | 87 | 18 |  | Fixed | Roof
NJADRE1559563687 | Administratively Determined Incentive Program | Livingston | 7039 | 15.54 | Residential | Behind the Meter | No | Public Service Solar, LLC | PSE&G |  | Accepted | 2025-05-02 | 2025-06-02 | 2026-06-02 | Solar Panels | Panasonic | EVPV420HK2 |  | 0.42 | 4 | 357 | 18 |  | Fixed | Roof
NJADRE1559563687 | Administratively Determined Incentive Program | Livingston | 7039 | 15.54 | Residential | Behind the Meter | No | Public Service Solar, LLC | PSE&G |  | Accepted | 2025-05-02 | 2025-06-02 | 2026-06-02 | Solar Panels | Panasonic | EVPV420HK2 |  | 0.42 | 18 | 176 | 18 |  | Fixed | Roof
NJADRE1559563703 | Administratively Determined Incentive Program | Bloomfield | 7003 | 8.17 | Residential | Behind the Meter | Yes | Pro Custom dba Momentum Solar | PSE&G |  | Accepted | 2025-05-02 | 2025-05-30 | 2026-05-30 | Inverters | ENPHASE | IQ8HC-72-M-DOM-US | 380 |  | 19 |  |  | 0.97 |  | Outdoor
NJADRE1559563703 | Administratively Determined Incentive Program | Bloomfield | 7003 | 8.17 | Residential | Behind the Meter | Yes | Pro Custom dba Momentum Solar | PSE&G |  | Accepted | 2025-05-02 | 2025-05-30 | 2026-05-30 | Solar Panels | HANWHA | Q.TRON BLK M-G2+430 |  | 0.43 | 11 | 263 | 23 |  | Fixed | Roof
NJADRE1559563703 | Administratively Determined Incentive Program | Bloomfield | 7003 | 8.17 | Residential | Behind the Meter | Yes | Pro Custom dba Momentum Solar | PSE&G |  | Accepted | 2025-05-02 | 2025-05-30 | 2026-05-30 | Solar Panels | HANWHA | Q.TRON BLK M-G2+430 |  | 0.43 | 8 | 83 | 23 |  | Fixed | Roof
NJADRE1559563706 | Administratively Determined Incentive Program | EGG HARBOR TOWNSHIP | 8234 | 7.48 | Residential | Behind the Meter | Yes | Zenergy Solar, LLC | AC Electric |  | Accepted | 2025-05-02 | 2025-06-02 | 2026-06-02 | Solar Panels | Silfab | SIL-440 QD |  | 0.44 | 7 | 120 | 23 |  | Fixed | Roof
NJADRE1559563706 | Administratively Determined Incentive Program | EGG HARBOR TOWNSHIP | 8234 | 7.48 | Residential | Behind the Meter | Yes | Zenergy Solar, LLC | AC Electric |  | Accepted | 2025-05-02 | 2025-06-02 | 2026-06-02 | Solar Panels | Silfab | SIL-440 QD |  | 0.44 | 6 | 210 | 35 |  | Fixed | Roof
NJADRE1559563706 | Administratively Determined Incentive Program | EGG HARBOR TOWNSHIP | 8234 | 7.48 | Residential | Behind the Meter | Yes | Zenergy Solar, LLC | AC Electric |  | Accepted | 2025-05-02 | 2025-06-02 | 2026-06-02 | Solar Panels | Silfab | SIL-440 QD |  | 0.44 | 4 | 120 | 8 |  | Fixed | Roof
NJADRE1559563706 | Administratively Determined Incentive Program | EGG HARBOR TOWNSHIP | 8234 | 7.48 | Residential | Behind the Meter | Yes | Zenergy Solar, LLC | AC Electric |  | Accepted | 2025-05-02 | 2025-06-02 | 2026-06-02 | Inverters | Enphase Energy | IQ8PLUS-72-M-US | 290 |  | 17 |  |  | 0.99 |  | Outdoor
NJADRE1559563723 | Administratively Determined Incentive Program | Clifton | 7011 | 6.88 | Residential | Behind the Meter | Yes | Pro Custom dba Momentum Solar | PSE&G |  | Accepted | 2025-05-06 | 2025-06-04 | 2026-06-04 | Solar Panels | HANWHA | Q.TRON BLK M-G2+430 |  | 0.43 | 4 | 77 | 28 |  | Fixed | Roof
NJADRE1559563723 | Administratively Determined Incentive Program | Clifton | 7011 | 6.88 | Residential | Behind the Meter | Yes | Pro Custom dba Momentum Solar | PSE&G |  | Accepted | 2025-05-06 | 2025-06-04 | 2026-06-04 | Solar Panels | HANWHA | Q.TRON BLK M-G2+430 |  | 0.43 | 12 | 166 | 9 |  | Fixed | Roof
NJADRE1559563723 | Administratively Determined Incentive Program | Clifton | 7011 | 6.88 | Residential | Behind the Meter | Yes | Pro Custom dba Momentum Solar | PSE&G |  | Accepted | 2025-05-06 | 2025-06-04 | 2026-06-04 | Inverters | ENPHASE | IQ8HC-72-M-DOM-US | 380 |  | 16 |  |  | 0.97 |  | Outdoor
NJADRE1559563740 | Administratively Determined Incentive Program | WALDWICK BORO | 7463 | 12.3 | Residential | Behind the Meter | Yes | Sunrun Installation Services, Inc. | PSE&G |  | Accepted | 2025-05-02 | 2025-05-30 | 2026-05-30 | Solar Panels | Hanwha Q-Cells | Q.PEAK DUO BLK ML-G10+ 410 |  | 0.41 | 10 | 178 | 39 |  | Fixed | Roof
NJADRE1559563740 | Administratively Determined Incentive Program | WALDWICK BORO | 7463 | 12.3 | Residential | Behind the Meter | Yes | Sunrun Installation Services, Inc. | PSE&G |  | Accepted | 2025-05-02 | 2025-05-30 | 2026-05-30 | Solar Panels | Hanwha Q-Cells | Q.PEAK DUO BLK ML-G10+ 410 |  | 0.41 | 4 | 268 | 25 |  | Fixed | Roof
NJADRE1559563740 | Administratively Determined Incentive Program | WALDWICK BORO | 7463 | 12.3 | Residential | Behind the Meter | Yes | Sunrun Installation Services, Inc. | PSE&G |  | Accepted | 2025-05-02 | 2025-05-30 | 2026-05-30 | Solar Panels | Hanwha Q-Cells | Q.PEAK DUO BLK ML-G10+ 410 |  | 0.41 | 12 | 358 | 42 |  | Fixed | Roof
NJADRE1559563740 | Administratively Determined Incentive Program | WALDWICK BORO | 7463 | 12.3 | Residential | Behind the Meter | Yes | Sunrun Installation Services, Inc. | PSE&G |  | Accepted | 2025-05-02 | 2025-05-30 | 2026-05-30 | Inverters | SolarEdge Technologies | SE10000H-USMN | 10000 |  | 1 |  |  | 0.99 |  | Outdoor | Next to meter
NJADRE1559563740 | Administratively Determined Incentive Program | WALDWICK BORO | 7463 | 12.3 | Residential | Behind the Meter | Yes | Sunrun Installation Services, Inc. | PSE&G |  | Accepted | 2025-05-02 | 2025-05-30 | 2026-05-30 | Solar Panels | Hanwha Q-Cells | Q.PEAK DUO BLK ML-G10+ 410 |  | 0.41 | 4 | 86 | 26 |  | Fixed | Roof
NJADRE1559563743 | Administratively Determined Incentive Program | EGG HARBOR TOWNSHIP | 8234 | 7.48 | Residential | Behind the Meter | Yes | Zenergy Solar, LLC | AC Electric |  | Accepted | 2025-05-02 | 2025-05-30 | 2026-05-30 | Inverters | Enphase Energy | IQ8PLUS-72-M-US | 290 |  | 17 |  |  | 0.99 |  | Outdoor
NJADRE1559563743 | Administratively Determined Incentive Program | EGG HARBOR TOWNSHIP | 8234 | 7.48 | Residential | Behind the Meter | Yes | Zenergy Solar, LLC | AC Electric |  | Accepted | 2025-05-02 | 2025-05-30 | 2026-05-30 | Solar Panels | Silfab | SIL-440 QD |  | 0.44 | 17 | 280 | 20 |  | Fixed | Roof
NJADRE1559564638 | Administratively Determined Incentive Program | Paramus | 7652 | 8.51 | Residential | Behind the Meter | Yes | Sunrun Installation Services, Inc. | PSE&G |  | Accepted | 2025-05-02 | 2025-05-30 | 2026-05-30 | Solar Panels | JA Solar | JAM54S31-405/MR |  | 0.405 | 9 | 194 | 34 |  | Fixed | Roof
NJADRE1559564638 | Administratively Determined Incentive Program | Paramus | 7652 | 8.51 | Residential | Behind the Meter | Yes | Sunrun Installation Services, Inc. | PSE&G |  | Accepted | 2025-05-02 | 2025-05-30 | 2026-05-30 | Solar Panels | JA Solar | JAM54S31-405/MR |  | 0.405 | 12 | 194 | 34 |  | Fixed | Roof
NJADRE1559564638 | Administratively Determined Incentive Program | Paramus | 7652 | 8.51 | Residential | Behind the Meter | Yes | Sunrun Installation Services, Inc. | PSE&G |  | Accepted | 2025-05-02 | 2025-05-30 | 2026-05-30 | Inverters | SolarEdge Technologies | SE5700H-USMN | 5760 |  | 1 |  |  | 0.99 |  | Outdoor | Next to meter
NJADRE1559584265 | Administratively Determined Incentive Program | PATERSON | 7502 | 10.22 | Residential | Behind the Meter | No | SunnyMac, LLC | PSE&G |  | Accepted | 2025-05-03 | 2025-05-30 | 2026-05-30 | Solar Panels | REC Solar | REC365NP2 Black |  | 0.365 | 6 | 319 | 31 |  | Fixed | Roof
NJADRE1559584265 | Administratively Determined Incentive Program | PATERSON | 7502 | 10.22 | Residential | Behind the Meter | No | SunnyMac, LLC | PSE&G |  | Accepted | 2025-05-03 | 2025-05-30 | 2026-05-30 | Meters | SolarEdge Technologies Inc. | SolarEdge Built-in Consumption Monitor (BEI4, BNI4, BNC |  |  | 1 |  |  |  | Yes | Outdoor
NJADRE1559584265 | Administratively Determined Incentive Program | PATERSON | 7502 | 10.22 | Residential | Behind the Meter | No | SunnyMac, LLC | PSE&G |  | Accepted | 2025-05-03 | 2025-05-30 | 2026-05-30 | Inverters | SolarEdge Technologies Inc. | SE7600H-US000BNI4 | 7600 |  | 1 |  |  | 0.99 |  | Outdoor
NJADRE1559584265 | Administratively Determined Incentive Program | PATERSON | 7502 | 10.22 | Residential | Behind the Meter | No | SunnyMac, LLC | PSE&G |  | Accepted | 2025-05-03 | 2025-05-30 | 2026-05-30 | Solar Panels | REC Solar | REC365NP2 Black |  | 0.365 | 8 | 319 | 25 |  | Fixed | Roof
NJADRE1559584265 | Administratively Determined Incentive Program | PATERSON | 7502 | 10.22 | Residential | Behind the Meter | No | SunnyMac, LLC | PSE&G |  | Accepted | 2025-05-03 | 2025-05-30 | 2026-05-30 | Solar Panels | REC Solar | REC365NP2 Black |  | 0.365 | 7 | 139 | 25 |  | Fixed | Roof
NJADRE1559584265 | Administratively Determined Incentive Program | PATERSON | 7502 | 10.22 | Residential | Behind the Meter | No | SunnyMac, LLC | PSE&G |  | Accepted | 2025-05-03 | 2025-05-30 | 2026-05-30 | Solar Panels | REC Solar | REC365NP2 Black |  | 0.365 | 7 | 139 | 25 |  | Fixed | Roof
NJADRE1559585262 | Administratively Determined Incentive Program | Lumberton | 8048 | 9.13 | Residential | Behind the Meter | No | SunnyMac, LLC | PSE&G |  | Accepted | 2025-05-03 | 2025-06-03 | 2026-06-03 | Solar Panels | Qcells | Q.PEAK DUO BLK-G10+365 |  | 0.365 | 25 | 197 | 28 |  | Fixed | Roof
NJADRE1559585262 | Administratively Determined Incentive Program | Lumberton | 8048 | 9.13 | Residential | Behind the Meter | No | SunnyMac, LLC | PSE&G |  | Accepted | 2025-05-03 | 2025-06-03 | 2026-06-03 | Meters | SolarEdge Technologies Inc. | SolarEdge Built-in Consumption Monitor (BEI4, BNI4, BNC |  |  | 1 |  |  |  | Yes | Outdoor
NJADRE1559585262 | Administratively Determined Incentive Program | Lumberton | 8048 | 9.13 | Residential | Behind the Meter | No | SunnyMac, LLC | PSE&G |  | Accepted | 2025-05-03 | 2025-06-03 | 2026-06-03 | Inverters | SolarEdge Technologies Inc. | SE7600H-US000BNI4 | 7600 |  | 1 |  |  | 0.99 |  | Outdoor
NJADRE1559585270 | Administratively Determined Incentive Program | Sicklerville | 8081 | 6.57 | Residential | Behind the Meter | No | SunnyMac, LLC | AC Electric |  | Accepted | 2025-05-03 | 2025-06-02 | 2026-06-02 | Inverters | SolarEdge Technologies Inc. | SE6000H-US000BEI4 | 6000 |  | 1 |  |  | 0.99 |  | Outdoor
NJADRE1559585270 | Administratively Determined Incentive Program | Sicklerville | 8081 | 6.57 | Residential | Behind the Meter | No | SunnyMac, LLC | AC Electric |  | Accepted | 2025-05-03 | 2025-06-02 | 2026-06-02 | Meters | SolarEdge Technologies Inc. | SolarEdge Built-in Consumption Monitor (BEI4, BNI4, BNC |  |  | 1 |  |  |  | Yes | Outdoor
NJADRE1559585270 | Administratively Determined Incentive Program | Sicklerville | 8081 | 6.57 | Residential | Behind the Meter | No | SunnyMac, LLC | AC Electric |  | Accepted | 2025-05-03 | 2025-06-02 | 2026-06-02 | Solar Panels | Qcells | Q.PEAK DUO BLK-G10+365 |  | 0.365 | 5 | 221 | 20 |  | Fixed | Roof
NJADRE1559585270 | Administratively Determined Incentive Program | Sicklerville | 8081 | 6.57 | Residential | Behind the Meter | No | SunnyMac, LLC | AC Electric |  | Accepted | 2025-05-03 | 2025-06-02 | 2026-06-02 | Solar Panels | Qcells | Q.PEAK DUO BLK-G10+365 |  | 0.365 | 13 | 221 | 31 |  | Fixed | Roof
NJADRE1559585360 | Administratively Determined Incentive Program | Stratford | 8084 | 11.32 | Residential | Behind the Meter | No | SunnyMac, LLC | AC Electric |  | Accepted | 2025-05-03 | 2025-06-02 | 2026-06-02 | Solar Panels | Qcells | Q.PEAK DUO BLK-G10+365 |  | 0.365 | 11 | 117 | 23 |  | Fixed | Roof
NJADRE1559585360 | Administratively Determined Incentive Program | Stratford | 8084 | 11.32 | Residential | Behind the Meter | No | SunnyMac, LLC | AC Electric |  | Accepted | 2025-05-03 | 2025-06-02 | 2026-06-02 | Meters | SolarEdge Technologies Inc. | SolarEdge Built-in Consumption Monitor (BEI4, BNI4, BNC |  |  | 1 |  |  |  | Yes | Outdoor
NJADRE1559585360 | Administratively Determined Incentive Program | Stratford | 8084 | 11.32 | Residential | Behind the Meter | No | SunnyMac, LLC | AC Electric |  | Accepted | 2025-05-03 | 2025-06-02 | 2026-06-02 | Inverters | SolarEdge Technologies Inc. | SE7600H-US000BNI4 | 7600 |  | 1 |  |  | 0.99 |  | Outdoor
NJADRE1559585360 | Administratively Determined Incentive Program | Stratford | 8084 | 11.32 | Residential | Behind the Meter | No | SunnyMac, LLC | AC Electric |  | Accepted | 2025-05-03 | 2025-06-02 | 2026-06-02 | Solar Panels | Qcells | Q.PEAK DUO BLK-G10+365 |  | 0.365 | 20 | 297 | 23 |  | Fixed | Roof
NJADRE1559585369 | Administratively Determined Incentive Program | Plainsboro | 8536 | 13.83 | Residential | Behind the Meter | No | SunnyMac, LLC | PSE&G |  | Accepted | 2025-05-03 | 2025-06-03 | 2026-06-03 | Solar Panels | JA Solar | JAM54S31-395/MR |  | 0.395 | 21 | 143 | 27 |  | Fixed | Roof
NJADRE1559585369 | Administratively Determined Incentive Program | Plainsboro | 8536 | 13.83 | Residential | Behind the Meter | No | SunnyMac, LLC | PSE&G |  | Accepted | 2025-05-03 | 2025-06-03 | 2026-06-03 | Meters | SolarEdge Technologies Inc. | SE11400H-US000BEI4 (Inverter, w/CAT5e) |  |  | 1 |  |  |  | Yes | Outdoor
NJADRE1559585369 | Administratively Determined Incentive Program | Plainsboro | 8536 | 13.83 | Residential | Behind the Meter | No | SunnyMac, LLC | PSE&G |  | Accepted | 2025-05-03 | 2025-06-03 | 2026-06-03 | Solar Panels | JA Solar | JAM54S31-395/MR |  | 0.395 | 14 | 143 | 27 |  | Fixed | Roof
NJADRE1559585369 | Administratively Determined Incentive Program | Plainsboro | 8536 | 13.83 | Residential | Behind the Meter | No | SunnyMac, LLC | PSE&G |  | Accepted | 2025-05-03 | 2025-06-03 | 2026-06-03 | Inverters | SolarEdge Technologies Inc. | SE11400H-US000BEI4 (Inverter, w/CAT5e) | 11400 |  | 1 |  |  | 0.99 |  | Outdoor
NJADRE1559585543 | Administratively Determined Incentive Program | NORTHFIELD | 8225 | 7.67 | Residential | Behind the Meter | No | SunnyMac, LLC | AC Electric |  | Accepted | 2025-05-03 | 2025-06-11 | 2026-06-11 | Inverters | SolarEdge Technologies Inc. | SE6000H-US000BNI4 (Inverter) | 6000 |  | 1 |  |  | 0.99 |  | Outdoor
NJADRE1559585543 | Administratively Determined Incentive Program | NORTHFIELD | 8225 | 7.67 | Residential | Behind the Meter | No | SunnyMac, LLC | AC Electric |  | Accepted | 2025-05-03 | 2025-06-11 | 2026-06-11 | Meters | SolarEdge Technologies Inc. | SE6000H-US000BNI4 (Inverter) |  |  | 1 |  |  |  | Yes | Outdoor
NJADRE1559585543 | Administratively Determined Incentive Program | NORTHFIELD | 8225 | 7.67 | Residential | Behind the Meter | No | SunnyMac, LLC | AC Electric |  | Accepted | 2025-05-03 | 2025-06-11 | 2026-06-11 | Solar Panels | Hanwha Q Cells | Q.PEAK DUO BLK-G10+365 |  | 0.365 | 14 | 224 | 40 |  | Fixed | Roof
NJADRE1559585543 | Administratively Determined Incentive Program | NORTHFIELD | 8225 | 7.67 | Residential | Behind the Meter | No | SunnyMac, LLC | AC Electric |  | Accepted | 2025-05-03 | 2025-06-11 | 2026-06-11 | Solar Panels | Hanwha Q Cells | Q.PEAK DUO BLK-G10+365 |  | 0.365 | 7 | 44 | 40 |  | Fixed | Roof
NJADRE1559585556 | Administratively Determined Incentive Program | MOUNT LAUREL | 8054 | 9.13 | Residential | Behind the Meter | Yes | SunnyMac, LLC | PSE&G |  | Accepted | 2025-05-03 | 2025-06-02 | 2026-06-02 | Meters | SolarEdge Technologies Inc. | SE7600H-US000BNI4 (Inverter) |  |  | 1 |  |  |  | Yes | Outdoor
NJADRE1559585556 | Administratively Determined Incentive Program | MOUNT LAUREL | 8054 | 9.13 | Residential | Behind the Meter | Yes | SunnyMac, LLC | PSE&G |  | Accepted | 2025-05-03 | 2025-06-02 | 2026-06-02 | Solar Panels | Hanwha Q Cells | Q.PEAK DUO BLK-G10+365 |  | 0.365 | 25 | 188 | 19 |  | Fixed | Roof
NJADRE1559585556 | Administratively Determined Incentive Program | MOUNT LAUREL | 8054 | 9.13 | Residential | Behind the Meter | Yes | SunnyMac, LLC | PSE&G |  | Accepted | 2025-05-03 | 2025-06-02 | 2026-06-02 | Inverters | SolarEdge Technologies Inc. | SE7600H-US000BNI4 (Inverter) | 7600 |  | 1 |  |  | 0.99 |  | Outdoor
NJADRE1559586414 | Administratively Determined Incentive Program | West Orange | 7052 | 9.2 | Residential | Behind the Meter | No | Suntuity Solar, LLC | PSE&G |  | Accepted | 2025-05-04 | 2025-06-02 | 2026-06-02 | Inverters | Enphase Energy Inc | IQ8PLUS-72-2-US | 290 |  | 23 |  |  | 0.99 |  | Outdoor
NJADRE1559586414 | Administratively Determined Incentive Program | West Orange | 7052 | 9.2 | Residential | Behind the Meter | No | Suntuity Solar, LLC | PSE&G |  | Accepted | 2025-05-04 | 2025-06-02 | 2026-06-02 | Solar Panels | Hyperion Solar | HY-DH108P8 400W(B) |  | 0.4 | 2 | 319 | 26 |  | Fixed | Roof
NJADRE1559586414 | Administratively Determined Incentive Program | West Orange | 7052 | 9.2 | Residential | Behind the Meter | No | Suntuity Solar, LLC | PSE&G |  | Accepted | 2025-05-04 | 2025-06-02 | 2026-06-02 | Solar Panels | Hyperion Solar | HY-DH108P8 400W(B) |  | 0.4 | 12 | 139 | 36 |  | Fixed | Roof
NJADRE1559586414 | Administratively Determined Incentive Program | West Orange | 7052 | 9.2 | Residential | Behind the Meter | No | Suntuity Solar, LLC | PSE&G |  | Accepted | 2025-05-04 | 2025-06-02 | 2026-06-02 | Meters | Enphase Energy Inc | X-IQ-AM1-240-4 |  |  | 1 |  |  |  | Yes | Outdoor
NJADRE1559586414 | Administratively Determined Incentive Program | West Orange | 7052 | 9.2 | Residential | Behind the Meter | No | Suntuity Solar, LLC | PSE&G |  | Accepted | 2025-05-04 | 2025-06-02 | 2026-06-02 | Solar Panels | Hyperion Solar | HY-DH108P8 400W(B) |  | 0.4 | 7 | 319 | 36 |  | Fixed | Roof
NJADRE1559586414 | Administratively Determined Incentive Program | West Orange | 7052 | 9.2 | Residential | Behind the Meter | No | Suntuity Solar, LLC | PSE&G |  | Accepted | 2025-05-04 | 2025-06-02 | 2026-06-02 | Solar Panels | Hyperion Solar | HY-DH108P8 400W(B) |  | 0.4 | 2 | 139 | 26 |  | Fixed | Roof
NJADRE1559586601 | Administratively Determined Incentive Program | Ocean View | 8230 | 6.02 | Residential | Behind the Meter | No | Sun Up Zero Down, LLC | AC Electric |  | Accepted | 2025-05-04 | 2025-06-05 | 2026-06-05 | Solar Panels | TRINA | SEG-430-BTD-BG |  | 0.43 | 14 | 321 | 18 |  | Fixed | Roof
NJADRE1559586601 | Administratively Determined Incentive Program | Ocean View | 8230 | 6.02 | Residential | Behind the Meter | No | Sun Up Zero Down, LLC | AC Electric |  | Accepted | 2025-05-04 | 2025-06-05 | 2026-06-05 | Inverters | Enphase | IQ8PLUS-72-2-US | 290 |  | 14 |  |  | 0.976 |  | Outdoor
NJADRE1559586601 | Administratively Determined Incentive Program | Ocean View | 8230 | 6.02 | Residential | Behind the Meter | No | Sun Up Zero Down, LLC | AC Electric |  | Accepted | 2025-05-04 | 2025-06-05 | 2026-06-05 | Meters | Enphase | TBD |  |  | 1 |  |  |  | Yes | Outdoor
NJADRE1559586888 | Administratively Determined Incentive Program | MORRIS PLAINS | 7950 | 4.1 | Residential | Behind the Meter | Yes | Trinity Solar, LLC | JCP&L |  | Accepted | 2025-05-05 | 2025-06-02 | 2026-06-02 | Solar Panels | HANWHA | Q.PEAK DUO BLK ML-G10+ 410 |  | 0.41 | 10 | 128 | 27 |  | Fixed | Roof
NJADRE1559586888 | Administratively Determined Incentive Program | MORRIS PLAINS | 7950 | 4.1 | Residential | Behind the Meter | Yes | Trinity Solar, LLC | JCP&L |  | Accepted | 2025-05-05 | 2025-06-02 | 2026-06-02 | Inverters | Solar Edge | SE3800H-US | 3800 |  | 1 |  |  | 0.97 |  | Outside
NJADRE1559586892 | Administratively Determined Incentive Program | Pine Hill | 8021 | 7.29 | Residential | Behind the Meter | Yes | Sunrun Installation Services, Inc. | AC Electric |  | Accepted | 2025-05-05 | 2025-06-02 | 2026-06-02 | Inverters | SolarEdge Technologies | SE7600H-USMN | 7600 |  | 1 |  |  | 0.99 |  | Outdoor
NJADRE1559586892 | Administratively Determined Incentive Program | Pine Hill | 8021 | 7.29 | Residential | Behind the Meter | Yes | Sunrun Installation Services, Inc. | AC Electric |  | Accepted | 2025-05-05 | 2025-06-02 | 2026-06-02 | Solar Panels | JA Solar | JAM54S31-405/MR |  | 0.405 | 18 | 132 | 20 |  | Fixed | Roof
NJADRE1559586893 | Administratively Determined Incentive Program | MOUNT ARLINGTON | 7856 | 5.33 | Residential | Behind the Meter | Yes | Sunrun Installation Services, Inc. | JCP&L |  | Accepted | 2025-05-05 | 2025-06-02 | 2026-06-02 | Solar Panels | HANWHA Q-CELLS | Q.PEAK DUO BLK ML-G10+ 410 |  | 0.41 | 5 | 73 | 24 |  | Fixed | Roof
NJADRE1559586893 | Administratively Determined Incentive Program | MOUNT ARLINGTON | 7856 | 5.33 | Residential | Behind the Meter | Yes | Sunrun Installation Services, Inc. | JCP&L |  | Accepted | 2025-05-05 | 2025-06-02 | 2026-06-02 | Inverters | SOLAREDGE TECHNOLOGIES | SE3800H-USMN | 3800 |  | 1 |  |  | 0.99 |  | Outdoor
NJADRE1559586893 | Administratively Determined Incentive Program | MOUNT ARLINGTON | 7856 | 5.33 | Residential | Behind the Meter | Yes | Sunrun Installation Services, Inc. | JCP&L |  | Accepted | 2025-05-05 | 2025-06-02 | 2026-06-02 | Solar Panels | HANWHA Q-CELLS | Q.PEAK DUO BLK ML-G10+ 410 |  | 0.41 | 8 | 252 | 9 |  | Fixed | Roof
NJADRE1559586895 | Administratively Determined Incentive Program | BEACHWOOD | 8722 | 12.04 | Residential | Behind the Meter | No | EMT Renewables, LLC | JCP&L |  | Accepted | 2025-05-05 | 2025-06-02 | 2026-06-02 | Inverters | ENPHASE | IQ8+ | 290 |  | 28 |  |  | 0.98 |  | Other | UNDER EACH PANEL
NJADRE1559586895 | Administratively Determined Incentive Program | BEACHWOOD | 8722 | 12.04 | Residential | Behind the Meter | No | EMT Renewables, LLC | JCP&L |  | Accepted | 2025-05-05 | 2025-06-02 | 2026-06-02 | Solar Panels | Q CELLS | Q TRON |  | 0.43 | 8 | 125 | 18 |  | Fixed | Roof
NJADRE1559586895 | Administratively Determined Incentive Program | BEACHWOOD | 8722 | 12.04 | Residential | Behind the Meter | No | EMT Renewables, LLC | JCP&L |  | Accepted | 2025-05-05 | 2025-06-02 | 2026-06-02 | Solar Panels | Q CELLS | Q TRON |  | 0.43 | 9 | 305 | 17 |  | Fixed | Roof
NJADRE1559586895 | Administratively Determined Incentive Program | BEACHWOOD | 8722 | 12.04 | Residential | Behind the Meter | No | EMT Renewables, LLC | JCP&L |  | Accepted | 2025-05-05 | 2025-06-02 | 2026-06-02 | Solar Panels | Q CELLS | Q TRON |  | 0.43 | 11 | 125 | 17 |  | Fixed | Roof
NJADRE1559586900 | Administratively Determined Incentive Program | DEPTFORD TOWNSHIP | 8096 | 18.7 | Residential | Behind the Meter | Yes | Whitman Construction, LLC | PSE&G |  | Accepted | 2025-05-05 | 2025-06-04 | 2026-06-04 | Solar Panels | Jinko Solar | JKM425N-54HL4-B |  | 0.425 | 2 | 54 | 9 |  | Fixed | Roof
NJADRE1559586900 | Administratively Determined Incentive Program | DEPTFORD TOWNSHIP | 8096 | 18.7 | Residential | Behind the Meter | Yes | Whitman Construction, LLC | PSE&G |  | Accepted | 2025-05-05 | 2025-06-04 | 2026-06-04 | Inverters | ENPHASE | IQ8PLUS-72-2-US | 290 |  | 44 |  |  | 0.975 |  | Outdoor
NJADRE1559586900 | Administratively Determined Incentive Program | DEPTFORD TOWNSHIP | 8096 | 18.7 | Residential | Behind the Meter | Yes | Whitman Construction, LLC | PSE&G |  | Accepted | 2025-05-05 | 2025-06-04 | 2026-06-04 | Solar Panels | Jinko Solar | JKM425N-54HL4-B |  | 0.425 | 21 | 144 | 23 |  | Fixed | Roof
NJADRE1559586900 | Administratively Determined Incentive Program | DEPTFORD TOWNSHIP | 8096 | 18.7 | Residential | Behind the Meter | Yes | Whitman Construction, LLC | PSE&G |  | Accepted | 2025-05-05 | 2025-06-04 | 2026-06-04 | Solar Panels | Jinko Solar | JKM425N-54HL4-B |  | 0.425 | 13 | 144 | 15 |  | Fixed | Roof
NJADRE1559586900 | Administratively Determined Incentive Program | DEPTFORD TOWNSHIP | 8096 | 18.7 | Residential | Behind the Meter | Yes | Whitman Construction, LLC | PSE&G |  | Accepted | 2025-05-05 | 2025-06-04 | 2026-06-04 | Solar Panels | Jinko Solar | JKM425N-54HL4-B |  | 0.425 | 6 | 324 | 15 |  | Fixed | Roof
NJADRE1559586900 | Administratively Determined Incentive Program | DEPTFORD TOWNSHIP | 8096 | 18.7 | Residential | Behind the Meter | Yes | Whitman Construction, LLC | PSE&G |  | Accepted | 2025-05-05 | 2025-06-04 | 2026-06-04 | Solar Panels | Jinko Solar | JKM425N-54HL4-B |  | 0.425 | 2 | 234 | 9 |  | Fixed | Roof
NJADRE1559586905 | Administratively Determined Incentive Program | ABSECON | 8201 | 8.1 | Residential | Behind the Meter | Yes | Sunrun Installation Services, Inc. | AC Electric |  | Accepted | 2025-05-05 | 2025-06-02 | 2026-06-02 | Solar Panels | JA SOLAR | JAM54S31-405/MR |  | 0.405 | 4 | 292 | 21 |  | Fixed | Roof
NJADRE1559586905 | Administratively Determined Incentive Program | ABSECON | 8201 | 8.1 | Residential | Behind the Meter | Yes | Sunrun Installation Services, Inc. | AC Electric |  | Accepted | 2025-05-05 | 2025-06-02 | 2026-06-02 | Inverters | SOLAREDGE TECHNOLOGIES | SE5700H-USMN | 5760 |  | 1 |  |  | 0.99 |  | Outside
NJADRE1559586905 | Administratively Determined Incentive Program | ABSECON | 8201 | 8.1 | Residential | Behind the Meter | Yes | Sunrun Installation Services, Inc. | AC Electric |  | Accepted | 2025-05-05 | 2025-06-02 | 2026-06-02 | Solar Panels | JA SOLAR | JAM54S31-405/MR |  | 0.405 | 16 | 112 | 24 |  | Fixed | Roof
NJADRE1559586911 | Administratively Determined Incentive Program | Bogota | 7603 | 4.1 | Residential | Behind the Meter | Yes | Trinity Solar, LLC | PSE&G |  | Accepted | 2025-05-05 | 2025-06-04 | 2026-06-04 | Solar Panels | Hanwha | HANWHA 410 (Q.PEAK DUO BLK ML-G10+ 410) |  | 0.41 | 10 | 99 | 45 |  | Fixed | Roof
NJADRE1559586911 | Administratively Determined Incentive Program | Bogota | 7603 | 4.1 | Residential | Behind the Meter | Yes | Trinity Solar, LLC | PSE&G |  | Accepted | 2025-05-05 | 2025-06-04 | 2026-06-04 | Inverters | Solar Edge | USE3800H-USMNBL75 | 3800 |  | 1 |  |  | 0.97 |  | Outdoor
NJADRE1559586912 | Administratively Determined Incentive Program | LINCOLN PARK | 7035 | 8.6 | Residential | Behind the Meter | No | EMT Renewables, LLC | JCP&L |  | Accepted | 2025-05-05 | 2025-06-02 | 2026-06-02 | Inverters | ENPHASE | IQ8+ | 290 |  | 20 |  |  | 0.98 |  | Other | UNDER EACH PANEL
NJADRE1559586912 | Administratively Determined Incentive Program | LINCOLN PARK | 7035 | 8.6 | Residential | Behind the Meter | No | EMT Renewables, LLC | JCP&L |  | Accepted | 2025-05-05 | 2025-06-02 | 2026-06-02 | Solar Panels | Q CELLS | Q TRON |  | 0.43 | 6 | 352 | 11 |  | Fixed | Roof
NJADRE1559586912 | Administratively Determined Incentive Program | LINCOLN PARK | 7035 | 8.6 | Residential | Behind the Meter | No | EMT Renewables, LLC | JCP&L |  | Accepted | 2025-05-05 | 2025-06-02 | 2026-06-02 | Solar Panels | Q CELLS | Q TRON |  | 0.43 | 9 | 172 | 16 |  | Fixed | Roof
NJADRE1559586912 | Administratively Determined Incentive Program | LINCOLN PARK | 7035 | 8.6 | Residential | Behind the Meter | No | EMT Renewables, LLC | JCP&L |  | Accepted | 2025-05-05 | 2025-06-02 | 2026-06-02 | Solar Panels | Q CELLS | Q TRON |  | 0.43 | 5 | 352 | 16 |  | Fixed | Roof
NJADRE1559586926 | Administratively Determined Incentive Program | GLASSBORO | 8028 | 7.31 | Residential | Behind the Meter | No | EMT Renewables, LLC | AC Electric |  | Accepted | 2025-05-05 | 2025-06-17 | 2026-06-17 | Inverters | ENPHASE | IQ8+ | 290 |  | 17 |  |  | 0.98 |  | Other | UNDER EACH PANEL
NJADRE1559586926 | Administratively Determined Incentive Program | GLASSBORO | 8028 | 7.31 | Residential | Behind the Meter | No | EMT Renewables, LLC | AC Electric |  | Accepted | 2025-05-05 | 2025-06-17 | 2026-06-17 | Solar Panels | Q CELLS | Q TRON |  | 0.43 | 12 | 176 | 18 |  | Fixed | Roof
NJADRE1559586926 | Administratively Determined Incentive Program | GLASSBORO | 8028 | 7.31 | Residential | Behind the Meter | No | EMT Renewables, LLC | AC Electric |  | Accepted | 2025-05-05 | 2025-06-17 | 2026-06-17 | Solar Panels | Q CELLS | Q TRON |  | 0.43 | 5 | 356 | 19 |  | Fixed | Roof
NJADRE1559586927 | Administratively Determined Incentive Program | Hillsborough | 8844 | 13.76 | Residential | Behind the Meter | Yes | Pro Custom dba Momentum Solar | PSE&G |  | Accepted | 2025-05-05 | 2025-06-02 | 2026-06-02 | Solar Panels | HANWHA | Q.TRON BLK M-G2+430 |  | 0.43 | 10 | 107 | 28 |  | Fixed | Roof
NJADRE1559586927 | Administratively Determined Incentive Program | Hillsborough | 8844 | 13.76 | Residential | Behind the Meter | Yes | Pro Custom dba Momentum Solar | PSE&G |  | Accepted | 2025-05-05 | 2025-06-02 | 2026-06-02 | Solar Panels | HANWHA | Q.TRON BLK M-G2+430 |  | 0.43 | 5 | 287 | 15 |  | Fixed | Roof
NJADRE1559586927 | Administratively Determined Incentive Program | Hillsborough | 8844 | 13.76 | Residential | Behind the Meter | Yes | Pro Custom dba Momentum Solar | PSE&G |  | Accepted | 2025-05-05 | 2025-06-02 | 2026-06-02 | Inverters | ENPHASE | IQ8HC-72-M-DOM-US | 380 |  | 32 |  |  | 0.97 |  | Outdoor
NJADRE1559586927 | Administratively Determined Incentive Program | Hillsborough | 8844 | 13.76 | Residential | Behind the Meter | Yes | Pro Custom dba Momentum Solar | PSE&G |  | Accepted | 2025-05-05 | 2025-06-02 | 2026-06-02 | Solar Panels | HANWHA | Q.TRON BLK M-G2+430 |  | 0.43 | 9 | 197 | 23 |  | Fixed | Roof
NJADRE1559586927 | Administratively Determined Incentive Program | Hillsborough | 8844 | 13.76 | Residential | Behind the Meter | Yes | Pro Custom dba Momentum Solar | PSE&G |  | Accepted | 2025-05-05 | 2025-06-02 | 2026-06-02 | Solar Panels | HANWHA | Q.TRON BLK M-G2+430 |  | 0.43 | 8 | 17 | 23 |  | Fixed | Roof
NJADRE1559586939 | Administratively Determined Incentive Program | Sicklerville | 8081 | 6.38 | Residential | Behind the Meter | Yes | Integrity Solar & Home Solutions, LLC | AC Electric |  | Accepted | 2025-05-05 | 2025-06-02 | 2026-06-02 | Solar Panels | JINKO | JKM425N-54HL4-B |  | 0.425 | 3 | 218 | 12 |  | Fixed | Roof
NJADRE1559586939 | Administratively Determined Incentive Program | Sicklerville | 8081 | 6.38 | Residential | Behind the Meter | Yes | Integrity Solar & Home Solutions, LLC | AC Electric |  | Accepted | 2025-05-05 | 2025-06-02 | 2026-06-02 | Inverters | ENPHASE | IQ8+ | 290 |  | 15 |  |  | 0.98 |  | Other | UNDER EACH PANEL
NJADRE1559586939 | Administratively Determined Incentive Program | Sicklerville | 8081 | 6.38 | Residential | Behind the Meter | Yes | Integrity Solar & Home Solutions, LLC | AC Electric |  | Accepted | 2025-05-05 | 2025-06-02 | 2026-06-02 | Solar Panels | JINKO | JKM425N-54HL4-B |  | 0.425 | 7 | 128 | 23 |  | Fixed | Roof
NJADRE1559586939 | Administratively Determined Incentive Program | Sicklerville | 8081 | 6.38 | Residential | Behind the Meter | Yes | Integrity Solar & Home Solutions, LLC | AC Electric |  | Accepted | 2025-05-05 | 2025-06-02 | 2026-06-02 | Solar Panels | JINKO | JKM425N-54HL4-B |  | 0.425 | 5 | 218 | 18 |  | Fixed | Roof
NJADRE1559586942 | Administratively Determined Incentive Program | Atlantic City | 8401 | 5.1 | Residential | Behind the Meter | Yes | Whitman Construction, LLC | AC Electric |  | Accepted | 2025-05-05 | 2025-06-04 | 2026-06-04 | Solar Panels | Jinko Solar | JKM425N-54HL4-B |  | 0.425 | 4 | 332 | 30 |  | Fixed | Roof
NJADRE1559586942 | Administratively Determined Incentive Program | Atlantic City | 8401 | 5.1 | Residential | Behind the Meter | Yes | Whitman Construction, LLC | AC Electric |  | Accepted | 2025-05-05 | 2025-06-04 | 2026-06-04 | Solar Panels | Jinko Solar | JKM425N-54HL4-B |  | 0.425 | 4 | 152 | 30 |  | Fixed | Roof
NJADRE1559586942 | Administratively Determined Incentive Program | Atlantic City | 8401 | 5.1 | Residential | Behind the Meter | Yes | Whitman Construction, LLC | AC Electric |  | Accepted | 2025-05-05 | 2025-06-04 | 2026-06-04 | Solar Panels | Jinko Solar | JKM425N-54HL4-B |  | 0.425 | 2 | 152 | 16 |  | Fixed | Roof
NJADRE1559586942 | Administratively Determined Incentive Program | Atlantic City | 8401 | 5.1 | Residential | Behind the Meter | Yes | Whitman Construction, LLC | AC Electric |  | Accepted | 2025-05-05 | 2025-06-04 | 2026-06-04 | Solar Panels | Jinko Solar | JKM425N-54HL4-B |  | 0.425 | 2 | 332 | 16 |  | Fixed | Roof
NJADRE1559586942 | Administratively Determined Incentive Program | Atlantic City | 8401 | 5.1 | Residential | Behind the Meter | Yes | Whitman Construction, LLC | AC Electric |  | Accepted | 2025-05-05 | 2025-06-04 | 2026-06-04 | Inverters | ENPHASE | IQ8PLUS-72-2-US | 290 |  | 12 |  |  | 0.975 |  | Outdoor
NJADRE1559586945 | Administratively Determined Incentive Program | Camden | 8104 | 9.78 | Residential | Behind the Meter | Yes | Power Energy Solutions, LLC | PSE&G |  | Accepted | 2025-05-05 | 2025-06-02 | 2026-06-02 | Solar Panels | Trina Solar | TSM-425NE09RC.05 |  | 0.425 | 23 | 174 | 1 |  | Fixed | Roof
NJADRE1559586945 | Administratively Determined Incentive Program | Camden | 8104 | 9.78 | Residential | Behind the Meter | Yes | Power Energy Solutions, LLC | PSE&G |  | Accepted | 2025-05-05 | 2025-06-02 | 2026-06-02 | Inverters | SolarEdge | SE5700H-US | 6 |  | 1 |  |  | 0.97 |  | Outdoor
NJADRE1559586955 | Administratively Determined Incentive Program | Lake Hiawatha | 7034 | 7.31 | Residential | Behind the Meter | No | EMT Renewables, LLC | JCP&L |  | Accepted | 2025-05-05 | 2025-06-02 | 2026-06-02 | Solar Panels | Q CELLS | Q TRON |  | 0.43 | 17 | 185 | 28 |  | Fixed | Roof
NJADRE1559586955 | Administratively Determined Incentive Program | Lake Hiawatha | 7034 | 7.31 | Residential | Behind the Meter | No | EMT Renewables, LLC | JCP&L |  | Accepted | 2025-05-05 | 2025-06-02 | 2026-06-02 | Inverters | ENPHASE | IQ8+ | 290 |  | 17 |  |  | 0.98 |  | Other | UNDER EACH PANEL
NJADRE1559586962 | Administratively Determined Incentive Program | Wayne | 7470 | 12.71 | Residential | Behind the Meter | Yes | Sunrun Installation Services, Inc. | PSE&G |  | Accepted | 2025-05-05 | 2025-06-02 | 2026-06-02 | Solar Panels | HANWHA Q-CELLS | Q.PEAK DUO BLK ML-G10+ 410 |  | 0.41 | 13 | 27 | 21 |  | Fixed | Roof
NJADRE1559586962 | Administratively Determined Incentive Program | Wayne | 7470 | 12.71 | Residential | Behind the Meter | Yes | Sunrun Installation Services, Inc. | PSE&G |  | Accepted | 2025-05-05 | 2025-06-02 | 2026-06-02 | Inverters | Tesla | POWERWALL 3 1707000-XX-Y | 11500 |  | 1 |  |  | 0.97 |  | Outdoor
NJADRE1559586962 | Administratively Determined Incentive Program | Wayne | 7470 | 12.71 | Residential | Behind the Meter | Yes | Sunrun Installation Services, Inc. | PSE&G |  | Accepted | 2025-05-05 | 2025-06-02 | 2026-06-02 | Solar Panels | HANWHA Q-CELLS | Q.PEAK DUO BLK ML-G10+ 410 |  | 0.41 | 18 | 207 | 20 |  | Fixed | Roof
NJADRE1559586962 | Administratively Determined Incentive Program | Wayne | 7470 | 12.71 | Residential | Behind the Meter | Yes | Sunrun Installation Services, Inc. | PSE&G |  | Accepted | 2025-05-05 | 2025-06-02 | 2026-06-02 | Electric Storage Battery | Tesla | POWERWALL 3 1707000-XX-Y |  |  | 1 |  |  |  | Lithium Ion |  | OUTSIDE
NJADRE1559586964 | Administratively Determined Incentive Program | Irvington | 7111 | 7.74 | Residential | Behind the Meter | No | EMT Renewables, LLC | JCP&L |  | Accepted | 2025-05-05 | 2025-06-03 | 2026-06-03 | Inverters | ENPHASE | IQ8+ | 290 |  | 18 |  |  | 0.98 |  | Other | UNDER EACH PANEL
NJADRE1559586964 | Administratively Determined Incentive Program | Irvington | 7111 | 7.74 | Residential | Behind the Meter | No | EMT Renewables, LLC | JCP&L |  | Accepted | 2025-05-05 | 2025-06-03 | 2026-06-03 | Solar Panels | Q CELLS | Q TRON |  | 0.43 | 12 | 211 | 20 |  | Fixed | Roof
NJADRE1559586964 | Administratively Determined Incentive Program | Irvington | 7111 | 7.74 | Residential | Behind the Meter | No | EMT Renewables, LLC | JCP&L |  | Accepted | 2025-05-05 | 2025-06-03 | 2026-06-03 | Solar Panels | Q CELLS | Q TRON |  | 0.43 | 6 | 31 | 20 |  | Fixed | Roof
NJADRE1559586983 | Administratively Determined Incentive Program | West Caldwell | 7006 | 20.09 | Residential | Behind the Meter | Yes | Pro Custom Solar dba Momentum Solar | PSE&G |  | Accepted | 2025-05-05 | 2025-06-02 | 2026-06-02 | Inverters | ENPHASE | IQ8HC-72-M-DOM-US | 380 |  | 49 |  |  | 0.97 |  | Outdoor
NJADRE1559586983 | Administratively Determined Incentive Program | West Caldwell | 7006 | 20.09 | Residential | Behind the Meter | Yes | Pro Custom Solar dba Momentum Solar | PSE&G |  | Accepted | 2025-05-05 | 2025-06-02 | 2026-06-02 | Solar Panels | HANWHA | Q.PEAK DUO BLK ML-G10+410 |  | 0.41 | 8 | 99 | 34 |  | Fixed | Roof
NJADRE1559586983 | Administratively Determined Incentive Program | West Caldwell | 7006 | 20.09 | Residential | Behind the Meter | Yes | Pro Custom Solar dba Momentum Solar | PSE&G |  | Accepted | 2025-05-05 | 2025-06-02 | 2026-06-02 | Solar Panels | HANWHA | Q.PEAK DUO BLK ML-G10+410 |  | 0.41 | 5 | 99 | 42 |  | Fixed | Roof
NJADRE1559586983 | Administratively Determined Incentive Program | West Caldwell | 7006 | 20.09 | Residential | Behind the Meter | Yes | Pro Custom Solar dba Momentum Solar | PSE&G |  | Accepted | 2025-05-05 | 2025-06-02 | 2026-06-02 | Solar Panels | HANWHA | Q.PEAK DUO BLK ML-G10+410 |  | 0.41 | 16 | 279 | 33 |  | Fixed | Roof
NJADRE1559586983 | Administratively Determined Incentive Program | West Caldwell | 7006 | 20.09 | Residential | Behind the Meter | Yes | Pro Custom Solar dba Momentum Solar | PSE&G |  | Accepted | 2025-05-05 | 2025-06-02 | 2026-06-02 | Solar Panels | HANWHA | Q.PEAK DUO BLK ML-G10+410 |  | 0.41 | 10 | 279 | 42 |  | Fixed | Roof
NJADRE1559586983 | Administratively Determined Incentive Program | West Caldwell | 7006 | 20.09 | Residential | Behind the Meter | Yes | Pro Custom Solar dba Momentum Solar | PSE&G |  | Accepted | 2025-05-05 | 2025-06-02 | 2026-06-02 | Solar Panels | HANWHA | Q.PEAK DUO BLK ML-G10+410 |  | 0.41 | 10 | 9 | 41 |  | Fixed | Roof
NJADRE1559587004 | Administratively Determined Incentive Program | Rio Grande | 8242 | 8.17 | Residential | Behind the Meter | No | EMT Renewables, LLC | AC Electric |  | Accepted | 2025-05-05 | 2025-06-02 | 2026-06-02 | Solar Panels | Q CELLS | Q TRON |  | 0.43 | 3 | 125 | 42 |  | Fixed | Roof
NJADRE1559587004 | Administratively Determined Incentive Program | Rio Grande | 8242 | 8.17 | Residential | Behind the Meter | No | EMT Renewables, LLC | AC Electric |  | Accepted | 2025-05-05 | 2025-06-02 | 2026-06-02 | Solar Panels | Q CELLS | Q TRON |  | 0.43 | 16 | 214 | 34 |  | Fixed | Roof
NJADRE1559587004 | Administratively Determined Incentive Program | Rio Grande | 8242 | 8.17 | Residential | Behind the Meter | No | EMT Renewables, LLC | AC Electric |  | Accepted | 2025-05-05 | 2025-06-02 | 2026-06-02 | Inverters | ENPHASE | IQ8+ | 290 |  | 19 |  |  | 0.98 |  | Other | UNDER EACH PANEL
NJADRE1559587020 | Administratively Determined Incentive Program | Willingboro | 8046 | 3.01 | Residential | Behind the Meter | Yes | Integrity Solar & Home Solutions, LLC | PSE&G |  | Accepted | 2025-05-05 | 2025-06-02 | 2026-06-02 | Inverters | ENPHASE | IQ8HC | 380 |  | 7 |  |  | 0.98 |  | Other | UNDER EACH PANEL
NJADRE1559587020 | Administratively Determined Incentive Program | Willingboro | 8046 | 3.01 | Residential | Behind the Meter | Yes | Integrity Solar & Home Solutions, LLC | PSE&G |  | Accepted | 2025-05-05 | 2025-06-02 | 2026-06-02 | Solar Panels | SEG SOLAR | SEG-430-BTD-BG |  | 0.43 | 7 | 264 | 20 |  | Fixed | Roof
NJADRE1559587046 | Administratively Determined Incentive Program | Deptford | 8096 | 8.6 | Residential | Behind the Meter | Yes | Velocity Energy & Home Solutions, Inc. | PSE&G |  | Accepted | 2025-05-05 | 2025-06-03 | 2026-06-03 | Inverters | enphase | iq8hc | 380 |  | 20 |  |  | 0.99 |  | Outside | BEHIND PANELS
NJADRE1559587046 | Administratively Determined Incentive Program | Deptford | 8096 | 8.6 | Residential | Behind the Meter | Yes | Velocity Energy & Home Solutions, Inc. | PSE&G |  | Accepted | 2025-05-05 | 2025-06-03 | 2026-06-03 | Solar Panels | seg | 430w |  | 0.43 | 20 | 190 | 26 |  | Fixed | Roof
NJADRE1559587050 | Administratively Determined Incentive Program | SICKLERVILLE | 8081 | 8.6 | Residential | Behind the Meter | Yes | Infinity Solar Systems, LLC | AC Electric |  | Accepted | 2025-05-09 | 2025-06-12 | 2026-06-12 | Solar Panels | SEG Solar | SEG-430-BTD-BG |  | 0.43 | 3 | 133 | 22 |  | Fixed | Roof
NJADRE1559587050 | Administratively Determined Incentive Program | SICKLERVILLE | 8081 | 8.6 | Residential | Behind the Meter | Yes | Infinity Solar Systems, LLC | AC Electric |  | Accepted | 2025-05-09 | 2025-06-12 | 2026-06-12 | Inverters | Enphase | IQ8MC-72-M-US | 320 |  | 20 |  |  | 0.97 |  | Outdoor
NJADRE1559587050 | Administratively Determined Incentive Program | SICKLERVILLE | 8081 | 8.6 | Residential | Behind the Meter | Yes | Infinity Solar Systems, LLC | AC Electric |  | Accepted | 2025-05-09 | 2025-06-12 | 2026-06-12 | Solar Panels | SEG Solar | SEG-430-BTD-BG |  | 0.43 | 17 | 133 | 22 |  | Fixed | Roof
NJADRE1559587052 | Administratively Determined Incentive Program | Plainfield | 7063 | 4.3 | Residential | Behind the Meter | Yes | Team Sunshine Construction, LLC | PSE&G |  | Accepted | 2025-05-05 | 2025-06-02 | 2026-06-02 | Meters | SOLAREDGE | 12345 |  |  | 1 |  |  |  | Yes | Outdoor
NJADRE1559587052 | Administratively Determined Incentive Program | Plainfield | 7063 | 4.3 | Residential | Behind the Meter | Yes | Team Sunshine Construction, LLC | PSE&G |  | Accepted | 2025-05-05 | 2025-06-02 | 2026-06-02 | Solar Panels | JINKO SOLAR | JKM430N-54HL4-B |  | 0.43 | 10 | 230 | 35 |  | Fixed | Roof
NJADRE1559587052 | Administratively Determined Incentive Program | Plainfield | 7063 | 4.3 | Residential | Behind the Meter | Yes | Team Sunshine Construction, LLC | PSE&G |  | Accepted | 2025-05-05 | 2025-06-02 | 2026-06-02 | Inverters | SOLAREDGE | SE3800H-US | 4 |  | 1 |  |  | 0.98 |  | Outdoor
NJADRE1559587054 | Administratively Determined Incentive Program | WHITEHOUSE STATION | 8889 | 11.34 | Residential | Behind the Meter | Yes | Sunrun Installation Services, Inc. | JCP&L |  | Accepted | 2025-05-05 | 2025-06-09 | 2026-06-09 | Inverters | SolarEdge Technologies | SE7600H-USMN | 7600 |  | 1 |  |  | 0.99 |  | Outdoor
NJADRE1559587054 | Administratively Determined Incentive Program | WHITEHOUSE STATION | 8889 | 11.34 | Residential | Behind the Meter | Yes | Sunrun Installation Services, Inc. | JCP&L |  | Accepted | 2025-05-05 | 2025-06-09 | 2026-06-09 | Solar Panels | JA Solar | JAM54S31-405/MR |  | 0.405 | 21 | 177 | 18 |  | Fixed | Roof
NJADRE1559587054 | Administratively Determined Incentive Program | WHITEHOUSE STATION | 8889 | 11.34 | Residential | Behind the Meter | Yes | Sunrun Installation Services, Inc. | JCP&L |  | Accepted | 2025-05-05 | 2025-06-09 | 2026-06-09 | Solar Panels | JA Solar | JAM54S31-405/MR |  | 0.405 | 7 | 357 | 18 |  | Fixed | Roof
NJADRE1559587062 | Administratively Determined Incentive Program | EWING | 8638 | 5.67 | Residential | Behind the Meter | Yes | Sunrun Installation Services, Inc. | PSE&G |  | Accepted | 2025-05-12 | 2025-06-09 | 2026-06-09 | Solar Panels | JA Solar | JAM54S31-405/MR |  | 0.405 | 14 | 171 | 24 |  | Fixed | Roof
NJADRE1559587062 | Administratively Determined Incentive Program | EWING | 8638 | 5.67 | Residential | Behind the Meter | Yes | Sunrun Installation Services, Inc. | PSE&G |  | Accepted | 2025-05-12 | 2025-06-09 | 2026-06-09 | Inverters | SolarEdge Technologies | SE3800H-USMN | 3800 |  | 1 |  |  | 0.99 |  | Outdoor | Next to meter
NJADRE1559587067 | Administratively Determined Incentive Program | Ocean View | 8230 | 24.08 | Residential | Behind the Meter | Yes | Pro Custom Solar dba Momentum Solar | AC Electric |  | Accepted | 2025-05-05 | 2025-06-03 | 2026-06-03 | Inverters | ENPHASE | IQ8HC-72-M-DOM-US | 380 |  | 56 |  |  | 0.97 |  | Outdoor
NJADRE1559587067 | Administratively Determined Incentive Program | Ocean View | 8230 | 24.08 | Residential | Behind the Meter | Yes | Pro Custom Solar dba Momentum Solar | AC Electric |  | Accepted | 2025-05-05 | 2025-06-03 | 2026-06-03 | Solar Panels | HANWHA | Q.TRON BLK M-G2+430 |  | 0.43 | 14 | 64 | 8 |  | Fixed | Roof
NJADRE1559587067 | Administratively Determined Incentive Program | Ocean View | 8230 | 24.08 | Residential | Behind the Meter | Yes | Pro Custom Solar dba Momentum Solar | AC Electric |  | Accepted | 2025-05-05 | 2025-06-03 | 2026-06-03 | Solar Panels | HANWHA | Q.TRON BLK M-G2+430 |  | 0.43 | 18 | 244 | 33 |  | Fixed | Roof
NJADRE1559587067 | Administratively Determined Incentive Program | Ocean View | 8230 | 24.08 | Residential | Behind the Meter | Yes | Pro Custom Solar dba Momentum Solar | AC Electric |  | Accepted | 2025-05-05 | 2025-06-03 | 2026-06-03 | Solar Panels | HANWHA | Q.TRON BLK M-G2+430 |  | 0.43 | 4 | 64 | 23 |  | Fixed | Roof
NJADRE1559587067 | Administratively Determined Incentive Program | Ocean View | 8230 | 24.08 | Residential | Behind the Meter | Yes | Pro Custom Solar dba Momentum Solar | AC Electric |  | Accepted | 2025-05-05 | 2025-06-03 | 2026-06-03 | Solar Panels | HANWHA | Q.TRON BLK M-G2+430 |  | 0.43 | 20 | 154 | 25 |  | Fixed | Roof
NJADRE1559587071 | Administratively Determined Incentive Program | Freehold | 7728 | 10.25 | Residential | Behind the Meter | Yes | Trinity Solar, LLC | JCP&L |  | Accepted | 2025-05-05 | 2025-06-02 | 2026-06-02 | Solar Panels | HANWHA 410 (Q.PEAK DUO BLK ML-G10+410) | HANWHA 410 (Q.PEAK DUO BLK ML-G10+410) |  | 0.41 | 8 | 97 | 36 |  | Fixed | Roof
NJADRE1559587071 | Administratively Determined Incentive Program | Freehold | 7728 | 10.25 | Residential | Behind the Meter | Yes | Trinity Solar, LLC | JCP&L |  | Accepted | 2025-05-05 | 2025-06-02 | 2026-06-02 | Inverters | SOLAREDGE | SE7600H-US | 7600 |  | 1 |  |  | 0.97 |  | Outside
NJADRE1559587071 | Administratively Determined Incentive Program | Freehold | 7728 | 10.25 | Residential | Behind the Meter | Yes | Trinity Solar, LLC | JCP&L |  | Accepted | 2025-05-05 | 2025-06-02 | 2026-06-02 | Solar Panels | HANWHA 410 (Q.PEAK DUO BLK ML-G10+410) | HANWHA 410 (Q.PEAK DUO BLK ML-G10+410) |  | 0.41 | 8 | 277 | 36 |  | Fixed | Roof
NJADRE1559587071 | Administratively Determined Incentive Program | Freehold | 7728 | 10.25 | Residential | Behind the Meter | Yes | Trinity Solar, LLC | JCP&L |  | Accepted | 2025-05-05 | 2025-06-02 | 2026-06-02 | Solar Panels | HANWHA 410 (Q.PEAK DUO BLK ML-G10+410) | HANWHA 410 (Q.PEAK DUO BLK ML-G10+410) |  | 0.41 | 2 | 187 | 43 |  | Fixed | Roof
NJADRE1559587071 | Administratively Determined Incentive Program | Freehold | 7728 | 10.25 | Residential | Behind the Meter | Yes | Trinity Solar, LLC | JCP&L |  | Accepted | 2025-05-05 | 2025-06-02 | 2026-06-02 | Solar Panels | HANWHA 410 (Q.PEAK DUO BLK ML-G10+410) | HANWHA 410 (Q.PEAK DUO BLK ML-G10+410) |  | 0.41 | 3 | 97 | 16 |  | Fixed | Roof
NJADRE1559587071 | Administratively Determined Incentive Program | Freehold | 7728 | 10.25 | Residential | Behind the Meter | Yes | Trinity Solar, LLC | JCP&L |  | Accepted | 2025-05-05 | 2025-06-02 | 2026-06-02 | Solar Panels | HANWHA 410 (Q.PEAK DUO BLK ML-G10+410) | HANWHA 410 (Q.PEAK DUO BLK ML-G10+410) |  | 0.41 | 4 | 187 | 16 |  | Fixed | Roof
NJADRE1559587097 | Administratively Determined Incentive Program | Atco | 8004 | 16.15 | Residential | Behind the Meter | Yes | Whitman Construction, LLC | AC Electric |  | Accepted | 2025-05-05 | 2025-06-04 | 2026-06-04 | Solar Panels | Jinko Solar | JKM425N-54HL4-B |  | 0.425 | 22 | 196 | 18 |  | Fixed | Roof
NJADRE1559587097 | Administratively Determined Incentive Program | Atco | 8004 | 16.15 | Residential | Behind the Meter | Yes | Whitman Construction, LLC | AC Electric |  | Accepted | 2025-05-05 | 2025-06-04 | 2026-06-04 | Inverters | ENPHASE | IQ8PLUS-72-2-US | 290 |  | 38 |  |  | 0.975 |  | Outdoor
NJADRE1559587097 | Administratively Determined Incentive Program | Atco | 8004 | 16.15 | Residential | Behind the Meter | Yes | Whitman Construction, LLC | AC Electric |  | Accepted | 2025-05-05 | 2025-06-04 | 2026-06-04 | Solar Panels | Jinko Solar | JKM425N-54HL4-B |  | 0.425 | 16 | 16 | 18 |  | Fixed | Roof
NJADRE1559587098 | Administratively Determined Incentive Program | Newton | 7860 | 18.28 | Residential | Behind the Meter | Yes | Power Energy Solutions, LLC | JCP&L |  | Accepted | 2025-05-05 | 2025-06-02 | 2026-06-02 | Solar Panels | Trina Solar | TSM-425NE09RC.05 |  | 0.425 | 7 | 127 | 28 |  | Fixed | Roof
NJADRE1559587098 | Administratively Determined Incentive Program | Newton | 7860 | 18.28 | Residential | Behind the Meter | Yes | Power Energy Solutions, LLC | JCP&L |  | Accepted | 2025-05-05 | 2025-06-02 | 2026-06-02 | Solar Panels | Trina Solar | TSM-425NE09RC.05 |  | 0.425 | 10 | 223 | 15 |  | Fixed | Roof
NJADRE1559587098 | Administratively Determined Incentive Program | Newton | 7860 | 18.28 | Residential | Behind the Meter | Yes | Power Energy Solutions, LLC | JCP&L |  | Accepted | 2025-05-05 | 2025-06-02 | 2026-06-02 | Inverters | SolarEdge | SE10000H-US | 10 |  | 1 |  |  | 0.97 |  | Outdoor
NJADRE1559587098 | Administratively Determined Incentive Program | Newton | 7860 | 18.28 | Residential | Behind the Meter | Yes | Power Energy Solutions, LLC | JCP&L |  | Accepted | 2025-05-05 | 2025-06-02 | 2026-06-02 | Solar Panels | Trina Solar | TSM-425NE09RC.05 |  | 0.425 | 9 | 43 | 15 |  | Fixed | Roof
NJADRE1559587098 | Administratively Determined Incentive Program | Newton | 7860 | 18.28 | Residential | Behind the Meter | Yes | Power Energy Solutions, LLC | JCP&L |  | Accepted | 2025-05-05 | 2025-06-02 | 2026-06-02 | Solar Panels | Trina Solar | TSM-425NE09RC.05 |  | 0.425 | 5 | 217 | 27 |  | Fixed | Roof
NJADRE1559587098 | Administratively Determined Incentive Program | Newton | 7860 | 18.28 | Residential | Behind the Meter | Yes | Power Energy Solutions, LLC | JCP&L |  | Accepted | 2025-05-05 | 2025-06-02 | 2026-06-02 | Solar Panels | Trina Solar | TSM-425NE09RC.05 |  | 0.425 | 12 | 307 | 28 |  | Fixed | Roof
NJADRE1559587129 | Administratively Determined Incentive Program | Livingston | 7039 | 15.17 | Residential | Behind the Meter | No | Tesla Energy Operations, Inc. | PSE&G |  | Accepted | 2025-05-05 | 2025-06-03 | 2026-06-03 | Solar Panels | Hanwha | Q.PEAK DUO BLK ML-G10.a+/TS 410 |  | 0.41 | 2 | 274 | 21 |  | Fixed | Roof
NJADRE1559587129 | Administratively Determined Incentive Program | Livingston | 7039 | 15.17 | Residential | Behind the Meter | No | Tesla Energy Operations, Inc. | PSE&G |  | Accepted | 2025-05-05 | 2025-06-03 | 2026-06-03 | Inverters | Tesla | 1707000-XX-Y | 11500 |  | 1 |  |  | 0.98 |  | Outside
NJADRE1559587129 | Administratively Determined Incentive Program | Livingston | 7039 | 15.17 | Residential | Behind the Meter | No | Tesla Energy Operations, Inc. | PSE&G |  | Accepted | 2025-05-05 | 2025-06-03 | 2026-06-03 | Solar Panels | Hanwha | Q.PEAK DUO BLK ML-G10.a+/TS 410 |  | 0.41 | 9 | 274 | 21 |  | Fixed | Roof
NJADRE1559587129 | Administratively Determined Incentive Program | Livingston | 7039 | 15.17 | Residential | Behind the Meter | No | Tesla Energy Operations, Inc. | PSE&G |  | Accepted | 2025-05-05 | 2025-06-03 | 2026-06-03 | Solar Panels | Hanwha | Q.PEAK DUO BLK ML-G10.a+/TS 410 |  | 0.41 | 10 | 94 | 21 |  | Fixed | Roof
NJADRE1559587129 | Administratively Determined Incentive Program | Livingston | 7039 | 15.17 | Residential | Behind the Meter | No | Tesla Energy Operations, Inc. | PSE&G |  | Accepted | 2025-05-05 | 2025-06-03 | 2026-06-03 | Solar Panels | Hanwha | Q.PEAK DUO BLK ML-G10.a+/TS 410 |  | 0.41 | 6 | 94 | 23 |  | Fixed | Roof
NJADRE1559587129 | Administratively Determined Incentive Program | Livingston | 7039 | 15.17 | Residential | Behind the Meter | No | Tesla Energy Operations, Inc. | PSE&G |  | Accepted | 2025-05-05 | 2025-06-03 | 2026-06-03 | Electric Storage Battery | Tesla | Powerwall 3 |  |  | 2 |  |  |  | Lithium Ion |  | OUTSIDE
NJADRE1559587129 | Administratively Determined Incentive Program | Livingston | 7039 | 15.17 | Residential | Behind the Meter | No | Tesla Energy Operations, Inc. | PSE&G |  | Accepted | 2025-05-05 | 2025-06-03 | 2026-06-03 | Solar Panels | Hanwha | Q.PEAK DUO BLK ML-G10.a+/TS 410 |  | 0.41 | 10 | 184 | 21 |  | Fixed | Roof
NJADRE1559587131 | Administratively Determined Incentive Program | Randolph | 7869 | 10.32 | Residential | Behind the Meter | Yes | PosiGen Developer, LLC | JCP&L |  | Accepted | 2025-05-05 | 2025-06-03 | 2026-06-03 | Solar Panels | JINKO EAGLE | G6RJKM430N-54HL4-B |  | 0.43 | 6 | 248 | 27 |  | Fixed | Roof
NJADRE1559587131 | Administratively Determined Incentive Program | Randolph | 7869 | 10.32 | Residential | Behind the Meter | Yes | PosiGen Developer, LLC | JCP&L |  | Accepted | 2025-05-05 | 2025-06-03 | 2026-06-03 | Solar Panels | JINKO EAGLE | G6RJKM430N-54HL4-B |  | 0.43 | 5 | 248 | 27 |  | Fixed | Roof
NJADRE1559587131 | Administratively Determined Incentive Program | Randolph | 7869 | 10.32 | Residential | Behind the Meter | Yes | PosiGen Developer, LLC | JCP&L |  | Accepted | 2025-05-05 | 2025-06-03 | 2026-06-03 | Inverters | SOLAREDGE | SE10000H-US | 10000 |  | 1 |  |  | 0.99 |  | Outside | Within ten feet of meter
NJADRE1559587131 | Administratively Determined Incentive Program | Randolph | 7869 | 10.32 | Residential | Behind the Meter | Yes | PosiGen Developer, LLC | JCP&L |  | Accepted | 2025-05-05 | 2025-06-03 | 2026-06-03 | Solar Panels | JINKO EAGLE | G6RJKM430N-54HL4-B |  | 0.43 | 7 | 248 | 34 |  | Fixed | Roof
NJADRE1559587131 | Administratively Determined Incentive Program | Randolph | 7869 | 10.32 | Residential | Behind the Meter | Yes | PosiGen Developer, LLC | JCP&L |  | Accepted | 2025-05-05 | 2025-06-03 | 2026-06-03 | Solar Panels | JINKO EAGLE | G6RJKM430N-54HL4-B |  | 0.43 | 6 | 248 | 27 |  | Fixed | Roof
NJADRE1559587150 | Administratively Determined Incentive Program | Swedesboro | 8085 | 8.2 | Residential | Behind the Meter | No | Tesla Energy Operations, Inc. | AC Electric |  | Accepted | 2025-05-05 | 2025-06-03 | 2026-06-03 | Inverters | Tesla | 1538000-XX-Y | 7600 |  | 1 |  |  | 0.98 |  | Outdoor
NJADRE1559587150 | Administratively Determined Incentive Program | Swedesboro | 8085 | 8.2 | Residential | Behind the Meter | No | Tesla Energy Operations, Inc. | AC Electric |  | Accepted | 2025-05-05 | 2025-06-03 | 2026-06-03 | Solar Panels | Tesla | Q.PEAK DUO BLK ML-G10.a+/TS 410 |  | 0.41 | 20 | 232 | 34 |  | Fixed | Roof
NJADRE1559587307 | Administratively Determined Incentive Program | Robbinsville | 8691 | 9.43 | Residential | Behind the Meter | Yes | Sunrun Installation Services, Inc. | PSE&G |  | Accepted | 2025-05-05 | 2025-06-03 | 2026-06-03 | Inverters | Tesla | POWERWALL 3 1707000-XX-Y | 11500 |  | 1 |  |  | 0.97 |  | Outdoor
NJADRE1559587307 | Administratively Determined Incentive Program | Robbinsville | 8691 | 9.43 | Residential | Behind the Meter | Yes | Sunrun Installation Services, Inc. | PSE&G |  | Accepted | 2025-05-05 | 2025-06-03 | 2026-06-03 | Solar Panels | HANWHA Q-CELLS | Q.PEAK DUO BLK ML-G10+ 410 |  | 0.41 | 6 | 207 | 40 |  | Fixed | Roof
NJADRE1559587307 | Administratively Determined Incentive Program | Robbinsville | 8691 | 9.43 | Residential | Behind the Meter | Yes | Sunrun Installation Services, Inc. | PSE&G |  | Accepted | 2025-05-05 | 2025-06-03 | 2026-06-03 | Solar Panels | HANWHA Q-CELLS | Q.PEAK DUO BLK ML-G10+ 410 |  | 0.41 | 10 | 113 | 33 |  | Fixed | Roof
NJADRE1559587307 | Administratively Determined Incentive Program | Robbinsville | 8691 | 9.43 | Residential | Behind the Meter | Yes | Sunrun Installation Services, Inc. | PSE&G |  | Accepted | 2025-05-05 | 2025-06-03 | 2026-06-03 | Solar Panels | HANWHA Q-CELLS | Q.PEAK DUO BLK ML-G10+ 410 |  | 0.41 | 7 | 294 | 33 |  | Fixed | Roof
NJADRE1559587307 | Administratively Determined Incentive Program | Robbinsville | 8691 | 9.43 | Residential | Behind the Meter | Yes | Sunrun Installation Services, Inc. | PSE&G |  | Accepted | 2025-05-05 | 2025-06-03 | 2026-06-03 | Electric Storage Battery | Tesla | POWERWALL 3 1707000-XX-Y |  |  | 1 |  |  |  | Lithium Ion |  | OUTSIDE
NJADRE1559587311 | Administratively Determined Incentive Program | GARFIELD | 7026 | 3.4 | Residential | Behind the Meter | Yes | Power Energy Solutions, LLC | PSE&G |  | Accepted | 2025-05-05 | 2025-06-02 | 2026-06-02 | Solar Panels | Trina Solar | TSM-425NE09RC.05 |  | 0.425 | 4 | 213 | 18 |  | Fixed | Roof
NJADRE1559587311 | Administratively Determined Incentive Program | GARFIELD | 7026 | 3.4 | Residential | Behind the Meter | Yes | Power Energy Solutions, LLC | PSE&G |  | Accepted | 2025-05-05 | 2025-06-02 | 2026-06-02 | Inverters | SolarEdge | SE3800H-US | 3800 |  | 1 |  |  | 0.97 |  | Outdoor
NJADRE1559587311 | Administratively Determined Incentive Program | GARFIELD | 7026 | 3.4 | Residential | Behind the Meter | Yes | Power Energy Solutions, LLC | PSE&G |  | Accepted | 2025-05-05 | 2025-06-02 | 2026-06-02 | Solar Panels | Trina Solar | TSM-425NE09RC.05 |  | 0.425 | 4 | 123 | 18 |  | Fixed | Roof
NJADRE1559587420 | Administratively Determined Incentive Program | FRANKLIN TWP | 8873 | 17.1 | Residential | Behind the Meter | Yes | All Phase Installations and Electrical Services | PSE&G |  | Accepted | 2025-05-05 | 2025-06-12 | 2026-06-12 | Solar Panels | CANADIAN SOLAR | CS6.1-54TM-450H |  | 0.45 | 5 | 76 | 37 |  | Fixed | Roof
NJADRE1559587420 | Administratively Determined Incentive Program | FRANKLIN TWP | 8873 | 17.1 | Residential | Behind the Meter | Yes | All Phase Installations and Electrical Services | PSE&G |  | Accepted | 2025-05-05 | 2025-06-12 | 2026-06-12 | Inverters | ENPHASE | IQ8A-72-M-US | 295 |  | 38 |  |  | 0.97 |  | Outside
NJADRE1559587420 | Administratively Determined Incentive Program | FRANKLIN TWP | 8873 | 17.1 | Residential | Behind the Meter | Yes | All Phase Installations and Electrical Services | PSE&G |  | Accepted | 2025-05-05 | 2025-06-12 | 2026-06-12 | Solar Panels | CANADIAN SOLAR | CS6.1-54TM-450H |  | 0.45 | 12 | 256 | 37 |  | Fixed | Roof
NJADRE1559587420 | Administratively Determined Incentive Program | FRANKLIN TWP | 8873 | 17.1 | Residential | Behind the Meter | Yes | All Phase Installations and Electrical Services | PSE&G |  | Accepted | 2025-05-05 | 2025-06-12 | 2026-06-12 | Solar Panels | CANADIAN SOLAR | CS6.1-54TM-450H |  | 0.45 | 21 | 256 | 36 |  | Fixed | Roof
NJADRE1559587439 | Administratively Determined Incentive Program | BROWNS MILLS | 8015 | 11.48 | Residential | Behind the Meter | Yes | Trinity Solar, LLC | JCP&L |  | Accepted | 2025-05-05 | 2025-06-05 | 2026-06-05 | Solar Panels | HANWHA | Q.PEAK DUO BLK ML-G10+ 410 |  | 0.41 | 16 | 209 | 26 |  | Fixed | Roof
NJADRE1559587439 | Administratively Determined Incentive Program | BROWNS MILLS | 8015 | 11.48 | Residential | Behind the Meter | Yes | Trinity Solar, LLC | JCP&L |  | Accepted | 2025-05-05 | 2025-06-05 | 2026-06-05 | Inverters | Solar Edge | USE10000H-US | 10000 |  | 1 |  |  | 0.97 |  | Outside
NJADRE1559587439 | Administratively Determined Incentive Program | BROWNS MILLS | 8015 | 11.48 | Residential | Behind the Meter | Yes | Trinity Solar, LLC | JCP&L |  | Accepted | 2025-05-05 | 2025-06-05 | 2026-06-05 | Solar Panels | HANWHA | Q.PEAK DUO BLK ML-G10+ 410 |  | 0.41 | 12 | 29 | 26 |  | Fixed | Roof
NJADRE1559587448 | Administratively Determined Incentive Program | Hamburg | 7419 | 8.2 | Residential | Behind the Meter | Yes | Trinity Solar, LLC | Sussex Rural |  | Accepted | 2025-05-05 | 2025-06-03 | 2026-06-03 | Inverters | Solar Edge | SE7600H-US | 7600 |  | 1 |  |  | 0.97 |  | Outdoor
NJADRE1559587448 | Administratively Determined Incentive Program | Hamburg | 7419 | 8.2 | Residential | Behind the Meter | Yes | Trinity Solar, LLC | Sussex Rural |  | Accepted | 2025-05-05 | 2025-06-03 | 2026-06-03 | Solar Panels | Hanwha | HANWHA 410 (Q.PEAK DUO BLK ML-G10+ 410) |  | 0.41 | 20 | 159 | 23 |  | Fixed | Roof
NJADRE1559587638 | Administratively Determined Incentive Program | MORRISTOWN | 7960 | 11.89 | Residential | Behind the Meter | No | Tesla Energy Operations, Inc. | JCP&L |  | Accepted | 2025-05-05 | 2025-06-02 | 2026-06-02 | Inverters | Tesla | 1707000-XX-Y | 11500 |  | 1 |  |  | 0.98 |  | Outdoor
NJADRE1559587638 | Administratively Determined Incentive Program | MORRISTOWN | 7960 | 11.89 | Residential | Behind the Meter | No | Tesla Energy Operations, Inc. | JCP&L |  | Accepted | 2025-05-05 | 2025-06-02 | 2026-06-02 | Solar Panels | Hanwha | Q.PEAK DUO BLK ML-G10.a+/TS 410 |  | 0.41 | 15 | 284 | 27 |  | Fixed | Roof
NJADRE1559587638 | Administratively Determined Incentive Program | MORRISTOWN | 7960 | 11.89 | Residential | Behind the Meter | No | Tesla Energy Operations, Inc. | JCP&L |  | Accepted | 2025-05-05 | 2025-06-02 | 2026-06-02 | Solar Panels | Hanwha | Q.PEAK DUO BLK ML-G10.a+/TS 410 |  | 0.41 | 14 | 104 | 27 |  | Fixed | Roof
NJADRE1559587638 | Administratively Determined Incentive Program | MORRISTOWN | 7960 | 11.89 | Residential | Behind the Meter | No | Tesla Energy Operations, Inc. | JCP&L |  | Accepted | 2025-05-05 | 2025-06-02 | 2026-06-02 | Electric Storage Battery | Tesla | Powerwall 3 |  |  | 2 |  |  |  | Lithium Ion |  | OUTSIDE
NJADRE1559587665 | Administratively Determined Incentive Program | CLAYTON | 8312 | 6.89 | Residential | Behind the Meter | Yes | Sunrun Installation Services, Inc. | AC Electric |  | Accepted | 2025-05-05 | 2025-06-02 | 2026-06-02 | Solar Panels | JA Solar | JAM54S31-405/MR |  | 0.405 | 3 | 351 | 24 |  | Fixed | Roof
NJADRE1559587665 | Administratively Determined Incentive Program | CLAYTON | 8312 | 6.89 | Residential | Behind the Meter | Yes | Sunrun Installation Services, Inc. | AC Electric |  | Accepted | 2025-05-05 | 2025-06-02 | 2026-06-02 | Solar Panels | JA Solar | JAM54S31-405/MR |  | 0.405 | 14 | 171 | 26 |  | Fixed | Roof
NJADRE1559587665 | Administratively Determined Incentive Program | CLAYTON | 8312 | 6.89 | Residential | Behind the Meter | Yes | Sunrun Installation Services, Inc. | AC Electric |  | Accepted | 2025-05-05 | 2025-06-02 | 2026-06-02 | Inverters | SolarEdge Technologies | SE5700H-USMN | 5760 |  | 1 |  |  | 0.99 |  | Outdoor | Next to meter
NJADRE1559587672 | Administratively Determined Incentive Program | NEWARK | 7112 | 6.02 | Residential | Behind the Meter | Yes | PosiGen Developer, LLC | PSE&G |  | Accepted | 2025-05-05 | 2025-06-02 | 2026-06-02 | Inverters | SOLAREDGE | SE5700H-US | 5760 |  | 1 |  |  | 0.99 |  | Outside | WITHIN TEN FEET OF METER
NJADRE1559587672 | Administratively Determined Incentive Program | NEWARK | 7112 | 6.02 | Residential | Behind the Meter | Yes | PosiGen Developer, LLC | PSE&G |  | Accepted | 2025-05-05 | 2025-06-02 | 2026-06-02 | Solar Panels | JINKO EAGLE G6R | JKM430N-54HL4-B |  | 0.43 | 14 | 211 | 30 |  | Fixed | Roof
NJADRE1559587681 | Administratively Determined Incentive Program | LITTLE FALLS | 7424 | 6.89 | Residential | Behind the Meter | No | Power Home Remodeling Group | PSE&G |  | Accepted | 2025-05-05 | 2025-06-05 | 2026-06-05 | Solar Panels | JA Solar | JAM54S31 405/MR |  | 0.405 | 14 | 113 | 22 |  | Fixed | Roof
NJADRE1559587681 | Administratively Determined Incentive Program | LITTLE FALLS | 7424 | 6.89 | Residential | Behind the Meter | No | Power Home Remodeling Group | PSE&G |  | Accepted | 2025-05-05 | 2025-06-05 | 2026-06-05 | Inverters | SolarEdge | SE5700H-US | 5760 |  | 1 |  |  | 0.99 |  | Outdoor
NJADRE1559587681 | Administratively Determined Incentive Program | LITTLE FALLS | 7424 | 6.89 | Residential | Behind the Meter | No | Power Home Remodeling Group | PSE&G |  | Accepted | 2025-05-05 | 2025-06-05 | 2026-06-05 | Solar Panels | JA Solar | JAM54S31 405/MR |  | 0.405 | 3 | 203 | 12 |  | Fixed | Roof
NJADRE1559587681 | Administratively Determined Incentive Program | LITTLE FALLS | 7424 | 6.89 | Residential | Behind the Meter | No | Power Home Remodeling Group | PSE&G |  | Accepted | 2025-05-05 | 2025-06-05 | 2026-06-05 | Meters | SolarEdge | Revenue Grade Data Ansi C12.20 |  |  | 1 |  |  |  | Yes | Outdoor
NJADRE1559587683 | Administratively Determined Incentive Program | BRIDGETON | 8302 | 9.35 | Residential | Behind the Meter | Yes | Power Energy Solutions, LLC | AC Electric |  | Accepted | 2025-05-05 | 2025-06-03 | 2026-06-03 | Inverters | SolarEdge | SE5700H-US | 6 |  | 1 |  |  | 0.97 |  | Outdoor
NJADRE1559587683 | Administratively Determined Incentive Program | BRIDGETON | 8302 | 9.35 | Residential | Behind the Meter | Yes | Power Energy Solutions, LLC | AC Electric |  | Accepted | 2025-05-05 | 2025-06-03 | 2026-06-03 | Solar Panels | Trina Solar | TSM-425NE09RC.05 |  | 0.425 | 2 | 133 | 11 |  | Fixed | Roof
NJADRE1559587683 | Administratively Determined Incentive Program | BRIDGETON | 8302 | 9.35 | Residential | Behind the Meter | Yes | Power Energy Solutions, LLC | AC Electric |  | Accepted | 2025-05-05 | 2025-06-03 | 2026-06-03 | Solar Panels | Trina Solar | TSM-425NE09RC.05 |  | 0.425 | 20 | 313 | 11 |  | Fixed | Roof
NJADRE1559587716 | Administratively Determined Incentive Program | East Orange | 7018 | 6.56 | Residential | Behind the Meter | Yes | Trinity Solar, LLC | PSE&G |  | Accepted | 2025-05-05 | 2025-06-02 | 2026-06-02 | Solar Panels | Hanwha | HANWHA 410 (Q.PEAK DUO BLK ML-G10+ 410) |  | 0.41 | 8 | 294 | 12 |  | Fixed | Roof
NJADRE1559587716 | Administratively Determined Incentive Program | East Orange | 7018 | 6.56 | Residential | Behind the Meter | Yes | Trinity Solar, LLC | PSE&G |  | Accepted | 2025-05-05 | 2025-06-02 | 2026-06-02 | Solar Panels | Hanwha | HANWHA 410 (Q.PEAK DUO BLK ML-G10+ 410) |  | 0.41 | 8 | 114 | 12 |  | Fixed | Roof
NJADRE1559587716 | Administratively Determined Incentive Program | East Orange | 7018 | 6.56 | Residential | Behind the Meter | Yes | Trinity Solar, LLC | PSE&G |  | Accepted | 2025-05-05 | 2025-06-02 | 2026-06-02 | Inverters | Solar Edge | USE5700H-USMNBL75 | 5700 |  | 1 |  |  | 0.97 |  | Outdoor
NJADRE1559587719 | Administratively Determined Incentive Program | MARLBORO | 7746 | 22.54 | Residential | Behind the Meter | No | Infinity Solar Systems, LLC | JCP&L |  | Accepted | 2025-05-05 | 2025-06-02 | 2026-06-02 | Solar Panels | REC Solar | REC 460AA PURE-RX |  | 0.46 | 10 | 197 | 40 |  | Fixed | Roof
NJADRE1559587719 | Administratively Determined Incentive Program | MARLBORO | 7746 | 22.54 | Residential | Behind the Meter | No | Infinity Solar Systems, LLC | JCP&L |  | Accepted | 2025-05-05 | 2025-06-02 | 2026-06-02 | Solar Panels | REC Solar | REC 460AA PURE-RX |  | 0.46 | 27 | 287 | 36 |  | Fixed | Roof
NJADRE1559587719 | Administratively Determined Incentive Program | MARLBORO | 7746 | 22.54 | Residential | Behind the Meter | No | Infinity Solar Systems, LLC | JCP&L |  | Accepted | 2025-05-05 | 2025-06-02 | 2026-06-02 | Inverters | Enphase | IQ8X-80-M-US | 380 |  | 49 |  |  | 0.97 |  | Outdoor
NJADRE1559587719 | Administratively Determined Incentive Program | MARLBORO | 7746 | 22.54 | Residential | Behind the Meter | No | Infinity Solar Systems, LLC | JCP&L |  | Accepted | 2025-05-05 | 2025-06-02 | 2026-06-02 | Solar Panels | REC Solar | REC 460AA PURE-RX |  | 0.46 | 12 | 107 | 36 |  | Fixed | Roof
NJADRE1559587722 | Administratively Determined Incentive Program | Upper Deerfield Twp | 8302 | 3.87 | Residential | Behind the Meter | No | Velocity Energy & Home Solutions, Inc. | AC Electric |  | Accepted | 2025-05-05 | 2025-06-24 | 2026-06-24 | Solar Panels | seg | 430w |  | 0.43 | 9 | 138 | 20 |  | Fixed | Roof
NJADRE1559587722 | Administratively Determined Incentive Program | Upper Deerfield Twp | 8302 | 3.87 | Residential | Behind the Meter | No | Velocity Energy & Home Solutions, Inc. | AC Electric |  | Accepted | 2025-05-05 | 2025-06-24 | 2026-06-24 | Inverters | enphase | iq8plus | 290 |  | 9 |  |  | 0.99 |  | Outside | behind panels
NJADRE1559587726 | Administratively Determined Incentive Program | MORGANVILLE | 7751 | 18.68 | Residential | Behind the Meter | No | PV4U, LLC | JCP&L |  | Accepted | 2025-05-09 | 2025-06-11 | 2026-06-11 | Solar Panels | Hanwha | Q.PEAK DUO BLK 415 |  | 0.415 | 4 | 117 | 38 |  | Fixed | Roof
NJADRE1559587726 | Administratively Determined Incentive Program | MORGANVILLE | 7751 | 18.68 | Residential | Behind the Meter | No | PV4U, LLC | JCP&L |  | Accepted | 2025-05-09 | 2025-06-11 | 2026-06-11 | Solar Panels | Hanwha | Q.PEAK DUO BLK 415 |  | 0.415 | 12 | 297 | 38 |  | Fixed | Roof
NJADRE1559587726 | Administratively Determined Incentive Program | MORGANVILLE | 7751 | 18.68 | Residential | Behind the Meter | No | PV4U, LLC | JCP&L |  | Accepted | 2025-05-09 | 2025-06-11 | 2026-06-11 | Solar Panels | Hanwha | Q.PEAK DUO BLK 415 |  | 0.415 | 6 | 207 | 38 |  | Fixed | Roof
NJADRE1559587726 | Administratively Determined Incentive Program | MORGANVILLE | 7751 | 18.68 | Residential | Behind the Meter | No | PV4U, LLC | JCP&L |  | Accepted | 2025-05-09 | 2025-06-11 | 2026-06-11 | Solar Panels | Hanwha | Q.PEAK DUO BLK 415 |  | 0.415 | 19 | 117 | 38 |  | Fixed | Roof
NJADRE1559587726 | Administratively Determined Incentive Program | MORGANVILLE | 7751 | 18.68 | Residential | Behind the Meter | No | PV4U, LLC | JCP&L |  | Accepted | 2025-05-09 | 2025-06-11 | 2026-06-11 | Solar Panels | Hanwha | Q.PEAK DUO BLK 415 |  | 0.415 | 4 | 297 | 38 |  | Fixed | Roof
NJADRE1559587726 | Administratively Determined Incentive Program | MORGANVILLE | 7751 | 18.68 | Residential | Behind the Meter | No | PV4U, LLC | JCP&L |  | Accepted | 2025-05-09 | 2025-06-11 | 2026-06-11 | Inverters | Enphase | IQ8PLUS | 290 |  | 45 |  |  | 0.98 |  | Outside
NJADRE1559587731 | Administratively Determined Incentive Program | HILLSBOROUGH | 8844 | 7.38 | Residential | Behind the Meter | No | Tesla Energy Operations, Inc. | PSE&G |  | Accepted | 2025-05-05 | 2025-06-02 | 2026-06-02 | Inverters | Tesla | 1538000-XX-Y | 7600 |  | 1 |  |  | 0.98 |  | Outside
NJADRE1559587731 | Administratively Determined Incentive Program | HILLSBOROUGH | 8844 | 7.38 | Residential | Behind the Meter | No | Tesla Energy Operations, Inc. | PSE&G |  | Accepted | 2025-05-05 | 2025-06-02 | 2026-06-02 | Solar Panels | Hanwha | Q.PEAK DUO BLK ML-G10.a+/TS 410 |  | 0.41 | 14 | 189 | 37 |  | Fixed | Roof
NJADRE1559587731 | Administratively Determined Incentive Program | HILLSBOROUGH | 8844 | 7.38 | Residential | Behind the Meter | No | Tesla Energy Operations, Inc. | PSE&G |  | Accepted | 2025-05-05 | 2025-06-02 | 2026-06-02 | Solar Panels | Hanwha | Q.PEAK DUO BLK ML-G10.a+/TS 410 |  | 0.41 | 4 | 189 | 4 |  | Fixed | Roof
NJADRE1559587732 | Administratively Determined Incentive Program | LITTLE EGG HARBOR TWP | 8087 | 3.24 | Residential | Behind the Meter | Yes | Sunrun Installation Services, Inc. | AC Electric |  | Accepted | 2025-05-05 | 2025-06-02 | 2026-06-02 | Solar Panels | JA Solar | JAM54S31-405/MR |  | 0.405 | 8 | 255 | 22 |  | Fixed | Roof
NJADRE1559587732 | Administratively Determined Incentive Program | LITTLE EGG HARBOR TWP | 8087 | 3.24 | Residential | Behind the Meter | Yes | Sunrun Installation Services, Inc. | AC Electric |  | Accepted | 2025-05-05 | 2025-06-02 | 2026-06-02 | Inverters | SolarEdge Technologies | SE5700H-USMN | 5760 |  | 1 |  |  | 0.99 |  | Outdoor | Next to meter
NJADRE1559587732 | Administratively Determined Incentive Program | LITTLE EGG HARBOR TWP | 8087 | 3.24 | Residential | Behind the Meter | Yes | Sunrun Installation Services, Inc. | AC Electric |  | Accepted | 2025-05-05 | 2025-06-02 | 2026-06-02 | Meters | SolarEdge Technologies | SE5700H-USMN | N/A |  | 1 |  |  |  | Yes | Outdoor
NJADRE1559587742 | Administratively Determined Incentive Program | Verona | 7044 | 9.84 | Residential | Behind the Meter | Yes | Trinity Solar, LLC | PSE&G |  | Accepted | 2025-05-05 | 2025-06-02 | 2026-06-02 | Inverters | Solar Edge | USE7600H-USMNBL75 | 7600 |  | 1 |  |  | 0.97 |  | Outdoor
NJADRE1559587742 | Administratively Determined Incentive Program | Verona | 7044 | 9.84 | Residential | Behind the Meter | Yes | Trinity Solar, LLC | PSE&G |  | Accepted | 2025-05-05 | 2025-06-02 | 2026-06-02 | Solar Panels | HANWHA | (Q.PEAK DUO BLK ML-G10+ 410) |  | 0.41 | 2 | 148 | 33 |  | Fixed | Roof
NJADRE1559587742 | Administratively Determined Incentive Program | Verona | 7044 | 9.84 | Residential | Behind the Meter | Yes | Trinity Solar, LLC | PSE&G |  | Accepted | 2025-05-05 | 2025-06-02 | 2026-06-02 | Solar Panels | HANWHA | (Q.PEAK DUO BLK ML-G10+ 410) |  | 0.41 | 13 | 328 | 41 |  | Fixed | Roof
NJADRE1559587742 | Administratively Determined Incentive Program | Verona | 7044 | 9.84 | Residential | Behind the Meter | Yes | Trinity Solar, LLC | PSE&G |  | Accepted | 2025-05-05 | 2025-06-02 | 2026-06-02 | Solar Panels | HANWHA | (Q.PEAK DUO BLK ML-G10+ 410) |  | 0.41 | 9 | 148 | 12 |  | Fixed | Roof
NJADRE1559587746 | Administratively Determined Incentive Program | Ewing | 8638 | 8.1 | Residential | Behind the Meter | Yes | Freedom Forever New Jersey, LLC | PSE&G |  | Accepted | 2025-05-05 | 2025-06-02 | 2026-06-02 | Inverters | Solar Edge | SE5700H-US | 5760 |  | 1 |  |  | 0.99 |  | Outside
NJADRE1559587746 | Administratively Determined Incentive Program | Ewing | 8638 | 8.1 | Residential | Behind the Meter | Yes | Freedom Forever New Jersey, LLC | PSE&G |  | Accepted | 2025-05-05 | 2025-06-02 | 2026-06-02 | Solar Panels | JA Solar | JAM54S31-405/MR |  | 0.405 | 12 | 159 | 19 |  | Fixed | Roof
NJADRE1559587746 | Administratively Determined Incentive Program | Ewing | 8638 | 8.1 | Residential | Behind the Meter | Yes | Freedom Forever New Jersey, LLC | PSE&G |  | Accepted | 2025-05-05 | 2025-06-02 | 2026-06-02 | Solar Panels | JA Solar | JAM54S31-405/MR |  | 0.405 | 8 | 159 | 19 |  | Fixed | Roof
NJADRE1559587748 | Administratively Determined Incentive Program | Northfield | 8225 | 8.76 | Residential | Behind the Meter | No | SunnyMac, LLC | AC Electric |  | Accepted | 2025-05-05 | 2025-06-03 | 2026-06-03 | Solar Panels | REC Solar | REC365NP2 Black |  | 0.365 | 24 | 133 | 45 |  | Fixed | Roof
NJADRE1559587748 | Administratively Determined Incentive Program | Northfield | 8225 | 8.76 | Residential | Behind the Meter | No | SunnyMac, LLC | AC Electric |  | Accepted | 2025-05-05 | 2025-06-03 | 2026-06-03 | Inverters | SolarEdge Technologies Inc. | SE7600H-US000BNI4 (Inverter) | 7600 |  | 1 |  |  | 0.99 |  | Outdoor
NJADRE1559587748 | Administratively Determined Incentive Program | Northfield | 8225 | 8.76 | Residential | Behind the Meter | No | SunnyMac, LLC | AC Electric |  | Accepted | 2025-05-05 | 2025-06-03 | 2026-06-03 | Meters | SolarEdge Technologies Inc. | SolarEdge Built-in Consumption Monitor (BEI4, BNI4, BNC |  |  | 1 |  |  |  | Yes | Outdoor
NJADRE1559587769 | Administratively Determined Incentive Program | LODI | 7644 | 3.83 | Residential | Behind the Meter | Yes | Power Energy Solutions, LLC | PSE&G |  | Accepted | 2025-05-05 | 2025-06-02 | 2026-06-02 | Inverters | SolarEdge | SE5700H-US | 6 |  | 1 |  |  | 0.97 |  | Outdoor
NJADRE1559587769 | Administratively Determined Incentive Program | LODI | 7644 | 3.83 | Residential | Behind the Meter | Yes | Power Energy Solutions, LLC | PSE&G |  | Accepted | 2025-05-05 | 2025-06-02 | 2026-06-02 | Solar Panels | Trina Solar | TSM-425NE09RC.05 |  | 0.425 | 5 | 307 | 18 |  | Fixed | Roof
NJADRE1559587769 | Administratively Determined Incentive Program | LODI | 7644 | 3.83 | Residential | Behind the Meter | Yes | Power Energy Solutions, LLC | PSE&G |  | Accepted | 2025-05-05 | 2025-06-02 | 2026-06-02 | Solar Panels | Trina Solar | TSM-425NE09RC.05 |  | 0.425 | 4 | 127 | 18 |  | Fixed | Roof
NJADRE1559587774 | Administratively Determined Incentive Program | Newark | 7105 | 7.74 | Residential | Behind the Meter | Yes | VELOCITY ENERGY & HOME SOLUTIONS, INC. | PSE&G |  | Accepted | 2025-05-05 | 2025-06-03 | 2026-06-03 | Inverters | enphase | iq8hc | 290 |  | 18 |  |  | 0.99 |  | Outside | behind panes
NJADRE1559587774 | Administratively Determined Incentive Program | Newark | 7105 | 7.74 | Residential | Behind the Meter | Yes | VELOCITY ENERGY & HOME SOLUTIONS, INC. | PSE&G |  | Accepted | 2025-05-05 | 2025-06-03 | 2026-06-03 | Solar Panels | seg | 430w |  | 0.43 | 18 | 177 | 20 |  | Fixed | Roof
NJADRE1559587775 | Administratively Determined Incentive Program | ORANGE | 7050 | 3.69 | Residential | Behind the Meter | Yes | Trinity Solar, LLC | PSE&G |  | Accepted | 2025-05-05 | 2025-06-02 | 2026-06-02 | Inverters | Solar Edge | USE3800H-USMNBL75 | 3800 |  | 1 |  |  | 0.97 |  | Outdoor
NJADRE1559587775 | Administratively Determined Incentive Program | ORANGE | 7050 | 3.69 | Residential | Behind the Meter | Yes | Trinity Solar, LLC | PSE&G |  | Accepted | 2025-05-05 | 2025-06-02 | 2026-06-02 | Solar Panels | HANWHA | (Q.PEAK DUO BLK ML-G10+ 410) |  | 0.41 | 3 | 200 | 44 |  | Fixed | Roof
NJADRE1559587775 | Administratively Determined Incentive Program | ORANGE | 7050 | 3.69 | Residential | Behind the Meter | Yes | Trinity Solar, LLC | PSE&G |  | Accepted | 2025-05-05 | 2025-06-02 | 2026-06-02 | Solar Panels | HANWHA | (Q.PEAK DUO BLK ML-G10+ 410) |  | 0.41 | 4 | 290 | 44 |  | Fixed | Roof
NJADRE1559587775 | Administratively Determined Incentive Program | ORANGE | 7050 | 3.69 | Residential | Behind the Meter | Yes | Trinity Solar, LLC | PSE&G |  | Accepted | 2025-05-05 | 2025-06-02 | 2026-06-02 | Solar Panels | HANWHA | (Q.PEAK DUO BLK ML-G10+ 410) |  | 0.41 | 2 | 20 | 44 |  | Fixed | Roof
NJADRE1559587789 | Administratively Determined Incentive Program | ROSELLE | 7203 | 3.4 | Residential | Behind the Meter | Yes | Power Energy Solutions, LLC | PSE&G |  | Accepted | 2025-05-05 | 2025-06-03 | 2026-06-03 | Inverters | SolarEdge | SE3800H-US | 4 |  | 1 |  |  | 0.97 |  | Outdoor
NJADRE1559587789 | Administratively Determined Incentive Program | ROSELLE | 7203 | 3.4 | Residential | Behind the Meter | Yes | Power Energy Solutions, LLC | PSE&G |  | Accepted | 2025-05-05 | 2025-06-03 | 2026-06-03 | Solar Panels | Trina Solar | TSM-425NE09RC.05 |  | 0.425 | 8 | 155 | 38 |  | Fixed | Roof
NJADRE1559587795 | Administratively Determined Incentive Program | Gloucester City | 8030 | 7.03 | Residential | Behind the Meter | No | SunnyMac, LLC | PSE&G |  | Accepted | 2025-05-05 | 2025-06-03 | 2026-06-03 | Solar Panels | Silfab | Silfab Sil-370HC |  | 0.37 | 6 | 271 | 31 |  | Fixed | Roof
NJADRE1559587795 | Administratively Determined Incentive Program | Gloucester City | 8030 | 7.03 | Residential | Behind the Meter | No | SunnyMac, LLC | PSE&G |  | Accepted | 2025-05-05 | 2025-06-03 | 2026-06-03 | Inverters | SolarEdge Technologies Inc. | SE5000H-US000BNI4 (Inverter) | 5000 |  | 1 |  |  | 0.99 |  | Outdoor
NJADRE1559587795 | Administratively Determined Incentive Program | Gloucester City | 8030 | 7.03 | Residential | Behind the Meter | No | SunnyMac, LLC | PSE&G |  | Accepted | 2025-05-05 | 2025-06-03 | 2026-06-03 | Solar Panels | Silfab | Silfab Sil-370HC |  | 0.37 | 3 | 270 | 20 |  | Fixed | Roof
NJADRE1559587795 | Administratively Determined Incentive Program | Gloucester City | 8030 | 7.03 | Residential | Behind the Meter | No | SunnyMac, LLC | PSE&G |  | Accepted | 2025-05-05 | 2025-06-03 | 2026-06-03 | Meters | SolarEdge Technologies Inc. | SE5000H-US000BNI4 (Inverter) |  |  | 1 |  |  |  | Yes | Outdoor
NJADRE1559587795 | Administratively Determined Incentive Program | Gloucester City | 8030 | 7.03 | Residential | Behind the Meter | No | SunnyMac, LLC | PSE&G |  | Accepted | 2025-05-05 | 2025-06-03 | 2026-06-03 | Solar Panels | Silfab | Silfab Sil-370HC |  | 0.37 | 3 | 90 | 20 |  | Fixed | Roof
NJADRE1559587795 | Administratively Determined Incentive Program | Gloucester City | 8030 | 7.03 | Residential | Behind the Meter | No | SunnyMac, LLC | PSE&G |  | Accepted | 2025-05-05 | 2025-06-03 | 2026-06-03 | Solar Panels | Silfab | Silfab Sil-370HC |  | 0.37 | 7 | 91 | 31 |  | Fixed | Roof
NJADRE1559587797 | Administratively Determined Incentive Program | Haledon | 7508 | 8.61 | Residential | Behind the Meter | Yes | Trinity Solar, LLC | PSE&G |  | Accepted | 2025-05-05 | 2025-06-02 | 2026-06-02 | Inverters | Solar Edge | SE7600H-USMNUBL15 | 7600 |  | 1 |  |  | 0.97 |  | Outdoor
NJADRE1559587797 | Administratively Determined Incentive Program | Haledon | 7508 | 8.61 | Residential | Behind the Meter | Yes | Trinity Solar, LLC | PSE&G |  | Accepted | 2025-05-05 | 2025-06-02 | 2026-06-02 | Solar Panels | HANWHA | (Q.PEAK DUO BLK ML-G10+ 410) |  | 0.41 | 11 | 48 | 40 |  | Fixed | Roof
NJADRE1559587797 | Administratively Determined Incentive Program | Haledon | 7508 | 8.61 | Residential | Behind the Meter | Yes | Trinity Solar, LLC | PSE&G |  | Accepted | 2025-05-05 | 2025-06-02 | 2026-06-02 | Solar Panels | HANWHA | (Q.PEAK DUO BLK ML-G10+ 410) |  | 0.41 | 10 | 228 | 40 |  | Fixed | Roof
NJADRE1559587815 | Administratively Determined Incentive Program | PITMAN | 8071 | 11.76 | Residential | Behind the Meter | No | Public Service Solar, LLC | AC Electric |  | Accepted | 2025-05-05 | 2025-06-03 | 2026-06-03 | Solar Panels | SEG | SEG-420-BTD-BD |  | 0.42 | 14 | 233 | 31 |  | Fixed | Roof
NJADRE1559587815 | Administratively Determined Incentive Program | PITMAN | 8071 | 11.76 | Residential | Behind the Meter | No | Public Service Solar, LLC | AC Electric |  | Accepted | 2025-05-05 | 2025-06-03 | 2026-06-03 | Inverters | Enphase | iQ8HC-72-M-US | 380 |  | 28 |  |  | 0.96 |  | Outdoor | Under Panels
NJADRE1559587815 | Administratively Determined Incentive Program | PITMAN | 8071 | 11.76 | Residential | Behind the Meter | No | Public Service Solar, LLC | AC Electric |  | Accepted | 2025-05-05 | 2025-06-03 | 2026-06-03 | Solar Panels | SEG | SEG-420-BTD-BD |  | 0.42 | 14 | 53 | 31 |  | Fixed | Roof
NJADRE1559587820 | Administratively Determined Incentive Program | Cape May | 8204 | 5.59 | Residential | Behind the Meter | Yes | VELOCITY ENERGY & HOME SOLUTIONS, INC. | AC Electric |  | Accepted | 2025-05-05 | 2025-06-02 | 2026-06-02 | Inverters | enphase | iq8plus | 290 |  | 13 |  |  | 0.99 |  | Outside | behind panels
NJADRE1559587820 | Administratively Determined Incentive Program | Cape May | 8204 | 5.59 | Residential | Behind the Meter | Yes | VELOCITY ENERGY & HOME SOLUTIONS, INC. | AC Electric |  | Accepted | 2025-05-05 | 2025-06-02 | 2026-06-02 | Solar Panels | seg | 430w |  | 0.43 | 13 | 221 | 20 |  | Fixed | Roof
NJADRE1559587823 | Administratively Determined Incentive Program | Plainfield | 7063 | 4.1 | Residential | Behind the Meter | Yes | Pro Custom Solar dba Momentum Solar | PSE&G |  | Accepted | 2025-05-05 | 2025-06-02 | 2026-06-02 | Inverters | ENPHASE | IQ8HC-72-M-DOM-US | 380 |  | 10 |  |  | 0.97 |  | Outdoor
NJADRE1559587823 | Administratively Determined Incentive Program | Plainfield | 7063 | 4.1 | Residential | Behind the Meter | Yes | Pro Custom Solar dba Momentum Solar | PSE&G |  | Accepted | 2025-05-05 | 2025-06-02 | 2026-06-02 | Solar Panels | HANWHA | q.peak duo blk-g10+410 |  | 0.41 | 7 | 130 | 12 |  | Fixed | Roof
NJADRE1559587823 | Administratively Determined Incentive Program | Plainfield | 7063 | 4.1 | Residential | Behind the Meter | Yes | Pro Custom Solar dba Momentum Solar | PSE&G |  | Accepted | 2025-05-05 | 2025-06-02 | 2026-06-02 | Solar Panels | Hanwha | q.peak duo blk-g10+410 |  | 0.41 | 3 | 310 | 12 |  | Fixed | Roof
NJADRE1559587844 | Administratively Determined Incentive Program | Camden | 8102 | 4.02 | Residential | Behind the Meter | No | SunnyMac, LLC | PSE&G |  | Accepted | 2025-05-05 | 2025-06-04 | 2026-06-04 | Solar Panels | Hanwha Q Cells | Q.PEAK DUO BLK-G10+365 |  | 0.365 | 11 | 284 | 5 |  | Fixed | Roof
NJADRE1559587844 | Administratively Determined Incentive Program | Camden | 8102 | 4.02 | Residential | Behind the Meter | No | SunnyMac, LLC | PSE&G |  | Accepted | 2025-05-05 | 2025-06-04 | 2026-06-04 | Meters | SolarEdge Technologies Inc. | SE3000H-US000BNI4 (Inverter) |  |  | 1 |  |  |  | Yes | Outdoor
NJADRE1559587844 | Administratively Determined Incentive Program | Camden | 8102 | 4.02 | Residential | Behind the Meter | No | SunnyMac, LLC | PSE&G |  | Accepted | 2025-05-05 | 2025-06-04 | 2026-06-04 | Inverters | SolarEdge Technologies Inc | SE3000H-US000BNI4 (Inverter) | 3000 |  | 1 |  |  | 0.99 |  | Outdoor
NJADRE1559588271 | Administratively Determined Incentive Program | Hamilton | 8619 | 6.88 | Residential | Behind the Meter | Yes | Pro Custom Solar dba Momentum Solar | PSE&G |  | Accepted | 2025-05-05 | 2025-06-02 | 2026-06-02 | Solar Panels | HANWHA | Q.Tron BLK M-G2+ 430 |  | 0.43 | 7 | 104 | 21 |  | Fixed | Roof
NJADRE1559588271 | Administratively Determined Incentive Program | Hamilton | 8619 | 6.88 | Residential | Behind the Meter | Yes | Pro Custom Solar dba Momentum Solar | PSE&G |  | Accepted | 2025-05-05 | 2025-06-02 | 2026-06-02 | Inverters | Enphase | IQ8HC-72-M-DOM-US | 380 |  | 16 |  |  | 0.97 |  | Outdoor
NJADRE1559588271 | Administratively Determined Incentive Program | Hamilton | 8619 | 6.88 | Residential | Behind the Meter | Yes | Pro Custom Solar dba Momentum Solar | PSE&G |  | Accepted | 2025-05-05 | 2025-06-02 | 2026-06-02 | Solar Panels | HANWHA | Q.Tron BLK M-G2+ 430 |  | 0.43 | 9 | 284 | 21 |  | Fixed | Roof
NJADRE1559588456 | Administratively Determined Incentive Program | Bridgeton | 8302 | 17.85 | Residential | Behind the Meter | Yes | Whitman Construction, LLC | AC Electric |  | Accepted | 2025-05-05 | 2025-06-02 | 2026-06-02 | Solar Panels | Jinko Solar | JKM425N-54HL4-B |  | 0.425 | 30 | 102 | 30 |  | Fixed | Roof
NJADRE1559588456 | Administratively Determined Incentive Program | Bridgeton | 8302 | 17.85 | Residential | Behind the Meter | Yes | Whitman Construction, LLC | AC Electric |  | Accepted | 2025-05-05 | 2025-06-02 | 2026-06-02 | Solar Panels | Jinko Solar | JKM425N-54HL4-B |  | 0.425 | 12 | 192 | 10 |  | Fixed | Roof
NJADRE1559588456 | Administratively Determined Incentive Program | Bridgeton | 8302 | 17.85 | Residential | Behind the Meter | Yes | Whitman Construction, LLC | AC Electric |  | Accepted | 2025-05-05 | 2025-06-02 | 2026-06-02 | Inverters | ENPHASE | IQ8PLUS-72-2-US | 290 |  | 42 |  |  | 0.975 |  | Outdoor
NJADRE1559588853 | Administratively Determined Incentive Program | Blackwood | 8012 | 5.74 | Residential | Behind the Meter | Yes | Trinity Solar, LLC | PSE&G |  | Accepted | 2025-05-05 | 2025-06-02 | 2026-06-02 | Inverters | Solar Edge | SE6000H-USSNBBL14 | 6000 |  | 1 |  |  | 0.97 |  | Outdoor
NJADRE1559588853 | Administratively Determined Incentive Program | Blackwood | 8012 | 5.74 | Residential | Behind the Meter | Yes | Trinity Solar, LLC | PSE&G |  | Accepted | 2025-05-05 | 2025-06-02 | 2026-06-02 | Solar Panels | HANWHA | (Q.PEAK DUO BLK ML-G10+ 410) |  | 0.41 | 14 | 164 | 29 |  | Fixed | Roof
NJADRE1559588970 | Administratively Determined Incentive Program | Edison | 8820 | 11.61 | Residential | Behind the Meter | No | Pro Custom Solar dba Momentum Solar | PSE&G |  | Accepted | 2025-05-06 | 2025-06-03 | 2026-06-03 | Solar Panels | Hanwha | Q.TRON BLK M-G2+430 |  | 0.43 | 8 | 266 | 21 |  | Fixed | Roof
NJADRE1559588970 | Administratively Determined Incentive Program | Edison | 8820 | 11.61 | Residential | Behind the Meter | No | Pro Custom Solar dba Momentum Solar | PSE&G |  | Accepted | 2025-05-06 | 2025-06-03 | 2026-06-03 | Inverters | ENPHASE | IQ8PLUS-72-2-US | 380 |  | 27 |  |  | 0.97 |  | Outdoor
NJADRE1559588970 | Administratively Determined Incentive Program | Edison | 8820 | 11.61 | Residential | Behind the Meter | No | Pro Custom Solar dba Momentum Solar | PSE&G |  | Accepted | 2025-05-06 | 2025-06-03 | 2026-06-03 | Solar Panels | Hanwha | Q.TRON BLK M-G2+430 |  | 0.43 | 8 | 266 | 7 |  | Fixed | Roof
NJADRE1559588970 | Administratively Determined Incentive Program | Edison | 8820 | 11.61 | Residential | Behind the Meter | No | Pro Custom Solar dba Momentum Solar | PSE&G |  | Accepted | 2025-05-06 | 2025-06-03 | 2026-06-03 | Solar Panels | Hanwha | Q.TRON BLK M-G2+430 |  | 0.43 | 11 | 86 | 21 |  | Fixed | Roof
NJADRE1559589002 | Administratively Determined Incentive Program | Waretown | 8758 | 4.1 | Residential | Behind the Meter | Yes | Sunrun Installation Services, Inc. | JCP&L |  | Accepted | 2025-05-05 | 2025-06-03 | 2026-06-03 | Inverters | SOLAREDGE TECHNOLOGIES | SE3800H-USMN | 3800 |  | 1 |  |  | 0.99 |  | Outdoor
NJADRE1559589002 | Administratively Determined Incentive Program | Waretown | 8758 | 4.1 | Residential | Behind the Meter | Yes | Sunrun Installation Services, Inc. | JCP&L |  | Accepted | 2025-05-05 | 2025-06-03 | 2026-06-03 | Solar Panels | HANWHA Q-CELLS | Q.PEAK DUO BLK ML-G10+ 410 |  | 0.41 | 3 | 335 | 24 |  | Fixed | Roof
NJADRE1559589002 | Administratively Determined Incentive Program | Waretown | 8758 | 4.1 | Residential | Behind the Meter | Yes | Sunrun Installation Services, Inc. | JCP&L |  | Accepted | 2025-05-05 | 2025-06-03 | 2026-06-03 | Solar Panels | HANWHA Q-CELLS | Q.PEAK DUO BLK ML-G10+ 410 |  | 0.41 | 7 | 155 | 22 |  | Fixed | Roof
NJADRE1559589065 | Administratively Determined Incentive Program | WOODBURY | 8096 | 8.7 | Residential | Behind the Meter | Yes | Skyline Solar, LLC | PSE&G |  | Accepted | 2025-05-05 | 2025-06-04 | 2026-06-04 | Inverters | Enphase | IQ8PLUS-72-2-US | 290 |  | 20 |  |  | 0.977 |  | Outdoor
NJADRE1559589065 | Administratively Determined Incentive Program | WOODBURY | 8096 | 8.7 | Residential | Behind the Meter | Yes | Skyline Solar, LLC | PSE&G |  | Accepted | 2025-05-05 | 2025-06-04 | 2026-06-04 | Solar Panels | Hanwha | Q.TRON BLK M-G2+ 435 |  | 0.435 | 7 | 40 | 23 |  | Fixed | Roof
NJADRE1559589065 | Administratively Determined Incentive Program | WOODBURY | 8096 | 8.7 | Residential | Behind the Meter | Yes | Skyline Solar, LLC | PSE&G |  | Accepted | 2025-05-05 | 2025-06-04 | 2026-06-04 | Solar Panels | Hanwha | Q.TRON BLK M-G2+ 435 |  | 0.435 | 13 | 220 | 23 |  | Fixed | Roof
NJADRE1559589070 | Administratively Determined Incentive Program | CAPE MAY | 8204 | 3.44 | Residential | Behind the Meter | Yes | VELOCITY ENERGY & HOME SOLUTIONS, INC. | AC Electric |  | Accepted | 2025-05-05 | 2025-06-03 | 2026-06-03 | Inverters | enphase | iq8plus | 290 |  | 8 |  |  | 0.99 |  | Outside | bwehind panels
NJADRE1559589070 | Administratively Determined Incentive Program | CAPE MAY | 8204 | 3.44 | Residential | Behind the Meter | Yes | VELOCITY ENERGY & HOME SOLUTIONS, INC. | AC Electric |  | Accepted | 2025-05-05 | 2025-06-03 | 2026-06-03 | Solar Panels | seg | 430w |  | 0.43 | 4 | 189 | 34 |  | Fixed | Roof
NJADRE1559589070 | Administratively Determined Incentive Program | CAPE MAY | 8204 | 3.44 | Residential | Behind the Meter | Yes | VELOCITY ENERGY & HOME SOLUTIONS, INC. | AC Electric |  | Accepted | 2025-05-05 | 2025-06-03 | 2026-06-03 | Solar Panels | seg | 430w |  | 0.43 | 4 | 189 | 33 |  | Fixed | Roof
NJADRE1559589074 | Administratively Determined Incentive Program | BOONTON | 7005 | 6.56 | Residential | Behind the Meter | Yes | Trinity Solar, LLC | JCP&L |  | Accepted | 2025-05-05 | 2025-06-05 | 2026-06-05 | Solar Panels | Hanwha | Q.PEAK DUO BLK ML-G10+ 410 |  | 0.41 | 10 | 202 | 24 |  | Fixed | Roof
NJADRE1559589074 | Administratively Determined Incentive Program | BOONTON | 7005 | 6.56 | Residential | Behind the Meter | Yes | Trinity Solar, LLC | JCP&L |  | Accepted | 2025-05-05 | 2025-06-05 | 2026-06-05 | Solar Panels | Hanwha | Q.PEAK DUO BLK ML-G10+ 410 |  | 0.41 | 6 | 202 | 24 |  | Fixed | Roof
NJADRE1559589074 | Administratively Determined Incentive Program | BOONTON | 7005 | 6.56 | Residential | Behind the Meter | Yes | Trinity Solar, LLC | JCP&L |  | Accepted | 2025-05-05 | 2025-06-05 | 2026-06-05 | Inverters | Solar Edge | USE5700H-USMNBL75 | 5760 |  | 1 |  |  | 0.97 |  | Outdoor
NJADRE1559589076 | Administratively Determined Incentive Program | MAHWAH | 7430 | 16.8 | Residential | Behind the Meter | No | Public Service Solar, LLC | Orange Rockland Electric |  | Accepted | 2025-05-05 | 2025-06-03 | 2026-06-03 | Solar Panels | Panasonic | EVPV420HK2 |  | 0.42 | 28 | 197 | 23 |  | Fixed | Roof
NJADRE1559589076 | Administratively Determined Incentive Program | MAHWAH | 7430 | 16.8 | Residential | Behind the Meter | No | Public Service Solar, LLC | Orange Rockland Electric |  | Accepted | 2025-05-05 | 2025-06-03 | 2026-06-03 | Inverters | Enphase | iQ8HC-72-M-US | 380 |  | 40 |  |  | 0.96 |  | Outdoor | Under Panels
NJADRE1559589076 | Administratively Determined Incentive Program | MAHWAH | 7430 | 16.8 | Residential | Behind the Meter | No | Public Service Solar, LLC | Orange Rockland Electric |  | Accepted | 2025-05-05 | 2025-06-03 | 2026-06-03 | Solar Panels | Panasonic | EVPV420HK2 |  | 0.42 | 4 | 17 | 23 |  | Fixed | Roof
NJADRE1559589076 | Administratively Determined Incentive Program | MAHWAH | 7430 | 16.8 | Residential | Behind the Meter | No | Public Service Solar, LLC | Orange Rockland Electric |  | Accepted | 2025-05-05 | 2025-06-03 | 2026-06-03 | Solar Panels | Panasonic | EVPV420HK2 |  | 0.42 | 8 | 197 | 23 |  | Fixed | Roof
NJADRE1559589092 | Administratively Determined Incentive Program | Piscataway | 8854 | 2.87 | Residential | Behind the Meter | Yes | Sunrun Installation Services, Inc. | PSE&G |  | Accepted | 2025-05-05 | 2025-06-03 | 2026-06-03 | Electric Storage Battery | Tesla | POWERWALL 3 1707000-XX-Y |  |  | 1 |  |  |  | Lithium Ion |  | OUTSIDE
NJADRE1559589092 | Administratively Determined Incentive Program | Piscataway | 8854 | 2.87 | Residential | Behind the Meter | Yes | Sunrun Installation Services, Inc. | PSE&G |  | Accepted | 2025-05-05 | 2025-06-03 | 2026-06-03 | Solar Panels | HANWHA Q-CELLS | Q.PEAK DUO BLK ML-G10+ 410 DCA |  | 0.41 | 7 | 68 | 16 |  | Fixed | Roof
NJADRE1559589092 | Administratively Determined Incentive Program | Piscataway | 8854 | 2.87 | Residential | Behind the Meter | Yes | Sunrun Installation Services, Inc. | PSE&G |  | Accepted | 2025-05-05 | 2025-06-03 | 2026-06-03 | Inverters | Tesla | POWERWALL 3 1707000-XX-Y | 11500 |  | 1 |  |  | 0.97 |  | Outdoor
NJADRE1559589108 | Administratively Determined Incentive Program | TEANECK | 7666 | 3.4 | Residential | Behind the Meter | Yes | Power Energy Solutions, LLC | PSE&G |  | Accepted | 2025-05-05 | 2025-06-06 | 2026-06-06 | Solar Panels | Trina Solar | TSM-425NE09RC.05 |  | 0.425 | 8 | 204 | 35 |  | Fixed | Roof
NJADRE1559589108 | Administratively Determined Incentive Program | TEANECK | 7666 | 3.4 | Residential | Behind the Meter | Yes | Power Energy Solutions, LLC | PSE&G |  | Accepted | 2025-05-05 | 2025-06-06 | 2026-06-06 | Inverters | SolarEdge | SE3800H-US | 3800 |  | 1 |  |  | 0.97 |  | Outdoor
NJADRE1559589113 | Administratively Determined Incentive Program | EDISON | 8820 | 16.4 | Residential | Behind the Meter | No | Tesla Energy Operations, Inc. | PSE&G |  | Accepted | 2025-05-05 | 2025-06-03 | 2026-06-03 | Inverters | Tesla | 1538000-XX-Y | 7600 |  | 2 |  |  | 0.98 |  | Outside
NJADRE1559589113 | Administratively Determined Incentive Program | EDISON | 8820 | 16.4 | Residential | Behind the Meter | No | Tesla Energy Operations, Inc. | PSE&G |  | Accepted | 2025-05-05 | 2025-06-03 | 2026-06-03 | Solar Panels | Hanwha | Q.PEAK DUO BLK ML-G10.a+/TS 410 |  | 0.41 | 16 | 81 | 26 |  | Fixed | Roof
NJADRE1559589113 | Administratively Determined Incentive Program | EDISON | 8820 | 16.4 | Residential | Behind the Meter | No | Tesla Energy Operations, Inc. | PSE&G |  | Accepted | 2025-05-05 | 2025-06-03 | 2026-06-03 | Solar Panels | Hanwha | Q.PEAK DUO BLK ML-G10.a+/TS 410 |  | 0.41 | 10 | 261 | 26 |  | Fixed | Roof
NJADRE1559589113 | Administratively Determined Incentive Program | EDISON | 8820 | 16.4 | Residential | Behind the Meter | No | Tesla Energy Operations, Inc. | PSE&G |  | Accepted | 2025-05-05 | 2025-06-03 | 2026-06-03 | Solar Panels | Hanwha | Q.PEAK DUO BLK ML-G10.a+/TS 410 |  | 0.41 | 3 | 351 | 26 |  | Fixed | Roof
NJADRE1559589113 | Administratively Determined Incentive Program | EDISON | 8820 | 16.4 | Residential | Behind the Meter | No | Tesla Energy Operations, Inc. | PSE&G |  | Accepted | 2025-05-05 | 2025-06-03 | 2026-06-03 | Solar Panels | Hanwha | Q.PEAK DUO BLK ML-G10.a+/TS 410 |  | 0.41 | 11 | 171 | 26 |  | Fixed | Roof
NJADRE1559589133 | Administratively Determined Incentive Program | MORGANVILLE | 7751 | 8.4 | Residential | Behind the Meter | No | Public Service Solar, LLC | JCP&L |  | Accepted | 2025-05-05 | 2025-06-03 | 2026-06-03 | Inverters | Enphase | iQ8HC-72-M-US | 380 |  | 20 |  |  | 0.96 |  | Outdoor | Under Panels
NJADRE1559589133 | Administratively Determined Incentive Program | MORGANVILLE | 7751 | 8.4 | Residential | Behind the Meter | No | Public Service Solar, LLC | JCP&L |  | Accepted | 2025-05-05 | 2025-06-03 | 2026-06-03 | Solar Panels | Panasonic | EVPV420HK2 |  | 0.42 | 14 | 110 | 26 |  | Fixed | Roof
NJADRE1559589133 | Administratively Determined Incentive Program | MORGANVILLE | 7751 | 8.4 | Residential | Behind the Meter | No | Public Service Solar, LLC | JCP&L |  | Accepted | 2025-05-05 | 2025-06-03 | 2026-06-03 | Solar Panels | Panasonic | EVPV420HK2 |  | 0.42 | 6 | 110 | 39 |  | Fixed | Roof
NJADRE1559589147 | Administratively Determined Incentive Program | Cape May | 8204 | 3.28 | Residential | Behind the Meter | Yes | Sunrun Installation Services, Inc. | AC Electric |  | Accepted | 2025-05-05 | 2025-06-03 | 2026-06-03 | Inverters | SOLAREDGE TECHNOLOGIES | SE3800H-USMN | 3800 |  | 1 |  |  | 0.99 |  | Outdoor
NJADRE1559589147 | Administratively Determined Incentive Program | Cape May | 8204 | 3.28 | Residential | Behind the Meter | Yes | Sunrun Installation Services, Inc. | AC Electric |  | Accepted | 2025-05-05 | 2025-06-03 | 2026-06-03 | Solar Panels | HANWHA Q-CELLS | Q.PEAK DUO BLK ML-G10+ 410 |  | 0.41 | 8 | 279 | 34 |  | Fixed | Roof
NJADRE1559589175 | Administratively Determined Incentive Program | BRICK | 8724 | 5.33 | Residential | Behind the Meter | No | Tesla Energy Operations, Inc. | JCP&L |  | Accepted | 2025-05-05 | 2025-06-03 | 2026-06-03 | Solar Panels | Hanwha | Q.PEAK DUO BLK ML-G10.a+/TS 410 |  | 0.41 | 4 | 266 | 40 |  | Fixed | Roof
NJADRE1559589175 | Administratively Determined Incentive Program | BRICK | 8724 | 5.33 | Residential | Behind the Meter | No | Tesla Energy Operations, Inc. | JCP&L |  | Accepted | 2025-05-05 | 2025-06-03 | 2026-06-03 | Solar Panels | Hanwha | Q.PEAK DUO BLK ML-G10.a+/TS 410 |  | 0.41 | 3 | 86 | 40 |  | Fixed | Roof
NJADRE1559589175 | Administratively Determined Incentive Program | BRICK | 8724 | 5.33 | Residential | Behind the Meter | No | Tesla Energy Operations, Inc. | JCP&L |  | Accepted | 2025-05-05 | 2025-06-03 | 2026-06-03 | Solar Panels | Hanwha | Q.PEAK DUO BLK ML-G10.a+/TS 410 |  | 0.41 | 6 | 266 | 40 |  | Fixed | Roof
NJADRE1559589175 | Administratively Determined Incentive Program | BRICK | 8724 | 5.33 | Residential | Behind the Meter | No | Tesla Energy Operations, Inc. | JCP&L |  | Accepted | 2025-05-05 | 2025-06-03 | 2026-06-03 | Inverters | Tesla | 1538000-XX-Y | 7600 |  | 1 |  |  | 0.98 |  | Outside
NJADRE1559589181 | Administratively Determined Incentive Program | TRENTON | 8610 | 12.18 | Residential | Behind the Meter | No | Public Service Solar, LLC | PSE&G |  | Accepted | 2025-05-05 | 2025-06-10 | 2026-06-10 | Solar Panels | Panasonic | EVPV420HK2 |  | 0.42 | 6 | 60 | 34 |  | Fixed | Roof
NJADRE1559589181 | Administratively Determined Incentive Program | TRENTON | 8610 | 12.18 | Residential | Behind the Meter | No | Public Service Solar, LLC | PSE&G |  | Accepted | 2025-05-05 | 2025-06-10 | 2026-06-10 | Solar Panels | Panasonic | EVPV420HK2 |  | 0.42 | 12 | 239 | 14 |  | Fixed | Roof
NJADRE1559589181 | Administratively Determined Incentive Program | TRENTON | 8610 | 12.18 | Residential | Behind the Meter | No | Public Service Solar, LLC | PSE&G |  | Accepted | 2025-05-05 | 2025-06-10 | 2026-06-10 | Inverters | Panasonic | iQ8HC-72-M-US | 380 |  | 29 |  |  | 0.96 |  | Outdoor | Under Panels
NJADRE1559589181 | Administratively Determined Incentive Program | TRENTON | 8610 | 12.18 | Residential | Behind the Meter | No | Public Service Solar, LLC | PSE&G |  | Accepted | 2025-05-05 | 2025-06-10 | 2026-06-10 | Solar Panels | Panasonic | EVPV420HK2 |  | 0.42 | 11 | 239 | 34 |  | Fixed | Roof
NJADRE1559589219 | Administratively Determined Incentive Program | ENGLISHTOWN | 7726 | 11.76 | Residential | Behind the Meter | No | Public Service Solar, LLC | JCP&L |  | Accepted | 2025-05-05 | 2025-06-03 | 2026-06-03 | Solar Panels | Panasonic | EVPV420HK2 |  | 0.42 | 18 | 96 | 22 |  | Fixed | Roof
NJADRE1559589219 | Administratively Determined Incentive Program | ENGLISHTOWN | 7726 | 11.76 | Residential | Behind the Meter | No | Public Service Solar, LLC | JCP&L |  | Accepted | 2025-05-05 | 2025-06-03 | 2026-06-03 | Solar Panels | Panasonic | EVPV420HK2 |  | 0.42 | 10 | 276 | 22 |  | Fixed | Roof
NJADRE1559589219 | Administratively Determined Incentive Program | ENGLISHTOWN | 7726 | 11.76 | Residential | Behind the Meter | No | Public Service Solar, LLC | JCP&L |  | Accepted | 2025-05-05 | 2025-06-03 | 2026-06-03 | Inverters | Enphase | iQ8HC-72-M-US | 380 |  | 28 |  |  | 0.96 |  | Outdoor | Under Panels
NJADRE1559589543 | Administratively Determined Incentive Program | BARNEGAT | 8005 | 9.84 | Residential | Behind the Meter | Yes | Sunrun Installation Services, Inc. | JCP&L |  | Accepted | 2025-05-05 | 2025-06-03 | 2026-06-03 | Electric Storage Battery | Tesla | Powerwall 3 1707000-xx-y |  |  | 1 |  |  |  | Lithium Ion |  | OUTSIDE
NJADRE1559589543 | Administratively Determined Incentive Program | BARNEGAT | 8005 | 9.84 | Residential | Behind the Meter | Yes | Sunrun Installation Services, Inc. | JCP&L |  | Accepted | 2025-05-05 | 2025-06-03 | 2026-06-03 | Inverters | Tesla | Powerwall 3 1707000-xx-y | 11500 |  | 1 |  |  | 0.97 |  | Outdoor
NJADRE1559589543 | Administratively Determined Incentive Program | BARNEGAT | 8005 | 9.84 | Residential | Behind the Meter | Yes | Sunrun Installation Services, Inc. | JCP&L |  | Accepted | 2025-05-05 | 2025-06-03 | 2026-06-03 | Solar Panels | Hanwha Q Cells | Q.PEAK DUO BLK ML-G10+ 410 DCA |  | 0.41 | 4 | 105 | 19 |  | Fixed | Roof
NJADRE1559589543 | Administratively Determined Incentive Program | BARNEGAT | 8005 | 9.84 | Residential | Behind the Meter | Yes | Sunrun Installation Services, Inc. | JCP&L |  | Accepted | 2025-05-05 | 2025-06-03 | 2026-06-03 | Solar Panels | Hanwha Q Cells | Q.PEAK DUO BLK ML-G10+ 410 DCA |  | 0.41 | 8 | 195 | 27 |  | Fixed | Roof
NJADRE1559589543 | Administratively Determined Incentive Program | BARNEGAT | 8005 | 9.84 | Residential | Behind the Meter | Yes | Sunrun Installation Services, Inc. | JCP&L |  | Accepted | 2025-05-05 | 2025-06-03 | 2026-06-03 | Solar Panels | Hanwha Q Cells | Q.PEAK DUO BLK ML-G10+ 410 DCA |  | 0.41 | 12 | 195 | 27 |  | Fixed | Roof
NJADRE1559589597 | Administratively Determined Incentive Program | CLARK | 7066 | 18.63 | Residential | Behind the Meter | No | Freedom Forever New Jersey, LLC | PSE&G |  | Accepted | 2025-05-05 | 2025-06-03 | 2026-06-03 | Solar Panels | JA Solar | JAM54S31-405/MR |  | 0.405 | 46 | 7 | 25 |  | Fixed | Roof
NJADRE1559589597 | Administratively Determined Incentive Program | CLARK | 7066 | 18.63 | Residential | Behind the Meter | No | Freedom Forever New Jersey, LLC | PSE&G |  | Accepted | 2025-05-05 | 2025-06-03 | 2026-06-03 | Inverters | Solar Edge | SE7600H-USRGM | 7600 |  | 2 |  |  | 0.99 |  | Outside
NJADRE1559589609 | Administratively Determined Incentive Program | HILLSBOROUGH TOWNSHIP | 8844 | 8.2 | Residential | Behind the Meter | No | Tesla Energy Operations, Inc. | PSE&G |  | Accepted | 2025-05-05 | 2025-06-03 | 2026-06-03 | Solar Panels | Hanwha | Q.PEAK DUO BLK ML-G10.a+/TS 410 |  | 0.41 | 12 | 93 | 23 |  | Fixed | Roof
NJADRE1559589609 | Administratively Determined Incentive Program | HILLSBOROUGH TOWNSHIP | 8844 | 8.2 | Residential | Behind the Meter | No | Tesla Energy Operations, Inc. | PSE&G |  | Accepted | 2025-05-05 | 2025-06-03 | 2026-06-03 | Inverters | Tesla | 1538000-XX-Y | 7600 |  | 1 |  |  | 0.98 |  | Outside
NJADRE1559589609 | Administratively Determined Incentive Program | HILLSBOROUGH TOWNSHIP | 8844 | 8.2 | Residential | Behind the Meter | No | Tesla Energy Operations, Inc. | PSE&G |  | Accepted | 2025-05-05 | 2025-06-03 | 2026-06-03 | Solar Panels | Hanwha | Q.PEAK DUO BLK ML-G10.a+/TS 410 |  | 0.41 | 8 | 273 | 23 |  | Fixed | Roof
NJADRE1559589616 | Administratively Determined Incentive Program | TRENTON CITY | 8618 | 9.43 | Residential | Behind the Meter | Yes | Sunrun Installation Services, Inc. | PSE&G |  | Accepted | 2025-05-05 | 2025-06-03 | 2026-06-03 | Inverters | TESLA | Powerwall 3 1707000-xx-y | 11500 |  | 1 |  |  | 0.97 |  | Outdoor | Next to meter
NJADRE1559589616 | Administratively Determined Incentive Program | TRENTON CITY | 8618 | 9.43 | Residential | Behind the Meter | Yes | Sunrun Installation Services, Inc. | PSE&G |  | Accepted | 2025-05-05 | 2025-06-03 | 2026-06-03 | Solar Panels | Hanwha Q-Cells | Q.PEAK DUO BLK ML-G10+ 410 DCA (MD06G100A-017) |  | 0.41 | 12 | 128 | 30 |  | Fixed | Roof
NJADRE1559589616 | Administratively Determined Incentive Program | TRENTON CITY | 8618 | 9.43 | Residential | Behind the Meter | Yes | Sunrun Installation Services, Inc. | PSE&G |  | Accepted | 2025-05-05 | 2025-06-03 | 2026-06-03 | Solar Panels | Hanwha Q-Cells | Q.PEAK DUO BLK ML-G10+ 410 DCA (MD06G100A-017) |  | 0.41 | 11 | 308 | 38 |  | Fixed | Roof
NJADRE1559589616 | Administratively Determined Incentive Program | TRENTON CITY | 8618 | 9.43 | Residential | Behind the Meter | Yes | Sunrun Installation Services, Inc. | PSE&G |  | Accepted | 2025-05-05 | 2025-06-03 | 2026-06-03 | Electric Storage Battery | TESLA | Powerwall 3 1707000-xx-y |  |  | 1 |  |  |  | Lithium Ion |  | OUTSIDE
NJADRE1559589632 | Administratively Determined Incentive Program | JAMESBURG | 8831 | 10.8 | Residential | Behind the Meter | Yes | All Phase Installations and Electrical Services | JCP&L |  | Accepted | 2025-05-05 | 2025-06-12 | 2026-06-12 | Solar Panels | CANADIAN SOLAR | CS6.1-54TM-450H 450W |  | 0.45 | 5 | 271 | 25 |  | Fixed | Roof
NJADRE1559589632 | Administratively Determined Incentive Program | JAMESBURG | 8831 | 10.8 | Residential | Behind the Meter | Yes | All Phase Installations and Electrical Services | JCP&L |  | Accepted | 2025-05-05 | 2025-06-12 | 2026-06-12 | Inverters | ENPHASE | IQ8A-72-M-US | 349 |  | 24 |  |  | 0.98 |  | Outside
NJADRE1559589632 | Administratively Determined Incentive Program | JAMESBURG | 8831 | 10.8 | Residential | Behind the Meter | Yes | All Phase Installations and Electrical Services | JCP&L |  | Accepted | 2025-05-05 | 2025-06-12 | 2026-06-12 | Solar Panels | CANADIAN SOLAR | CS6.1-54TM-450H 450W |  | 0.45 | 19 | 91 | 25 |  | Fixed | Roof
NJADRE1559589636 | Administratively Determined Incentive Program | LUMBERTON TWP | 8048 | 9 | Residential | Behind the Meter | No | All Phase Installations and Electrical Services | PSE&G |  | Accepted | 2025-05-05 | 2025-06-09 | 2026-06-09 | Inverters | ENPHASE | IQ8A-72-2-US | 349 |  | 20 |  |  | 0.98 |  | Outside
NJADRE1559589636 | Administratively Determined Incentive Program | LUMBERTON TWP | 8048 | 9 | Residential | Behind the Meter | No | All Phase Installations and Electrical Services | PSE&G |  | Accepted | 2025-05-05 | 2025-06-09 | 2026-06-09 | Solar Panels | CANADIAN SOLAR | CS6.1-54TM-450H |  | 0.45 | 20 | 177 | 20 |  | Fixed | Roof
NJADRE1559589640 | Administratively Determined Incentive Program | EWING | 8638 | 4.1 | Residential | Behind the Meter | Yes | Sunrun Installation Services, Inc. | PSE&G |  | Accepted | 2025-05-05 | 2025-06-03 | 2026-06-03 | Inverters | SolarEdge Technologies | SE3800H-USMN | 3800 |  | 1 |  |  | 0.99 |  | Outdoor | Next to meter
NJADRE1559589640 | Administratively Determined Incentive Program | EWING | 8638 | 4.1 | Residential | Behind the Meter | Yes | Sunrun Installation Services, Inc. | PSE&G |  | Accepted | 2025-05-05 | 2025-06-03 | 2026-06-03 | Solar Panels | Hanwha Q-Cells | Q.PEAK DUO BLK ML-G10+ 410 |  | 0.41 | 3 | 308 | 23 |  | Fixed | Roof
NJADRE1559589640 | Administratively Determined Incentive Program | EWING | 8638 | 4.1 | Residential | Behind the Meter | Yes | Sunrun Installation Services, Inc. | PSE&G |  | Accepted | 2025-05-05 | 2025-06-03 | 2026-06-03 | Solar Panels | Hanwha Q-Cells | Q.PEAK DUO BLK ML-G10+ 410 |  | 0.41 | 7 | 128 | 23 |  | Fixed | Roof
NJADRE1559589643 | Administratively Determined Incentive Program | Carteret | 7008 | 4.92 | Residential | Behind the Meter | Yes | Sunrun Installation Services, Inc. | PSE&G |  | Accepted | 2025-05-05 | 2025-06-03 | 2026-06-03 | Electric Storage Battery | Tesla | Powerwall 3 1707000-xx-y |  |  | 1 |  |  |  | Lithium Ion |  | OUTSIDE
NJADRE1559589643 | Administratively Determined Incentive Program | Carteret | 7008 | 4.92 | Residential | Behind the Meter | Yes | Sunrun Installation Services, Inc. | PSE&G |  | Accepted | 2025-05-05 | 2025-06-03 | 2026-06-03 | Inverters | Tesla | Powerwall 3 1707000-xx-y | 11500 |  | 1 |  |  | 0.97 |  | Outdoor
NJADRE1559589643 | Administratively Determined Incentive Program | Carteret | 7008 | 4.92 | Residential | Behind the Meter | Yes | Sunrun Installation Services, Inc. | PSE&G |  | Accepted | 2025-05-05 | 2025-06-03 | 2026-06-03 | Solar Panels | JA Solar | JAM54S31-405/MR |  | 0.41 | 6 | 34 | 14 |  | Fixed | Roof
NJADRE1559589643 | Administratively Determined Incentive Program | Carteret | 7008 | 4.92 | Residential | Behind the Meter | Yes | Sunrun Installation Services, Inc. | PSE&G |  | Accepted | 2025-05-05 | 2025-06-03 | 2026-06-03 | Solar Panels | JA Solar | JAM54S31-405/MR |  | 0.41 | 6 | 215 | 11 |  | Fixed | Roof
NJADRE1559597369 | Administratively Determined Incentive Program | Ewing | 8638 | 10.94 | Residential | Behind the Meter | Yes | Freedom Forever New Jersey, LLC | PSE&G |  | Accepted | 2025-05-06 | 2025-06-03 | 2026-06-03 | Inverters | Solar Edge | SE7600H-US | 7600 |  | 1 |  |  | 0.99 |  | Outside
NJADRE1559597369 | Administratively Determined Incentive Program | Ewing | 8638 | 10.94 | Residential | Behind the Meter | Yes | Freedom Forever New Jersey, LLC | PSE&G |  | Accepted | 2025-05-06 | 2025-06-03 | 2026-06-03 | Solar Panels | JA Solar | JAM54S31-405/MR |  | 0.405 | 27 | 271 | 37 |  | Fixed | Roof
NJADRE1559598146 | Administratively Determined Incentive Program | Dennis | 8210 | 24.65 | Residential | Behind the Meter | Yes | RCL Enterprises, Inc. | AC Electric |  | Accepted | 2025-05-06 | 2025-06-03 | 2026-06-03 | Inverters | Enphase | IQ8plus | 290 |  | 58 |  |  | 0.97 |  | Outside
NJADRE1559598146 | Administratively Determined Incentive Program | Dennis | 8210 | 24.65 | Residential | Behind the Meter | Yes | RCL Enterprises, Inc. | AC Electric |  | Accepted | 2025-05-06 | 2025-06-03 | 2026-06-03 | Solar Panels | Jinko | JKM425N |  | 0.425 | 58 | 180 | 25 |  | Fixed | Ground
NJADRE1559598151 | Administratively Determined Incentive Program | Avenel | 7001 | 14.03 | Residential | Behind the Meter | Yes | Whitman Construction, LLC | PSE&G |  | Accepted | 2025-05-06 | 2025-06-03 | 2026-06-03 | Solar Panels | Jinko Solar | JKM425N-54HL4-B |  | 0.425 | 17 | 214 | 20 |  | Fixed | Roof
NJADRE1559598151 | Administratively Determined Incentive Program | Avenel | 7001 | 14.03 | Residential | Behind the Meter | Yes | Whitman Construction, LLC | PSE&G |  | Accepted | 2025-05-06 | 2025-06-03 | 2026-06-03 | Solar Panels | Jinko Solar | JKM425N-54HL4-B |  | 0.425 | 16 | 34 | 20 |  | Fixed | Roof
NJADRE1559598151 | Administratively Determined Incentive Program | Avenel | 7001 | 14.03 | Residential | Behind the Meter | Yes | Whitman Construction, LLC | PSE&G |  | Accepted | 2025-05-06 | 2025-06-03 | 2026-06-03 | Inverters | ENPHASE | IQ8PLUS-72-2-US | 290 |  | 33 |  |  | 0.975 |  | Outdoor
NJADRE1559598156 | Administratively Determined Incentive Program | Linwood | 8221 | 15.58 | Residential | Behind the Meter | Yes | Sunrun Installation Services, Inc. | AC Electric |  | Accepted | 2025-05-06 | 2025-06-03 | 2026-06-03 | Solar Panels | Hanwha Q-Cells | Q.PEAK DUO BLK ML-G10+ 410 |  | 0.41 | 12 | 213 | 34 |  | Fixed | Roof
NJADRE1559598156 | Administratively Determined Incentive Program | Linwood | 8221 | 15.58 | Residential | Behind the Meter | Yes | Sunrun Installation Services, Inc. | AC Electric |  | Accepted | 2025-05-06 | 2025-06-03 | 2026-06-03 | Solar Panels | Hanwha Q-Cells | Q.PEAK DUO BLK ML-G10+ 410 |  | 0.41 | 9 | 33 | 18 |  | Fixed | Roof
NJADRE1559598156 | Administratively Determined Incentive Program | Linwood | 8221 | 15.58 | Residential | Behind the Meter | Yes | Sunrun Installation Services, Inc. | AC Electric |  | Accepted | 2025-05-06 | 2025-06-03 | 2026-06-03 | Inverters | SolarEdge Technologies | SE5700H-USMN | 11520 |  | 2 |  |  | 0.99 |  | Outdoor | Next to meter
NJADRE1559598156 | Administratively Determined Incentive Program | Linwood | 8221 | 15.58 | Residential | Behind the Meter | Yes | Sunrun Installation Services, Inc. | AC Electric |  | Accepted | 2025-05-06 | 2025-06-03 | 2026-06-03 | Solar Panels | Hanwha Q-Cells | Q.PEAK DUO BLK ML-G10+ 410 |  | 0.41 | 8 | 213 | 17 |  | Fixed | Roof
NJADRE1559598156 | Administratively Determined Incentive Program | Linwood | 8221 | 15.58 | Residential | Behind the Meter | Yes | Sunrun Installation Services, Inc. | AC Electric |  | Accepted | 2025-05-06 | 2025-06-03 | 2026-06-03 | Solar Panels | Hanwha Q-Cells | Q.PEAK DUO BLK ML-G10+ 410 |  | 0.41 | 9 | 33 | 35 |  | Fixed | Roof
NJADRE1559598179 | Administratively Determined Incentive Program | Washington | 7882 | 11.05 | Residential | Behind the Meter | No | Power Energy Solutions, LLC | JCP&L |  | Accepted | 2025-05-06 | 2025-06-03 | 2026-06-03 | Solar Panels | Trina Solar | TSM-425NE09RC.05 |  | 0.425 | 8 | 137 | 28 |  | Fixed | Roof
NJADRE1559598179 | Administratively Determined Incentive Program | Washington | 7882 | 11.05 | Residential | Behind the Meter | No | Power Energy Solutions, LLC | JCP&L |  | Accepted | 2025-05-06 | 2025-06-03 | 2026-06-03 | Solar Panels | Trina Solar | TSM-425NE09RC.05 |  | 0.425 | 8 | 318 | 35 |  | Fixed | Roof
NJADRE1559598179 | Administratively Determined Incentive Program | Washington | 7882 | 11.05 | Residential | Behind the Meter | No | Power Energy Solutions, LLC | JCP&L |  | Accepted | 2025-05-06 | 2025-06-03 | 2026-06-03 | Inverters | SolarEdge | SE5700H-US | 6 |  | 1 |  |  | 0.97 |  | Outdoor
NJADRE1559598179 | Administratively Determined Incentive Program | Washington | 7882 | 11.05 | Residential | Behind the Meter | No | Power Energy Solutions, LLC | JCP&L |  | Accepted | 2025-05-06 | 2025-06-03 | 2026-06-03 | Solar Panels | Trina Solar | TSM-425NE09RC.05 |  | 0.425 | 10 | 317 | 28 |  | Fixed | Roof
NJADRE1559598182 | Administratively Determined Incentive Program | Ridgefield | 7657 | 3.28 | Residential | Behind the Meter | Yes | Trinity Solar, LLC | PSE&G |  | Accepted | 2025-05-06 | 2025-06-03 | 2026-06-03 | Solar Panels | HANWHA | (Q.PEAK DUO BLK ML-G10+ 410) |  | 0.41 | 2 | 307 | 31 |  | Fixed | Roof
NJADRE1559598182 | Administratively Determined Incentive Program | Ridgefield | 7657 | 3.28 | Residential | Behind the Meter | Yes | Trinity Solar, LLC | PSE&G |  | Accepted | 2025-05-06 | 2025-06-03 | 2026-06-03 | Solar Panels | HANWHA | (Q.PEAK DUO BLK ML-G10+ 410) |  | 0.41 | 2 | 217 | 31 |  | Fixed | Roof
NJADRE1559598182 | Administratively Determined Incentive Program | Ridgefield | 7657 | 3.28 | Residential | Behind the Meter | Yes | Trinity Solar, LLC | PSE&G |  | Accepted | 2025-05-06 | 2025-06-03 | 2026-06-03 | Solar Panels | HANWHA | (Q.PEAK DUO BLK ML-G10+ 410) |  | 0.41 | 2 | 37 | 31 |  | Fixed | Roof
NJADRE1559598182 | Administratively Determined Incentive Program | Ridgefield | 7657 | 3.28 | Residential | Behind the Meter | Yes | Trinity Solar, LLC | PSE&G |  | Accepted | 2025-05-06 | 2025-06-03 | 2026-06-03 | Inverters | Solar Edge | SE3800H-USMNUBL15 | 3800 |  | 1 |  |  | 0.97 |  | Outdoor
NJADRE1559598182 | Administratively Determined Incentive Program | Ridgefield | 7657 | 3.28 | Residential | Behind the Meter | Yes | Trinity Solar, LLC | PSE&G |  | Accepted | 2025-05-06 | 2025-06-03 | 2026-06-03 | Solar Panels | HANWHA | (Q.PEAK DUO BLK ML-G10+ 410) |  | 0.41 | 2 | 127 | 31 |  | Fixed | Roof
NJADRE1559598187 | Administratively Determined Incentive Program | North Middletown | 7748 | 5.67 | Residential | Behind the Meter | Yes | Sunrun Installation Services, Inc. | JCP&L |  | Accepted | 2025-05-06 | 2025-06-03 | 2026-06-03 | Solar Panels | JA Solar | JAM54S31-405/MR |  | 0.405 | 5 | 27 | 32 |  | Fixed | Roof
NJADRE1559598187 | Administratively Determined Incentive Program | North Middletown | 7748 | 5.67 | Residential | Behind the Meter | Yes | Sunrun Installation Services, Inc. | JCP&L |  | Accepted | 2025-05-06 | 2025-06-03 | 2026-06-03 | Solar Panels | JA Solar | JAM54S31-405/MR |  | 0.405 | 9 | 207 | 29 |  | Fixed | Roof
NJADRE1559598187 | Administratively Determined Incentive Program | North Middletown | 7748 | 5.67 | Residential | Behind the Meter | Yes | Sunrun Installation Services, Inc. | JCP&L |  | Accepted | 2025-05-06 | 2025-06-03 | 2026-06-03 | Inverters | SolarEdge Technologies | SE3800H-USMN | 3800 |  | 1 |  |  | 0.99 |  | Outdoor | Next to meter
NJADRE1559598188 | Administratively Determined Incentive Program | Bridgewater | 8807 | 11.48 | Residential | Behind the Meter | Yes | Trinity Solar, LLC | PSE&G |  | Accepted | 2025-05-06 | 2025-06-05 | 2026-06-05 | Solar Panels | Hanwha | HANWHA 410 (Q.PEAK DUO BLK ML-G10+ 410) |  | 0.41 | 28 | 159 | 30 |  | Fixed | Roof
NJADRE1559598188 | Administratively Determined Incentive Program | Bridgewater | 8807 | 11.48 | Residential | Behind the Meter | Yes | Trinity Solar, LLC | PSE&G |  | Accepted | 2025-05-06 | 2025-06-05 | 2026-06-05 | Inverters | Solar Edge | se10000H-US | 10000 |  | 1 |  |  | 0.97 |  | Outside
NJADRE1559598199 | Administratively Determined Incentive Program | Burlington Township | 8016 | 3.65 | Residential | Behind the Meter | Yes | Sunrun Installation Services, Inc. | PSE&G |  | Accepted | 2025-05-06 | 2025-06-03 | 2026-06-03 | Inverters | SOLAREDGE TECHNOLOGIES | SE3800H-USMN | 3800 |  | 1 |  |  | 0.99 |  | Outdoor
NJADRE1559598199 | Administratively Determined Incentive Program | Burlington Township | 8016 | 3.65 | Residential | Behind the Meter | Yes | Sunrun Installation Services, Inc. | PSE&G |  | Accepted | 2025-05-06 | 2025-06-03 | 2026-06-03 | Solar Panels | JA SOLAR | JAM54S31-405/MR |  | 0.405 | 6 | 35 | 26 |  | Fixed | Roof
NJADRE1559598199 | Administratively Determined Incentive Program | Burlington Township | 8016 | 3.65 | Residential | Behind the Meter | Yes | Sunrun Installation Services, Inc. | PSE&G |  | Accepted | 2025-05-06 | 2025-06-03 | 2026-06-03 | Solar Panels | JA SOLAR | JAM54S31-405/MR |  | 0.405 | 3 | 214 | 27 |  | Fixed | Roof
NJADRE1559598215 | Administratively Determined Incentive Program | Delran | 8075 | 9.13 | Residential | Behind the Meter | Yes | SunnyMac, LLC | PSE&G |  | Accepted | 2025-05-06 | 2025-06-03 | 2026-06-03 | Solar Panels | HANWHA | Q.PEAK DUO BLK ML-G10+ 415W |  | 0.415 | 8 | 241 | 30 |  | Fixed | Roof
NJADRE1559598215 | Administratively Determined Incentive Program | Delran | 8075 | 9.13 | Residential | Behind the Meter | Yes | SunnyMac, LLC | PSE&G |  | Accepted | 2025-05-06 | 2025-06-03 | 2026-06-03 | Solar Panels | HANWHA | Q.PEAK DUO BLK ML-G10+ 415W |  | 0.415 | 14 | 241 | 13 |  | Fixed | Roof
NJADRE1559598215 | Administratively Determined Incentive Program | Delran | 8075 | 9.13 | Residential | Behind the Meter | Yes | SunnyMac, LLC | PSE&G |  | Accepted | 2025-05-06 | 2025-06-03 | 2026-06-03 | Inverters | SOLAREDGE HOME HUB | SE7600H-US | 7600 |  | 1 |  |  | 0.99 |  | Outdoor | next to meter
NJADRE1559598235 | Administratively Determined Incentive Program | TOMS RIVER | 8757 | 9.78 | Residential | Behind the Meter | Yes | Whitman Construction, LLC | JCP&L |  | Accepted | 2025-05-06 | 2025-06-03 | 2026-06-03 | Solar Panels | Jinko Solar | JKM425N-54HL4-B |  | 0.425 | 11 | 336 | 18 |  | Fixed | Roof
NJADRE1559598235 | Administratively Determined Incentive Program | TOMS RIVER | 8757 | 9.78 | Residential | Behind the Meter | Yes | Whitman Construction, LLC | JCP&L |  | Accepted | 2025-05-06 | 2025-06-03 | 2026-06-03 | Solar Panels | Jinko Solar | JKM425N-54HL4-B |  | 0.425 | 12 | 156 | 18 |  | Fixed | Roof
NJADRE1559598235 | Administratively Determined Incentive Program | TOMS RIVER | 8757 | 9.78 | Residential | Behind the Meter | Yes | Whitman Construction, LLC | JCP&L |  | Accepted | 2025-05-06 | 2025-06-03 | 2026-06-03 | Inverters | ENPHASE | IQ8PLUS-72-2-US | 290 |  | 23 |  |  | 0.975 |  | Outdoor
NJADRE1559598241 | Administratively Determined Incentive Program | CAPE MAY | 8204 | 13.76 | Residential | Behind the Meter | No | Sun Up Zero Down, LLC | AC Electric |  | Accepted | 2025-05-07 | 2025-06-05 | 2026-06-05 | Solar Panels | TRINA | SEG-430-BTD-BG |  | 0.43 | 32 | 193 | 23 |  | Fixed | Roof
NJADRE1559598241 | Administratively Determined Incentive Program | CAPE MAY | 8204 | 13.76 | Residential | Behind the Meter | No | Sun Up Zero Down, LLC | AC Electric |  | Accepted | 2025-05-07 | 2025-06-05 | 2026-06-05 | Meters | Enphase | TBD |  |  | 1 |  |  |  | Yes | Outdoor
NJADRE1559598241 | Administratively Determined Incentive Program | CAPE MAY | 8204 | 13.76 | Residential | Behind the Meter | No | Sun Up Zero Down, LLC | AC Electric |  | Accepted | 2025-05-07 | 2025-06-05 | 2026-06-05 | Inverters | Enphase | IQ8PLUS-72-2-US | 290 |  | 32 |  |  | 0.976 |  | Outdoor
NJADRE1559598249 | Administratively Determined Incentive Program | CAPE MAY | 8204 | 4.51 | Residential | Behind the Meter | Yes | Trinity Solar, LLC | AC Electric |  | Accepted | 2025-05-06 | 2025-06-09 | 2026-06-09 | Solar Panels | HANWHA | (Q.PEAK DUO BLK ML-G10+ 410) |  | 0.41 | 11 | 155 | 18 |  | Fixed | Roof
NJADRE1559598249 | Administratively Determined Incentive Program | CAPE MAY | 8204 | 4.51 | Residential | Behind the Meter | Yes | Trinity Solar, LLC | AC Electric |  | Accepted | 2025-05-06 | 2025-06-09 | 2026-06-09 | Inverters | Solar Edge | SE3800H-USMNUBL15 | 3800 |  | 1 |  |  | 0.97 |  | Outdoor
NJADRE1559598266 | Administratively Determined Incentive Program | UNION | 7087 | 10.66 | Residential | Behind the Meter | Yes | Big Wave Roofing and Solar, LLC | PSE&G |  | Accepted | 2025-05-06 | 2025-06-03 | 2026-06-03 | Inverters | Enphase | IQ8HC-72-M-DOM-US | 380 |  | 26 |  |  | 0.97 |  | Outside
NJADRE1559598266 | Administratively Determined Incentive Program | UNION | 7087 | 10.66 | Residential | Behind the Meter | Yes | Big Wave Roofing and Solar, LLC | PSE&G |  | Accepted | 2025-05-06 | 2025-06-03 | 2026-06-03 | Solar Panels | Mission | MSE410HT0B |  | 0.41 | 26 | 297 | 5 |  | Fixed | Roof
NJADRE1559598269 | Administratively Determined Incentive Program | Millville | 8332 | 6.8 | Residential | Behind the Meter | Yes | Whitman Construction, LLC | AC Electric |  | Accepted | 2025-05-06 | 2025-06-03 | 2026-06-03 | Inverters | ENPHASE | IQ8PLUS-72-2-US | 290 |  | 16 |  |  | 0.975 |  | Outdoor
NJADRE1559598269 | Administratively Determined Incentive Program | Millville | 8332 | 6.8 | Residential | Behind the Meter | Yes | Whitman Construction, LLC | AC Electric |  | Accepted | 2025-05-06 | 2025-06-03 | 2026-06-03 | Solar Panels | Jinko Solar | JKM425N-54HL4-B |  | 0.425 | 4 | 222 | 19 |  | Fixed | Roof
NJADRE1559598269 | Administratively Determined Incentive Program | Millville | 8332 | 6.8 | Residential | Behind the Meter | Yes | Whitman Construction, LLC | AC Electric |  | Accepted | 2025-05-06 | 2025-06-03 | 2026-06-03 | Solar Panels | Jinko Solar | JKM425N-54HL4-B |  | 0.425 | 3 | 222 | 19 |  | Fixed | Roof
NJADRE1559598269 | Administratively Determined Incentive Program | Millville | 8332 | 6.8 | Residential | Behind the Meter | Yes | Whitman Construction, LLC | AC Electric |  | Accepted | 2025-05-06 | 2025-06-03 | 2026-06-03 | Solar Panels | Jinko Solar | JKM425N-54HL4-B |  | 0.425 | 9 | 222 | 19 |  | Fixed | Roof
NJADRE1559598304 | Administratively Determined Incentive Program | TRENTON | 8638 | 5.74 | Residential | Behind the Meter | Yes | Trinity Solar, LLC | PSE&G |  | Accepted | 2025-05-06 | 2025-06-03 | 2026-06-03 | Solar Panels | HANWHA | Q.PEAK DUO BLK ML-G10+ 410 |  | 0.41 | 4 | 330 | 23 |  | Fixed | Roof
NJADRE1559598304 | Administratively Determined Incentive Program | TRENTON | 8638 | 5.74 | Residential | Behind the Meter | Yes | Trinity Solar, LLC | PSE&G |  | Accepted | 2025-05-06 | 2025-06-03 | 2026-06-03 | Inverters | Solar Edge | USE5700H-USMNBL75 | 5760 |  | 1 |  |  | 0.97 |  | Outdoor
NJADRE1559598304 | Administratively Determined Incentive Program | TRENTON | 8638 | 5.74 | Residential | Behind the Meter | Yes | Trinity Solar, LLC | PSE&G |  | Accepted | 2025-05-06 | 2025-06-03 | 2026-06-03 | Solar Panels | HANWHA | Q.PEAK DUO BLK ML-G10+ 410 |  | 0.41 | 10 | 150 | 23 |  | Fixed | Roof
NJADRE1559598318 | Administratively Determined Incentive Program | LINDENWOLD | 8021 | 10.75 | Residential | Behind the Meter | Yes | Sun Up Zero Down, LLC | AC Electric |  | Accepted | 2025-05-06 | 2025-06-03 | 2026-06-03 | Meters | Enphase | TBD |  |  | 1 |  |  |  | Yes | Outdoor
NJADRE1559598318 | Administratively Determined Incentive Program | LINDENWOLD | 8021 | 10.75 | Residential | Behind the Meter | Yes | Sun Up Zero Down, LLC | AC Electric |  | Accepted | 2025-05-06 | 2025-06-03 | 2026-06-03 | Solar Panels | TRINA | SEG-430-BTD-BG |  | 0.43 | 25 | 204 | 27 |  | Fixed | Roof
NJADRE1559598318 | Administratively Determined Incentive Program | LINDENWOLD | 8021 | 10.75 | Residential | Behind the Meter | Yes | Sun Up Zero Down, LLC | AC Electric |  | Accepted | 2025-05-06 | 2025-06-03 | 2026-06-03 | Inverters | Enphase | IQ8PLUS-72-2-US | 290 |  | 25 |  |  | 0.976 |  | Outdoor
NJADRE1559598320 | Administratively Determined Incentive Program | EGG HARBOR TOWNSHIP | 8234 | 11.05 | Residential | Behind the Meter | Yes | GenSun Roofing and Solar, LLC | AC Electric |  | Accepted | 2025-05-06 | 2025-06-03 | 2026-06-03 | Solar Panels | JINKO SOLAR | JKM425N-54HL4-B 425W |  | 0.425 | 3 | 291 | 35 |  | Fixed | Roof
NJADRE1559598320 | Administratively Determined Incentive Program | EGG HARBOR TOWNSHIP | 8234 | 11.05 | Residential | Behind the Meter | Yes | GenSun Roofing and Solar, LLC | AC Electric |  | Accepted | 2025-05-06 | 2025-06-03 | 2026-06-03 | Inverters | ENPHASE | IQ8HC-72-M-DOM-US | 380 |  | 26 |  |  | 0.99 |  | Outside
NJADRE1559598320 | Administratively Determined Incentive Program | EGG HARBOR TOWNSHIP | 8234 | 11.05 | Residential | Behind the Meter | Yes | GenSun Roofing and Solar, LLC | AC Electric |  | Accepted | 2025-05-06 | 2025-06-03 | 2026-06-03 | Solar Panels | JINKO SOLAR | JKM425N-54HL4-B 425W |  | 0.425 | 10 | 291 | 30 |  | Fixed | Roof
NJADRE1559598320 | Administratively Determined Incentive Program | EGG HARBOR TOWNSHIP | 8234 | 11.05 | Residential | Behind the Meter | Yes | GenSun Roofing and Solar, LLC | AC Electric |  | Accepted | 2025-05-06 | 2025-06-03 | 2026-06-03 | Solar Panels | JINKO SOLAR | JKM425N-54HL4-B 425W |  | 0.425 | 2 | 111 | 35 |  | Fixed | Roof
NJADRE1559598320 | Administratively Determined Incentive Program | EGG HARBOR TOWNSHIP | 8234 | 11.05 | Residential | Behind the Meter | Yes | GenSun Roofing and Solar, LLC | AC Electric |  | Accepted | 2025-05-06 | 2025-06-03 | 2026-06-03 | Solar Panels | JINKO SOLAR | JKM425N-54HL4-B 425W |  | 0.425 | 11 | 111 | 30 |  | Fixed | Roof
NJADRE1559598326 | Administratively Determined Incentive Program | WEST ORANGE | 7052 | 11.07 | Residential | Behind the Meter | Yes | Trinity Solar, LLC | PSE&G |  | Accepted | 2025-05-06 | 2025-06-11 | 2026-06-11 | Inverters | SolarEdge | USE10000H-USMNBL75 | 10000 |  | 1 |  |  | 0.97 |  | Outside
NJADRE1559598326 | Administratively Determined Incentive Program | WEST ORANGE | 7052 | 11.07 | Residential | Behind the Meter | Yes | Trinity Solar, LLC | PSE&G |  | Accepted | 2025-05-06 | 2025-06-11 | 2026-06-11 | Solar Panels | HANWHA | Q.PEAK DUO BLK ML-G10+410 |  | 0.41 | 20 | 210 | 31 |  | Fixed | Roof
NJADRE1559598326 | Administratively Determined Incentive Program | WEST ORANGE | 7052 | 11.07 | Residential | Behind the Meter | Yes | Trinity Solar, LLC | PSE&G |  | Accepted | 2025-05-06 | 2025-06-11 | 2026-06-11 | Solar Panels | HANWHA | Q.PEAK DUO BLK ML-G10+410 |  | 0.41 | 7 | 30 | 17 |  | Fixed | Roof
NJADRE1559598329 | Administratively Determined Incentive Program | TOMS RIVER | 8755 | 3.87 | Residential | Behind the Meter | Yes | Pro Custom Solar dba Momentum Solar | JCP&L |  | Accepted | 2025-05-06 | 2025-06-04 | 2026-06-04 | Solar Panels | HANWHA | Q.TRON BLK M-G2+430 |  | 0.43 | 9 | 127 | 32 |  | Fixed | Roof
NJADRE1559598329 | Administratively Determined Incentive Program | TOMS RIVER | 8755 | 3.87 | Residential | Behind the Meter | Yes | Pro Custom Solar dba Momentum Solar | JCP&L |  | Accepted | 2025-05-06 | 2025-06-04 | 2026-06-04 | Inverters | ENPHASE | IQ8HC-72-M-DOM-US | 380 |  | 9 |  |  | 0.97 |  | Outdoor
NJADRE1559598335 | Administratively Determined Incentive Program | Lyndhurst | 7071 | 5.74 | Residential | Behind the Meter | Yes | Trinity Solar, LLC | PSE&G |  | Accepted | 2025-05-06 | 2025-06-03 | 2026-06-03 | Solar Panels | HANWHA | (Q.PEAK DUO BLK ML-G10+ 410) |  | 0.41 | 14 | 209 | 39 |  | Fixed | Roof
NJADRE1559598335 | Administratively Determined Incentive Program | Lyndhurst | 7071 | 5.74 | Residential | Behind the Meter | Yes | Trinity Solar, LLC | PSE&G |  | Accepted | 2025-05-06 | 2025-06-03 | 2026-06-03 | Inverters | Solar Edge | SE6000H-USSNBBL14 | 6000 |  | 1 |  |  | 0.97 |  | Outdoor
NJADRE1559598342 | Administratively Determined Incentive Program | MANAHAWKIN | 8050 | 9.35 | Residential | Behind the Meter | No | PlugPV, LLC | AC Electric |  | Accepted | 2025-06-03 | 2025-06-26 | 2026-06-26 | Inverters | Enphase | IQ8PLUS-72-M-US | 290 |  | 22 |  |  | 0.98 |  | Outside
NJADRE1559598342 | Administratively Determined Incentive Program | MANAHAWKIN | 8050 | 9.35 | Residential | Behind the Meter | No | PlugPV, LLC | AC Electric |  | Accepted | 2025-06-03 | 2025-06-26 | 2026-06-26 | Solar Panels | JINKO SOLAR | JKM425N-54-HL4-B |  | 0.425 | 19 | 272 | 45 |  | Fixed | Roof
NJADRE1559598342 | Administratively Determined Incentive Program | MANAHAWKIN | 8050 | 9.35 | Residential | Behind the Meter | No | PlugPV, LLC | AC Electric |  | Accepted | 2025-06-03 | 2025-06-26 | 2026-06-26 | Solar Panels | JINKO SOLAR | JKM425N-54-HL4-B |  | 0.425 | 3 | 92 | 45 |  | Fixed | Roof
NJADRE1559598385 | Administratively Determined Incentive Program | Ewing | 8628 | 15.05 | Residential | Behind the Meter | Yes | Pro Custom Solar dba Momentum Solar | PSE&G |  | Accepted | 2025-05-06 | 2025-06-03 | 2026-06-03 | Inverters | ENPHASE | IQ8HC-72-M-DOM-US | 380 |  | 35 |  |  | 0.97 |  | Outdoor
NJADRE1559598385 | Administratively Determined Incentive Program | Ewing | 8628 | 15.05 | Residential | Behind the Meter | Yes | Pro Custom Solar dba Momentum Solar | PSE&G |  | Accepted | 2025-05-06 | 2025-06-03 | 2026-06-03 | Solar Panels | HANWHA | Q.TRON BLK M-G2+430 |  | 0.43 | 9 | 295 | 5 |  | Fixed | Roof
NJADRE1559598385 | Administratively Determined Incentive Program | Ewing | 8628 | 15.05 | Residential | Behind the Meter | Yes | Pro Custom Solar dba Momentum Solar | PSE&G |  | Accepted | 2025-05-06 | 2025-06-03 | 2026-06-03 | Solar Panels | HANWHA | Q.TRON BLK M-G2+430 |  | 0.43 | 14 | 295 | 11 |  | Fixed | Roof
NJADRE1559598385 | Administratively Determined Incentive Program | Ewing | 8628 | 15.05 | Residential | Behind the Meter | Yes | Pro Custom Solar dba Momentum Solar | PSE&G |  | Accepted | 2025-05-06 | 2025-06-03 | 2026-06-03 | Solar Panels | HANWHA | Q.TRON BLK M-G2+430 |  | 0.43 | 12 | 204 | 35 |  | Fixed | Roof
NJADRE1559598389 | Administratively Determined Incentive Program | BLOOMFIELD | 7003 | 4.92 | Residential | Behind the Meter | Yes | Trinity Solar, LLC | PSE&G |  | Accepted | 2025-05-06 | 2025-06-03 | 2026-06-03 | Solar Panels | HANWHA | (Q.PEAK DUO BLK ML-G10+ 410) |  | 0.41 | 12 | 126 | 32 |  | Fixed | Roof
NJADRE1559598389 | Administratively Determined Incentive Program | BLOOMFIELD | 7003 | 4.92 | Residential | Behind the Meter | Yes | Trinity Solar, LLC | PSE&G |  | Accepted | 2025-05-06 | 2025-06-03 | 2026-06-03 | Inverters | Solar Edge | USE3800H-USMNBL75 | 3800 |  | 1 |  |  | 0.97 |  | Outdoor
NJADRE1559598406 | Administratively Determined Incentive Program | POMPTON PLAINS | 7444 | 7.61 | Commercial | Behind the Meter | No | Geoscape Solar | JCP&L |  | Accepted | 2025-05-13 | 2025-06-16 | 2026-06-16 | Solar Panels | SEG Solar | 585-BTA-BG 585 |  | 0.585 | 13 | 261 | 24 |  | Fixed | Roof
NJADRE1559598406 | Administratively Determined Incentive Program | POMPTON PLAINS | 7444 | 7.61 | Commercial | Behind the Meter | No | Geoscape Solar | JCP&L |  | Accepted | 2025-05-13 | 2025-06-16 | 2026-06-16 | Inverters | Solar Edge | SE5.700KUS | 57000 |  | 1 |  |  | 0.98 |  | Outdoor
NJADRE1559598409 | Administratively Determined Incentive Program | EGG HARBOR TOWNSHIP | 8234 | 12.62 | Residential | Behind the Meter | Yes | Sun Up Zero Down, LLC | AC Electric |  | Accepted | 2025-05-06 | 2025-06-03 | 2026-06-03 | Inverters | Enphase | IQ8PLUS-72-2-US | 290 |  | 29 |  |  | 0.976 |  | Outdoor
NJADRE1559598409 | Administratively Determined Incentive Program | EGG HARBOR TOWNSHIP | 8234 | 12.62 | Residential | Behind the Meter | Yes | Sun Up Zero Down, LLC | AC Electric |  | Accepted | 2025-05-06 | 2025-06-03 | 2026-06-03 | Solar Panels | TRINA | Q.TRON BLK M-G2+ 435W |  | 0.435 | 29 | 170 | 34 |  | Fixed | Roof
NJADRE1559598409 | Administratively Determined Incentive Program | EGG HARBOR TOWNSHIP | 8234 | 12.62 | Residential | Behind the Meter | Yes | Sun Up Zero Down, LLC | AC Electric |  | Accepted | 2025-05-06 | 2025-06-03 | 2026-06-03 | Meters | Enphase | TBD |  |  | 1 |  |  |  | Yes | Outdoor
NJADRE1559598410 | Administratively Determined Incentive Program | Forked River | 8731 | 5.95 | Residential | Behind the Meter | Yes | GenSun Roofing and Solar, LLC | JCP&L |  | Accepted | 2025-05-06 | 2025-06-03 | 2026-06-03 | Solar Panels | Q CELLS | Q. TRON BLK M-G2+425 |  | 0.425 | 14 | 132 | 18 |  | Fixed | Roof
NJADRE1559598410 | Administratively Determined Incentive Program | Forked River | 8731 | 5.95 | Residential | Behind the Meter | Yes | GenSun Roofing and Solar, LLC | JCP&L |  | Accepted | 2025-05-06 | 2025-06-03 | 2026-06-03 | Inverters | ENPHASE | IQ8A-72-M-US | 4886 |  | 14 |  |  | 0.99 |  | Outside
NJADRE1559598413 | Administratively Determined Incentive Program | Wenonah | 8090 | 13.94 | Residential | Behind the Meter | Yes | Trinity Solar, LLC | AC Electric |  | Accepted | 2025-05-06 | 2025-06-05 | 2026-06-05 | Inverters | Solar Edge | USE11400H-USMNBL75 | 11400 |  | 1 |  |  | 0.97 |  | Outside
NJADRE1559598413 | Administratively Determined Incentive Program | Wenonah | 8090 | 13.94 | Residential | Behind the Meter | Yes | Trinity Solar, LLC | AC Electric |  | Accepted | 2025-05-06 | 2025-06-05 | 2026-06-05 | Solar Panels | Hanwha | HANWHA 410 (Q.PEAK DUO BLK ML-G10+ 410) |  | 0.41 | 21 | 88 | 25 |  | Fixed | Roof
NJADRE1559598413 | Administratively Determined Incentive Program | Wenonah | 8090 | 13.94 | Residential | Behind the Meter | Yes | Trinity Solar, LLC | AC Electric |  | Accepted | 2025-05-06 | 2025-06-05 | 2026-06-05 | Solar Panels | Hanwha | HANWHA 410 (Q.PEAK DUO BLK ML-G10+ 410) |  | 0.41 | 13 | 88 | 14 |  | Fixed | Roof
NJADRE1559598428 | Administratively Determined Incentive Program | Brick | 8724 | 8.2 | Residential | Behind the Meter | Yes | Trinity Solar, LLC | JCP&L |  | Accepted | 2025-05-06 | 2025-06-06 | 2026-06-06 | Solar Panels | Solar Edge | USE7600H-US |  | 0.41 | 20 | 116 | 24 |  | Fixed | Roof
NJADRE1559598428 | Administratively Determined Incentive Program | Brick | 8724 | 8.2 | Residential | Behind the Meter | Yes | Trinity Solar, LLC | JCP&L |  | Accepted | 2025-05-06 | 2025-06-06 | 2026-06-06 | Inverters | Solar Edge | USE7600H-US | 7601 |  | 1 |  |  | 0.97 |  | Outside
NJADRE1559598433 | Administratively Determined Incentive Program | PERTH AMBOY | 8861 | 7.79 | Residential | Behind the Meter | Yes | Big Wave Roofing and Solar, LLC | PSE&G |  | Accepted | 2025-05-06 | 2025-06-04 | 2026-06-04 | Solar Panels | Mission | MSE410HT0B |  | 0.41 | 8 | 291 | 5 |  | Fixed | Roof
NJADRE1559598433 | Administratively Determined Incentive Program | PERTH AMBOY | 8861 | 7.79 | Residential | Behind the Meter | Yes | Big Wave Roofing and Solar, LLC | PSE&G |  | Accepted | 2025-05-06 | 2025-06-04 | 2026-06-04 | Inverters | Enphase | IQ8HC-72-M-DOM-US | 380 |  | 19 |  |  | 0.97 |  | Outside
NJADRE1559598433 | Administratively Determined Incentive Program | PERTH AMBOY | 8861 | 7.79 | Residential | Behind the Meter | Yes | Big Wave Roofing and Solar, LLC | PSE&G |  | Accepted | 2025-05-06 | 2025-06-04 | 2026-06-04 | Solar Panels | Mission | MSE410HT0B |  | 0.41 | 11 | 21 | 40 |  | Fixed | Roof
NJADRE1559598455 | Administratively Determined Incentive Program | South Orange Village Twp | 7079 | 9.55 | Residential | Behind the Meter | No | Green Power Energy, LLC | PSE&G |  | Accepted | 2025-05-13 | 2025-06-10 | 2026-06-10 | Solar Panels | Hanwha | Q.PEAK DUO BLK ML-G10+ 415 |  | 0.415 | 2 | 233 | 5 |  | Fixed | Roof
NJADRE1559598455 | Administratively Determined Incentive Program | South Orange Village Twp | 7079 | 9.55 | Residential | Behind the Meter | No | Green Power Energy, LLC | PSE&G |  | Accepted | 2025-05-13 | 2025-06-10 | 2026-06-10 | Inverters | Enphase Energy | IQ8MC-72-M-US [240V] | 320 |  | 23 |  |  | 0.98 |  | Outside | Roof
NJADRE1559598455 | Administratively Determined Incentive Program | South Orange Village Twp | 7079 | 9.55 | Residential | Behind the Meter | No | Green Power Energy, LLC | PSE&G |  | Accepted | 2025-05-13 | 2025-06-10 | 2026-06-10 | Solar Panels | Hanwha | Q.PEAK DUO BLK ML-G10+ 415 |  | 0.415 | 2 | 233 | 9 |  | Fixed | Roof
NJADRE1559598455 | Administratively Determined Incentive Program | South Orange Village Twp | 7079 | 9.55 | Residential | Behind the Meter | No | Green Power Energy, LLC | PSE&G |  | Accepted | 2025-05-13 | 2025-06-10 | 2026-06-10 | Solar Panels | Hanwha | Q.PEAK DUO BLK ML-G10+ 415 |  | 0.415 | 9 | 143 | 34 |  | Fixed | Roof
NJADRE1559598455 | Administratively Determined Incentive Program | South Orange Village Twp | 7079 | 9.55 | Residential | Behind the Meter | No | Green Power Energy, LLC | PSE&G |  | Accepted | 2025-05-13 | 2025-06-10 | 2026-06-10 | Solar Panels | Hanwha | Q.PEAK DUO BLK ML-G10+ 415 |  | 0.415 | 10 | 53 | 34 |  | Fixed | Roof
NJADRE1559598463 | Administratively Determined Incentive Program | SOUTH BRUNSWICK TOWNSHIP | 8852 | 10.66 | Residential | Behind the Meter | No | Tesla Energy Operations, Inc. | PSE&G |  | Accepted | 2025-05-06 | 2025-06-04 | 2026-06-04 | Solar Panels | Hanwha | Q.PEAK DUO BLK ML-G10.a+/TS 410 |  | 0.41 | 3 | 234 | 37 |  | Fixed | Roof
NJADRE1559598463 | Administratively Determined Incentive Program | SOUTH BRUNSWICK TOWNSHIP | 8852 | 10.66 | Residential | Behind the Meter | No | Tesla Energy Operations, Inc. | PSE&G |  | Accepted | 2025-05-06 | 2025-06-04 | 2026-06-04 | Solar Panels | Hanwha | Q.PEAK DUO BLK ML-G10.a+/TS 410 |  | 0.41 | 4 | 54 | 37 |  | Fixed | Roof
NJADRE1559598463 | Administratively Determined Incentive Program | SOUTH BRUNSWICK TOWNSHIP | 8852 | 10.66 | Residential | Behind the Meter | No | Tesla Energy Operations, Inc. | PSE&G |  | Accepted | 2025-05-06 | 2025-06-04 | 2026-06-04 | Solar Panels | Hanwha | Q.PEAK DUO BLK ML-G10.a+/TS 410 |  | 0.41 | 6 | 144 | 27 |  | Fixed | Roof
NJADRE1559598463 | Administratively Determined Incentive Program | SOUTH BRUNSWICK TOWNSHIP | 8852 | 10.66 | Residential | Behind the Meter | No | Tesla Energy Operations, Inc. | PSE&G |  | Accepted | 2025-05-06 | 2025-06-04 | 2026-06-04 | Solar Panels | Hanwha | Q.PEAK DUO BLK ML-G10.a+/TS 410 |  | 0.41 | 6 | 144 | 27 |  | Fixed | Roof
NJADRE1559598463 | Administratively Determined Incentive Program | SOUTH BRUNSWICK TOWNSHIP | 8852 | 10.66 | Residential | Behind the Meter | No | Tesla Energy Operations, Inc. | PSE&G |  | Accepted | 2025-05-06 | 2025-06-04 | 2026-06-04 | Electric Storage Battery | Tesla | Powerwall 3 |  |  | 2 |  |  |  | Lithium Ion |  | OUTSIDE
NJADRE1559598463 | Administratively Determined Incentive Program | SOUTH BRUNSWICK TOWNSHIP | 8852 | 10.66 | Residential | Behind the Meter | No | Tesla Energy Operations, Inc. | PSE&G |  | Accepted | 2025-05-06 | 2025-06-04 | 2026-06-04 | Solar Panels | Hanwha | Q.PEAK DUO BLK ML-G10.a+/TS 410 |  | 0.41 | 3 | 55 | 36 |  | Fixed | Roof
NJADRE1559598463 | Administratively Determined Incentive Program | SOUTH BRUNSWICK TOWNSHIP | 8852 | 10.66 | Residential | Behind the Meter | No | Tesla Energy Operations, Inc. | PSE&G |  | Accepted | 2025-05-06 | 2025-06-04 | 2026-06-04 | Inverters | Tesla | 1707000-XX-Y | 11500 |  | 1 |  |  | 0.98 |  | Outside
NJADRE1559598463 | Administratively Determined Incentive Program | SOUTH BRUNSWICK TOWNSHIP | 8852 | 10.66 | Residential | Behind the Meter | No | Tesla Energy Operations, Inc. | PSE&G |  | Accepted | 2025-05-06 | 2025-06-04 | 2026-06-04 | Solar Panels | Hanwha | Q.PEAK DUO BLK ML-G10.a+/TS 410 |  | 0.41 | 4 | 234 | 37 |  | Fixed | Roof
NJADRE1559598469 | Administratively Determined Incentive Program | POMPTON PLAINS | 7444 | 10.53 | Commercial | Behind the Meter | No | Geoscape Solar | JCP&L |  | Accepted | 2025-05-13 | 2025-06-16 | 2026-06-16 | Solar Panels | SEG Solar | 585-BTA-BG 585 |  | 0.585 | 18 | 81 | 24 |  | Fixed | Roof
NJADRE1559598469 | Administratively Determined Incentive Program | POMPTON PLAINS | 7444 | 10.53 | Commercial | Behind the Meter | No | Geoscape Solar | JCP&L |  | Accepted | 2025-05-13 | 2025-06-16 | 2026-06-16 | Inverters | Solar Edge | SE7600H-US | 76000 |  | 1 |  |  | 0.98 |  | Outdoor
NJADRE1559598478 | Administratively Determined Incentive Program | CARTERET | 7008 | 9.78 | Residential | Behind the Meter | Yes | Solar Mite Solutions, LLC | PSE&G |  | Accepted | 2025-05-06 | 2025-06-04 | 2026-06-04 | Inverters | Enphase | IQ8HC-72-M-DOM-US | 380 |  | 23 |  |  | 0.97 |  | Outside
NJADRE1559598478 | Administratively Determined Incentive Program | CARTERET | 7008 | 9.78 | Residential | Behind the Meter | Yes | Solar Mite Solutions, LLC | PSE&G |  | Accepted | 2025-05-06 | 2025-06-04 | 2026-06-04 | Solar Panels | Jinko | JKM425N |  | 0.425 | 8 | 187 | 27 |  | Fixed | Roof
NJADRE1559598478 | Administratively Determined Incentive Program | CARTERET | 7008 | 9.78 | Residential | Behind the Meter | Yes | Solar Mite Solutions, LLC | PSE&G |  | Accepted | 2025-05-06 | 2025-06-04 | 2026-06-04 | Solar Panels | Jinko | JKM425N |  | 0.425 | 15 | 97 | 5 |  | Fixed | Roof
NJADRE1559598503 | Administratively Determined Incentive Program | JAMESBURG | 8831 | 22.14 | Residential | Behind the Meter | Yes | Sunrun Installation Services, Inc. | JCP&L |  | Accepted | 2025-05-06 | 2025-06-04 | 2026-06-04 | Electric Storage Battery | Tesla | POWERWALL 3 1707000-XX-Y |  |  | 2 |  |  |  | Lithium Ion |  | OUTSIDE
NJADRE1559598503 | Administratively Determined Incentive Program | JAMESBURG | 8831 | 22.14 | Residential | Behind the Meter | Yes | Sunrun Installation Services, Inc. | JCP&L |  | Accepted | 2025-05-06 | 2025-06-04 | 2026-06-04 | Solar Panels | HANWHA Q-CELLS | Q.PEAK DUO BLK ML-G10+ 410 |  | 0.41 | 8 | 114 | 21 |  | Fixed | Roof
NJADRE1559598503 | Administratively Determined Incentive Program | JAMESBURG | 8831 | 22.14 | Residential | Behind the Meter | Yes | Sunrun Installation Services, Inc. | JCP&L |  | Accepted | 2025-05-06 | 2025-06-04 | 2026-06-04 | Solar Panels | HANWHA Q-CELLS | Q.PEAK DUO BLK ML-G10+ 410 |  | 0.41 | 12 | 294 | 21 |  | Fixed | Roof
NJADRE1559598503 | Administratively Determined Incentive Program | JAMESBURG | 8831 | 22.14 | Residential | Behind the Meter | Yes | Sunrun Installation Services, Inc. | JCP&L |  | Accepted | 2025-05-06 | 2025-06-04 | 2026-06-04 | Inverters | Tesla | POWERWALL 3 1707000-XX-Y | 11500 |  | 1 |  |  | 0.97 |  | Outdoor
NJADRE1559598503 | Administratively Determined Incentive Program | JAMESBURG | 8831 | 22.14 | Residential | Behind the Meter | Yes | Sunrun Installation Services, Inc. | JCP&L |  | Accepted | 2025-05-06 | 2025-06-04 | 2026-06-04 | Solar Panels | HANWHA Q-CELLS | Q.PEAK DUO BLK ML-G10+ 410 |  | 0.41 | 18 | 24 | 21 |  | Fixed | Roof
NJADRE1559598503 | Administratively Determined Incentive Program | JAMESBURG | 8831 | 22.14 | Residential | Behind the Meter | Yes | Sunrun Installation Services, Inc. | JCP&L |  | Accepted | 2025-05-06 | 2025-06-04 | 2026-06-04 | Solar Panels | HANWHA Q-CELLS | Q.PEAK DUO BLK ML-G10+ 410 |  | 0.41 | 16 | 204 | 21 |  | Fixed | Roof
NJADRE1559598905 | Administratively Determined Incentive Program | Trenton | 8610 | 7.74 | Residential | Behind the Meter | Yes | Pro Custom Solar dba Momentum Solar | PSE&G |  | Accepted | 2025-05-06 | 2025-06-03 | 2026-06-03 | Inverters | ENPHASE | IQ8HC-72-M-DOM-US | 380 |  | 18 |  |  | 0.97 |  | Outdoor
NJADRE1559598905 | Administratively Determined Incentive Program | Trenton | 8610 | 7.74 | Residential | Behind the Meter | Yes | Pro Custom Solar dba Momentum Solar | PSE&G |  | Accepted | 2025-05-06 | 2025-06-03 | 2026-06-03 | Solar Panels | HANWHA | Q.Tron BLK M-G2+ 430 |  | 0.43 | 10 | 115 | 10 |  | Fixed | Roof
NJADRE1559598905 | Administratively Determined Incentive Program | Trenton | 8610 | 7.74 | Residential | Behind the Meter | Yes | Pro Custom Solar dba Momentum Solar | PSE&G |  | Accepted | 2025-05-06 | 2025-06-03 | 2026-06-03 | Solar Panels | HANWHA | Q.Tron BLK M-G2+ 430 |  | 0.43 | 8 | 295 | 10 |  | Fixed | Roof
NJADRE1559598908 | Administratively Determined Incentive Program | Millville | 8332 | 6.225 | Residential | Behind the Meter | Yes | SunnyMac, LLC | AC Electric |  | Accepted | 2025-05-06 | 2025-06-04 | 2026-06-04 | Solar Panels | HANWHA | Q.PEAK DUO BLK ML-G10+ 415W |  | 0.415 | 15 | 175 | 15 |  | Fixed | Roof
NJADRE1559598908 | Administratively Determined Incentive Program | Millville | 8332 | 6.225 | Residential | Behind the Meter | Yes | SunnyMac, LLC | AC Electric |  | Accepted | 2025-05-06 | 2025-06-04 | 2026-06-04 | Inverters | SOLAREDGE HOME HUB | SE5700H-US | 5760 |  | 1 |  |  | 0.99 |  | Outdoor | next to meter
NJADRE1559598950 | Administratively Determined Incentive Program | Colonia | 7067 | 14.35 | Residential | Behind the Meter | Yes | Trinity Solar, LLC | PSE&G |  | Accepted | 2025-05-06 | 2025-06-05 | 2026-06-05 | Solar Panels | Hanwha | HANWHA 410 (Q.PEAK DUO BLK ML-G10+ 410) |  | 0.41 | 16 | 270 | 30 |  | Fixed | Roof
NJADRE1559598950 | Administratively Determined Incentive Program | Colonia | 7067 | 14.35 | Residential | Behind the Meter | Yes | Trinity Solar, LLC | PSE&G |  | Accepted | 2025-05-06 | 2025-06-05 | 2026-06-05 | Solar Panels | Hanwha | HANWHA 410 (Q.PEAK DUO BLK ML-G10+ 410) |  | 0.41 | 14 | 180 | 40 |  | Fixed | Roof
NJADRE1559598950 | Administratively Determined Incentive Program | Colonia | 7067 | 14.35 | Residential | Behind the Meter | Yes | Trinity Solar, LLC | PSE&G |  | Accepted | 2025-05-06 | 2025-06-05 | 2026-06-05 | Solar Panels | Hanwha | HANWHA 410 (Q.PEAK DUO BLK ML-G10+ 410) |  | 0.41 | 5 | 90 | 30 |  | Fixed | Roof
NJADRE1559598950 | Administratively Determined Incentive Program | Colonia | 7067 | 14.35 | Residential | Behind the Meter | Yes | Trinity Solar, LLC | PSE&G |  | Accepted | 2025-05-06 | 2025-06-05 | 2026-06-05 | Inverters | Solar Edge | SE11400H-US | 11400 |  | 1 |  |  | 0.97 |  | Outdoor
NJADRE1559599333 | Administratively Determined Incentive Program | Phillipsburg | 8865 | 8.51 | Residential | Behind the Meter | No | Power Home Remodeling Group | JCP&L |  | Accepted | 2025-05-06 | 2025-06-03 | 2026-06-03 | Inverters | SolarEdge | SE5700H-US | 5760 |  | 1 |  |  | 0.99 |  | Outdoor
NJADRE1559599333 | Administratively Determined Incentive Program | Phillipsburg | 8865 | 8.51 | Residential | Behind the Meter | No | Power Home Remodeling Group | JCP&L |  | Accepted | 2025-05-06 | 2025-06-03 | 2026-06-03 | Solar Panels | JA Solar | JAM54S31 405/MR |  | 0.405 | 6 | 193 | 34 |  | Fixed | Roof
NJADRE1559599333 | Administratively Determined Incentive Program | Phillipsburg | 8865 | 8.51 | Residential | Behind the Meter | No | Power Home Remodeling Group | JCP&L |  | Accepted | 2025-05-06 | 2025-06-03 | 2026-06-03 | Meters | SolarEdge | Revenue Grade Data Ansi C12.20 |  |  | 1 |  |  |  | Yes | Outdoor
NJADRE1559599333 | Administratively Determined Incentive Program | Phillipsburg | 8865 | 8.51 | Residential | Behind the Meter | No | Power Home Remodeling Group | JCP&L |  | Accepted | 2025-05-06 | 2025-06-03 | 2026-06-03 | Solar Panels | JA Solar | JAM54S31 405/MR |  | 0.405 | 15 | 193 | 34 |  | Fixed | Roof
NJADRE1559599349 | Administratively Determined Incentive Program | NORTH BRUNSWICK | 8902 | 8.61 | Residential | Behind the Meter | Yes | Trinity Solar, LLC | PSE&G |  | Accepted | 2025-05-06 | 2025-06-03 | 2026-06-03 | Inverters | Solar Edge | USE7600H-USMNBL75 | 7600 |  | 1 |  |  | 0.97 |  | Outdoor
NJADRE1559599349 | Administratively Determined Incentive Program | NORTH BRUNSWICK | 8902 | 8.61 | Residential | Behind the Meter | Yes | Trinity Solar, LLC | PSE&G |  | Accepted | 2025-05-06 | 2025-06-03 | 2026-06-03 | Solar Panels | HANWHA | (Q.PEAK DUO BLK ML-G10+ 410) |  | 0.41 | 21 | 133 | 41 |  | Fixed | Roof
NJADRE1559599392 | Administratively Determined Incentive Program | EAST RUTHERFORD | 7073 | 4.4 | Residential | Behind the Meter | No | AllSeason Solar | PSE&G |  | Accepted | 2025-05-06 | 2025-06-03 | 2026-06-03 | Solar Panels | Certainteed | CT400HC11-06 |  | 0.4 | 1 | 217 | 20 |  | Fixed | Roof
NJADRE1559599392 | Administratively Determined Incentive Program | EAST RUTHERFORD | 7073 | 4.4 | Residential | Behind the Meter | No | AllSeason Solar | PSE&G |  | Accepted | 2025-05-06 | 2025-06-03 | 2026-06-03 | Inverters | Enphase | IQ8 Plus | 290 |  | 11 |  |  | 0.97 |  | Outside
NJADRE1559599392 | Administratively Determined Incentive Program | EAST RUTHERFORD | 7073 | 4.4 | Residential | Behind the Meter | No | AllSeason Solar | PSE&G |  | Accepted | 2025-05-06 | 2025-06-03 | 2026-06-03 | Solar Panels | Certainteed | CT400HC11-06 |  | 0.4 | 10 | 217 | 47 |  | Fixed | Roof
NJADRE1559599395 | Administratively Determined Incentive Program | Flemington | 8822 | 23.8 | Residential | Behind the Meter | Yes | Big Wave Roofing and Solar, LLC | JCP&L |  | Accepted | 2025-05-06 | 2025-06-04 | 2026-06-04 | Solar Panels | Jinko | JKM425N-54HL4-B |  | 0.425 | 11 | 354 | 20 |  | Fixed | Roof
NJADRE1559599395 | Administratively Determined Incentive Program | Flemington | 8822 | 23.8 | Residential | Behind the Meter | Yes | Big Wave Roofing and Solar, LLC | JCP&L |  | Accepted | 2025-05-06 | 2025-06-04 | 2026-06-04 | Inverters | Enphase | IQ8HC-72-M-DOM-US | 380 |  | 56 |  |  | 0.97 |  | Outside
NJADRE1559599395 | Administratively Determined Incentive Program | Flemington | 8822 | 23.8 | Residential | Behind the Meter | Yes | Big Wave Roofing and Solar, LLC | JCP&L |  | Accepted | 2025-05-06 | 2025-06-04 | 2026-06-04 | Solar Panels | Jinko | JKM425N-54HL4-B |  | 0.425 | 8 | 174 | 20 |  | Fixed | Roof
NJADRE1559599395 | Administratively Determined Incentive Program | Flemington | 8822 | 23.8 | Residential | Behind the Meter | Yes | Big Wave Roofing and Solar, LLC | JCP&L |  | Accepted | 2025-05-06 | 2025-06-04 | 2026-06-04 | Solar Panels | Jinko | JKM425N-54HL4-B |  | 0.425 | 12 | 174 | 22 |  | Fixed | Roof
NJADRE1559599395 | Administratively Determined Incentive Program | Flemington | 8822 | 23.8 | Residential | Behind the Meter | Yes | Big Wave Roofing and Solar, LLC | JCP&L |  | Accepted | 2025-05-06 | 2025-06-04 | 2026-06-04 | Solar Panels | Jinko | JKM425N-54HL4-B |  | 0.425 | 15 | 174 | 40 |  | Fixed | Roof
NJADRE1559599395 | Administratively Determined Incentive Program | Flemington | 8822 | 23.8 | Residential | Behind the Meter | Yes | Big Wave Roofing and Solar, LLC | JCP&L |  | Accepted | 2025-05-06 | 2025-06-04 | 2026-06-04 | Solar Panels | Jinko | JKM425N-54HL4-B |  | 0.425 | 10 | 354 | 22 |  | Fixed | Roof
NJADRE1559599397 | Administratively Determined Incentive Program | PISCATAWAY | 8854 | 6.89 | Residential | Behind the Meter | Yes | Sunrun Installation Services, Inc. | PSE&G |  | Accepted | 2025-05-06 | 2025-06-03 | 2026-06-03 | Solar Panels | JA SOLAR | JAM54S31-405/MR |  | 0.405 | 12 | 248 | 23 |  | Fixed | Roof
NJADRE1559599397 | Administratively Determined Incentive Program | PISCATAWAY | 8854 | 6.89 | Residential | Behind the Meter | Yes | Sunrun Installation Services, Inc. | PSE&G |  | Accepted | 2025-05-06 | 2025-06-03 | 2026-06-03 | Solar Panels | JA SOLAR | JAM54S31-405/MR |  | 0.405 | 5 | 68 | 23 |  | Fixed | Roof
NJADRE1559599397 | Administratively Determined Incentive Program | PISCATAWAY | 8854 | 6.89 | Residential | Behind the Meter | Yes | Sunrun Installation Services, Inc. | PSE&G |  | Accepted | 2025-05-06 | 2025-06-03 | 2026-06-03 | Inverters | SOLAREDGE TECHNOLOGIES | SE5700H-USMN | 5760 |  | 1 |  |  | 0.99 |  | Outdoor
NJADRE1559599405 | Administratively Determined Incentive Program | North Cape May | 8204 | 9.72 | Residential | Behind the Meter | Yes | Sunrun Installation Services, Inc. | AC Electric |  | Accepted | 2025-05-06 | 2025-06-04 | 2026-06-04 | Inverters | SolarEdge Technologies | SE7600H-USMN | 7600 |  | 1 |  |  | 0.99 |  | Outdoor | Next to meter
NJADRE1559599405 | Administratively Determined Incentive Program | North Cape May | 8204 | 9.72 | Residential | Behind the Meter | Yes | Sunrun Installation Services, Inc. | AC Electric |  | Accepted | 2025-05-06 | 2025-06-04 | 2026-06-04 | Solar Panels | JA Solar | JAM54S31-405/MR |  | 0.405 | 18 | 208 | 23 |  | Fixed | Roof
NJADRE1559599405 | Administratively Determined Incentive Program | North Cape May | 8204 | 9.72 | Residential | Behind the Meter | Yes | Sunrun Installation Services, Inc. | AC Electric |  | Accepted | 2025-05-06 | 2025-06-04 | 2026-06-04 | Solar Panels | JA Solar | JAM54S31-405/MR |  | 0.405 | 6 | 118 | 22 |  | Fixed | Roof
NJADRE1559599410 | Administratively Determined Incentive Program | LINDEN | 7036 | 14.58 | Residential | Behind the Meter | Yes | Freedom Forever New Jersey, LLC | PSE&G |  | Accepted | 2025-05-06 | 2025-06-23 | 2026-06-23 | Inverters | Solar Edge | SE10000H-US | 10000 |  | 1 |  |  | 0.99 |  | Outside
NJADRE1559599410 | Administratively Determined Incentive Program | LINDEN | 7036 | 14.58 | Residential | Behind the Meter | Yes | Freedom Forever New Jersey, LLC | PSE&G |  | Accepted | 2025-05-06 | 2025-06-23 | 2026-06-23 | Solar Panels | JA Solar | JAM54S31-405/MR |  | 0.405 | 18 | 129 | 30 |  | Fixed | Roof
NJADRE1559599410 | Administratively Determined Incentive Program | LINDEN | 7036 | 14.58 | Residential | Behind the Meter | Yes | Freedom Forever New Jersey, LLC | PSE&G |  | Accepted | 2025-05-06 | 2025-06-23 | 2026-06-23 | Solar Panels | JA Solar | JAM54S31-405/MR |  | 0.405 | 18 | 309 | 20 |  | Fixed | Roof
NJADRE1559599411 | Administratively Determined Incentive Program | Edison Township | 8837 | 15.48 | Residential | Behind the Meter | No | Green Power Energy, LLC | PSE&G |  | Accepted | 2025-05-06 | 2025-06-04 | 2026-06-04 | Solar Panels | SEG Solar | SEG-430-BTD-BG |  | 0.43 | 1 | 16 | 14 |  | Fixed | Roof
NJADRE1559599411 | Administratively Determined Incentive Program | Edison Township | 8837 | 15.48 | Residential | Behind the Meter | No | Green Power Energy, LLC | PSE&G |  | Accepted | 2025-05-06 | 2025-06-04 | 2026-06-04 | Solar Panels | SEG Solar | SEG-430-BTD-BG |  | 0.43 | 8 | 286 | 2 |  | Fixed | Roof
NJADRE1559599411 | Administratively Determined Incentive Program | Edison Township | 8837 | 15.48 | Residential | Behind the Meter | No | Green Power Energy, LLC | PSE&G |  | Accepted | 2025-05-06 | 2025-06-04 | 2026-06-04 | Solar Panels | SEG Solar | SEG-430-BTD-BG |  | 0.43 | 12 | 286 | 34 |  | Fixed | Roof
NJADRE1559599411 | Administratively Determined Incentive Program | Edison Township | 8837 | 15.48 | Residential | Behind the Meter | No | Green Power Energy, LLC | PSE&G |  | Accepted | 2025-05-06 | 2025-06-04 | 2026-06-04 | Solar Panels | SEG Solar | SEG-430-BTD-BG |  | 0.43 | 3 | 106 | 34 |  | Fixed | Roof
NJADRE1559599411 | Administratively Determined Incentive Program | Edison Township | 8837 | 15.48 | Residential | Behind the Meter | No | Green Power Energy, LLC | PSE&G |  | Accepted | 2025-05-06 | 2025-06-04 | 2026-06-04 | Solar Panels | SEG Solar | SEG-430-BTD-BG |  | 0.43 | 6 | 106 | 27 |  | Fixed | Roof
NJADRE1559599411 | Administratively Determined Incentive Program | Edison Township | 8837 | 15.48 | Residential | Behind the Meter | No | Green Power Energy, LLC | PSE&G |  | Accepted | 2025-05-06 | 2025-06-04 | 2026-06-04 | Inverters | Enphase Energy | IQ8MC-72-M-US [240V] | 320 |  | 36 |  |  | 0.98 |  | Outside | Roof
NJADRE1559599411 | Administratively Determined Incentive Program | Edison Township | 8837 | 15.48 | Residential | Behind the Meter | No | Green Power Energy, LLC | PSE&G |  | Accepted | 2025-05-06 | 2025-06-04 | 2026-06-04 | Solar Panels | SEG Solar | SEG-430-BTD-BG |  | 0.43 | 6 | 106 | 34 |  | Fixed | Roof
NJADRE1559599417 | Administratively Determined Incentive Program | Woodbury | 8096 | 13.18 | Residential | Behind the Meter | Yes | Whitman Construction, LLC | PSE&G |  | Accepted | 2025-05-06 | 2025-06-13 | 2026-06-13 | Inverters | ENPHASE | IQ8PLUS-72-2-US | 290 |  | 31 |  |  | 0.975 |  | Outdoor
NJADRE1559599417 | Administratively Determined Incentive Program | Woodbury | 8096 | 13.18 | Residential | Behind the Meter | Yes | Whitman Construction, LLC | PSE&G |  | Accepted | 2025-05-06 | 2025-06-13 | 2026-06-13 | Solar Panels | Jinko Solar | JKM425N-54HL4-B |  | 0.425 | 10 | 300 | 34 |  | Fixed | Roof
NJADRE1559599417 | Administratively Determined Incentive Program | Woodbury | 8096 | 13.18 | Residential | Behind the Meter | Yes | Whitman Construction, LLC | PSE&G |  | Accepted | 2025-05-06 | 2025-06-13 | 2026-06-13 | Solar Panels | Jinko Solar | JKM425N-54HL4-B |  | 0.425 | 17 | 120 | 34 |  | Fixed | Roof
NJADRE1559599417 | Administratively Determined Incentive Program | Woodbury | 8096 | 13.18 | Residential | Behind the Meter | Yes | Whitman Construction, LLC | PSE&G |  | Accepted | 2025-05-06 | 2025-06-13 | 2026-06-13 | Solar Panels | Jinko Solar | JKM425N-54HL4-B |  | 0.425 | 4 | 210 | 18 |  | Fixed | Roof
NJADRE1559599420 | Administratively Determined Incentive Program | Edison | 8820 | 4.92 | Residential | Behind the Meter | Yes | Sunrun Installation Services, Inc. | PSE&G |  | Accepted | 2025-05-06 | 2025-06-04 | 2026-06-04 | Inverters | SOLAREDGE TECHNOLOGIES | SE3800H-USMN | 3800 |  | 1 |  |  | 0.99 |  | Outdoor
NJADRE1559599420 | Administratively Determined Incentive Program | Edison | 8820 | 4.92 | Residential | Behind the Meter | Yes | Sunrun Installation Services, Inc. | PSE&G |  | Accepted | 2025-05-06 | 2025-06-04 | 2026-06-04 | Solar Panels | HANWHA Q-CELLS | Q.PEAK DUO BLK ML-G10+ 410 |  | 0.41 | 12 | 135 | 19 |  | Fixed | Roof
NJADRE1559599423 | Administratively Determined Incentive Program | Blairstown | 7825 | 17.6 | Residential | Behind the Meter | No | AllSeason Solar | JCP&L |  | Accepted | 2025-05-06 | 2025-06-04 | 2026-06-04 | Solar Panels | Certainteed | CT400HC11-06 |  | 0.4 | 4 | 105 | 33 |  | Fixed | Roof
NJADRE1559599423 | Administratively Determined Incentive Program | Blairstown | 7825 | 17.6 | Residential | Behind the Meter | No | AllSeason Solar | JCP&L |  | Accepted | 2025-05-06 | 2025-06-04 | 2026-06-04 | Solar Panels | Certainteed | CT400HC11-06 |  | 0.4 | 6 | 285 | 33 |  | Fixed | Roof
NJADRE1559599423 | Administratively Determined Incentive Program | Blairstown | 7825 | 17.6 | Residential | Behind the Meter | No | AllSeason Solar | JCP&L |  | Accepted | 2025-05-06 | 2025-06-04 | 2026-06-04 | Solar Panels | Certainteed | CT400HC11-06 |  | 0.4 | 10 | 105 | 33 |  | Fixed | Roof
NJADRE1559599423 | Administratively Determined Incentive Program | Blairstown | 7825 | 17.6 | Residential | Behind the Meter | No | AllSeason Solar | JCP&L |  | Accepted | 2025-05-06 | 2025-06-04 | 2026-06-04 | Solar Panels | Certainteed | CT400HC11-06 |  | 0.4 | 19 | 285 | 33 |  | Fixed | Roof
NJADRE1559599423 | Administratively Determined Incentive Program | Blairstown | 7825 | 17.6 | Residential | Behind the Meter | No | AllSeason Solar | JCP&L |  | Accepted | 2025-05-06 | 2025-06-04 | 2026-06-04 | Inverters | Enphase | IQ8 Plus | 290 |  | 44 |  |  | 0.97 |  | Outside
NJADRE1559599423 | Administratively Determined Incentive Program | Blairstown | 7825 | 17.6 | Residential | Behind the Meter | No | AllSeason Solar | JCP&L |  | Accepted | 2025-05-06 | 2025-06-04 | 2026-06-04 | Solar Panels | Certainteed | CT400HC11-06 |  | 0.4 | 5 | 105 | 33 |  | Fixed | Roof
NJADRE1559599425 | Administratively Determined Incentive Program | Bridgewater | 8807 | 6.9 | Residential | Behind the Meter | No | GAF Energy | PSE&G |  | Accepted | 2025-05-06 | 2025-06-04 | 2026-06-04 | Solar Panels | GAF Energy | TLS-1 |  | 0.046 | 104 | 218 | 37 |  | Fixed | Roof
NJADRE1559599425 | Administratively Determined Incentive Program | Bridgewater | 8807 | 6.9 | Residential | Behind the Meter | No | GAF Energy | PSE&G |  | Accepted | 2025-05-06 | 2025-06-04 | 2026-06-04 | Solar Panels | GAF Energy | TLS-1 |  | 0.046 | 14 | 218 | 36 |  | Fixed | Roof
NJADRE1559599425 | Administratively Determined Incentive Program | Bridgewater | 8807 | 6.9 | Residential | Behind the Meter | No | GAF Energy | PSE&G |  | Accepted | 2025-05-06 | 2025-06-04 | 2026-06-04 | Inverters | Delta | M8-TL-US | 10000 |  | 1 |  |  | 0.975 |  | Outdoor
NJADRE1559599425 | Administratively Determined Incentive Program | Bridgewater | 8807 | 6.9 | Residential | Behind the Meter | No | GAF Energy | PSE&G |  | Accepted | 2025-05-06 | 2025-06-04 | 2026-06-04 | Solar Panels | GAF Energy | TLS-1 |  | 0.046 | 32 | 38 | 37 |  | Fixed | Roof
NJADRE1559599427 | Administratively Determined Incentive Program | Jersey City | 7305 | 2.87 | Residential | Behind the Meter | Yes | Pro Custom Solar dba Momentum Solar | PSE&G |  | Accepted | 2025-05-06 | 2025-06-06 | 2026-06-06 | Inverters | ENPHASE | IQ8HC-72-M-DOM-US | 380 |  | 7 |  |  | 0.97 |  | Outdoor
NJADRE1559599427 | Administratively Determined Incentive Program | Jersey City | 7305 | 2.87 | Residential | Behind the Meter | Yes | Pro Custom Solar dba Momentum Solar | PSE&G |  | Accepted | 2025-05-06 | 2025-06-06 | 2026-06-06 | Solar Panels | HANWHA | Q.PEAK DUO BLK ML-G10+ 410 |  | 0.41 | 7 | 58 | 4 |  | Fixed | Roof
NJADRE1559599431 | Administratively Determined Incentive Program | Lindenwold | 8021 | 11.75 | Residential | Behind the Meter | Yes | SunnyMac, LLC | AC Electric |  | Accepted | 2025-05-06 | 2025-06-04 | 2026-06-04 | Solar Panels | HANWHA | HANWHA Q.TRON BLK M-G2+ 435W |  | 0.435 | 17 | 202 | 23 |  | Fixed | Roof
NJADRE1559599431 | Administratively Determined Incentive Program | Lindenwold | 8021 | 11.75 | Residential | Behind the Meter | Yes | SunnyMac, LLC | AC Electric |  | Accepted | 2025-05-06 | 2025-06-04 | 2026-06-04 | Solar Panels | HANWHA | HANWHA Q.TRON BLK M-G2+ 435W |  | 0.435 | 6 | 202 | 2 |  | Fixed | Roof
NJADRE1559599431 | Administratively Determined Incentive Program | Lindenwold | 8021 | 11.75 | Residential | Behind the Meter | Yes | SunnyMac, LLC | AC Electric |  | Accepted | 2025-05-06 | 2025-06-04 | 2026-06-04 | Solar Panels | HANWHA | HANWHA Q.TRON BLK M-G2+ 435W |  | 0.435 | 4 | 22 | 23 |  | Fixed | Roof
NJADRE1559599431 | Administratively Determined Incentive Program | Lindenwold | 8021 | 11.75 | Residential | Behind the Meter | Yes | SunnyMac, LLC | AC Electric |  | Accepted | 2025-05-06 | 2025-06-04 | 2026-06-04 | Inverters | SOLAREDGE | SE10000H-US | 10000 |  | 1 |  |  | 0.99 |  | Outdoor | next to meter
NJADRE1559599444 | Administratively Determined Incentive Program | Browns Mills | 8015 | 8.5 | Residential | Behind the Meter | Yes | Power Energy Solutions, LLC | JCP&L |  | Accepted | 2025-05-06 | 2025-06-05 | 2026-06-05 | Inverters | SolarEdge | SE5700H-US | 6 |  | 1 |  |  | 0.97 |  | Outdoor
NJADRE1559599444 | Administratively Determined Incentive Program | Browns Mills | 8015 | 8.5 | Residential | Behind the Meter | Yes | Power Energy Solutions, LLC | JCP&L |  | Accepted | 2025-05-06 | 2025-06-05 | 2026-06-05 | Solar Panels | Trina Solar | TSM-425NE09RC.05 |  | 0.425 | 15 | 103 | 24 |  | Fixed | Roof
NJADRE1559599444 | Administratively Determined Incentive Program | Browns Mills | 8015 | 8.5 | Residential | Behind the Meter | Yes | Power Energy Solutions, LLC | JCP&L |  | Accepted | 2025-05-06 | 2025-06-05 | 2026-06-05 | Solar Panels | Trina Solar | TSM-425NE09RC.05 |  | 0.425 | 5 | 283 | 12 |  | Fixed | Roof
NJADRE1559599446 | Administratively Determined Incentive Program | Manahawkin | 8050 | 5.67 | Residential | Behind the Meter | Yes | Sunrun Installation Services, Inc. | AC Electric |  | Accepted | 2025-05-06 | 2025-06-04 | 2026-06-04 | Inverters | SolarEdge Technologies | SE3800H-USMN | 3800 |  | 1 |  |  | 0.99 |  | Outdoor | Next to meter
NJADRE1559599446 | Administratively Determined Incentive Program | Manahawkin | 8050 | 5.67 | Residential | Behind the Meter | Yes | Sunrun Installation Services, Inc. | AC Electric |  | Accepted | 2025-05-06 | 2025-06-04 | 2026-06-04 | Solar Panels | JA Solar | JAM54S31-405/MR |  | 0.405 | 14 | 161 | 40 |  | Fixed | Roof
NJADRE1559599446 | Administratively Determined Incentive Program | Manahawkin | 8050 | 5.67 | Residential | Behind the Meter | Yes | Sunrun Installation Services, Inc. | AC Electric |  | Accepted | 2025-05-06 | 2025-06-04 | 2026-06-04 | Meters | SOLAREDGE TECHNOLOGIES | SE3800H-USMN |  |  | 1 |  |  |  | Yes | Outdoor
NJADRE1559599472 | Administratively Determined Incentive Program | Barnegat | 8005 | 4.51 | Residential | Behind the Meter | Yes | Trinity Solar, LLC | JCP&L |  | Accepted | 2025-05-06 | 2025-06-04 | 2026-06-04 | Inverters | SOLAREGE | SE3800H-USSNBBL14 | 3800 |  | 1 |  |  | 0.97 |  | Outside
NJADRE1559599472 | Administratively Determined Incentive Program | Barnegat | 8005 | 4.51 | Residential | Behind the Meter | Yes | Trinity Solar, LLC | JCP&L |  | Accepted | 2025-05-06 | 2025-06-04 | 2026-06-04 | Solar Panels | HANWHA 410 (Q.PEAK DUO BLK ML-G10+410) | HANWHA 410 (Q.PEAK DUO BLK ML-G10+410) |  | 0.41 | 3 | 161 | 27 |  | Fixed | Roof
NJADRE1559599472 | Administratively Determined Incentive Program | Barnegat | 8005 | 4.51 | Residential | Behind the Meter | Yes | Trinity Solar, LLC | JCP&L |  | Accepted | 2025-05-06 | 2025-06-04 | 2026-06-04 | Solar Panels | HANWHA 410 (Q.PEAK DUO BLK ML-G10+410) | HANWHA 410 (Q.PEAK DUO BLK ML-G10+410) |  | 0.41 | 8 | 251 | 27 |  | Fixed | Roof
NJADRE1559599479 | Administratively Determined Incentive Program | LONG BEACH TOWNSHIP | 8008 | 4 | Residential | Behind the Meter | No | AllSeason Solar | AC Electric |  | Accepted | 2025-05-06 | 2025-06-04 | 2026-06-04 | Solar Panels | Enphase | CT400HC11-06 |  | 0.4 | 10 | 209 | 38 |  | Fixed | Roof
NJADRE1559599479 | Administratively Determined Incentive Program | LONG BEACH TOWNSHIP | 8008 | 4 | Residential | Behind the Meter | No | AllSeason Solar | AC Electric |  | Accepted | 2025-05-06 | 2025-06-04 | 2026-06-04 | Inverters | Enphase | IQ8 Plus | 290 |  | 10 |  |  | 0.97 |  | Outside
NJADRE1559599483 | Administratively Determined Incentive Program | SOUTH BRUNSWICK TWP | 8852 | 14.52 | Residential | Behind the Meter | No | Over the Top Solar Solutions, LLC | PSE&G |  | Accepted | 2025-05-06 | 2025-06-04 | 2026-06-04 | Solar Panels | SILFAB SOLAR | SIL-440QD |  | 0.44 | 15 | 242 | 34 |  | Fixed | Roof
NJADRE1559599483 | Administratively Determined Incentive Program | SOUTH BRUNSWICK TWP | 8852 | 14.52 | Residential | Behind the Meter | No | Over the Top Solar Solutions, LLC | PSE&G |  | Accepted | 2025-05-06 | 2025-06-04 | 2026-06-04 | Solar Panels | SILFAB SOLAR | SIL-440QD |  | 0.44 | 18 | 242 | 35 |  | Fixed | Roof
NJADRE1559599483 | Administratively Determined Incentive Program | SOUTH BRUNSWICK TWP | 8852 | 14.52 | Residential | Behind the Meter | No | Over the Top Solar Solutions, LLC | PSE&G |  | Accepted | 2025-05-06 | 2025-06-04 | 2026-06-04 | Inverters | ENPHASE | IQ8AC-72-M-US | 349 |  | 33 |  |  | 0.97 |  | Outside
NJADRE1559599490 | Administratively Determined Incentive Program | Brick | 8724 | 10.25 | Residential | Behind the Meter | No | Trinity Solar, LLC | JCP&L |  | Accepted | 2025-05-06 | 2025-07-10 | 2026-07-10 | Solar Panels | Hanwha | (Q.PEAK DUO BLK ML-G10+ 410) |  | 0.41 | 11 | 89 | 10 |  | Fixed | Roof
NJADRE1559599490 | Administratively Determined Incentive Program | Brick | 8724 | 10.25 | Residential | Behind the Meter | No | Trinity Solar, LLC | JCP&L |  | Accepted | 2025-05-06 | 2025-07-10 | 2026-07-10 | Solar Panels | Hanwha | (Q.PEAK DUO BLK ML-G10+ 410) |  | 0.41 | 12 | 269 | 10 |  | Fixed | Roof
NJADRE1559599490 | Administratively Determined Incentive Program | Brick | 8724 | 10.25 | Residential | Behind the Meter | No | Trinity Solar, LLC | JCP&L |  | Accepted | 2025-05-06 | 2025-07-10 | 2026-07-10 | Solar Panels | Hanwha | (Q.PEAK DUO BLK ML-G10+ 410) |  | 0.41 | 2 | 89 | 10 |  | Fixed | Roof
NJADRE1559599490 | Administratively Determined Incentive Program | Brick | 8724 | 10.25 | Residential | Behind the Meter | No | Trinity Solar, LLC | JCP&L |  | Accepted | 2025-05-06 | 2025-07-10 | 2026-07-10 | Inverters | Solar Edge | USE7600H-USMNBL75 | 7600 |  | 1 |  |  | 0.97 |  | Outdoor
NJADRE1559599498 | Administratively Determined Incentive Program | BAYONNE | 7002 | 6.8 | Residential | Behind the Meter | Yes | Power Energy Solutions, LLC | PSE&G |  | Accepted | 2025-05-06 | 2025-06-04 | 2026-06-04 | Inverters | SolarEdge | SE3800H-US | 4 |  | 1 |  |  | 0.97 |  | Outdoor
NJADRE1559599498 | Administratively Determined Incentive Program | BAYONNE | 7002 | 6.8 | Residential | Behind the Meter | Yes | Power Energy Solutions, LLC | PSE&G |  | Accepted | 2025-05-06 | 2025-06-04 | 2026-06-04 | Solar Panels | Trina Solar | TSM-425NE09RC.05 |  | 0.425 | 13 | 123 | 25 |  | Fixed | Roof
NJADRE1559599498 | Administratively Determined Incentive Program | BAYONNE | 7002 | 6.8 | Residential | Behind the Meter | Yes | Power Energy Solutions, LLC | PSE&G |  | Accepted | 2025-05-06 | 2025-06-04 | 2026-06-04 | Solar Panels | Trina Solar | TSM-425NE09RC.05 |  | 0.425 | 3 | 213 | 25 |  | Fixed | Roof
NJADRE1559599509 | Administratively Determined Incentive Program | EAST ORANGE | 7017 | 10.25 | Residential | Behind the Meter | Yes | Big Wave Roofing and Solar, LLC | PSE&G |  | Accepted | 2025-05-06 | 2025-06-04 | 2026-06-04 | Inverters | Enphase | IQ8HC-72-M-DOM-US | 380 |  | 25 |  |  | 0.97 |  | Outside
NJADRE1559599509 | Administratively Determined Incentive Program | EAST ORANGE | 7017 | 10.25 | Residential | Behind the Meter | Yes | Big Wave Roofing and Solar, LLC | PSE&G |  | Accepted | 2025-05-06 | 2025-06-04 | 2026-06-04 | Solar Panels | Mission | MSE410HT0B |  | 0.41 | 11 | 217 | 35 |  | Fixed | Roof
NJADRE1559599509 | Administratively Determined Incentive Program | EAST ORANGE | 7017 | 10.25 | Residential | Behind the Meter | Yes | Big Wave Roofing and Solar, LLC | PSE&G |  | Accepted | 2025-05-06 | 2025-06-04 | 2026-06-04 | Solar Panels | Mission | MSE410HT0B |  | 0.41 | 9 | 37 | 35 |  | Fixed | Roof
NJADRE1559599509 | Administratively Determined Incentive Program | EAST ORANGE | 7017 | 10.25 | Residential | Behind the Meter | Yes | Big Wave Roofing and Solar, LLC | PSE&G |  | Accepted | 2025-05-06 | 2025-06-04 | 2026-06-04 | Solar Panels | Mission | MSE410HT0B |  | 0.41 | 2 | 217 | 35 |  | Fixed | Roof
NJADRE1559599509 | Administratively Determined Incentive Program | EAST ORANGE | 7017 | 10.25 | Residential | Behind the Meter | Yes | Big Wave Roofing and Solar, LLC | PSE&G |  | Accepted | 2025-05-06 | 2025-06-04 | 2026-06-04 | Solar Panels | Mission | MSE410HT0B |  | 0.41 | 3 | 37 | 35 |  | Fixed | Roof
NJADRE1559599515 | Administratively Determined Incentive Program | EDGEWATER PARK | 8010 | 8.91 | Residential | Behind the Meter | Yes | Sunrun Installation Services, Inc. | PSE&G |  | Accepted | 2025-05-06 | 2025-06-04 | 2026-06-04 | Inverters | SOLAREDGE TECHNOLOGIES | SE7600H-USMN | 7600 |  | 1 |  |  | 0.99 |  | Outside
NJADRE1559599515 | Administratively Determined Incentive Program | EDGEWATER PARK | 8010 | 8.91 | Residential | Behind the Meter | Yes | Sunrun Installation Services, Inc. | PSE&G |  | Accepted | 2025-05-06 | 2025-06-04 | 2026-06-04 | Solar Panels | JA SOLAR | JAM54S31-405/MR |  | 0.405 | 10 | 73 | 22 |  | Fixed | Roof
NJADRE1559599515 | Administratively Determined Incentive Program | EDGEWATER PARK | 8010 | 8.91 | Residential | Behind the Meter | Yes | Sunrun Installation Services, Inc. | PSE&G |  | Accepted | 2025-05-06 | 2025-06-04 | 2026-06-04 | Solar Panels | JA SOLAR | JAM54S31-405/MR |  | 0.405 | 12 | 253 | 23 |  | Fixed | Roof
NJADRE1559599521 | Administratively Determined Incentive Program | Sicklerville | 8081 | 10.2 | Residential | Behind the Meter | Yes | Fusion Solar Energy, LLC | AC Electric |  | Accepted | 2025-05-06 | 2025-06-04 | 2026-06-04 | Solar Panels | TSM-425NE09RC.05 | TRINA SOLAR |  | 0.425 | 6 | 272.62 | 30 |  | Fixed | Roof
NJADRE1559599521 | Administratively Determined Incentive Program | Sicklerville | 8081 | 10.2 | Residential | Behind the Meter | Yes | Fusion Solar Energy, LLC | AC Electric |  | Accepted | 2025-05-06 | 2025-06-04 | 2026-06-04 | Solar Panels | TSM-425NE09RC.05 | TRINA SOLAR |  | 0.425 | 18 | 92.62 | 30 |  | Fixed | Roof
NJADRE1559599521 | Administratively Determined Incentive Program | Sicklerville | 8081 | 10.2 | Residential | Behind the Meter | Yes | Fusion Solar Energy, LLC | AC Electric |  | Accepted | 2025-05-06 | 2025-06-04 | 2026-06-04 | Inverters | ENPHASE | IQ8HC-72-M-DOM-US | 380 |  | 24 |  |  | 0.97 |  | Outside | Roof
NJADRE1559599528 | Administratively Determined Incentive Program | Fairfield | 7004 | 22.8 | Residential | Behind the Meter | No | AllSeason Solar | PSE&G |  | Accepted | 2025-05-06 | 2025-06-04 | 2026-06-04 | Inverters | Enphase | IQ8 Plus | 290 |  | 57 |  |  | 0.97 |  | Outside
NJADRE1559599528 | Administratively Determined Incentive Program | Fairfield | 7004 | 22.8 | Residential | Behind the Meter | No | AllSeason Solar | PSE&G |  | Accepted | 2025-05-06 | 2025-06-04 | 2026-06-04 | Solar Panels | Certainteed | CT400HC11-06 |  | 0.4 | 12 | 16 | 23 |  | Fixed | Roof
NJADRE1559599528 | Administratively Determined Incentive Program | Fairfield | 7004 | 22.8 | Residential | Behind the Meter | No | AllSeason Solar | PSE&G |  | Accepted | 2025-05-06 | 2025-06-04 | 2026-06-04 | Solar Panels | Certainteed | CT400HC11-06 |  | 0.4 | 8 | 196 | 23 |  | Fixed | Roof
NJADRE1559599528 | Administratively Determined Incentive Program | Fairfield | 7004 | 22.8 | Residential | Behind the Meter | No | AllSeason Solar | PSE&G |  | Accepted | 2025-05-06 | 2025-06-04 | 2026-06-04 | Solar Panels | Certainteed | CT400HC11-06 |  | 0.4 | 11 | 193 | 23 |  | Fixed | Roof
NJADRE1559599528 | Administratively Determined Incentive Program | Fairfield | 7004 | 22.8 | Residential | Behind the Meter | No | AllSeason Solar | PSE&G |  | Accepted | 2025-05-06 | 2025-06-04 | 2026-06-04 | Solar Panels | Certainteed | CT400HC11-06 |  | 0.4 | 26 | 196 | 9 |  | Fixed | Roof
NJADRE1559600057 | Administratively Determined Incentive Program | East Orange | 7017 | 5.33 | Residential | Behind the Meter | Yes | Trinity Solar, LLC | PSE&G |  | Accepted | 2025-05-06 | 2025-06-05 | 2026-06-05 | Inverters | SOLAREDGE | USE5700H-USMNBL75 | 5700 |  | 1 |  |  | 0.97 |  | Outside
NJADRE1559600057 | Administratively Determined Incentive Program | East Orange | 7017 | 5.33 | Residential | Behind the Meter | Yes | Trinity Solar, LLC | PSE&G |  | Accepted | 2025-05-06 | 2025-06-05 | 2026-06-05 | Solar Panels | HANWHA 410 (Q.PEAK DUO BLK ML-G10+410) | HANWHA 410 (Q.PEAK DUO BLK ML-G10+410) |  | 0.41 | 2 | 21 | 35 |  | Fixed | Roof
NJADRE1559600057 | Administratively Determined Incentive Program | East Orange | 7017 | 5.33 | Residential | Behind the Meter | Yes | Trinity Solar, LLC | PSE&G |  | Accepted | 2025-05-06 | 2025-06-05 | 2026-06-05 | Solar Panels | HANWHA 410 (Q.PEAK DUO BLK ML-G10+410) | HANWHA 410 (Q.PEAK DUO BLK ML-G10+410) |  | 0.41 | 11 | 201 | 35 |  | Fixed | Roof
NJADRE1559600060 | Administratively Determined Incentive Program | Leonia | 7605 | 4.1 | Residential | Behind the Meter | No | Tesla Energy Operations, Inc. | PSE&G |  | Accepted | 2025-05-06 | 2025-06-04 | 2026-06-04 | Solar Panels | Hanwha | Q.PEAK DUO BLK ML-G10.a+/TS 410 |  | 0.41 | 2 | 209 | 30 |  | Fixed | Roof
NJADRE1559600060 | Administratively Determined Incentive Program | Leonia | 7605 | 4.1 | Residential | Behind the Meter | No | Tesla Energy Operations, Inc. | PSE&G |  | Accepted | 2025-05-06 | 2025-06-04 | 2026-06-04 | Solar Panels | Hanwha | Q.PEAK DUO BLK ML-G10.a+/TS 410 |  | 0.41 | 4 | 123 | 26 |  | Fixed | Roof
NJADRE1559600060 | Administratively Determined Incentive Program | Leonia | 7605 | 4.1 | Residential | Behind the Meter | No | Tesla Energy Operations, Inc. | PSE&G |  | Accepted | 2025-05-06 | 2025-06-04 | 2026-06-04 | Solar Panels | Hanwha | Q.PEAK DUO BLK ML-G10.a+/TS 410 |  | 0.41 | 4 | 303 | 27 |  | Fixed | Roof
NJADRE1559600060 | Administratively Determined Incentive Program | Leonia | 7605 | 4.1 | Residential | Behind the Meter | No | Tesla Energy Operations, Inc. | PSE&G |  | Accepted | 2025-05-06 | 2025-06-04 | 2026-06-04 | Inverters | Tesla | 1707000-XX-Y | 11500 |  | 1 |  |  | 0.98 |  | Outside
NJADRE1559600060 | Administratively Determined Incentive Program | Leonia | 7605 | 4.1 | Residential | Behind the Meter | No | Tesla Energy Operations, Inc. | PSE&G |  | Accepted | 2025-05-06 | 2025-06-04 | 2026-06-04 | Electric Storage Battery | Tesla | Powerwall 3 |  |  | 1 |  |  |  | Lithium Ion |  | OUTSIDE
NJADRE1559600079 | Administratively Determined Incentive Program | Scotch Plains | 7076 | 9.6 | Residential | Behind the Meter | No | AllSeason Solar | PSE&G |  | Accepted | 2025-05-06 | 2025-06-04 | 2026-06-04 | Solar Panels | Certainteed | CT400HC11-06 |  | 0.4 | 18 | 126 | 26 |  | Fixed | Roof
NJADRE1559600079 | Administratively Determined Incentive Program | Scotch Plains | 7076 | 9.6 | Residential | Behind the Meter | No | AllSeason Solar | PSE&G |  | Accepted | 2025-05-06 | 2025-06-04 | 2026-06-04 | Inverters | Enphase | IQ8 Plus | 290 |  | 24 |  |  | 0.97 |  | Outside
NJADRE1559600079 | Administratively Determined Incentive Program | Scotch Plains | 7076 | 9.6 | Residential | Behind the Meter | No | AllSeason Solar | PSE&G |  | Accepted | 2025-05-06 | 2025-06-04 | 2026-06-04 | Solar Panels | Certainteed | CT400HC11-06 |  | 0.4 | 6 | 126 | 26 |  | Fixed | Roof
NJADRE1559600080 | Administratively Determined Incentive Program | Upper Saddle River | 7458 | 5.1 | Residential | Behind the Meter | Yes | Big Wave Roofing and Solar, LLC | Orange Rockland Electric |  | Accepted | 2025-05-06 | 2025-06-04 | 2026-06-04 | Inverters | Enphase | IQ8HC-72-M-DOM-US | 380 |  | 12 |  |  | 0.97 |  | Outside
NJADRE1559600080 | Administratively Determined Incentive Program | Upper Saddle River | 7458 | 5.1 | Residential | Behind the Meter | Yes | Big Wave Roofing and Solar, LLC | Orange Rockland Electric |  | Accepted | 2025-05-06 | 2025-06-04 | 2026-06-04 | Solar Panels | Jinko | JKM425N-54HL4-B |  | 0.425 | 12 | 217 | 12 |  | Fixed | Roof
NJADRE1559600082 | Administratively Determined Incentive Program | Forked River | 8731 | 15.3 | Residential | Behind the Meter | Yes | Whitman Construction, LLC | JCP&L |  | Accepted | 2025-05-06 | 2025-06-04 | 2026-06-04 | Solar Panels | Jinko Solar | JKM425N-54HL4-B |  | 0.425 | 4 | 293 | 20 |  | Fixed | Roof
NJADRE1559600082 | Administratively Determined Incentive Program | Forked River | 8731 | 15.3 | Residential | Behind the Meter | Yes | Whitman Construction, LLC | JCP&L |  | Accepted | 2025-05-06 | 2025-06-04 | 2026-06-04 | Solar Panels | Jinko Solar | JKM425N-54HL4-B |  | 0.425 | 13 | 293 | 18 |  | Fixed | Roof
NJADRE1559600082 | Administratively Determined Incentive Program | Forked River | 8731 | 15.3 | Residential | Behind the Meter | Yes | Whitman Construction, LLC | JCP&L |  | Accepted | 2025-05-06 | 2025-06-04 | 2026-06-04 | Solar Panels | Jinko Solar | JKM425N-54HL4-B |  | 0.425 | 19 | 113 | 18 |  | Fixed | Roof
NJADRE1559600082 | Administratively Determined Incentive Program | Forked River | 8731 | 15.3 | Residential | Behind the Meter | Yes | Whitman Construction, LLC | JCP&L |  | Accepted | 2025-05-06 | 2025-06-04 | 2026-06-04 | Inverters | ENPHASE | IQ8PLUS-72-2-US | 290 |  | 36 |  |  | 0.975 |  | Outdoor
NJADRE1559600084 | Administratively Determined Incentive Program | Pennsauken | 8109 | 4.51 | Residential | Behind the Meter | Yes | Trinity Solar, LLC | PSE&G |  | Accepted | 2025-05-06 | 2025-06-04 | 2026-06-04 | Solar Panels | HANWHA | (Q.PEAK DUO BLK ML-G10+ 410) |  | 0.41 | 3 | 123 | 22 |  | Fixed | Roof
NJADRE1559600084 | Administratively Determined Incentive Program | Pennsauken | 8109 | 4.51 | Residential | Behind the Meter | Yes | Trinity Solar, LLC | PSE&G |  | Accepted | 2025-05-06 | 2025-06-04 | 2026-06-04 | Solar Panels | HANWHA | (Q.PEAK DUO BLK ML-G10+ 410) |  | 0.41 | 8 | 213 | 22 |  | Fixed | Roof
NJADRE1559600084 | Administratively Determined Incentive Program | Pennsauken | 8109 | 4.51 | Residential | Behind the Meter | Yes | Trinity Solar, LLC | PSE&G |  | Accepted | 2025-05-06 | 2025-06-04 | 2026-06-04 | Inverters | Solar Edge | USE3800H-USMNBL75 | 3800 |  | 1 |  |  | 0.97 |  | Outdoor
NJADRE1559600090 | Administratively Determined Incentive Program | WILLINGBORO | 8046 | 7.47 | Residential | Behind the Meter | Yes | SunPurity, LLC | PSE&G |  | Accepted | 2025-05-21 | 2025-06-17 | 2026-06-17 | Solar Panels | Hanwha Q cells | Q.PEAK DUO BLK-ML-G10+ 415W |  | 0.415 | 18 | 110 | 23 |  | Fixed | Roof
NJADRE1559600090 | Administratively Determined Incentive Program | WILLINGBORO | 8046 | 7.47 | Residential | Behind the Meter | Yes | SunPurity, LLC | PSE&G |  | Accepted | 2025-05-21 | 2025-06-17 | 2026-06-17 | Inverters | SolarEdge | SE6000H-US | 6000 |  | 1 |  |  | 0.99 |  | Outdoor
NJADRE1559600091 | Administratively Determined Incentive Program | Chesilhurst | 8089 | 7.38 | Residential | Behind the Meter | Yes | Sunrun Installation Services, Inc. | AC Electric |  | Accepted | 2025-05-06 | 2025-06-04 | 2026-06-04 | Solar Panels | Hanwha Q-Cells | Q.PEAK DUO BLK ML-G10+ 410 |  | 0.41 | 18 | 198 | 23 |  | Fixed | Roof
NJADRE1559600091 | Administratively Determined Incentive Program | Chesilhurst | 8089 | 7.38 | Residential | Behind the Meter | Yes | Sunrun Installation Services, Inc. | AC Electric |  | Accepted | 2025-05-06 | 2025-06-04 | 2026-06-04 | Inverters | SolarEdge Technologies | SE5700H-USMN | 5760 |  | 1 |  |  | 0.99 |  | Outdoor | Next to meter
NJADRE1559600091 | Administratively Determined Incentive Program | Chesilhurst | 8089 | 7.38 | Residential | Behind the Meter | Yes | Sunrun Installation Services, Inc. | AC Electric |  | Accepted | 2025-05-06 | 2025-06-04 | 2026-06-04 | Meters | SOLAREDGE TECHNOLOGIES | SE5700H-USMN |  |  | 1 |  |  |  | Yes | Outdoor
NJADRE1559600105 | Administratively Determined Incentive Program | Penns Grove | 8069 | 4.92 | Residential | Behind the Meter | Yes | Trinity Solar, LLC | AC Electric |  | Accepted | 2025-05-06 | 2025-06-04 | 2026-06-04 | Inverters | SOLAREDGE | USE3800H-USMNBL75 | 3800 |  | 1 |  |  | 0.97 |  | Outside
NJADRE1559600105 | Administratively Determined Incentive Program | Penns Grove | 8069 | 4.92 | Residential | Behind the Meter | Yes | Trinity Solar, LLC | AC Electric |  | Accepted | 2025-05-06 | 2025-06-04 | 2026-06-04 | Solar Panels | HANWHA 410 (Q.PEAK DUO BLK ML-G10+410) | HANWHA 410 (Q.PEAK DUO BLK ML-G10+410) |  | 0.41 | 12 | 218 | 36 |  | Fixed | Roof
NJADRE1559600114 | Administratively Determined Incentive Program | Long Beach | 8008 | 5.67 | Residential | Behind the Meter | No | Freedom Forever New Jersey, LLC | AC Electric |  | Accepted | 2025-05-06 | 2025-06-04 | 2026-06-04 | Solar Panels | JA Solar | JAM54S31-405/MR |  | 0.405 | 8 | 27 | 37 |  | Fixed | Roof
NJADRE1559600114 | Administratively Determined Incentive Program | Long Beach | 8008 | 5.67 | Residential | Behind the Meter | No | Freedom Forever New Jersey, LLC | AC Electric |  | Accepted | 2025-05-06 | 2025-06-04 | 2026-06-04 | Inverters | Solar Edge | SE3800H-USRGM | 3800 |  | 1 |  |  | 0.99 |  | Outside
NJADRE1559600114 | Administratively Determined Incentive Program | Long Beach | 8008 | 5.67 | Residential | Behind the Meter | No | Freedom Forever New Jersey, LLC | AC Electric |  | Accepted | 2025-05-06 | 2025-06-04 | 2026-06-04 | Solar Panels | JA Solar | JAM54S31-405/MR |  | 0.405 | 6 | 207 | 37 |  | Fixed | Roof
NJADRE1559600150 | Administratively Determined Incentive Program | Vineland | 8360 | 3.24 | Residential | Behind the Meter | Yes | Sunrun Installation Services, Inc. | Vineland Muni Electric |  | Accepted | 2025-05-06 | 2025-06-04 | 2026-06-04 | Inverters | SolarEdge Technologies | SE3800H-USMN | 3800 |  | 1 |  |  | 0.99 |  | Outdoor | Next to meter
NJADRE1559600150 | Administratively Determined Incentive Program | Vineland | 8360 | 3.24 | Residential | Behind the Meter | Yes | Sunrun Installation Services, Inc. | Vineland Muni Electric |  | Accepted | 2025-05-06 | 2025-06-04 | 2026-06-04 | Solar Panels | JA Solar | JAM54S31-405/MR |  | 0.405 | 8 | 185 | 34 |  | Fixed | Roof
NJADRE1559600160 | Administratively Determined Incentive Program | Ewing | 8638 | 10.32 | Residential | Behind the Meter | Yes | Pro Custom Solar dba Momentum Solar | PSE&G |  | Accepted | 2025-05-06 | 2025-06-30 | 2026-06-30 | Solar Panels | HANWHA | Q.TRON BLK M-G2+430 |  | 0.43 | 10 | 309 | 36 |  | Fixed | Roof
NJADRE1559600160 | Administratively Determined Incentive Program | Ewing | 8638 | 10.32 | Residential | Behind the Meter | Yes | Pro Custom Solar dba Momentum Solar | PSE&G |  | Accepted | 2025-05-06 | 2025-06-30 | 2026-06-30 | Solar Panels | HANWHA | Q.TRON BLK M-G2+430 |  | 0.43 | 3 | 310 | 20 |  | Fixed | Roof
NJADRE1559600160 | Administratively Determined Incentive Program | Ewing | 8638 | 10.32 | Residential | Behind the Meter | Yes | Pro Custom Solar dba Momentum Solar | PSE&G |  | Accepted | 2025-05-06 | 2025-06-30 | 2026-06-30 | Solar Panels | HANWHA | Q.TRON BLK M-G2+430 |  | 0.43 | 5 | 309 | 18 |  | Fixed | Roof
NJADRE1559600160 | Administratively Determined Incentive Program | Ewing | 8638 | 10.32 | Residential | Behind the Meter | Yes | Pro Custom Solar dba Momentum Solar | PSE&G |  | Accepted | 2025-05-06 | 2025-06-30 | 2026-06-30 | Solar Panels | HANWHA | Q.TRON BLK M-G2+430 |  | 0.43 | 6 | 129 | 19 |  | Fixed | Roof
NJADRE1559600160 | Administratively Determined Incentive Program | Ewing | 8638 | 10.32 | Residential | Behind the Meter | Yes | Pro Custom Solar dba Momentum Solar | PSE&G |  | Accepted | 2025-05-06 | 2025-06-30 | 2026-06-30 | Inverters | ENPHASE | IQ8HC-72-M-DOM-US | 380 |  | 24 |  |  | 0.97 |  | Outdoor
NJADRE1559600177 | Administratively Determined Incentive Program | Sicklerville | 8081 | 22.68 | Residential | Behind the Meter | Yes | SunPurity, LLC | AC Electric |  | Accepted | 2025-05-07 | 2025-06-05 | 2026-06-05 | Solar Panels | Hanwha Q cells | Q.PEAK DUO BLK-ML-G10.A+405 (405W) |  | 0.405 | 30 | 164 | 9 |  | Fixed | Roof
NJADRE1559600177 | Administratively Determined Incentive Program | Sicklerville | 8081 | 22.68 | Residential | Behind the Meter | Yes | SunPurity, LLC | AC Electric |  | Accepted | 2025-05-07 | 2025-06-05 | 2026-06-05 | Inverters | Enphase Energy | IQ7HS-66-M-US 384 MICRO-INVERTERS | 21504 |  | 56 |  |  | 0.97 |  | Outdoor
NJADRE1559600177 | Administratively Determined Incentive Program | Sicklerville | 8081 | 22.68 | Residential | Behind the Meter | Yes | SunPurity, LLC | AC Electric |  | Accepted | 2025-05-07 | 2025-06-05 | 2026-06-05 | Solar Panels | Hanwha Q cells | Q.PEAK DUO BLK-ML-G10.A+405 (405W) |  | 0.405 | 26 | 164 | 18 |  | Fixed | Roof
NJADRE1559600184 | Administratively Determined Incentive Program | Jamesburg | 8831 | 4.1 | Residential | Behind the Meter | Yes | Pro Custom dba Momentum Solar | JCP&L |  | Accepted | 2025-05-06 | 2025-06-04 | 2026-06-04 | Inverters | ENPHASE | IQ8HC-72-M-DOM-US | 380 |  | 10 |  |  | 0.97 |  | Outdoor
NJADRE1559600184 | Administratively Determined Incentive Program | Jamesburg | 8831 | 4.1 | Residential | Behind the Meter | Yes | Pro Custom dba Momentum Solar | JCP&L |  | Accepted | 2025-05-06 | 2025-06-04 | 2026-06-04 | Solar Panels | HANWHA | Q.PEAK DUO BLK ML-G10+410 |  | 0.41 | 10 | 194 | 18 |  | Fixed | Roof
NJADRE1559600211 | Administratively Determined Incentive Program | Millville | 8332 | 22.14 | Residential | Behind the Meter | Yes | Trinity Solar, LLC | AC Electric |  | Accepted | 2025-05-06 | 2025-06-04 | 2026-06-04 | Inverters | Solar Edge | SE6000H-US | 6000 |  | 1 |  |  | 0.97 |  | Outdoor
NJADRE1559600211 | Administratively Determined Incentive Program | Millville | 8332 | 22.14 | Residential | Behind the Meter | Yes | Trinity Solar, LLC | AC Electric |  | Accepted | 2025-05-06 | 2025-06-04 | 2026-06-04 | Solar Panels | Hanwha | HANWHA 410 (Q.PEAK DUO BLK ML-G10+ 410) |  | 0.41 | 14 | 354 | 18 |  | Fixed | Roof
NJADRE1559600211 | Administratively Determined Incentive Program | Millville | 8332 | 22.14 | Residential | Behind the Meter | Yes | Trinity Solar, LLC | AC Electric |  | Accepted | 2025-05-06 | 2025-06-04 | 2026-06-04 | Solar Panels | Hanwha | HANWHA 410 (Q.PEAK DUO BLK ML-G10+ 410) |  | 0.41 | 6 | 84 | 19 |  | Fixed | Roof
NJADRE1559600211 | Administratively Determined Incentive Program | Millville | 8332 | 22.14 | Residential | Behind the Meter | Yes | Trinity Solar, LLC | AC Electric |  | Accepted | 2025-05-06 | 2025-06-04 | 2026-06-04 | Inverters | Solar Edge | SE11400H-US | 11400 |  | 1 |  |  | 0.97 |  | Outdoor
NJADRE1559600211 | Administratively Determined Incentive Program | Millville | 8332 | 22.14 | Residential | Behind the Meter | Yes | Trinity Solar, LLC | AC Electric |  | Accepted | 2025-05-06 | 2025-06-04 | 2026-06-04 | Solar Panels | Hanwha | HANWHA 410 (Q.PEAK DUO BLK ML-G10+ 410) |  | 0.41 | 8 | 264 | 26 |  | Fixed | Roof
NJADRE1559600211 | Administratively Determined Incentive Program | Millville | 8332 | 22.14 | Residential | Behind the Meter | Yes | Trinity Solar, LLC | AC Electric |  | Accepted | 2025-05-06 | 2025-06-04 | 2026-06-04 | Solar Panels | Hanwha | HANWHA 410 (Q.PEAK DUO BLK ML-G10+ 410) |  | 0.41 | 10 | 174 | 18 |  | Fixed | Roof
NJADRE1559600211 | Administratively Determined Incentive Program | Millville | 8332 | 22.14 | Residential | Behind the Meter | Yes | Trinity Solar, LLC | AC Electric |  | Accepted | 2025-05-06 | 2025-06-04 | 2026-06-04 | Solar Panels | Hanwha | HANWHA 410 (Q.PEAK DUO BLK ML-G10+ 410) |  | 0.41 | 14 | 174 | 18 |  | Fixed | Roof
NJADRE1559600211 | Administratively Determined Incentive Program | Millville | 8332 | 22.14 | Residential | Behind the Meter | Yes | Trinity Solar, LLC | AC Electric |  | Accepted | 2025-05-06 | 2025-06-04 | 2026-06-04 | Solar Panels | Hanwha | HANWHA 410 (Q.PEAK DUO BLK ML-G10+ 410) |  | 0.41 | 2 | 84 | 26 |  | Fixed | Roof
NJADRE1559600213 | Administratively Determined Incentive Program | Roselle | 7203 | 2.87 | Residential | Behind the Meter | Yes | Pro Custom Solar dba Momentum Solar | PSE&G |  | Accepted | 2025-05-06 | 2025-06-04 | 2026-06-04 | Solar Panels | HANWHA | q.peak duo blk ml-g10+410 |  | 0.41 | 4 | 42 | 9 |  | Fixed | Roof
NJADRE1559600213 | Administratively Determined Incentive Program | Roselle | 7203 | 2.87 | Residential | Behind the Meter | Yes | Pro Custom Solar dba Momentum Solar | PSE&G |  | Accepted | 2025-05-06 | 2025-06-04 | 2026-06-04 | Solar Panels | Hanwha | q.peak duo blk ml-g10+410 |  | 0.41 | 3 | 222 | 32 |  | Fixed | Roof
NJADRE1559600213 | Administratively Determined Incentive Program | Roselle | 7203 | 2.87 | Residential | Behind the Meter | Yes | Pro Custom Solar dba Momentum Solar | PSE&G |  | Accepted | 2025-05-06 | 2025-06-04 | 2026-06-04 | Inverters | ENPHASE | IQ8HC-72-M-DOM-US | 380 |  | 7 |  |  | 0 |  | Outdoor
NJADRE1559600221 | Administratively Determined Incentive Program | Atco | 8004 | 17.2 | Residential | Behind the Meter | Yes | Pro Custom dba Momentum Solar | AC Electric |  | Accepted | 2025-05-06 | 2025-06-04 | 2026-06-04 | Solar Panels | HANWHA | Q.TRON BLK M-G2+430 |  | 0.43 | 7 | 108 | 30 |  | Fixed | Roof
NJADRE1559600221 | Administratively Determined Incentive Program | Atco | 8004 | 17.2 | Residential | Behind the Meter | Yes | Pro Custom dba Momentum Solar | AC Electric |  | Accepted | 2025-05-06 | 2025-06-04 | 2026-06-04 | Inverters | ENPHASE | IQ8HC-72-M-DOM-US | 380 |  | 40 |  |  | 0.97 |  | Outdoor
NJADRE1559600221 | Administratively Determined Incentive Program | Atco | 8004 | 17.2 | Residential | Behind the Meter | Yes | Pro Custom dba Momentum Solar | AC Electric |  | Accepted | 2025-05-06 | 2025-06-04 | 2026-06-04 | Solar Panels | HANWHA | Q.TRON BLK M-G2+430 |  | 0.43 | 3 | 18 | 30 |  | Fixed | Roof
NJADRE1559600221 | Administratively Determined Incentive Program | Atco | 8004 | 17.2 | Residential | Behind the Meter | Yes | Pro Custom dba Momentum Solar | AC Electric |  | Accepted | 2025-05-06 | 2025-06-04 | 2026-06-04 | Solar Panels | HANWHA | Q.TRON BLK M-G2+430 |  | 0.43 | 30 | 198 | 30 |  | Fixed | Roof
NJADRE1559600244 | Administratively Determined Incentive Program | Fair Lawn | 7410 | 12.71 | Residential | Behind the Meter | Yes | Sunrun Installation Services, Inc. | PSE&G |  | Accepted | 2025-05-06 | 2025-06-04 | 2026-06-04 | Solar Panels | Hanwha Q-Cells | Q.PEAK DUO BLK ML-G10+ 410 |  | 0.41 | 9 | 274 | 23 |  | Fixed | Roof
NJADRE1559600244 | Administratively Determined Incentive Program | Fair Lawn | 7410 | 12.71 | Residential | Behind the Meter | Yes | Sunrun Installation Services, Inc. | PSE&G |  | Accepted | 2025-05-06 | 2025-06-04 | 2026-06-04 | Inverters | SolarEdge Technologies | SE10000H-USMN | 10000 |  | 1 |  |  | 0.99 |  | Outdoor | Next to meter
NJADRE1559600244 | Administratively Determined Incentive Program | Fair Lawn | 7410 | 12.71 | Residential | Behind the Meter | Yes | Sunrun Installation Services, Inc. | PSE&G |  | Accepted | 2025-05-06 | 2025-06-04 | 2026-06-04 | Solar Panels | Hanwha Q-Cells | Q.PEAK DUO BLK ML-G10+ 410 |  | 0.41 | 5 | 275 | 22 |  | Fixed | Roof
NJADRE1559600244 | Administratively Determined Incentive Program | Fair Lawn | 7410 | 12.71 | Residential | Behind the Meter | Yes | Sunrun Installation Services, Inc. | PSE&G |  | Accepted | 2025-05-06 | 2025-06-04 | 2026-06-04 | Solar Panels | Hanwha Q-Cells | Q.PEAK DUO BLK ML-G10+ 410 |  | 0.41 | 8 | 94 | 22 |  | Fixed | Roof
NJADRE1559600244 | Administratively Determined Incentive Program | Fair Lawn | 7410 | 12.71 | Residential | Behind the Meter | Yes | Sunrun Installation Services, Inc. | PSE&G |  | Accepted | 2025-05-06 | 2025-06-04 | 2026-06-04 | Solar Panels | Hanwha Q-Cells | Q.PEAK DUO BLK ML-G10+ 410 |  | 0.41 | 9 | 95 | 21 |  | Fixed | Roof
NJADRE1559600245 | Administratively Determined Incentive Program | New Brunswick | 8901 | 6.02 | Residential | Behind the Meter | No | Pro custom solar dba Momentum Solar | PSE&G |  | Accepted | 2025-05-06 | 2025-06-09 | 2026-06-09 | Inverters | ENPHASE | IQ8PLUS-72-2-US | 380 |  | 14 |  |  | 0.97 |  | Outdoor
NJADRE1559600245 | Administratively Determined Incentive Program | New Brunswick | 8901 | 6.02 | Residential | Behind the Meter | No | Pro custom solar dba Momentum Solar | PSE&G |  | Accepted | 2025-05-06 | 2025-06-09 | 2026-06-09 | Solar Panels | Hanwha | Q.TRON BLK M-G2+430 |  | 0.43 | 14 | 129 | 23 |  | Fixed | Roof
NJADRE1559600311 | Administratively Determined Incentive Program | Bayonne | 7002 | 4.25 | Residential | Behind the Meter | Yes | Power Energy Solutions, LLC | PSE&G |  | Accepted | 2025-05-06 | 2025-06-04 | 2026-06-04 | Inverters | SolarEdge | SE3800H-US | 4 |  | 1 |  |  | 0.97 |  | Outdoor
NJADRE1559600311 | Administratively Determined Incentive Program | Bayonne | 7002 | 4.25 | Residential | Behind the Meter | Yes | Power Energy Solutions, LLC | PSE&G |  | Accepted | 2025-05-06 | 2025-06-04 | 2026-06-04 | Solar Panels | Trina Solar | TSM-425NE09RC.05 |  | 0.425 | 10 | 303 | 25 |  | Fixed | Roof
NJADRE1559600320 | Administratively Determined Incentive Program | North Arlington | 7031 | 9.78 | Residential | Behind the Meter | Yes | Power Energy Solutions, LLC | PSE&G |  | Accepted | 2025-05-06 | 2025-06-04 | 2026-06-04 | Inverters | SolarEdge | SE5700H-US | 6 |  | 1 |  |  | 0.97 |  | Outdoor
NJADRE1559600320 | Administratively Determined Incentive Program | North Arlington | 7031 | 9.78 | Residential | Behind the Meter | Yes | Power Energy Solutions, LLC | PSE&G |  | Accepted | 2025-05-06 | 2025-06-04 | 2026-06-04 | Solar Panels | Trina Solar | TSM-425NE09RC.05 |  | 0.425 | 19 | 215 | 29 |  | Fixed | Roof
NJADRE1559600320 | Administratively Determined Incentive Program | North Arlington | 7031 | 9.78 | Residential | Behind the Meter | Yes | Power Energy Solutions, LLC | PSE&G |  | Accepted | 2025-05-06 | 2025-06-04 | 2026-06-04 | Solar Panels | Trina Solar | TSM-425NE09RC.05 |  | 0.425 | 4 | 35 | 29 |  | Fixed | Roof
NJADRE1559600843 | Administratively Determined Incentive Program | Prospect Park | 7508 | 14.45 | Residential | Behind the Meter | Yes | Power Energy Solutions, LLC | PSE&G |  | Accepted | 2025-05-06 | 2025-06-04 | 2026-06-04 | Inverters | SolarEdge | SE7600H-US | 8 |  | 1 |  |  | 0.97 |  | Outdoor
NJADRE1559600843 | Administratively Determined Incentive Program | Prospect Park | 7508 | 14.45 | Residential | Behind the Meter | Yes | Power Energy Solutions, LLC | PSE&G |  | Accepted | 2025-05-06 | 2025-06-04 | 2026-06-04 | Solar Panels | Trina Solar | TSM-425NE09RC.05 |  | 0.425 | 10 | 225 | 37 |  | Fixed | Roof
NJADRE1559600843 | Administratively Determined Incentive Program | Prospect Park | 7508 | 14.45 | Residential | Behind the Meter | Yes | Power Energy Solutions, LLC | PSE&G |  | Accepted | 2025-05-06 | 2025-06-04 | 2026-06-04 | Solar Panels | Trina Solar | TSM-425NE09RC.05 |  | 0.425 | 21 | 45 | 37 |  | Fixed | Roof
NJADRE1559600843 | Administratively Determined Incentive Program | Prospect Park | 7508 | 14.45 | Residential | Behind the Meter | Yes | Power Energy Solutions, LLC | PSE&G |  | Accepted | 2025-05-06 | 2025-06-04 | 2026-06-04 | Solar Panels | Trina Solar | TSM-425NE09RC.05 |  | 0.425 | 3 | 225 | 13 |  | Fixed | Roof
NJADRE1559683447 | Administratively Determined Incentive Program | WINSLOW TOWNSHIP | 8081 | 13.18 | Residential | Behind the Meter | Yes | Brilliant Installations, Inc. | AC Electric |  | Accepted | 2025-05-07 | 2025-06-05 | 2026-06-05 | Inverters | SOLAREDGE | USE10000H-USMNUBL75 | 10000 |  | 1 |  |  | 0.97 |  | Outdoor
NJADRE1559683447 | Administratively Determined Incentive Program | WINSLOW TOWNSHIP | 8081 | 13.18 | Residential | Behind the Meter | Yes | Brilliant Installations, Inc. | AC Electric |  | Accepted | 2025-05-07 | 2025-06-05 | 2026-06-05 | Solar Panels | JINKO SOLAR | JKM425N-54HL4-B425 |  | 0.425 | 13 | 146 | 30 |  | Fixed | Roof
NJADRE1559683447 | Administratively Determined Incentive Program | WINSLOW TOWNSHIP | 8081 | 13.18 | Residential | Behind the Meter | Yes | Brilliant Installations, Inc. | AC Electric |  | Accepted | 2025-05-07 | 2025-06-05 | 2026-06-05 | Solar Panels | JINKO SOLAR | JKM425N-54HL4-B425 |  | 0.425 | 6 | 236 | 30 |  | Fixed | Roof
NJADRE1559683447 | Administratively Determined Incentive Program | WINSLOW TOWNSHIP | 8081 | 13.18 | Residential | Behind the Meter | Yes | Brilliant Installations, Inc. | AC Electric |  | Accepted | 2025-05-07 | 2025-06-05 | 2026-06-05 | Solar Panels | JINKO SOLAR | JKM425N-54HL4-B425 |  | 0.425 | 12 | 326 | 30 |  | Fixed | Roof
NJADRE1559683458 | Administratively Determined Incentive Program | Carneys Point | 8069 | 8.5 | Residential | Behind the Meter | Yes | Whitman Construction, LLC | AC Electric |  | Accepted | 2025-05-07 | 2025-06-04 | 2026-06-04 | Solar Panels | Jinko Solar | JKM425N-54HL4-B |  | 0.425 | 8 | 210 | 30 |  | Fixed | Roof
NJADRE1559683458 | Administratively Determined Incentive Program | Carneys Point | 8069 | 8.5 | Residential | Behind the Meter | Yes | Whitman Construction, LLC | AC Electric |  | Accepted | 2025-05-07 | 2025-06-04 | 2026-06-04 | Inverters | ENPHASE | IQ8PLUS-72-2-US | 290 |  | 20 |  |  | 0.975 |  | Outdoor
NJADRE1559683458 | Administratively Determined Incentive Program | Carneys Point | 8069 | 8.5 | Residential | Behind the Meter | Yes | Whitman Construction, LLC | AC Electric |  | Accepted | 2025-05-07 | 2025-06-04 | 2026-06-04 | Solar Panels | Jinko Solar | JKM425N-54HL4-B |  | 0.425 | 12 | 210 | 43 |  | Fixed | Roof
NJADRE1559683464 | Administratively Determined Incentive Program | Beachwood | 8722 | 7.29 | Residential | Behind the Meter | No | Power Home Remodeling Group | JCP&L |  | Accepted | 2025-05-07 | 2025-06-05 | 2026-06-05 | Solar Panels | JA Solar | JAM54S31 405/MR |  | 0.405 | 8 | 125 | 18 |  | Fixed | Roof
NJADRE1559683464 | Administratively Determined Incentive Program | Beachwood | 8722 | 7.29 | Residential | Behind the Meter | No | Power Home Remodeling Group | JCP&L |  | Accepted | 2025-05-07 | 2025-06-05 | 2026-06-05 | Solar Panels | JA Solar | JAM54S31 405/MR |  | 0.405 | 7 | 305 | 19 |  | Fixed | Roof
NJADRE1559683464 | Administratively Determined Incentive Program | Beachwood | 8722 | 7.29 | Residential | Behind the Meter | No | Power Home Remodeling Group | JCP&L |  | Accepted | 2025-05-07 | 2025-06-05 | 2026-06-05 | Solar Panels | JA Solar | JAM54S31 405/MR |  | 0.405 | 3 | 215 | 19 |  | Fixed | Roof
NJADRE1559683464 | Administratively Determined Incentive Program | Beachwood | 8722 | 7.29 | Residential | Behind the Meter | No | Power Home Remodeling Group | JCP&L |  | Accepted | 2025-05-07 | 2025-06-05 | 2026-06-05 | Inverters | SolarEdge | SE7600H-US | 7600 |  | 1 |  |  | 0.99 |  | Outdoor
NJADRE1559683464 | Administratively Determined Incentive Program | Beachwood | 8722 | 7.29 | Residential | Behind the Meter | No | Power Home Remodeling Group | JCP&L |  | Accepted | 2025-05-07 | 2025-06-05 | 2026-06-05 | Meters | SolarEdge | Revenue Grade Data Ansi C12.20 |  |  | 1 |  |  |  | Yes | Outdoor
NJADRE1559683585 | Administratively Determined Incentive Program | Somerset | 8873 | 18.7 | Residential | Behind the Meter | Yes | Power Energy Solutions, LLC | PSE&G |  | Accepted | 2025-05-07 | 2025-06-04 | 2026-06-04 | Solar Panels | Trina Solar | TSM-425NE09RC.05 |  | 0.425 | 23 | 244 | 30 |  | Fixed | Roof
NJADRE1559683585 | Administratively Determined Incentive Program | Somerset | 8873 | 18.7 | Residential | Behind the Meter | Yes | Power Energy Solutions, LLC | PSE&G |  | Accepted | 2025-05-07 | 2025-06-04 | 2026-06-04 | Solar Panels | Trina Solar | TSM-425NE09RC.05 |  | 0.425 | 7 | 64 | 30 |  | Fixed | Roof
NJADRE1559683585 | Administratively Determined Incentive Program | Somerset | 8873 | 18.7 | Residential | Behind the Meter | Yes | Power Energy Solutions, LLC | PSE&G |  | Accepted | 2025-05-07 | 2025-06-04 | 2026-06-04 | Solar Panels | Trina Solar | TSM-425NE09RC.05 |  | 0.425 | 14 | 64 | 30 |  | Fixed | Roof
NJADRE1559683585 | Administratively Determined Incentive Program | Somerset | 8873 | 18.7 | Residential | Behind the Meter | Yes | Power Energy Solutions, LLC | PSE&G |  | Accepted | 2025-05-07 | 2025-06-04 | 2026-06-04 | Inverters | SolarEdge | SE10000H-US | 10 |  | 1 |  |  | 0.97 |  | Outdoor
NJADRE1559683721 | Administratively Determined Incentive Program | Hasbrouck Heights | 7604 | 11.07 | Residential | Behind the Meter | Yes | Trinity Solar, LLC | PSE&G |  | Accepted | 2025-05-07 | 2025-06-11 | 2026-06-11 | Inverters | Solar Edge | USE10000H-USMNBL75 | 10000 |  | 1 |  |  | 0.97 |  | Outdoor
NJADRE1559683721 | Administratively Determined Incentive Program | Hasbrouck Heights | 7604 | 11.07 | Residential | Behind the Meter | Yes | Trinity Solar, LLC | PSE&G |  | Accepted | 2025-05-07 | 2025-06-11 | 2026-06-11 | Solar Panels | HANWHA | (Q.PEAK DUO BLK ML-G10+ 410) |  | 0.41 | 16 | 128 | 31 |  | Fixed | Roof
NJADRE1559683721 | Administratively Determined Incentive Program | Hasbrouck Heights | 7604 | 11.07 | Residential | Behind the Meter | Yes | Trinity Solar, LLC | PSE&G |  | Accepted | 2025-05-07 | 2025-06-11 | 2026-06-11 | Solar Panels | HANWHA | (Q.PEAK DUO BLK ML-G10+ 410) |  | 0.41 | 11 | 308 | 31 |  | Fixed | Roof
NJADRE1559683728 | Administratively Determined Incentive Program | KENDALL PARK | 8824 | 9.9 | Residential | Behind the Meter | Yes | All Phase Installations and Electrical Services | PSE&G |  | Accepted | 2025-05-07 | 2025-06-11 | 2026-06-11 | Inverters | ENPHASE | IQ8A-72-2-US | 349 |  | 22 |  |  | 0.97 |  | Outdoor
NJADRE1559683728 | Administratively Determined Incentive Program | KENDALL PARK | 8824 | 9.9 | Residential | Behind the Meter | Yes | All Phase Installations and Electrical Services | PSE&G |  | Accepted | 2025-05-07 | 2025-06-11 | 2026-06-11 | Solar Panels | CANADIAN SOLAR | CS6.1-54TM-450H |  | 0.45 | 22 | 169 | 30 |  | Fixed | Roof
NJADRE1559683742 | Administratively Determined Incentive Program | Sewell | 8080 | 8.61 | Residential | Behind the Meter | Yes | Trinity Solar, LLC | AC Electric |  | Accepted | 2025-05-07 | 2025-06-04 | 2026-06-04 | Solar Panels | Hanwha | HANWHA 410 (Q.PEAK DUO BLK ML-G10+ 410) |  | 0.41 | 13 | 259 | 27 |  | Fixed | Roof
NJADRE1559683742 | Administratively Determined Incentive Program | Sewell | 8080 | 8.61 | Residential | Behind the Meter | Yes | Trinity Solar, LLC | AC Electric |  | Accepted | 2025-05-07 | 2025-06-04 | 2026-06-04 | Inverters | Solar Edge | SE7600H-US | 7600 |  | 1 |  |  | 0.97 |  | Outdoor
NJADRE1559683742 | Administratively Determined Incentive Program | Sewell | 8080 | 8.61 | Residential | Behind the Meter | Yes | Trinity Solar, LLC | AC Electric |  | Accepted | 2025-05-07 | 2025-06-04 | 2026-06-04 | Solar Panels | Hanwha | HANWHA 410 (Q.PEAK DUO BLK ML-G10+ 410) |  | 0.41 | 8 | 79 | 27 |  | Fixed | Roof
NJADRE1559683744 | Administratively Determined Incentive Program | CLEMENTON | 8021 | 6.89 | Residential | Behind the Meter | Yes | Sunrun Installation Services, Inc. | PSE&G |  | Accepted | 2025-05-07 | 2025-06-04 | 2026-06-04 | Inverters | SOLAREDGE TECHNOLOGIES | SE5700H-USMN | 5760 |  | 1 |  |  | 0.99 |  | Outdoor
NJADRE1559683744 | Administratively Determined Incentive Program | CLEMENTON | 8021 | 6.89 | Residential | Behind the Meter | Yes | Sunrun Installation Services, Inc. | PSE&G |  | Accepted | 2025-05-07 | 2025-06-04 | 2026-06-04 | Solar Panels | JA SOLAR | JAM54S31-405/MR |  | 0.405 | 17 | 303 | 20 |  | Fixed | Roof
NJADRE1559683747 | Administratively Determined Incentive Program | Browns Mills | 8015 | 6.02 | Residential | Behind the Meter | Yes | PosiGen Developer, LLC | JCP&L |  | Accepted | 2025-05-07 | 2025-06-04 | 2026-06-04 | Solar Panels | JINKO EAGLE G6R | JKM430N-54HL4-B |  | 0.43 | 14 | 248 | 27 |  | Fixed | Roof
NJADRE1559683747 | Administratively Determined Incentive Program | Browns Mills | 8015 | 6.02 | Residential | Behind the Meter | Yes | PosiGen Developer, LLC | JCP&L |  | Accepted | 2025-05-07 | 2025-06-04 | 2026-06-04 | Inverters | SolarEdge | SE5700H-US | 5700 |  | 1 |  |  | 0.99 |  | Outside | within ten feet of meter
NJADRE1559683756 | Administratively Determined Incentive Program | Eastampton | 8060 | 12.47 | Residential | Behind the Meter | No | Infinity Solar Systems, LLC | PSE&G |  | Accepted | 2025-05-08 | 2025-06-06 | 2026-06-06 | Solar Panels | SEG Solar | SEG-430-BTD-BG |  | 0.43 | 3 | 211 | 22 |  | Fixed | Roof
NJADRE1559683756 | Administratively Determined Incentive Program | Eastampton | 8060 | 12.47 | Residential | Behind the Meter | No | Infinity Solar Systems, LLC | PSE&G |  | Accepted | 2025-05-08 | 2025-06-06 | 2026-06-06 | Solar Panels | SEG Solar | SEG-430-BTD-BG |  | 0.43 | 23 | 121 | 33 |  | Fixed | Roof
NJADRE1559683756 | Administratively Determined Incentive Program | Eastampton | 8060 | 12.47 | Residential | Behind the Meter | No | Infinity Solar Systems, LLC | PSE&G |  | Accepted | 2025-05-08 | 2025-06-06 | 2026-06-06 | Inverters | Enphase | IQ8MC-72-M-US | 320 |  | 29 |  |  | 0.97 |  | Outdoor
NJADRE1559683756 | Administratively Determined Incentive Program | Eastampton | 8060 | 12.47 | Residential | Behind the Meter | No | Infinity Solar Systems, LLC | PSE&G |  | Accepted | 2025-05-08 | 2025-06-06 | 2026-06-06 | Solar Panels | SEG Solar | SEG-430-BTD-BG |  | 0.43 | 3 | 211 | 22 |  | Fixed | Roof
NJADRE1559683773 | Administratively Determined Incentive Program | Kenilworth | 7033 | 5.74 | Residential | Behind the Meter | Yes | Trinity Solar, LLC | PSE&G |  | Accepted | 2025-05-07 | 2025-06-11 | 2026-06-11 | Inverters | Solar Edge | SE6000H-USSNBBL14 | 6000 |  | 1 |  |  | 0.97 |  | Outdoor
NJADRE1559683773 | Administratively Determined Incentive Program | Kenilworth | 7033 | 5.74 | Residential | Behind the Meter | Yes | Trinity Solar, LLC | PSE&G |  | Accepted | 2025-05-07 | 2025-06-11 | 2026-06-11 | Solar Panels | HANWHA | (Q.PEAK DUO BLK ML-G10+ 410) |  | 0.41 | 14 | 156 | 23 |  | Fixed | Roof
NJADRE1559683774 | Administratively Determined Incentive Program | Little Egg Harbor | 8087 | 11.61 | Residential | Behind the Meter | Yes | Sun Up Zero Down, LLC | AC Electric |  | Accepted | 2025-05-07 | 2025-06-04 | 2026-06-04 | Meters | Enphase | TBD |  |  | 1 |  |  |  | Yes | Outdoor
NJADRE1559683774 | Administratively Determined Incentive Program | Little Egg Harbor | 8087 | 11.61 | Residential | Behind the Meter | Yes | Sun Up Zero Down, LLC | AC Electric |  | Accepted | 2025-05-07 | 2025-06-04 | 2026-06-04 | Solar Panels | TRINA | SEG-430-BTD-BG |  | 0.43 | 27 | 189 | 25 |  | Fixed | Roof
NJADRE1559683774 | Administratively Determined Incentive Program | Little Egg Harbor | 8087 | 11.61 | Residential | Behind the Meter | Yes | Sun Up Zero Down, LLC | AC Electric |  | Accepted | 2025-05-07 | 2025-06-04 | 2026-06-04 | Inverters | Enphase | IQ8PLUS-72-2-US | 290 |  | 27 |  |  | 0.976 |  | Outdoor
NJADRE1559683786 | Administratively Determined Incentive Program | Belvidere | 7823 | 23.37 | Residential | Behind the Meter | Yes | Trinity Solar, LLC | JCP&L |  | Accepted | 2025-05-07 | 2025-06-05 | 2026-06-04 | Solar Panels | HANWHA 410 (Q.PEAK DUO BLK ML-G10+410) | HANWHA 410 (Q.PEAK DUO BLK ML-G10+410) |  | 0.41 | 15 | 66 | 30 |  | Fixed | Roof
NJADRE1559683786 | Administratively Determined Incentive Program | Belvidere | 7823 | 23.37 | Residential | Behind the Meter | Yes | Trinity Solar, LLC | JCP&L |  | Accepted | 2025-05-07 | 2025-06-05 | 2026-06-04 | Solar Panels | HANWHA 410 (Q.PEAK DUO BLK ML-G10+410) | HANWHA 410 (Q.PEAK DUO BLK ML-G10+410) |  | 0.41 | 16 | 246 | 30 |  | Fixed | Roof
NJADRE1559683786 | Administratively Determined Incentive Program | Belvidere | 7823 | 23.37 | Residential | Behind the Meter | Yes | Trinity Solar, LLC | JCP&L |  | Accepted | 2025-05-07 | 2025-06-05 | 2026-06-04 | Solar Panels | HANWHA 410 (Q.PEAK DUO BLK ML-G10+410) | HANWHA 410 (Q.PEAK DUO BLK ML-G10+410) |  | 0.41 | 10 | 66 | 30 |  | Fixed | Roof
NJADRE1559683786 | Administratively Determined Incentive Program | Belvidere | 7823 | 23.37 | Residential | Behind the Meter | Yes | Trinity Solar, LLC | JCP&L |  | Accepted | 2025-05-07 | 2025-06-05 | 2026-06-04 | Inverters | TESLA 11.5kW (POWERWALL 3) | TESLA 11.5kW (POWERWALL 3) | 11500 |  | 1 |  |  | 0.97 |  | Outside
NJADRE1559683786 | Administratively Determined Incentive Program | Belvidere | 7823 | 23.37 | Residential | Behind the Meter | Yes | Trinity Solar, LLC | JCP&L |  | Accepted | 2025-05-07 | 2025-06-05 | 2026-06-04 | Solar Panels | HANWHA 410 (Q.PEAK DUO BLK ML-G10+410) | HANWHA 410 (Q.PEAK DUO BLK ML-G10+410) |  | 0.41 | 16 | 246 | 30 |  | Fixed | Roof
NJADRE1559683793 | Administratively Determined Incentive Program | North Plainfield | 7060 | 11.9 | Residential | Behind the Meter | Yes | Power Energy Solutions, LLC | PSE&G |  | Accepted | 2025-05-07 | 2025-06-05 | 2026-06-05 | Inverters | SolarEdge | SE7600H-US | 8 |  | 1 |  |  | 0.97 |  | Outdoor
NJADRE1559683793 | Administratively Determined Incentive Program | North Plainfield | 7060 | 11.9 | Residential | Behind the Meter | Yes | Power Energy Solutions, LLC | PSE&G |  | Accepted | 2025-05-07 | 2025-06-05 | 2026-06-05 | Solar Panels | Trina Solar | TSM-425NE09RC.05 |  | 0.425 | 13 | 38 | 33 |  | Fixed | Roof
NJADRE1559683793 | Administratively Determined Incentive Program | North Plainfield | 7060 | 11.9 | Residential | Behind the Meter | Yes | Power Energy Solutions, LLC | PSE&G |  | Accepted | 2025-05-07 | 2025-06-05 | 2026-06-05 | Solar Panels | Trina Solar | TSM-425NE09RC.05 |  | 0.425 | 15 | 218 | 33 |  | Fixed | Roof
NJADRE1559683803 | Administratively Determined Incentive Program | MAYS LANDING | 8330 | 3.4 | Residential | Behind the Meter | Yes | Big Wave Roofing and Solar, LLC | AC Electric |  | Accepted | 2025-05-07 | 2025-06-05 | 2026-06-05 | Inverters | Enphase | IQ8HC-72-M-DOM-US | 380 |  | 8 |  |  | 0.97 |  | Outside
NJADRE1559683803 | Administratively Determined Incentive Program | MAYS LANDING | 8330 | 3.4 | Residential | Behind the Meter | Yes | Big Wave Roofing and Solar, LLC | AC Electric |  | Accepted | 2025-05-07 | 2025-06-05 | 2026-06-05 | Solar Panels | Jinko | JKM425N-54HL4-B |  | 0.425 | 8 | 188 | 28 |  | Fixed | Roof
NJADRE1559683805 | Administratively Determined Incentive Program | Piscataway | 8854 | 11.18 | Residential | Behind the Meter | Yes | Pro Custom dba Momentum Solar | PSE&G |  | Accepted | 2025-05-09 | 2025-06-09 | 2026-06-09 | Solar Panels | HANWHA | Q.TRON BLK M-G2+430 |  | 0.43 | 26 | 266 | 33 |  | Fixed | Roof
NJADRE1559683805 | Administratively Determined Incentive Program | Piscataway | 8854 | 11.18 | Residential | Behind the Meter | Yes | Pro Custom dba Momentum Solar | PSE&G |  | Accepted | 2025-05-09 | 2025-06-09 | 2026-06-09 | Inverters | ENPHASE | IQ8HC-72-M-DOM-US | 380 |  | 26 |  |  | 0.97 |  | Outdoor
NJADRE1559683819 | Administratively Determined Incentive Program | MONTVILLE | 7045 | 7.29 | Residential | Behind the Meter | Yes | Sunrun Installation Services, Inc. | JCP&L |  | Accepted | 2025-05-07 | 2025-06-04 | 2026-06-04 | Solar Panels | JA SOLAR | JAM54S31-405/MR |  | 0.405 | 12 | 227 | 39 |  | Fixed | Roof
NJADRE1559683819 | Administratively Determined Incentive Program | MONTVILLE | 7045 | 7.29 | Residential | Behind the Meter | Yes | Sunrun Installation Services, Inc. | JCP&L |  | Accepted | 2025-05-07 | 2025-06-04 | 2026-06-04 | Solar Panels | JA SOLAR | JAM54S31-405/MR |  | 0.405 | 6 | 136 | 39 |  | Fixed | Roof
NJADRE1559683819 | Administratively Determined Incentive Program | MONTVILLE | 7045 | 7.29 | Residential | Behind the Meter | Yes | Sunrun Installation Services, Inc. | JCP&L |  | Accepted | 2025-05-07 | 2025-06-04 | 2026-06-04 | Inverters | SOLAREDGE TECHNOLOGIES | SE5700H-USMN | 5760 |  | 1 |  |  | 0.99 |  | Outdoor
NJADRE1559683855 | Administratively Determined Incentive Program | North Cape May | 8204 | 11.48 | Residential | Behind the Meter | Yes | Big Wave Roofing and Solar, LLC | AC Electric |  | Accepted | 2025-05-07 | 2025-06-05 | 2026-06-05 | Solar Panels | Jinko | JKM425N-54HL4-B |  | 0.425 | 12 | 184 | 25 |  | Fixed | Roof
NJADRE1559683855 | Administratively Determined Incentive Program | North Cape May | 8204 | 11.48 | Residential | Behind the Meter | Yes | Big Wave Roofing and Solar, LLC | AC Electric |  | Accepted | 2025-05-07 | 2025-06-05 | 2026-06-05 | Solar Panels | Jinko | JKM425N-54HL4-B |  | 0.425 | 9 | 4 | 25 |  | Fixed | Roof
NJADRE1559683855 | Administratively Determined Incentive Program | North Cape May | 8204 | 11.48 | Residential | Behind the Meter | Yes | Big Wave Roofing and Solar, LLC | AC Electric |  | Accepted | 2025-05-07 | 2025-06-05 | 2026-06-05 | Inverters | Enphase | IQ8HC-72-M-DOM-US | 380 |  | 27 |  |  | 0.97 |  | Outside
NJADRE1559683855 | Administratively Determined Incentive Program | North Cape May | 8204 | 11.48 | Residential | Behind the Meter | Yes | Big Wave Roofing and Solar, LLC | AC Electric |  | Accepted | 2025-05-07 | 2025-06-05 | 2026-06-05 | Solar Panels | Jinko | JKM425N-54HL4-B |  | 0.425 | 6 | 4 | 10 |  | Fixed | Roof
NJADRE1559683866 | Administratively Determined Incentive Program | Bogota | 7603 | 10.75 | Residential | Behind the Meter | No | Infinity Solar Systems, LLC | PSE&G |  | Accepted | 2025-05-08 | 2025-06-09 | 2026-06-09 | Inverters | Enphase | IQ8MC-72-M-US | 320 |  | 25 |  |  | 0.97 |  | Outdoor
NJADRE1559683866 | Administratively Determined Incentive Program | Bogota | 7603 | 10.75 | Residential | Behind the Meter | No | Infinity Solar Systems, LLC | PSE&G |  | Accepted | 2025-05-08 | 2025-06-09 | 2026-06-09 | Solar Panels | SEG Solar | SEG-430-BTD-BG |  | 0.43 | 10 | 187 | 34 |  | Fixed | Roof
NJADRE1559683866 | Administratively Determined Incentive Program | Bogota | 7603 | 10.75 | Residential | Behind the Meter | No | Infinity Solar Systems, LLC | PSE&G |  | Accepted | 2025-05-08 | 2025-06-09 | 2026-06-09 | Solar Panels | SEG Solar | SEG-430-BTD-BG |  | 0.43 | 5 | 279 | 41 |  | Fixed | Roof
NJADRE1559683866 | Administratively Determined Incentive Program | Bogota | 7603 | 10.75 | Residential | Behind the Meter | No | Infinity Solar Systems, LLC | PSE&G |  | Accepted | 2025-05-08 | 2025-06-09 | 2026-06-09 | Solar Panels | SEG Solar | SEG-430-BTD-BG |  | 0.43 | 10 | 7 | 34 |  | Fixed | Roof
NJADRE1559683867 | Administratively Determined Incentive Program | Somers Point | 8244 | 18.06 | Residential | Behind the Meter | No | Sun Up Zero Down, LLC | AC Electric |  | Accepted | 2025-05-07 | 2025-06-04 | 2026-06-04 | Meters | Enphase | TBD |  |  | 1 |  |  |  | Yes | Outdoor
NJADRE1559683867 | Administratively Determined Incentive Program | Somers Point | 8244 | 18.06 | Residential | Behind the Meter | No | Sun Up Zero Down, LLC | AC Electric |  | Accepted | 2025-05-07 | 2025-06-04 | 2026-06-04 | Inverters | Enphase | IQ8PLUS-72-2-US | 290 |  | 42 |  |  | 0.976 |  | Outdoor
NJADRE1559683867 | Administratively Determined Incentive Program | Somers Point | 8244 | 18.06 | Residential | Behind the Meter | No | Sun Up Zero Down, LLC | AC Electric |  | Accepted | 2025-05-07 | 2025-06-04 | 2026-06-04 | Solar Panels | TRINA | SEG-430-BTD-BG |  | 0.43 | 42 | 212 | 30 |  | Fixed | Roof
NJADRE1559683872 | Administratively Determined Incentive Program | Bayonne | 7002 | 3.4 | Residential | Behind the Meter | Yes | Power Energy Solutions, LLC | PSE&G |  | Accepted | 2025-05-07 | 2025-06-05 | 2026-06-05 | Inverters | SolarEdge | SE3800H-US | 4 |  | 1 |  |  | 0.97 |  | Outdoor
NJADRE1559683872 | Administratively Determined Incentive Program | Bayonne | 7002 | 3.4 | Residential | Behind the Meter | Yes | Power Energy Solutions, LLC | PSE&G |  | Accepted | 2025-05-07 | 2025-06-05 | 2026-06-05 | Solar Panels | Trina Solar | TSM-425NE09RC.05 |  | 0.425 | 8 | 34 | 25 |  | Fixed | Roof
NJADRE1559683885 | Administratively Determined Incentive Program | Holmdel | 7733 | 27.88 | Residential | Behind the Meter | Yes | Trinity Solar, LLC | JCP&L |  | Accepted | 2025-05-07 | 2025-06-04 | 2026-06-04 | Solar Panels | HANWHA | (Q.PEAK DUO BLK ML-G10+ 410) |  | 0.41 | 32 | 347 | 23 |  | Fixed | Roof
NJADRE1559683885 | Administratively Determined Incentive Program | Holmdel | 7733 | 27.88 | Residential | Behind the Meter | Yes | Trinity Solar, LLC | JCP&L |  | Accepted | 2025-05-07 | 2025-06-04 | 2026-06-04 | Inverters | Solar Edge | USE11400H-USMNBL75 | 11400 |  | 1 |  |  | 0.97 |  | Outdoor
NJADRE1559683885 | Administratively Determined Incentive Program | Holmdel | 7733 | 27.88 | Residential | Behind the Meter | Yes | Trinity Solar, LLC | JCP&L |  | Accepted | 2025-05-07 | 2025-06-04 | 2026-06-04 | Inverters | Solar Edge | USE10000H-USMNBL75 | 10000 |  | 1 |  |  | 0.97 |  | Outdoor
NJADRE1559683885 | Administratively Determined Incentive Program | Holmdel | 7733 | 27.88 | Residential | Behind the Meter | Yes | Trinity Solar, LLC | JCP&L |  | Accepted | 2025-05-07 | 2025-06-04 | 2026-06-04 | Solar Panels | HANWHA | (Q.PEAK DUO BLK ML-G10+ 410) |  | 0.41 | 26 | 167 | 23 |  | Fixed | Roof
NJADRE1559683885 | Administratively Determined Incentive Program | Holmdel | 7733 | 27.88 | Residential | Behind the Meter | Yes | Trinity Solar, LLC | JCP&L |  | Accepted | 2025-05-07 | 2025-06-04 | 2026-06-04 | Solar Panels | HANWHA | (Q.PEAK DUO BLK ML-G10+ 410) |  | 0.41 | 10 | 347 | 25 |  | Fixed | Roof
NJADRE1559683918 | Administratively Determined Incentive Program | Rahway | 7065 | 6.38 | Residential | Behind the Meter | Yes | Big Wave Roofing and Solar, LLC | PSE&G |  | Accepted | 2025-05-07 | 2025-06-05 | 2026-06-05 | Solar Panels | Jinko | JKM425N-54HL4-B |  | 0.425 | 12 | 130 | 27 |  | Fixed | Roof
NJADRE1559683918 | Administratively Determined Incentive Program | Rahway | 7065 | 6.38 | Residential | Behind the Meter | Yes | Big Wave Roofing and Solar, LLC | PSE&G |  | Accepted | 2025-05-07 | 2025-06-05 | 2026-06-05 | Inverters | Enphase | IQ8HC-72-M-DOM-US | 380 |  | 15 |  |  | 0.97 |  | Outside
NJADRE1559683918 | Administratively Determined Incentive Program | Rahway | 7065 | 6.38 | Residential | Behind the Meter | Yes | Big Wave Roofing and Solar, LLC | PSE&G |  | Accepted | 2025-05-07 | 2025-06-05 | 2026-06-05 | Solar Panels | Jinko | JKM425N-54HL4-B |  | 0.425 | 3 | 40 | 5 |  | Fixed | Roof
NJADRE1559683923 | Administratively Determined Incentive Program | South Brunswick | 8852 | 18.4 | Residential | Behind the Meter | No | Sun Up Zero Down, LLC | PSE&G |  | Accepted | 2025-05-07 | 2025-06-04 | 2026-06-04 | Solar Panels | TRINA | REC460AA Pure-RX |  | 0.46 | 40 | 194 | 23 |  | Fixed | Roof
NJADRE1559683923 | Administratively Determined Incentive Program | South Brunswick | 8852 | 18.4 | Residential | Behind the Meter | No | Sun Up Zero Down, LLC | PSE&G |  | Accepted | 2025-05-07 | 2025-06-04 | 2026-06-04 | Inverters | Enphase | IQ8PLUS-72-2-US | 290 |  | 40 |  |  | 0.976 |  | Outdoor
NJADRE1559683923 | Administratively Determined Incentive Program | South Brunswick | 8852 | 18.4 | Residential | Behind the Meter | No | Sun Up Zero Down, LLC | PSE&G |  | Accepted | 2025-05-07 | 2025-06-04 | 2026-06-04 | Meters | Enphase | TBD |  |  | 1 |  |  |  | Yes | Outdoor
NJADRE1559683927 | Administratively Determined Incentive Program | PARAMUS | 7652 | 8.6 | Residential | Behind the Meter | Yes | Pro Custom Solar dba Momentum Solar | PSE&G |  | Accepted | 2025-05-07 | 2025-06-05 | 2026-06-05 | Inverters | ENPHASE | IQ8HC-72-M-DOM-US | 380 |  | 20 |  |  | 0.97 |  | Outdoor
NJADRE1559683927 | Administratively Determined Incentive Program | PARAMUS | 7652 | 8.6 | Residential | Behind the Meter | Yes | Pro Custom Solar dba Momentum Solar | PSE&G |  | Accepted | 2025-05-07 | 2025-06-05 | 2026-06-05 | Solar Panels | HANWHA | Q.TRON BLK M-G2+430 |  | 0.43 | 20 | 20 | 21 |  | Fixed | Roof
NJADRE1559683950 | Administratively Determined Incentive Program | Cape May Court House | 8210 | 9.84 | Residential | Behind the Meter | Yes | Trinity Solar, LLC | AC Electric |  | Accepted | 2025-05-07 | 2025-06-05 | 2026-06-05 | Solar Panels | HANWHA | (Q.PEAK DUO BLK ML-G10+ 410) |  | 0.41 | 6 | 124 | 19 |  | Fixed | Roof
NJADRE1559683950 | Administratively Determined Incentive Program | Cape May Court House | 8210 | 9.84 | Residential | Behind the Meter | Yes | Trinity Solar, LLC | AC Electric |  | Accepted | 2025-05-07 | 2025-06-05 | 2026-06-05 | Inverters | Solar Edge | USE7600H-USMNBL75 | 7600 |  | 1 |  |  | 0.97 |  | Outdoor
NJADRE1559683950 | Administratively Determined Incentive Program | Cape May Court House | 8210 | 9.84 | Residential | Behind the Meter | Yes | Trinity Solar, LLC | AC Electric |  | Accepted | 2025-05-07 | 2025-06-05 | 2026-06-05 | Solar Panels | HANWHA | (Q.PEAK DUO BLK ML-G10+ 410) |  | 0.41 | 4 | 304 | 19 |  | Fixed | Roof
NJADRE1559683950 | Administratively Determined Incentive Program | Cape May Court House | 8210 | 9.84 | Residential | Behind the Meter | Yes | Trinity Solar, LLC | AC Electric |  | Accepted | 2025-05-07 | 2025-06-05 | 2026-06-05 | Solar Panels | HANWHA | (Q.PEAK DUO BLK ML-G10+ 410) |  | 0.41 | 5 | 34 | 18 |  | Fixed | Roof
NJADRE1559683950 | Administratively Determined Incentive Program | Cape May Court House | 8210 | 9.84 | Residential | Behind the Meter | Yes | Trinity Solar, LLC | AC Electric |  | Accepted | 2025-05-07 | 2025-06-05 | 2026-06-05 | Solar Panels | HANWHA | (Q.PEAK DUO BLK ML-G10+ 410) |  | 0.41 | 9 | 214 | 18 |  | Fixed | Roof
NJADRE1559683966 | Administratively Determined Incentive Program | Belleville | 7109 | 4.3 | Residential | Behind the Meter | Yes | PosiGen Developer, LLC | PSE&G |  | Accepted | 2025-05-07 | 2025-06-09 | 2026-06-09 | Solar Panels | JINKO EAGLE | G6RJKM430N-54HL4-B |  | 0.43 | 2 | 276 | 18 |  | Fixed | Roof
NJADRE1559683966 | Administratively Determined Incentive Program | Belleville | 7109 | 4.3 | Residential | Behind the Meter | Yes | PosiGen Developer, LLC | PSE&G |  | Accepted | 2025-05-07 | 2025-06-09 | 2026-06-09 | Inverters | SOLAREDGE | SE3800H-US | 3800 |  | 1 |  |  | 0.99 |  | Outside | Within ten feet of meter
NJADRE1559683966 | Administratively Determined Incentive Program | Belleville | 7109 | 4.3 | Residential | Behind the Meter | Yes | PosiGen Developer, LLC | PSE&G |  | Accepted | 2025-05-07 | 2025-06-09 | 2026-06-09 | Solar Panels | JINKO EAGLE | G6RJKM430N-54HL4-B |  | 0.43 | 8 | 276 | 30 |  | Fixed | Roof
NJADRE1559683968 | Administratively Determined Incentive Program | Lindenwold | 8021 | 10.79 | Residential | Behind the Meter | Yes | SunPurity, LLC | AC Electric |  | Accepted | 2025-05-07 | 2025-06-04 | 2026-06-04 | Solar Panels | Hanwha Q cells | Q.PEAK DUO BLK-ML-G10+ 415W |  | 0.415 | 2 | 113 | 10 |  | Fixed | Roof
NJADRE1559683968 | Administratively Determined Incentive Program | Lindenwold | 8021 | 10.79 | Residential | Behind the Meter | Yes | SunPurity, LLC | AC Electric |  | Accepted | 2025-05-07 | 2025-06-04 | 2026-06-04 | Solar Panels | Hanwha Q cells | Q.PEAK DUO BLK-ML-G10+ 415W |  | 0.415 | 10 | 113 | 34 |  | Fixed | Roof
NJADRE1559683968 | Administratively Determined Incentive Program | Lindenwold | 8021 | 10.79 | Residential | Behind the Meter | Yes | SunPurity, LLC | AC Electric |  | Accepted | 2025-05-07 | 2025-06-04 | 2026-06-04 | Inverters | SolarEdge | SE3800H-US | 3800 |  | 1 |  |  | 0.99 |  | Outdoor
NJADRE1559683968 | Administratively Determined Incentive Program | Lindenwold | 8021 | 10.79 | Residential | Behind the Meter | Yes | SunPurity, LLC | AC Electric |  | Accepted | 2025-05-07 | 2025-06-04 | 2026-06-04 | Solar Panels | Hanwha Q cells | Q.PEAK DUO BLK-ML-G10+ 415W |  | 0.415 | 11 | 203 | 33 |  | Fixed | Roof
NJADRE1559683968 | Administratively Determined Incentive Program | Lindenwold | 8021 | 10.79 | Residential | Behind the Meter | Yes | SunPurity, LLC | AC Electric |  | Accepted | 2025-05-07 | 2025-06-04 | 2026-06-04 | Inverters | SolarEdge | SE5000H-US | 5000 |  | 1 |  |  | 0.99 |  | Outdoor
NJADRE1559683968 | Administratively Determined Incentive Program | Lindenwold | 8021 | 10.79 | Residential | Behind the Meter | Yes | SunPurity, LLC | AC Electric |  | Accepted | 2025-05-07 | 2025-06-04 | 2026-06-04 | Solar Panels | Hanwha Q cells | Q.PEAK DUO BLK-ML-G10+ 415W |  | 0.415 | 3 | 293 | 34 |  | Fixed | Roof
NJADRE1559683969 | Administratively Determined Incentive Program | Roselle | 7203 | 6.02 | Residential | Behind the Meter | Yes | PosiGen Developer, LLC | PSE&G |  | Accepted | 2025-05-07 | 2025-06-04 | 2026-06-04 | Solar Panels | Jinko Eagle | G6R JKM430N-54HL4-B |  | 0.43 | 4 | 170 | 35 |  | Fixed | Roof
NJADRE1559683969 | Administratively Determined Incentive Program | Roselle | 7203 | 6.02 | Residential | Behind the Meter | Yes | PosiGen Developer, LLC | PSE&G |  | Accepted | 2025-05-07 | 2025-06-04 | 2026-06-04 | Inverters | SolarEdge | SE5700H-US | 5700 |  | 1 |  |  | 0.99 |  | Outside | Within ten feet of meter
NJADRE1559683969 | Administratively Determined Incentive Program | Roselle | 7203 | 6.02 | Residential | Behind the Meter | Yes | PosiGen Developer, LLC | PSE&G |  | Accepted | 2025-05-07 | 2025-06-04 | 2026-06-04 | Solar Panels | Jinko Eagle | G6R JKM430N-54HL4-B |  | 0.43 | 10 | 350 | 35 |  | Fixed | Roof
NJADRE1559683989 | Administratively Determined Incentive Program | GLOUCESTER TOWNSHIP | 8081 | 11.61 | Residential | Behind the Meter | Yes | Infinity Solar Systems, LLC | AC Electric |  | Accepted | 2025-05-08 | 2025-06-09 | 2026-06-09 | Solar Panels | SEG Solar | SEG-430-BTD-BG |  | 0.43 | 14 | 249 | 26 |  | Fixed | Roof
NJADRE1559683989 | Administratively Determined Incentive Program | GLOUCESTER TOWNSHIP | 8081 | 11.61 | Residential | Behind the Meter | Yes | Infinity Solar Systems, LLC | AC Electric |  | Accepted | 2025-05-08 | 2025-06-09 | 2026-06-09 | Inverters | Enphase | IQ8MC-72-M-US | 380 |  | 27 |  |  | 0.97 |  | Outdoor
NJADRE1559683989 | Administratively Determined Incentive Program | GLOUCESTER TOWNSHIP | 8081 | 11.61 | Residential | Behind the Meter | Yes | Infinity Solar Systems, LLC | AC Electric |  | Accepted | 2025-05-08 | 2025-06-09 | 2026-06-09 | Solar Panels | SEG Solar | SEG-430-BTD-BG |  | 0.43 | 10 | 249 | 18 |  | Fixed | Roof
NJADRE1559683989 | Administratively Determined Incentive Program | GLOUCESTER TOWNSHIP | 8081 | 11.61 | Residential | Behind the Meter | Yes | Infinity Solar Systems, LLC | AC Electric |  | Accepted | 2025-05-08 | 2025-06-09 | 2026-06-09 | Solar Panels | SEG Solar | SEG-430-BTD-BG |  | 0.43 | 3 | 249 | 26 |  | Fixed | Roof
NJADRE1559684005 | Administratively Determined Incentive Program | PLAINFIELD | 7062 | 6.38 | Residential | Behind the Meter | Yes | Big Wave Roofing and Solar, LLC | PSE&G |  | Accepted | 2025-05-07 | 2025-06-04 | 2026-06-04 | Solar Panels | Jinko | JKM425N-54HL4-B |  | 0.425 | 2 | 308 | 26 |  | Fixed | Roof
NJADRE1559684005 | Administratively Determined Incentive Program | PLAINFIELD | 7062 | 6.38 | Residential | Behind the Meter | Yes | Big Wave Roofing and Solar, LLC | PSE&G |  | Accepted | 2025-05-07 | 2025-06-04 | 2026-06-04 | Solar Panels | Jinko | JKM425N-54HL4-B |  | 0.425 | 2 | 308 | 46 |  | Fixed | Roof
NJADRE1559684005 | Administratively Determined Incentive Program | PLAINFIELD | 7062 | 6.38 | Residential | Behind the Meter | Yes | Big Wave Roofing and Solar, LLC | PSE&G |  | Accepted | 2025-05-07 | 2025-06-04 | 2026-06-04 | Solar Panels | Jinko | JKM425N-54HL4-B |  | 0.425 | 1 | 128 | 26 |  | Fixed | Roof
NJADRE1559684005 | Administratively Determined Incentive Program | PLAINFIELD | 7062 | 6.38 | Residential | Behind the Meter | Yes | Big Wave Roofing and Solar, LLC | PSE&G |  | Accepted | 2025-05-07 | 2025-06-04 | 2026-06-04 | Solar Panels | Jinko | JKM425N-54HL4-B |  | 0.425 | 1 | 128 | 26 |  | Fixed | Roof
NJADRE1559684005 | Administratively Determined Incentive Program | PLAINFIELD | 7062 | 6.38 | Residential | Behind the Meter | Yes | Big Wave Roofing and Solar, LLC | PSE&G |  | Accepted | 2025-05-07 | 2025-06-04 | 2026-06-04 | Solar Panels | Jinko | JKM425N-54HL4-B |  | 0.425 | 1 | 308 | 26 |  | Fixed | Roof
NJADRE1559684005 | Administratively Determined Incentive Program | PLAINFIELD | 7062 | 6.38 | Residential | Behind the Meter | Yes | Big Wave Roofing and Solar, LLC | PSE&G |  | Accepted | 2025-05-07 | 2025-06-04 | 2026-06-04 | Solar Panels | Jinko | JKM425N-54HL4-B |  | 0.425 | 3 | 308 | 26 |  | Fixed | Roof
NJADRE1559684005 | Administratively Determined Incentive Program | PLAINFIELD | 7062 | 6.38 | Residential | Behind the Meter | Yes | Big Wave Roofing and Solar, LLC | PSE&G |  | Accepted | 2025-05-07 | 2025-06-04 | 2026-06-04 | Solar Panels | Jinko | JKM425N-54HL4-B |  | 0.425 | 2 | 128 | 26 |  | Fixed | Roof
NJADRE1559684005 | Administratively Determined Incentive Program | PLAINFIELD | 7062 | 6.38 | Residential | Behind the Meter | Yes | Big Wave Roofing and Solar, LLC | PSE&G |  | Accepted | 2025-05-07 | 2025-06-04 | 2026-06-04 | Inverters | Enphase | IQ8HC-72-M-DOM-US | 380 |  | 15 |  |  | 0.97 |  | Outside
NJADRE1559684005 | Administratively Determined Incentive Program | PLAINFIELD | 7062 | 6.38 | Residential | Behind the Meter | Yes | Big Wave Roofing and Solar, LLC | PSE&G |  | Accepted | 2025-05-07 | 2025-06-04 | 2026-06-04 | Solar Panels | Jinko | JKM425N-54HL4-B |  | 0.425 | 2 | 308 | 46 |  | Fixed | Roof
NJADRE1559684005 | Administratively Determined Incentive Program | PLAINFIELD | 7062 | 6.38 | Residential | Behind the Meter | Yes | Big Wave Roofing and Solar, LLC | PSE&G |  | Accepted | 2025-05-07 | 2025-06-04 | 2026-06-04 | Solar Panels | Jinko | JKM425N-54HL4-B |  | 0.425 | 1 | 128 | 26 |  | Fixed | Roof
NJADRE1559684012 | Administratively Determined Incentive Program | Belleville | 7109 | 4.05 | Residential | Behind the Meter | Yes | Sunrun Installation Services, Inc. | PSE&G |  | Accepted | 2025-05-07 | 2025-06-04 | 2026-06-04 | Solar Panels | JA SOLAR | JAM54S31-405/MR |  | 0.405 | 4 | 108 | 17 |  | Fixed | Roof
NJADRE1559684012 | Administratively Determined Incentive Program | Belleville | 7109 | 4.05 | Residential | Behind the Meter | Yes | Sunrun Installation Services, Inc. | PSE&G |  | Accepted | 2025-05-07 | 2025-06-04 | 2026-06-04 | Solar Panels | JA SOLAR | JAM54S31-405/MR |  | 0.405 | 6 | 108 | 10 |  | Fixed | Roof
NJADRE1559684012 | Administratively Determined Incentive Program | Belleville | 7109 | 4.05 | Residential | Behind the Meter | Yes | Sunrun Installation Services, Inc. | PSE&G |  | Accepted | 2025-05-07 | 2025-06-04 | 2026-06-04 | Inverters | SOLAREDGE TECHNOLOGIES | SE3800H-USMN | 3800 |  | 1 |  |  | 0.99 |  | Outdoor
NJADRE1559684041 | Administratively Determined Incentive Program | Cedar Grove | 7009 | 10.63 | Residential | Behind the Meter | Yes | Power Energy Solutions, LLC | PSE&G |  | Accepted | 2025-05-07 | 2025-06-04 | 2026-06-04 | Solar Panels | Trina Solar | TSM-425NE09RC.05 |  | 0.425 | 1 | 207 | 24 |  | Fixed | Roof
NJADRE1559684041 | Administratively Determined Incentive Program | Cedar Grove | 7009 | 10.63 | Residential | Behind the Meter | Yes | Power Energy Solutions, LLC | PSE&G |  | Accepted | 2025-05-07 | 2025-06-04 | 2026-06-04 | Solar Panels | Trina Solar | TSM-425NE09RC.05 |  | 0.425 | 10 | 297 | 23 |  | Fixed | Roof
NJADRE1559684041 | Administratively Determined Incentive Program | Cedar Grove | 7009 | 10.63 | Residential | Behind the Meter | Yes | Power Energy Solutions, LLC | PSE&G |  | Accepted | 2025-05-07 | 2025-06-04 | 2026-06-04 | Solar Panels | Trina Solar | TSM-425NE09RC.05 |  | 0.425 | 1 | 117 | 24 |  | Fixed | Roof
NJADRE1559684041 | Administratively Determined Incentive Program | Cedar Grove | 7009 | 10.63 | Residential | Behind the Meter | Yes | Power Energy Solutions, LLC | PSE&G |  | Accepted | 2025-05-07 | 2025-06-04 | 2026-06-04 | Solar Panels | Trina Solar | TSM-425NE09RC.05 |  | 0.425 | 11 | 117 | 22 |  | Fixed | Roof
NJADRE1559684041 | Administratively Determined Incentive Program | Cedar Grove | 7009 | 10.63 | Residential | Behind the Meter | Yes | Power Energy Solutions, LLC | PSE&G |  | Accepted | 2025-05-07 | 2025-06-04 | 2026-06-04 | Inverters | SolarEdge | SE5700H-US | 6 |  | 1 |  |  | 0.97 |  | Outdoor
NJADRE1559684041 | Administratively Determined Incentive Program | Cedar Grove | 7009 | 10.63 | Residential | Behind the Meter | Yes | Power Energy Solutions, LLC | PSE&G |  | Accepted | 2025-05-07 | 2025-06-04 | 2026-06-04 | Solar Panels | Trina Solar | TSM-425NE09RC.05 |  | 0.425 | 2 | 27 | 24 |  | Fixed | Roof
NJADRE1559684044 | Administratively Determined Incentive Program | Clifton | 7013 | 5.33 | Residential | Behind the Meter | Yes | Trinity Solar, LLC | PSE&G |  | Accepted | 2025-05-07 | 2025-06-04 | 2026-06-04 | Solar Panels | Hanwha | HANWHA 410 (Q.PEAK DUO BLK ML-G10+ 410) |  | 0.41 | 3 | 129 | 30 |  | Fixed | Roof
NJADRE1559684044 | Administratively Determined Incentive Program | Clifton | 7013 | 5.33 | Residential | Behind the Meter | Yes | Trinity Solar, LLC | PSE&G |  | Accepted | 2025-05-07 | 2025-06-04 | 2026-06-04 | Solar Panels | Hanwha | HANWHA 410 (Q.PEAK DUO BLK ML-G10+ 410) |  | 0.41 | 10 | 129 | 30 |  | Fixed | Roof
NJADRE1559684044 | Administratively Determined Incentive Program | Clifton | 7013 | 5.33 | Residential | Behind the Meter | Yes | Trinity Solar, LLC | PSE&G |  | Accepted | 2025-05-07 | 2025-06-04 | 2026-06-04 | Inverters | Solar Edge | USE5700H-USMNBL75 | 57600 |  | 1 |  |  | 0.97 |  | Outdoor
NJADRE1559685054 | Administratively Determined Incentive Program | SICKLERVILLE | 8081 | 9.84 | Residential | Behind the Meter | No | Rhythm Solar, LLC | AC Electric |  | Accepted | 2025-05-07 | 2025-06-05 | 2026-06-05 | Solar Panels | Znshine | ZXM7-SH108 410 |  | 0.41 | 6 | 338 | 20 |  | Fixed | Roof
NJADRE1559685054 | Administratively Determined Incentive Program | SICKLERVILLE | 8081 | 9.84 | Residential | Behind the Meter | No | Rhythm Solar, LLC | AC Electric |  | Accepted | 2025-05-07 | 2025-06-05 | 2026-06-05 | Inverters | Enphase | IQ8PLUS-72-2-US | 290 |  | 18 |  |  | 0.976 |  | Outside | Under each pv panel
NJADRE1559685054 | Administratively Determined Incentive Program | SICKLERVILLE | 8081 | 9.84 | Residential | Behind the Meter | No | Rhythm Solar, LLC | AC Electric |  | Accepted | 2025-05-07 | 2025-06-05 | 2026-06-05 | Inverters | Enphase | IQ8PLUS-72-2-US | 290 |  | 6 |  |  | 0.976 |  | Outside | Under each pv panel
NJADRE1559685054 | Administratively Determined Incentive Program | SICKLERVILLE | 8081 | 9.84 | Residential | Behind the Meter | No | Rhythm Solar, LLC | AC Electric |  | Accepted | 2025-05-07 | 2025-06-05 | 2026-06-05 | Solar Panels | Znshine | ZXM7-SH108 410 |  | 0.41 | 18 | 158 | 20 |  | Fixed | Roof
NJADRE1559685300 | Administratively Determined Incentive Program | MONMOUTH JUNCTION | 8852 | 17 | Residential | Behind the Meter | No | US Clean Energy Construction, Inc. | PSE&G |  | Accepted | 2025-05-07 | 2025-06-05 | 2026-06-05 | Meters | VISION METERING | Cat VM-2E2A1P |  |  | 1 |  |  |  | Yes | Outdoor
NJADRE1559685300 | Administratively Determined Incentive Program | MONMOUTH JUNCTION | 8852 | 17 | Residential | Behind the Meter | No | US Clean Energy Construction, Inc. | PSE&G |  | Accepted | 2025-05-07 | 2025-06-05 | 2026-06-05 | Inverters | SMA AMERICA | SMA SBSE-7.7-50 | 7700 |  | 1 |  |  | 0.96 |  | Outdoor
NJADRE1559685300 | Administratively Determined Incentive Program | MONMOUTH JUNCTION | 8852 | 17 | Residential | Behind the Meter | No | US Clean Energy Construction, Inc. | PSE&G |  | Accepted | 2025-05-07 | 2025-06-05 | 2026-06-05 | Inverters | SMA AMERICA | SMA SBSE-3.8-50 | 3800 |  | 1 |  |  | 0.96 |  | Outdoor
NJADRE1559685300 | Administratively Determined Incentive Program | MONMOUTH JUNCTION | 8852 | 17 | Residential | Behind the Meter | No | US Clean Energy Construction, Inc. | PSE&G |  | Accepted | 2025-05-07 | 2025-06-05 | 2026-06-05 | Solar Panels | Trina Solar | TRINA 425W |  | 0.425 | 18 | 254 | 30 |  | Fixed | Roof
NJADRE1559685300 | Administratively Determined Incentive Program | MONMOUTH JUNCTION | 8852 | 17 | Residential | Behind the Meter | No | US Clean Energy Construction, Inc. | PSE&G |  | Accepted | 2025-05-07 | 2025-06-05 | 2026-06-05 | Solar Panels | Trina Solar | TRINA 425W |  | 0.425 | 14 | 164 | 30 |  | Fixed | Roof
NJADRE1559685300 | Administratively Determined Incentive Program | MONMOUTH JUNCTION | 8852 | 17 | Residential | Behind the Meter | No | US Clean Energy Construction, Inc. | PSE&G |  | Accepted | 2025-05-07 | 2025-06-05 | 2026-06-05 | Solar Panels | Trina Solar | TRINA 425W |  | 0.425 | 8 | 344 | 30 |  | Fixed | Roof
NJADRE1559685460 | Administratively Determined Incentive Program | RIVERSIDE TWP | 8075 | 7.23 | Residential | Behind the Meter | Yes | Integrity Solar & Home Solutions, LLC | PSE&G |  | Accepted | 2025-05-07 | 2025-06-05 | 2026-06-05 | Solar Panels | JINKO | JKM425N-54HL4-B |  | 0.425 | 9 | 238 | 41 |  | Fixed | Roof
NJADRE1559685460 | Administratively Determined Incentive Program | RIVERSIDE TWP | 8075 | 7.23 | Residential | Behind the Meter | Yes | Integrity Solar & Home Solutions, LLC | PSE&G |  | Accepted | 2025-05-07 | 2025-06-05 | 2026-06-05 | Solar Panels | JINKO | JKM425N-54HL4-B |  | 0.425 | 8 | 58 | 41 |  | Fixed | Roof
NJADRE1559685460 | Administratively Determined Incentive Program | RIVERSIDE TWP | 8075 | 7.23 | Residential | Behind the Meter | Yes | Integrity Solar & Home Solutions, LLC | PSE&G |  | Accepted | 2025-05-07 | 2025-06-05 | 2026-06-05 | Inverters | ENPHASE | IQ8+ | 290 |  | 17 |  |  | 0.98 |  | Other | UNDER EACH PANEL
NJADRE1559685495 | Administratively Determined Incentive Program | Toms River | 8753 | 11.34 | Residential | Behind the Meter | Yes | Sunrun Installation Services, Inc. | JCP&L |  | Accepted | 2025-05-07 | 2025-06-05 | 2026-06-05 | Solar Panels | JA Solar | JAM54S31-405/MR |  | 0.405 | 11 | 94 | 26 |  | Fixed | Roof
NJADRE1559685495 | Administratively Determined Incentive Program | Toms River | 8753 | 11.34 | Residential | Behind the Meter | Yes | Sunrun Installation Services, Inc. | JCP&L |  | Accepted | 2025-05-07 | 2025-06-05 | 2026-06-05 | Solar Panels | JA Solar | JAM54S31-405/MR |  | 0.405 | 11 | 274 | 26 |  | Fixed | Roof
NJADRE1559685495 | Administratively Determined Incentive Program | Toms River | 8753 | 11.34 | Residential | Behind the Meter | Yes | Sunrun Installation Services, Inc. | JCP&L |  | Accepted | 2025-05-07 | 2025-06-05 | 2026-06-05 | Solar Panels | JA Solar | JAM54S31-405/MR |  | 0.405 | 4 | 274 | 23 |  | Fixed | Roof
NJADRE1559685495 | Administratively Determined Incentive Program | Toms River | 8753 | 11.34 | Residential | Behind the Meter | Yes | Sunrun Installation Services, Inc. | JCP&L |  | Accepted | 2025-05-07 | 2025-06-05 | 2026-06-05 | Inverters | SolarEdge Technologies | SE10000H-USMN | 10000 |  | 1 |  |  | 0.99 |  | Outdoor | Next to meter
NJADRE1559685495 | Administratively Determined Incentive Program | Toms River | 8753 | 11.34 | Residential | Behind the Meter | Yes | Sunrun Installation Services, Inc. | JCP&L |  | Accepted | 2025-05-07 | 2025-06-05 | 2026-06-05 | Solar Panels | JA Solar | JAM54S31-405/MR |  | 0.405 | 2 | 92 | 23 |  | Fixed | Roof
NJADRE1559685631 | Administratively Determined Incentive Program | PINE BROOK | 7058 | 6.02 | Residential | Behind the Meter | Yes | PosiGen Developer, LLC | JCP&L |  | Accepted | 2025-05-07 | 2025-06-05 | 2026-06-05 | Solar Panels | Jinko Eagle | G6R JKM430N-54HL4-B |  | 0.43 | 2 | 248 | 30 |  | Fixed | Roof
NJADRE1559685631 | Administratively Determined Incentive Program | PINE BROOK | 7058 | 6.02 | Residential | Behind the Meter | Yes | PosiGen Developer, LLC | JCP&L |  | Accepted | 2025-05-07 | 2025-06-05 | 2026-06-05 | Inverters | SolarEdge | SE5700H-US | 5700 |  | 1 |  |  | 0.99 |  | Outside | Within ten feet of meter
NJADRE1559685631 | Administratively Determined Incentive Program | PINE BROOK | 7058 | 6.02 | Residential | Behind the Meter | Yes | PosiGen Developer, LLC | JCP&L |  | Accepted | 2025-05-07 | 2025-06-05 | 2026-06-05 | Solar Panels | Jinko Eagle | G6R JKM430N-54HL4-B |  | 0.43 | 3 | 158 | 30 |  | Fixed | Roof
NJADRE1559685631 | Administratively Determined Incentive Program | PINE BROOK | 7058 | 6.02 | Residential | Behind the Meter | Yes | PosiGen Developer, LLC | JCP&L |  | Accepted | 2025-05-07 | 2025-06-05 | 2026-06-05 | Solar Panels | Jinko Eagle | G6R JKM430N-54HL4-B |  | 0.43 | 9 | 158 | 30 |  | Fixed | Roof
NJADRE1559685648 | Administratively Determined Incentive Program | Manchester | 8757 | 6.89 | Residential | Behind the Meter | Yes | Sunrun Installation Services, Inc. | JCP&L |  | Accepted | 2025-05-07 | 2025-06-05 | 2026-06-05 | Solar Panels | JA SOLAR | JAM54S31-405/MR |  | 0.405 | 4 | 349 | 26 |  | Fixed | Roof
NJADRE1559685648 | Administratively Determined Incentive Program | Manchester | 8757 | 6.89 | Residential | Behind the Meter | Yes | Sunrun Installation Services, Inc. | JCP&L |  | Accepted | 2025-05-07 | 2025-06-05 | 2026-06-05 | Solar Panels | JA SOLAR | JAM54S31-405/MR |  | 0.405 | 13 | 349 | 27 |  | Fixed | Roof
NJADRE1559685648 | Administratively Determined Incentive Program | Manchester | 8757 | 6.89 | Residential | Behind the Meter | Yes | Sunrun Installation Services, Inc. | JCP&L |  | Accepted | 2025-05-07 | 2025-06-05 | 2026-06-05 | Inverters | SOLAREDGE TECHNOLOGIES | SE5700H-USMN | 5760 |  | 1 |  |  | 0.99 |  | Outdoor
NJADRE1559686508 | Administratively Determined Incentive Program | ISELIN | 8830 | 3.44 | Residential | Behind the Meter | Yes | Pro Custom Solar dba Momentum Solar | PSE&G |  | Accepted | 2025-05-09 | 2025-06-09 | 2026-06-09 | Solar Panels | HANWHA | Q.TRON BLK M-G2+430 |  | 0.43 | 4 | 232 | 39 |  | Fixed | Roof
NJADRE1559686508 | Administratively Determined Incentive Program | ISELIN | 8830 | 3.44 | Residential | Behind the Meter | Yes | Pro Custom Solar dba Momentum Solar | PSE&G |  | Accepted | 2025-05-09 | 2025-06-09 | 2026-06-09 | Inverters | ENPHASE | IQ8HC-72-M-DOM-US | 380 |  | 8 |  |  | 0.97 |  | Outdoor
NJADRE1559686508 | Administratively Determined Incentive Program | ISELIN | 8830 | 3.44 | Residential | Behind the Meter | Yes | Pro Custom Solar dba Momentum Solar | PSE&G |  | Accepted | 2025-05-09 | 2025-06-09 | 2026-06-09 | Solar Panels | HANWHA | Q.TRON BLK M-G2+430 |  | 0.43 | 4 | 232 | 39 |  | Fixed | Roof
NJADRE1559686795 | Administratively Determined Incentive Program | Cape May Court House | 8210 | 6.97 | Residential | Behind the Meter | Yes | Trinity Solar, LLC | AC Electric |  | Accepted | 2025-05-07 | 2025-06-05 | 2026-06-05 | Solar Panels | Hanwha | HANWHA 410 (Q.PEAK DUO BLK ML-G10+ 410) |  | 0.41 | 3 | 114 | 30 |  | Fixed | Roof
NJADRE1559686795 | Administratively Determined Incentive Program | Cape May Court House | 8210 | 6.97 | Residential | Behind the Meter | Yes | Trinity Solar, LLC | AC Electric |  | Accepted | 2025-05-07 | 2025-06-05 | 2026-06-05 | Inverters | Solar Edge | USE5700H-USMNBL75 | 57600 |  | 1 |  |  | 0.97 |  | Indoor
NJADRE1559686795 | Administratively Determined Incentive Program | Cape May Court House | 8210 | 6.97 | Residential | Behind the Meter | Yes | Trinity Solar, LLC | AC Electric |  | Accepted | 2025-05-07 | 2025-06-05 | 2026-06-05 | Solar Panels | Hanwha | HANWHA 410 (Q.PEAK DUO BLK ML-G10+ 410) |  | 0.41 | 10 | 204 | 30 |  | Fixed | Roof
NJADRE1559686795 | Administratively Determined Incentive Program | Cape May Court House | 8210 | 6.97 | Residential | Behind the Meter | Yes | Trinity Solar, LLC | AC Electric |  | Accepted | 2025-05-07 | 2025-06-05 | 2026-06-05 | Solar Panels | Hanwha | HANWHA 410 (Q.PEAK DUO BLK ML-G10+ 410) |  | 0.41 | 4 | 204 | 30 |  | Fixed | Roof
NJADRE1559686832 | Administratively Determined Incentive Program | Piscataway | 8854 | 6.15 | Residential | Behind the Meter | Yes | Sunrun Installation Services, Inc. | PSE&G |  | Accepted | 2025-05-07 | 2025-06-05 | 2026-06-05 | Inverters | Tesla | POWERWALL 3 1707000-XX-Y | 11500 |  | 1 |  |  | 0.97 |  | Outdoor
NJADRE1559686832 | Administratively Determined Incentive Program | Piscataway | 8854 | 6.15 | Residential | Behind the Meter | Yes | Sunrun Installation Services, Inc. | PSE&G |  | Accepted | 2025-05-07 | 2025-06-05 | 2026-06-05 | Electric Storage Battery | Tesla | POWERWALL 3 1707000-XX-Y |  |  | 1 |  |  |  | Lithium Ion |  | OUTSIDE
NJADRE1559686832 | Administratively Determined Incentive Program | Piscataway | 8854 | 6.15 | Residential | Behind the Meter | Yes | Sunrun Installation Services, Inc. | PSE&G |  | Accepted | 2025-05-07 | 2025-06-05 | 2026-06-05 | Solar Panels | HANWHA Q-CELLS | Q.PEAK DUO BLK ML-G10+ 410 DCA |  | 0.41 | 3 | 234 | 18 |  | Fixed | Roof
NJADRE1559686832 | Administratively Determined Incentive Program | Piscataway | 8854 | 6.15 | Residential | Behind the Meter | Yes | Sunrun Installation Services, Inc. | PSE&G |  | Accepted | 2025-05-07 | 2025-06-05 | 2026-06-05 | Solar Panels | HANWHA Q-CELLS | Q.PEAK DUO BLK ML-G10+ 410 DCA |  | 0.41 | 12 | 144 | 18 |  | Fixed | Roof
NJADRE1559687510 | Administratively Determined Incentive Program | Egg Harbor | 8234 | 6.56 | Residential | Behind the Meter | Yes | Trinity Solar, LLC | AC Electric |  | Accepted | 2025-05-07 | 2025-06-05 | 2026-06-05 | Inverters | Solar Edge | USE5700H-USMNBL75 | 57600 |  | 1 |  |  | 0.97 |  | Outdoor
NJADRE1559687510 | Administratively Determined Incentive Program | Egg Harbor | 8234 | 6.56 | Residential | Behind the Meter | Yes | Trinity Solar, LLC | AC Electric |  | Accepted | 2025-05-07 | 2025-06-05 | 2026-06-05 | Solar Panels | Hanwha | HANWHA 410 (Q.PEAK DUO BLK ML-G10+ 410) |  | 0.41 | 16 | 112 | 28 |  | Fixed | Roof
NJADRE1559688074 | Administratively Determined Incentive Program | Toms River | 8757 | 10.75 | Residential | Behind the Meter | Yes | Pro Custom Solar dba Momentum Solar | JCP&L |  | Accepted | 2025-05-07 | 2025-06-05 | 2026-06-05 | Inverters | ENPHASE | IQ8HC-72-M-DOM-US | 380 |  | 25 |  |  | 0.97 |  | Outdoor
NJADRE1559688074 | Administratively Determined Incentive Program | Toms River | 8757 | 10.75 | Residential | Behind the Meter | Yes | Pro Custom Solar dba Momentum Solar | JCP&L |  | Accepted | 2025-05-07 | 2025-06-05 | 2026-06-05 | Solar Panels | HANWHA | Q.TRON BLK M-G2+430 |  | 0.43 | 8 | 71 | 23 |  | Fixed | Roof
NJADRE1559688074 | Administratively Determined Incentive Program | Toms River | 8757 | 10.75 | Residential | Behind the Meter | Yes | Pro Custom Solar dba Momentum Solar | JCP&L |  | Accepted | 2025-05-07 | 2025-06-05 | 2026-06-05 | Solar Panels | HANWHA | Q.TRON BLK M-G2+430 |  | 0.43 | 12 | 251 | 23 |  | Fixed | Roof
NJADRE1559688074 | Administratively Determined Incentive Program | Toms River | 8757 | 10.75 | Residential | Behind the Meter | Yes | Pro Custom Solar dba Momentum Solar | JCP&L |  | Accepted | 2025-05-07 | 2025-06-05 | 2026-06-05 | Solar Panels | HANWHA | Q.TRON BLK M-G2+430 |  | 0.43 | 5 | 161 | 23 |  | Fixed | Roof
NJADRE1559688256 | Administratively Determined Incentive Program | Bayville | 8721 | 13.32 | Residential | Behind the Meter | No | Vision Solar | JCP&L |  | Accepted | 2025-05-08 | 2025-06-06 | 2026-06-06 | Solar Panels | Znshine | Znshine370 |  | 0.37 | 20 | 0 | 18 |  | Fixed | Roof
NJADRE1559688256 | Administratively Determined Incentive Program | Bayville | 8721 | 13.32 | Residential | Behind the Meter | No | Vision Solar | JCP&L |  | Accepted | 2025-05-08 | 2025-06-06 | 2026-06-06 | Inverters | SolarEdge | SE11400H-US000BEI5 | 11400 |  | 1 |  |  | 0.99 |  | Outside
NJADRE1559688256 | Administratively Determined Incentive Program | Bayville | 8721 | 13.32 | Residential | Behind the Meter | No | Vision Solar | JCP&L |  | Accepted | 2025-05-08 | 2025-06-06 | 2026-06-06 | Meters | Solaredge | RGM |  |  | 1 |  |  |  | Yes | Indoor
NJADRE1559688256 | Administratively Determined Incentive Program | Bayville | 8721 | 13.32 | Residential | Behind the Meter | No | Vision Solar | JCP&L |  | Accepted | 2025-05-08 | 2025-06-06 | 2026-06-06 | Solar Panels | Zn SHine | Znshine370 |  | 0.37 | 16 | 180 | 18 |  | Fixed | Roof
NJADRE1559688277 | Administratively Determined Incentive Program | Sicklerville | 8081 | 13.94 | Residential | Behind the Meter | Yes | Trinity Solar, LLC | AC Electric |  | Accepted | 2025-05-07 | 2025-06-05 | 2026-06-05 | Solar Panels | HANWHA | (Q.PEAK DUO BLK ML-G10+ 410) |  | 0.41 | 9 | 118 | 40 |  | Fixed | Roof
NJADRE1559688277 | Administratively Determined Incentive Program | Sicklerville | 8081 | 13.94 | Residential | Behind the Meter | Yes | Trinity Solar, LLC | AC Electric |  | Accepted | 2025-05-07 | 2025-06-05 | 2026-06-05 | Solar Panels | HANWHA | (Q.PEAK DUO BLK ML-G10+ 410) |  | 0.41 | 15 | 118 | 40 |  | Fixed | Roof
NJADRE1559688277 | Administratively Determined Incentive Program | Sicklerville | 8081 | 13.94 | Residential | Behind the Meter | Yes | Trinity Solar, LLC | AC Electric |  | Accepted | 2025-05-07 | 2025-06-05 | 2026-06-05 | Inverters | Solar Edge | USE11400H-USMNBL75 | 11400 |  | 1 |  |  | 0.97 |  | Outdoor
NJADRE1559688277 | Administratively Determined Incentive Program | Sicklerville | 8081 | 13.94 | Residential | Behind the Meter | Yes | Trinity Solar, LLC | AC Electric |  | Accepted | 2025-05-07 | 2025-06-05 | 2026-06-05 | Solar Panels | HANWHA | (Q.PEAK DUO BLK ML-G10+ 410) |  | 0.41 | 10 | 298 | 40 |  | Fixed | Roof
NJADRE1559688289 | Administratively Determined Incentive Program | Trenton | 8611 | 10.25 | Residential | Behind the Meter | Yes | Trinity Solar, LLC | PSE&G |  | Accepted | 2025-05-07 | 2025-06-05 | 2026-06-05 | Solar Panels | Hanwha | HANWHA 410 (Q.PEAK DUO BLK ML-G10+ 410) |  | 0.41 | 9 | 80 | 18 |  | Fixed | Roof
NJADRE1559688289 | Administratively Determined Incentive Program | Trenton | 8611 | 10.25 | Residential | Behind the Meter | Yes | Trinity Solar, LLC | PSE&G |  | Accepted | 2025-05-07 | 2025-06-05 | 2026-06-05 | Inverters | Solar Edge | USE7600H-USMNBL75 | 7600 |  | 1 |  |  | 0.97 |  | Outdoor
NJADRE1559688289 | Administratively Determined Incentive Program | Trenton | 8611 | 10.25 | Residential | Behind the Meter | Yes | Trinity Solar, LLC | PSE&G |  | Accepted | 2025-05-07 | 2025-06-05 | 2026-06-05 | Solar Panels | Hanwha | HANWHA 410 (Q.PEAK DUO BLK ML-G10+ 410) |  | 0.41 | 2 | 260 | 10 |  | Fixed | Roof
NJADRE1559688289 | Administratively Determined Incentive Program | Trenton | 8611 | 10.25 | Residential | Behind the Meter | Yes | Trinity Solar, LLC | PSE&G |  | Accepted | 2025-05-07 | 2025-06-05 | 2026-06-05 | Solar Panels | Hanwha | HANWHA 410 (Q.PEAK DUO BLK ML-G10+ 410) |  | 0.41 | 7 | 80 | 37 |  | Fixed | Roof
NJADRE1559688289 | Administratively Determined Incentive Program | Trenton | 8611 | 10.25 | Residential | Behind the Meter | Yes | Trinity Solar, LLC | PSE&G |  | Accepted | 2025-05-07 | 2025-06-05 | 2026-06-05 | Solar Panels | Hanwha | HANWHA 410 (Q.PEAK DUO BLK ML-G10+ 410) |  | 0.41 | 5 | 260 | 37 |  | Fixed | Roof
NJADRE1559688289 | Administratively Determined Incentive Program | Trenton | 8611 | 10.25 | Residential | Behind the Meter | Yes | Trinity Solar, LLC | PSE&G |  | Accepted | 2025-05-07 | 2025-06-05 | 2026-06-05 | Solar Panels | Hanwha | HANWHA 410 (Q.PEAK DUO BLK ML-G10+ 410) |  | 0.41 | 2 | 260 | 18 |  | Fixed | Roof
NJADRE1559688291 | Administratively Determined Incentive Program | Southampton | 8088 | 6.53 | Residential | Behind the Meter | Yes | SunnyMac, LLC | PSE&G |  | Accepted | 2025-05-07 | 2025-06-05 | 2026-06-05 | Solar Panels | HANWHA | Q.TRON BLK M-G2+ 435W |  | 0.435 | 15 | 155 | 18 |  | Fixed | Roof
NJADRE1559688291 | Administratively Determined Incentive Program | Southampton | 8088 | 6.53 | Residential | Behind the Meter | Yes | SunnyMac, LLC | PSE&G |  | Accepted | 2025-05-07 | 2025-06-05 | 2026-06-05 | Inverters | SOLAREDGE | SE5700H-US | 5760 |  | 1 |  |  | 0.99 |  | Outdoor | next to meter
NJADRE1559688298 | Administratively Determined Incentive Program | EGG HARBOR TOWNSHIP | 8234 | 9.46 | Residential | Behind the Meter | Yes | SeaPoint Solar Energy, LLC | AC Electric |  | Accepted | 2025-05-28 | 2025-06-20 | 2026-06-20 | Inverters | ENPHASE | IQ8PLUS-72-M-US | 290 |  | 22 |  |  | 0.97 |  | Outside
NJADRE1559688298 | Administratively Determined Incentive Program | EGG HARBOR TOWNSHIP | 8234 | 9.46 | Residential | Behind the Meter | Yes | SeaPoint Solar Energy, LLC | AC Electric |  | Accepted | 2025-05-28 | 2025-06-20 | 2026-06-20 | Solar Panels | SILFAB SOLAR | SIL-430 QD |  | 0.43 | 22 | 217 | 25 |  | Fixed | Roof
NJADRE1559688307 | Administratively Determined Incentive Program | Toms River | 8757 | 4 | Residential | Behind the Meter | No | Solar Energy World | JCP&L |  | Accepted | 2025-05-07 | 2025-06-05 | 2026-06-05 | Solar Panels | LONGi | LR5-54HABB-400M |  | 0.4 | 10 | 238 | 23 |  | Fixed | Roof
NJADRE1559688307 | Administratively Determined Incentive Program | Toms River | 8757 | 4 | Residential | Behind the Meter | No | Solar Energy World | JCP&L |  | Accepted | 2025-05-07 | 2025-06-05 | 2026-06-05 | Inverters | Enphase | IQ8HC-72-M-DOM-US | 384 |  | 10 |  |  | 0.97 |  | Outside
NJADRE1559688314 | Administratively Determined Incentive Program | Egg Harbor Township | 8234 | 11.48 | Residential | Behind the Meter | Yes | Big Wave Roofing and Solar, LLC | AC Electric |  | Accepted | 2025-05-07 | 2025-06-05 | 2026-06-05 | Solar Panels | Jinko | JKM425N-54HL4-B |  | 0.425 | 14 | 106 | 18 |  | Fixed | Roof
NJADRE1559688314 | Administratively Determined Incentive Program | Egg Harbor Township | 8234 | 11.48 | Residential | Behind the Meter | Yes | Big Wave Roofing and Solar, LLC | AC Electric |  | Accepted | 2025-05-07 | 2025-06-05 | 2026-06-05 | Solar Panels | Jinko | JKM425N-54HL4-B |  | 0.425 | 8 | 196 | 18 |  | Fixed | Roof
NJADRE1559688314 | Administratively Determined Incentive Program | Egg Harbor Township | 8234 | 11.48 | Residential | Behind the Meter | Yes | Big Wave Roofing and Solar, LLC | AC Electric |  | Accepted | 2025-05-07 | 2025-06-05 | 2026-06-05 | Solar Panels | Jinko | JKM425N-54HL4-B |  | 0.425 | 5 | 286 | 18 |  | Fixed | Roof
NJADRE1559688314 | Administratively Determined Incentive Program | Egg Harbor Township | 8234 | 11.48 | Residential | Behind the Meter | Yes | Big Wave Roofing and Solar, LLC | AC Electric |  | Accepted | 2025-05-07 | 2025-06-05 | 2026-06-05 | Inverters | Enphase | IQ8HC-72-M-DOM-US | 380 |  | 27 |  |  | 0.97 |  | Outside
NJADRE1559688333 | Administratively Determined Incentive Program | Sicklerville | 8081 | 6.88 | Residential | Behind the Meter | Yes | PosiGen Developer, LLC | AC Electric |  | Accepted | 2025-05-07 | 2025-06-05 | 2026-06-05 | Solar Panels | JINKO EAGLE G6R | JKM430N-54HL4-B |  | 0.43 | 6 | 174 | 30 |  | Fixed | Roof
NJADRE1559688333 | Administratively Determined Incentive Program | Sicklerville | 8081 | 6.88 | Residential | Behind the Meter | Yes | PosiGen Developer, LLC | AC Electric |  | Accepted | 2025-05-07 | 2025-06-05 | 2026-06-05 | Inverters | SolarEdge | SE7600H-US | 7600 |  | 1 |  |  | 0.99 |  | Outside | within ten feet of meter
NJADRE1559688333 | Administratively Determined Incentive Program | Sicklerville | 8081 | 6.88 | Residential | Behind the Meter | Yes | PosiGen Developer, LLC | AC Electric |  | Accepted | 2025-05-07 | 2025-06-05 | 2026-06-05 | Solar Panels | JINKO EAGLE G6R | JKM430N-54HL4-B |  | 0.43 | 10 | 355 | 30 |  | Fixed | Roof
NJADRE1559688338 | Administratively Determined Incentive Program | Piscataway | 8854 | 13.94 | Residential | Behind the Meter | No | Orbit Energy & Power, LLC | PSE&G |  | Accepted | 2025-05-23 | 2025-06-19 | 2026-06-19 | Solar Panels | Solarever | SE-182*91-410M-108 |  | 0.41 | 3 | 241 | 23 |  | Fixed | Roof
NJADRE1559688338 | Administratively Determined Incentive Program | Piscataway | 8854 | 13.94 | Residential | Behind the Meter | No | Orbit Energy & Power, LLC | PSE&G |  | Accepted | 2025-05-23 | 2025-06-19 | 2026-06-19 | Solar Panels | Solarever | SE-182*91-410M-108 |  | 0.41 | 5 | 151 | 17 |  | Fixed | Roof
NJADRE1559688338 | Administratively Determined Incentive Program | Piscataway | 8854 | 13.94 | Residential | Behind the Meter | No | Orbit Energy & Power, LLC | PSE&G |  | Accepted | 2025-05-23 | 2025-06-19 | 2026-06-19 | Meters | Enphase Energy Inc | ENV-IQ-AM1-240M |  |  | 1 |  |  |  | Yes | Outdoor
NJADRE1559688338 | Administratively Determined Incentive Program | Piscataway | 8854 | 13.94 | Residential | Behind the Meter | No | Orbit Energy & Power, LLC | PSE&G |  | Accepted | 2025-05-23 | 2025-06-19 | 2026-06-19 | Solar Panels | Solarever | SE-182*91-410M-108 |  | 0.41 | 2 | 151 | 32 |  | Fixed | Roof
NJADRE1559688338 | Administratively Determined Incentive Program | Piscataway | 8854 | 13.94 | Residential | Behind the Meter | No | Orbit Energy & Power, LLC | PSE&G |  | Accepted | 2025-05-23 | 2025-06-19 | 2026-06-19 | Inverters | Enphase Energy Inc | IQ8PLUS-72-2-US | 290 |  | 32 |  |  | 0.99 |  | Outdoor
NJADRE1559688338 | Administratively Determined Incentive Program | Piscataway | 8854 | 13.94 | Residential | Behind the Meter | No | Orbit Energy & Power, LLC | PSE&G |  | Accepted | 2025-05-23 | 2025-06-19 | 2026-06-19 | Solar Panels | Solarever | SE-182*91-410M-108 |  | 0.41 | 6 | 61 | 32 |  | Fixed | Roof
NJADRE1559688338 | Administratively Determined Incentive Program | Piscataway | 8854 | 13.94 | Residential | Behind the Meter | No | Orbit Energy & Power, LLC | PSE&G |  | Accepted | 2025-05-23 | 2025-06-19 | 2026-06-19 | Solar Panels | Solarever | SE-182*91-410M-108 |  | 0.41 | 6 | 331 | 32 |  | Fixed | Roof
NJADRE1559688338 | Administratively Determined Incentive Program | Piscataway | 8854 | 13.94 | Residential | Behind the Meter | No | Orbit Energy & Power, LLC | PSE&G |  | Accepted | 2025-05-23 | 2025-06-19 | 2026-06-19 | Solar Panels | Solarever | SE-182*91-410M-108 |  | 0.41 | 9 | 60 | 23 |  | Fixed | Roof
NJADRE1559688338 | Administratively Determined Incentive Program | Piscataway | 8854 | 13.94 | Residential | Behind the Meter | No | Orbit Energy & Power, LLC | PSE&G |  | Accepted | 2025-05-23 | 2025-06-19 | 2026-06-19 | Solar Panels | Solarever | SE-182*91-410M-108 |  | 0.41 | 3 | 61 | 24 |  | Fixed | Roof
NJADRE1559688342 | Administratively Determined Incentive Program | Lakewood | 8701 | 9.43 | Residential | Behind the Meter | Yes | Pro Custom Solar dba Momentum Solar | JCP&L |  | Accepted | 2025-05-07 | 2025-06-05 | 2026-06-05 | Inverters | ENPHASE | IQ8HC-72-M-DOM-US | 380 |  | 23 |  |  | 0.97 |  | Outdoor
NJADRE1559688342 | Administratively Determined Incentive Program | Lakewood | 8701 | 9.43 | Residential | Behind the Meter | Yes | Pro Custom Solar dba Momentum Solar | JCP&L |  | Accepted | 2025-05-07 | 2025-06-05 | 2026-06-05 | Solar Panels | Hanwha | Q.PEAK DUO BLK ML-G10+410 |  | 0.41 | 12 | 150 | 22 |  | Fixed | Roof
NJADRE1559688342 | Administratively Determined Incentive Program | Lakewood | 8701 | 9.43 | Residential | Behind the Meter | Yes | Pro Custom Solar dba Momentum Solar | JCP&L |  | Accepted | 2025-05-07 | 2025-06-05 | 2026-06-05 | Solar Panels | Hanwha | Q.PEAK DUO BLK ML-G10+410 |  | 0.41 | 11 | 330 | 22 |  | Fixed | Roof
NJADRE1559688353 | Administratively Determined Incentive Program | Berlin | 8009 | 9.78 | Residential | Behind the Meter | Yes | RCL Enterprises, Inc. | AC Electric |  | Accepted | 2025-05-07 | 2025-06-05 | 2026-06-05 | Solar Panels | Jinko | JKM425N |  | 0.425 | 9 | 272 | 23 |  | Fixed | Roof
NJADRE1559688353 | Administratively Determined Incentive Program | Berlin | 8009 | 9.78 | Residential | Behind the Meter | Yes | RCL Enterprises, Inc. | AC Electric |  | Accepted | 2025-05-07 | 2025-06-05 | 2026-06-05 | Inverters | Enphase | IQ8H | 380 |  | 23 |  |  | 0.97 |  | Outside
NJADRE1559688353 | Administratively Determined Incentive Program | Berlin | 8009 | 9.78 | Residential | Behind the Meter | Yes | RCL Enterprises, Inc. | AC Electric |  | Accepted | 2025-05-07 | 2025-06-05 | 2026-06-05 | Solar Panels | Jinko | JKM425N |  | 0.425 | 14 | 92 | 23 |  | Fixed | Roof
NJADRE1559688361 | Administratively Determined Incentive Program | GALLOWAY | 8205 | 2.87 | Residential | Behind the Meter | Yes | EMT Renewables, LLC | AC Electric |  | Accepted | 2025-05-07 | 2025-06-17 | 2026-06-17 | Inverters | ENPHASE | IQ8+ | 290 |  | 7 |  |  | 0.98 |  | Other | UNDER EACH PANEL
NJADRE1559688361 | Administratively Determined Incentive Program | GALLOWAY | 8205 | 2.87 | Residential | Behind the Meter | Yes | EMT Renewables, LLC | AC Electric |  | Accepted | 2025-05-07 | 2025-06-17 | 2026-06-17 | Solar Panels | MSE PERC | MSE-410 |  | 0.41 | 2 | 191 | 27 |  | Fixed | Roof
NJADRE1559688361 | Administratively Determined Incentive Program | GALLOWAY | 8205 | 2.87 | Residential | Behind the Meter | Yes | EMT Renewables, LLC | AC Electric |  | Accepted | 2025-05-07 | 2025-06-17 | 2026-06-17 | Solar Panels | MSE PERC | MSE-410 |  | 0.41 | 4 | 282 | 24 |  | Fixed | Roof
NJADRE1559688361 | Administratively Determined Incentive Program | GALLOWAY | 8205 | 2.87 | Residential | Behind the Meter | Yes | EMT Renewables, LLC | AC Electric |  | Accepted | 2025-05-07 | 2025-06-17 | 2026-06-17 | Solar Panels | MSE PERC | MSE-410 |  | 0.41 | 1 | 11 | 27 |  | Fixed | Roof
NJADRE1559688374 | Administratively Determined Incentive Program | Woodbury | 8096 | 9.84 | Residential | Behind the Meter | Yes | Sunrun Installation Services, Inc. | PSE&G |  | Accepted | 2025-05-07 | 2025-06-05 | 2026-06-05 | Inverters | SOLAREDGE TECHNOLOGIES | SE7600H-USMN | 7600 |  | 1 |  |  | 0.99 |  | Outdoor
NJADRE1559688374 | Administratively Determined Incentive Program | Woodbury | 8096 | 9.84 | Residential | Behind the Meter | Yes | Sunrun Installation Services, Inc. | PSE&G |  | Accepted | 2025-05-07 | 2025-06-05 | 2026-06-05 | Solar Panels | HANWHA Q-CELLS | Q.PEAK DUO BLK ML-G10+ 410 |  | 0.41 | 14 | 116 | 27 |  | Fixed | Roof
NJADRE1559688374 | Administratively Determined Incentive Program | Woodbury | 8096 | 9.84 | Residential | Behind the Meter | Yes | Sunrun Installation Services, Inc. | PSE&G |  | Accepted | 2025-05-07 | 2025-06-05 | 2026-06-05 | Solar Panels | HANWHA Q-CELLS | Q.PEAK DUO BLK ML-G10+ 410 |  | 0.41 | 10 | 296 | 27 |  | Fixed | Roof
NJADRE1559688376 | Administratively Determined Incentive Program | Millville | 8332 | 6.97 | Residential | Behind the Meter | Yes | EMT Renewables, LLC | AC Electric |  | Accepted | 2025-05-07 | 2025-06-10 | 2026-06-10 | Inverters | ENPHASE | IQ8+ | 290 |  | 17 |  |  | 0.98 |  | Other | UNDER EACH PANEL
NJADRE1559688376 | Administratively Determined Incentive Program | Millville | 8332 | 6.97 | Residential | Behind the Meter | Yes | EMT Renewables, LLC | AC Electric |  | Accepted | 2025-05-07 | 2025-06-10 | 2026-06-10 | Solar Panels | TRINA | TSM-NE09RC.05 |  | 0.41 | 8 | 89 | 27 |  | Fixed | Roof
NJADRE1559688376 | Administratively Determined Incentive Program | Millville | 8332 | 6.97 | Residential | Behind the Meter | Yes | EMT Renewables, LLC | AC Electric |  | Accepted | 2025-05-07 | 2025-06-10 | 2026-06-10 | Solar Panels | TRINA | TSM-NE09RC.05 |  | 0.41 | 9 | 269 | 27 |  | Fixed | Roof
NJADRE1559688755 | Administratively Determined Incentive Program | Deptford Twp | 8096 | 8.2 | Residential | Behind the Meter | Yes | Sunrun Installation Services, Inc. | PSE&G |  | Accepted | 2025-05-07 | 2025-06-05 | 2026-06-05 | Inverters | SOLAREDGE TECHNOLOGIES | SE5700H-USMN | 5760 |  | 1 |  |  | 0.99 |  | Outside
NJADRE1559688755 | Administratively Determined Incentive Program | Deptford Twp | 8096 | 8.2 | Residential | Behind the Meter | Yes | Sunrun Installation Services, Inc. | PSE&G |  | Accepted | 2025-05-07 | 2025-06-05 | 2026-06-05 | Solar Panels | HANWHA Q-CELLS | Q.PEAK DUO BLK ML-G10+ 410 |  | 0.41 | 14 | 181 | 9 |  | Fixed | Roof
NJADRE1559688755 | Administratively Determined Incentive Program | Deptford Twp | 8096 | 8.2 | Residential | Behind the Meter | Yes | Sunrun Installation Services, Inc. | PSE&G |  | Accepted | 2025-05-07 | 2025-06-05 | 2026-06-05 | Solar Panels | HANWHA Q-CELLS | Q.PEAK DUO BLK ML-G10+ 410 |  | 0.41 | 6 | 181 | 25 |  | Fixed | Roof
NJADRE1559688837 | Administratively Determined Incentive Program | Clementon | 8021 | 10.66 | Residential | Behind the Meter | Yes | Trinity Solar, LLC | AC Electric |  | Accepted | 2025-05-07 | 2025-06-11 | 2026-06-11 | Inverters | Solar Edge | SE10000H-USMNUBL15 | 10000 |  | 1 |  |  | 0.97 |  | Outdoor
NJADRE1559688837 | Administratively Determined Incentive Program | Clementon | 8021 | 10.66 | Residential | Behind the Meter | Yes | Trinity Solar, LLC | AC Electric |  | Accepted | 2025-05-07 | 2025-06-11 | 2026-06-11 | Solar Panels | HANWHA | (Q.PEAK DUO BLK ML-G10+ 410) |  | 0.41 | 4 | 358 | 18 |  | Fixed | Roof
NJADRE1559688837 | Administratively Determined Incentive Program | Clementon | 8021 | 10.66 | Residential | Behind the Meter | Yes | Trinity Solar, LLC | AC Electric |  | Accepted | 2025-05-07 | 2025-06-11 | 2026-06-11 | Solar Panels | HANWHA | (Q.PEAK DUO BLK ML-G10+ 410) |  | 0.41 | 3 | 178 | 17 |  | Fixed | Roof
NJADRE1559688837 | Administratively Determined Incentive Program | Clementon | 8021 | 10.66 | Residential | Behind the Meter | Yes | Trinity Solar, LLC | AC Electric |  | Accepted | 2025-05-07 | 2025-06-11 | 2026-06-11 | Solar Panels | HANWHA | (Q.PEAK DUO BLK ML-G10+ 410) |  | 0.41 | 19 | 178 | 18 |  | Fixed | Roof
NJADRE1559689178 | Administratively Determined Incentive Program | PARSIPPANY | 7054 | 7.29 | Residential | Behind the Meter | No | Power Home Remodeling Group | JCP&L |  | Accepted | 2025-05-07 | 2025-06-05 | 2026-06-05 | Meters | SolarEdge | Revenue Grade Data Ansi C12.20 |  |  | 1 |  |  |  | Yes | Outdoor
NJADRE1559689178 | Administratively Determined Incentive Program | PARSIPPANY | 7054 | 7.29 | Residential | Behind the Meter | No | Power Home Remodeling Group | JCP&L |  | Accepted | 2025-05-07 | 2025-06-05 | 2026-06-05 | Solar Panels | JA Solar | JAM54S31 405/MR |  | 0.405 | 6 | 83 | 21 |  | Fixed | Roof
NJADRE1559689178 | Administratively Determined Incentive Program | PARSIPPANY | 7054 | 7.29 | Residential | Behind the Meter | No | Power Home Remodeling Group | JCP&L |  | Accepted | 2025-05-07 | 2025-06-05 | 2026-06-05 | Inverters | SolarEdge | SE5700H-US | 5760 |  | 1 |  |  | 0.99 |  | Outdoor
NJADRE1559689178 | Administratively Determined Incentive Program | PARSIPPANY | 7054 | 7.29 | Residential | Behind the Meter | No | Power Home Remodeling Group | JCP&L |  | Accepted | 2025-05-07 | 2025-06-05 | 2026-06-05 | Solar Panels | JA Solar | JAM54S31 405/MR |  | 0.405 | 12 | 83 | 21 |  | Fixed | Roof
NJADRE1559689199 | Administratively Determined Incentive Program | WINSLOW TOWNSHIP | 8081 | 6.89 | Residential | Behind the Meter | Yes | Freedom Forever New Jersey, LLC | AC Electric |  | Accepted | 2025-05-07 | 2025-06-05 | 2026-06-05 | Solar Panels | JA Solar | JAM54S31-405/M |  | 0.405 | 3 | 227 | 25 |  | Fixed | Roof
NJADRE1559689199 | Administratively Determined Incentive Program | WINSLOW TOWNSHIP | 8081 | 6.89 | Residential | Behind the Meter | Yes | Freedom Forever New Jersey, LLC | AC Electric |  | Accepted | 2025-05-07 | 2025-06-05 | 2026-06-05 | Solar Panels | JA Solar | JAM54S31-405/M |  | 0.405 | 4 | 227 | 25 |  | Fixed | Roof
NJADRE1559689199 | Administratively Determined Incentive Program | WINSLOW TOWNSHIP | 8081 | 6.89 | Residential | Behind the Meter | Yes | Freedom Forever New Jersey, LLC | AC Electric |  | Accepted | 2025-05-07 | 2025-06-05 | 2026-06-05 | Inverters | Solar Edge | USE5700H-USMNBL75) | 5760 |  | 1 |  |  | 0.99 |  | Outside
NJADRE1559689199 | Administratively Determined Incentive Program | WINSLOW TOWNSHIP | 8081 | 6.89 | Residential | Behind the Meter | Yes | Freedom Forever New Jersey, LLC | AC Electric |  | Accepted | 2025-05-07 | 2025-06-05 | 2026-06-05 | Solar Panels | JA Solar | JAM54S31-405/M |  | 0.405 | 10 | 47 | 25 |  | Fixed | Roof
NJADRE1559689234 | Administratively Determined Incentive Program | HILLSIDE | 7205 | 4.92 | Residential | Behind the Meter | Yes | Trinity Solar, LLC | PSE&G |  | Accepted | 2025-05-07 | 2025-06-11 | 2026-06-11 | Solar Panels | Hanwha | HANWHA 410 (Q.PEAK DUO BLK ML-G10+ 410) |  | 0.41 | 6 | 135 | 33 |  | Fixed | Roof
NJADRE1559689234 | Administratively Determined Incentive Program | HILLSIDE | 7205 | 4.92 | Residential | Behind the Meter | Yes | Trinity Solar, LLC | PSE&G |  | Accepted | 2025-05-07 | 2025-06-11 | 2026-06-11 | Solar Panels | Hanwha | HANWHA 410 (Q.PEAK DUO BLK ML-G10+ 410) |  | 0.41 | 3 | 315 | 33 |  | Fixed | Roof
NJADRE1559689234 | Administratively Determined Incentive Program | HILLSIDE | 7205 | 4.92 | Residential | Behind the Meter | Yes | Trinity Solar, LLC | PSE&G |  | Accepted | 2025-05-07 | 2025-06-11 | 2026-06-11 | Inverters | Solar Edge | USE3800H-USMNBL75 | 3800 |  | 1 |  |  | 0.97 |  | Outdoor
NJADRE1559689234 | Administratively Determined Incentive Program | HILLSIDE | 7205 | 4.92 | Residential | Behind the Meter | Yes | Trinity Solar, LLC | PSE&G |  | Accepted | 2025-05-07 | 2025-06-11 | 2026-06-11 | Solar Panels | Hanwha | HANWHA 410 (Q.PEAK DUO BLK ML-G10+ 410) |  | 0.41 | 3 | 225 | 33 |  | Fixed | Roof
NJADRE1559689248 | Administratively Determined Incentive Program | PATERSON CITY | 7522 | 5.74 | Residential | Behind the Meter | Yes | Sunrun Installation Services, Inc. | PSE&G |  | Accepted | 2025-05-08 | 2025-06-06 | 2026-06-06 | Solar Panels | HANWHA Q-CELLS | Q.PEAK DUO BLK ML-G10+ 410 |  | 0.41 | 3 | 49 | 18 |  | Fixed | Roof
NJADRE1559689248 | Administratively Determined Incentive Program | PATERSON CITY | 7522 | 5.74 | Residential | Behind the Meter | Yes | Sunrun Installation Services, Inc. | PSE&G |  | Accepted | 2025-05-08 | 2025-06-06 | 2026-06-06 | Solar Panels | HANWHA Q-CELLS | Q.PEAK DUO BLK ML-G10+ 410 |  | 0.41 | 4 | 229 | 38 |  | Fixed | Roof
NJADRE1559689248 | Administratively Determined Incentive Program | PATERSON CITY | 7522 | 5.74 | Residential | Behind the Meter | Yes | Sunrun Installation Services, Inc. | PSE&G |  | Accepted | 2025-05-08 | 2025-06-06 | 2026-06-06 | Inverters | SOLAREDGE TECHNOLOGIES | SE7600H-USMN | 7600 |  | 1 |  |  | 0.99 |  | Outdoor
NJADRE1559689248 | Administratively Determined Incentive Program | PATERSON CITY | 7522 | 5.74 | Residential | Behind the Meter | Yes | Sunrun Installation Services, Inc. | PSE&G |  | Accepted | 2025-05-08 | 2025-06-06 | 2026-06-06 | Solar Panels | HANWHA Q-CELLS | Q.PEAK DUO BLK ML-G10+ 410 |  | 0.41 | 3 | 49 | 38 |  | Fixed | Roof
NJADRE1559689248 | Administratively Determined Incentive Program | PATERSON CITY | 7522 | 5.74 | Residential | Behind the Meter | Yes | Sunrun Installation Services, Inc. | PSE&G |  | Accepted | 2025-05-08 | 2025-06-06 | 2026-06-06 | Solar Panels | HANWHA Q-CELLS | Q.PEAK DUO BLK ML-G10+ 410 |  | 0.41 | 4 | 229 | 18 |  | Fixed | Roof
NJADRE1559689263 | Administratively Determined Incentive Program | ATLANTIC CITY | 8401 | 13.05 | Residential | Behind the Meter | Yes | Panel Masters of NJ, LLC | AC Electric |  | Accepted | 2025-05-07 | 2025-06-06 | 2026-06-06 | Solar Panels | Canadian Solar | CS6.1-54TM-450H |  | 0.45 | 12 | 332 | 23 |  | Fixed | Roof
NJADRE1559689263 | Administratively Determined Incentive Program | ATLANTIC CITY | 8401 | 13.05 | Residential | Behind the Meter | Yes | Panel Masters of NJ, LLC | AC Electric |  | Accepted | 2025-05-07 | 2025-06-06 | 2026-06-06 | Inverters | Enphase | IQ8HC-72-m-Dom | 380 |  | 29 |  |  | 0.973 |  | Outside | Roof Top Under Panels
NJADRE1559689263 | Administratively Determined Incentive Program | ATLANTIC CITY | 8401 | 13.05 | Residential | Behind the Meter | Yes | Panel Masters of NJ, LLC | AC Electric |  | Accepted | 2025-05-07 | 2025-06-06 | 2026-06-06 | Solar Panels | Canadian Solar | CS6.1-54TM-450H |  | 0.45 | 17 | 152 | 23 |  | Fixed | Roof
NJADRE1559689279 | Administratively Determined Incentive Program | UNION TWP UNI | 7083 | 7.38 | Residential | Behind the Meter | Yes | Sunrun Installation Services, Inc. | PSE&G |  | Accepted | 2025-05-07 | 2025-06-05 | 2026-06-05 | Inverters | SolarEdge Technologies | SE5700H-USMN | 5760 |  | 1 |  |  | 0.99 |  | Outdoor
NJADRE1559689279 | Administratively Determined Incentive Program | UNION TWP UNI | 7083 | 7.38 | Residential | Behind the Meter | Yes | Sunrun Installation Services, Inc. | PSE&G |  | Accepted | 2025-05-07 | 2025-06-05 | 2026-06-05 | Solar Panels | Hanwha Q Cells | Q.PEAK DUO BLK ML-G10+ 410 |  | 0.41 | 18 | 75 | 26 |  | Fixed | Roof
NJADRE1559689284 | Administratively Determined Incentive Program | WALLINGTON BORO | 7057 | 4.46 | Residential | Behind the Meter | Yes | Sunrun Installation Services, Inc. | PSE&G |  | Accepted | 2025-05-07 | 2025-06-05 | 2026-06-05 | Solar Panels | JA SOLAR | JAM54S31-405/MR |  | 0.405 | 6 | 44 | 9 |  | Fixed | Roof
NJADRE1559689284 | Administratively Determined Incentive Program | WALLINGTON BORO | 7057 | 4.46 | Residential | Behind the Meter | Yes | Sunrun Installation Services, Inc. | PSE&G |  | Accepted | 2025-05-07 | 2025-06-05 | 2026-06-05 | Inverters | SOLAREDGE TECHNOLOGIES | SE3800H-USMN | 3800 |  | 1 |  |  | 0.99 |  | Outdoor
NJADRE1559689284 | Administratively Determined Incentive Program | WALLINGTON BORO | 7057 | 4.46 | Residential | Behind the Meter | Yes | Sunrun Installation Services, Inc. | PSE&G |  | Accepted | 2025-05-07 | 2025-06-05 | 2026-06-05 | Solar Panels | JA SOLAR | JAM54S31-405/MR |  | 0.405 | 5 | 224 | 13 |  | Fixed | Roof
NJADRE1559689310 | Administratively Determined Incentive Program | JERSEY CITY | 7305 | 3.28 | Residential | Behind the Meter | Yes | Pro Custom Solar dba Momentum Solar | PSE&G |  | Accepted | 2025-05-07 | 2025-06-06 | 2026-06-06 | Solar Panels | Hanwha | Q.PEAK DUO BLK ML-G10+410 |  | 0.41 | 8 | 145 | 20 |  | Fixed | Roof
NJADRE1559689310 | Administratively Determined Incentive Program | JERSEY CITY | 7305 | 3.28 | Residential | Behind the Meter | Yes | Pro Custom Solar dba Momentum Solar | PSE&G |  | Accepted | 2025-05-07 | 2025-06-06 | 2026-06-06 | Inverters | ENPHASE | IQ8HC-72-M-DOM-US | 380 |  | 8 |  |  | 0.97 |  | Outdoor
NJADRE1559689311 | Administratively Determined Incentive Program | Toms River | 8753 | 6.64 | Residential | Behind the Meter | Yes | SunPurity, LLC | JCP&L |  | Accepted | 2025-05-07 | 2025-06-05 | 2026-06-05 | Solar Panels | Hanwha Q cells | Q.PEAK DUO BLK-ML-G10+ 415W |  | 0.415 | 4 | 140 | 19 |  | Fixed | Roof
NJADRE1559689311 | Administratively Determined Incentive Program | Toms River | 8753 | 6.64 | Residential | Behind the Meter | Yes | SunPurity, LLC | JCP&L |  | Accepted | 2025-05-07 | 2025-06-05 | 2026-06-05 | Solar Panels | Hanwha Q cells | Q.PEAK DUO BLK-ML-G10+ 415W |  | 0.415 | 12 | 140 | 21 |  | Fixed | Roof
NJADRE1559689311 | Administratively Determined Incentive Program | Toms River | 8753 | 6.64 | Residential | Behind the Meter | Yes | SunPurity, LLC | JCP&L |  | Accepted | 2025-05-07 | 2025-06-05 | 2026-06-05 | Inverters | SolarEdge | SE6000H-US | 6000 |  | 1 |  |  | 0.99 |  | Outdoor
NJADRE1559689319 | Administratively Determined Incentive Program | Lebanon | 8833 | 14.76 | Residential | Behind the Meter | No | Solar Energy World | JCP&L |  | Accepted | 2025-05-07 | 2025-06-05 | 2026-06-05 | Solar Panels | Hanwha | Q.PEAK DUO BLK ML-G10+-410W |  | 0.41 | 20 | 144 | 22 |  | Fixed | Roof
NJADRE1559689319 | Administratively Determined Incentive Program | Lebanon | 8833 | 14.76 | Residential | Behind the Meter | No | Solar Energy World | JCP&L |  | Accepted | 2025-05-07 | 2025-06-05 | 2026-06-05 | Solar Panels | Hanwha | Q.PEAK DUO BLK ML-G10+-410W |  | 0.41 | 11 | 234 | 22 |  | Fixed | Roof
NJADRE1559689319 | Administratively Determined Incentive Program | Lebanon | 8833 | 14.76 | Residential | Behind the Meter | No | Solar Energy World | JCP&L |  | Accepted | 2025-05-07 | 2025-06-05 | 2026-06-05 | Solar Panels | Hanwha | Q.PEAK DUO BLK ML-G10+-410W |  | 0.41 | 5 | 234 | 22 |  | Fixed | Roof
NJADRE1559689319 | Administratively Determined Incentive Program | Lebanon | 8833 | 14.76 | Residential | Behind the Meter | No | Solar Energy World | JCP&L |  | Accepted | 2025-05-07 | 2025-06-05 | 2026-06-05 | Inverters | Enphase | IQ8HC-72-M-DOM-US | 384 |  | 36 |  |  | 0.97 |  | Outside
NJADRE1559689402 | Administratively Determined Incentive Program | North Brunswick | 8902 | 9.13 | Residential | Behind the Meter | No | SunnyMac, LLC | PSE&G |  | Accepted | 2025-05-07 | 2025-06-05 | 2026-06-05 | Inverters | SolarEdge Technologies Inc. | SE6000H-US000BNI4 (Inverter) | 6000 |  | 1 |  |  | 0.99 |  | Outdoor
NJADRE1559689402 | Administratively Determined Incentive Program | North Brunswick | 8902 | 9.13 | Residential | Behind the Meter | No | SunnyMac, LLC | PSE&G |  | Accepted | 2025-05-07 | 2025-06-05 | 2026-06-05 | Solar Panels | Phono Solar Technology | PS365M4H-20/UHB |  | 0.365 | 10 | 249 | 18 |  | Fixed | Roof
NJADRE1559689402 | Administratively Determined Incentive Program | North Brunswick | 8902 | 9.13 | Residential | Behind the Meter | No | SunnyMac, LLC | PSE&G |  | Accepted | 2025-05-07 | 2025-06-05 | 2026-06-05 | Solar Panels | Phono Solar Technology | PS365M4H-20/UHB |  | 0.365 | 15 | 69 | 30 |  | Fixed | Roof
NJADRE1559689402 | Administratively Determined Incentive Program | North Brunswick | 8902 | 9.13 | Residential | Behind the Meter | No | SunnyMac, LLC | PSE&G |  | Accepted | 2025-05-07 | 2025-06-05 | 2026-06-05 | Meters | SolarEdge Technologies Inc. | SolarEdge Built-in Consumption Monitor |  |  | 1 |  |  |  | Yes | Outdoor
NJADRE1559689406 | Administratively Determined Incentive Program | East Brunswick | 8816 | 6.56 | Residential | Behind the Meter | Yes | Trinity Solar, LLC | PSE&G |  | Accepted | 2025-05-07 | 2025-06-11 | 2026-06-11 | Solar Panels | HANWHA | (Q.PEAK DUO BLK ML-G10+ 410) |  | 0.41 | 10 | 175 | 24 |  | Fixed | Roof
NJADRE1559689406 | Administratively Determined Incentive Program | East Brunswick | 8816 | 6.56 | Residential | Behind the Meter | Yes | Trinity Solar, LLC | PSE&G |  | Accepted | 2025-05-07 | 2025-06-11 | 2026-06-11 | Solar Panels | (Q.PEAK DUO BLK ML-G10+ 410) | HANWHA |  | 0.41 | 6 | 175 | 23 |  | Fixed | Roof
NJADRE1559689406 | Administratively Determined Incentive Program | East Brunswick | 8816 | 6.56 | Residential | Behind the Meter | Yes | Trinity Solar, LLC | PSE&G |  | Accepted | 2025-05-07 | 2025-06-11 | 2026-06-11 | Inverters | Solar Edge | USE5700H-USMNBL75 | 5760 |  | 1 |  |  | 0.97 |  | Outdoor
NJADRE1559689413 | Administratively Determined Incentive Program | Lake Hopatcong | 7849 | 11.34 | Residential | Behind the Meter | Yes | Sunrun Installation Services, Inc. | JCP&L |  | Accepted | 2025-05-07 | 2025-06-05 | 2026-06-05 | Solar Panels | JA Solar | JAM54S31-405/MR |  | 0.405 | 13 | 356 | 26 |  | Fixed | Roof
NJADRE1559689413 | Administratively Determined Incentive Program | Lake Hopatcong | 7849 | 11.34 | Residential | Behind the Meter | Yes | Sunrun Installation Services, Inc. | JCP&L |  | Accepted | 2025-05-07 | 2025-06-05 | 2026-06-05 | Inverters | SolarEdge Technologies | SE7600H-USMN | 7600 |  | 1 |  |  | 0.99 |  | Outdoor | Next to meter
NJADRE1559689413 | Administratively Determined Incentive Program | Lake Hopatcong | 7849 | 11.34 | Residential | Behind the Meter | Yes | Sunrun Installation Services, Inc. | JCP&L |  | Accepted | 2025-05-07 | 2025-06-05 | 2026-06-05 | Solar Panels | JA Solar | JAM54S31-405/MR |  | 0.405 | 15 | 176 | 28 |  | Fixed | Roof
NJADRE1559690134 | Administratively Determined Incentive Program | Sewell | 8080 | 11.07 | Residential | Behind the Meter | Yes | Trinity Solar, LLC | AC Electric |  | Accepted | 2025-05-07 | 2025-06-11 | 2026-06-11 | Solar Panels | HANWHA | (Q.PEAK DUO BLK ML-G10+ 410) |  | 0.41 | 15 | 351 | 30 |  | Fixed | Roof
NJADRE1559690134 | Administratively Determined Incentive Program | Sewell | 8080 | 11.07 | Residential | Behind the Meter | Yes | Trinity Solar, LLC | AC Electric |  | Accepted | 2025-05-07 | 2025-06-11 | 2026-06-11 | Solar Panels | HANWHA | (Q.PEAK DUO BLK ML-G10+ 410) |  | 0.41 | 8 | 171 | 30 |  | Fixed | Roof
NJADRE1559690134 | Administratively Determined Incentive Program | Sewell | 8080 | 11.07 | Residential | Behind the Meter | Yes | Trinity Solar, LLC | AC Electric |  | Accepted | 2025-05-07 | 2025-06-11 | 2026-06-11 | Solar Panels | HANWHA | (Q.PEAK DUO BLK ML-G10+ 410) |  | 0.41 | 4 | 171 | 30 |  | Fixed | Roof
NJADRE1559690134 | Administratively Determined Incentive Program | Sewell | 8080 | 11.07 | Residential | Behind the Meter | Yes | Trinity Solar, LLC | AC Electric |  | Accepted | 2025-05-07 | 2025-06-11 | 2026-06-11 | Inverters | Solar Edge | USE10000H-USMNBL75 | 10000 |  | 1 |  |  | 0.97 |  | Outdoor
NJADRE1559690146 | Administratively Determined Incentive Program | Keyport | 7735 | 9.89 | Residential | Behind the Meter | Yes | Pro Custom Solar dba Momentum Solar | JCP&L |  | Accepted | 2025-05-07 | 2025-06-05 | 2026-06-05 | Solar Panels | HANWHA | Q.Tron BLK M-G2+ 430 |  | 0.43 | 23 | 97 | 18 |  | Fixed | Roof
NJADRE1559690146 | Administratively Determined Incentive Program | Keyport | 7735 | 9.89 | Residential | Behind the Meter | Yes | Pro Custom Solar dba Momentum Solar | JCP&L |  | Accepted | 2025-05-07 | 2025-06-05 | 2026-06-05 | Inverters | ENPHASE | IQ8HC-72-M-DOM-US | 380 |  | 23 |  |  | 0.97 |  | Outdoor
NJADRE1559690149 | Administratively Determined Incentive Program | Waterford Works | 8089 | 5.33 | Residential | Behind the Meter | Yes | Sunrun Installation Services, Inc. | AC Electric |  | Accepted | 2025-05-07 | 2025-06-05 | 2026-06-05 | Inverters | SolarEdge Technologies | SE3800H-USMN | 3800 |  | 1 |  |  | 0.99 |  | Outdoor | Next to meter
NJADRE1559690149 | Administratively Determined Incentive Program | Waterford Works | 8089 | 5.33 | Residential | Behind the Meter | Yes | Sunrun Installation Services, Inc. | AC Electric |  | Accepted | 2025-05-07 | 2025-06-05 | 2026-06-05 | Solar Panels | Hanwha Q-Cells | Q.PEAK DUO BLK ML-G10+ 410 |  | 0.41 | 2 | 332 | 26 |  | Fixed | Roof
NJADRE1559690149 | Administratively Determined Incentive Program | Waterford Works | 8089 | 5.33 | Residential | Behind the Meter | Yes | Sunrun Installation Services, Inc. | AC Electric |  | Accepted | 2025-05-07 | 2025-06-05 | 2026-06-05 | Solar Panels | Hanwha Q-Cells | Q.PEAK DUO BLK ML-G10+ 410 |  | 0.41 | 11 | 61 | 16 |  | Fixed | Roof
NJADRE1559690153 | Administratively Determined Incentive Program | Lodi | 7644 | 6.02 | Residential | Behind the Meter | Yes | PosiGen Developer, LLC | PSE&G |  | Accepted | 2025-05-07 | 2025-06-06 | 2026-06-06 | Solar Panels | JINKO EAGLE G6R | JKM430N-54HL4-B |  | 0.43 | 10 | 205 | 17 |  | Fixed | Roof
NJADRE1559690153 | Administratively Determined Incentive Program | Lodi | 7644 | 6.02 | Residential | Behind the Meter | Yes | PosiGen Developer, LLC | PSE&G |  | Accepted | 2025-05-07 | 2025-06-06 | 2026-06-06 | Solar Panels | JINKO EAGLE G6R | JKM430N-54HL4-B |  | 0.43 | 4 | 205 | 43 |  | Fixed | Roof
NJADRE1559690153 | Administratively Determined Incentive Program | Lodi | 7644 | 6.02 | Residential | Behind the Meter | Yes | PosiGen Developer, LLC | PSE&G |  | Accepted | 2025-05-07 | 2025-06-06 | 2026-06-06 | Inverters | SolarEdge | SE5700H-US | 5700 |  | 1 |  |  | 0.99 |  | Outside | within ten feet of meter
NJADRE1559690169 | Administratively Determined Incentive Program | Mickleton | 8056 | 8.61 | Residential | Behind the Meter | Yes | Sunrun Installation Services, Inc. | AC Electric |  | Accepted | 2025-05-07 | 2025-06-17 | 2026-06-17 | Electric Storage Battery | TESLA | Powerwall 3 1707000-xx-y |  |  | 1 |  |  |  | Lithium Ion |  | OUTSIDE
NJADRE1559690169 | Administratively Determined Incentive Program | Mickleton | 8056 | 8.61 | Residential | Behind the Meter | Yes | Sunrun Installation Services, Inc. | AC Electric |  | Accepted | 2025-05-07 | 2025-06-17 | 2026-06-17 | Inverters | SolarEdge Technologies | SE7600H-USMN | 7600 |  | 1 |  |  | 0.99 |  | Outdoor | Next to meter
NJADRE1559690169 | Administratively Determined Incentive Program | Mickleton | 8056 | 8.61 | Residential | Behind the Meter | Yes | Sunrun Installation Services, Inc. | AC Electric |  | Accepted | 2025-05-07 | 2025-06-17 | 2026-06-17 | Solar Panels | Hanwha Q-Cells | Q.PEAK DUO BLK ML-G10+ 410 DCA (MD06G100A-017) |  | 0.41 | 21 | 49 | 32 |  | Fixed | Roof
NJADRE1559690169 | Administratively Determined Incentive Program | Mickleton | 8056 | 8.61 | Residential | Behind the Meter | Yes | Sunrun Installation Services, Inc. | AC Electric |  | Accepted | 2025-05-07 | 2025-06-17 | 2026-06-17 | Meters | SOLAREDGE TECHNOLOGIES | SE7600H-USMN |  |  | 1 |  |  |  | Yes | Outdoor
NJADRE1559692604 | Administratively Determined Incentive Program | Williamstown | 8094 | 5.59 | Residential | Behind the Meter | No | EMT Renewables, LLC | AC Electric |  | Accepted | 2025-05-08 | 2025-06-06 | 2026-06-06 | Solar Panels | SEG SOLAR | SEG 430 |  | 0.43 | 3 | 229 | 7 |  | Fixed | Roof
NJADRE1559692604 | Administratively Determined Incentive Program | Williamstown | 8094 | 5.59 | Residential | Behind the Meter | No | EMT Renewables, LLC | AC Electric |  | Accepted | 2025-05-08 | 2025-06-06 | 2026-06-06 | Solar Panels | SEG SOLAR | SEG 430 |  | 0.43 | 10 | 229 | 21 |  | Fixed | Roof
NJADRE1559692604 | Administratively Determined Incentive Program | Williamstown | 8094 | 5.59 | Residential | Behind the Meter | No | EMT Renewables, LLC | AC Electric |  | Accepted | 2025-05-08 | 2025-06-06 | 2026-06-06 | Inverters | ENPHASE | IQ8+ | 290 |  | 13 |  |  | 0.98 |  | Other | UNDER EACH PANEL
NJADRE1559692615 | Administratively Determined Incentive Program | LONG VALLEY | 7853 | 10.32 | Residential | Behind the Meter | No | EMT Renewables, LLC | JCP&L |  | Accepted | 2025-05-08 | 2025-06-05 | 2026-06-05 | Solar Panels | Q CELLS | Q TRON |  | 0.43 | 4 | 203 | 42 |  | Fixed | Roof
NJADRE1559692615 | Administratively Determined Incentive Program | LONG VALLEY | 7853 | 10.32 | Residential | Behind the Meter | No | EMT Renewables, LLC | JCP&L |  | Accepted | 2025-05-08 | 2025-06-05 | 2026-06-05 | Solar Panels | Q CELLS | Q TRON |  | 0.43 | 3 | 203 | 47 |  | Fixed | Roof
NJADRE1559692615 | Administratively Determined Incentive Program | LONG VALLEY | 7853 | 10.32 | Residential | Behind the Meter | No | EMT Renewables, LLC | JCP&L |  | Accepted | 2025-05-08 | 2025-06-05 | 2026-06-05 | Solar Panels | Q CELLS | Q TRON |  | 0.43 | 14 | 114 | 36 |  | Fixed | Roof
NJADRE1559692615 | Administratively Determined Incentive Program | LONG VALLEY | 7853 | 10.32 | Residential | Behind the Meter | No | EMT Renewables, LLC | JCP&L |  | Accepted | 2025-05-08 | 2025-06-05 | 2026-06-05 | Solar Panels | Q CELLS | Q TRON |  | 0.43 | 3 | 204 | 41 |  | Fixed | Roof
NJADRE1559692615 | Administratively Determined Incentive Program | LONG VALLEY | 7853 | 10.32 | Residential | Behind the Meter | No | EMT Renewables, LLC | JCP&L |  | Accepted | 2025-05-08 | 2025-06-05 | 2026-06-05 | Inverters | ENPHASE | IQ8+ | 290 |  | 24 |  |  | 0.98 |  | Other | UNDER EACH PANEL
NJADRE1559692616 | Administratively Determined Incentive Program | WILLINGBORO | 8046 | 3.24 | Residential | Behind the Meter | Yes | Sunrun Installation Services, Inc. | PSE&G |  | Accepted | 2025-05-08 | 2025-06-05 | 2026-06-05 | Inverters | SOLAREDGE TECHNOLOGIES | SE3800H-USMN | 3800 |  | 1 |  |  | 0.99 |  | Outdoor
NJADRE1559692616 | Administratively Determined Incentive Program | WILLINGBORO | 8046 | 3.24 | Residential | Behind the Meter | Yes | Sunrun Installation Services, Inc. | PSE&G |  | Accepted | 2025-05-08 | 2025-06-05 | 2026-06-05 | Solar Panels | JA SOLAR | JAM54S31-405/MR |  | 0.405 | 3 | 316 | 18 |  | Fixed | Roof
NJADRE1559692616 | Administratively Determined Incentive Program | WILLINGBORO | 8046 | 3.24 | Residential | Behind the Meter | Yes | Sunrun Installation Services, Inc. | PSE&G |  | Accepted | 2025-05-08 | 2025-06-05 | 2026-06-05 | Solar Panels | JA SOLAR | JAM54S31-405/MR |  | 0.405 | 5 | 316 | 27 |  | Fixed | Roof
NJADRE1559692618 | Administratively Determined Incentive Program | LONG BRANCH | 7740 | 12.47 | Residential | Behind the Meter | No | EMT Renewables, LLC | JCP&L |  | Accepted | 2025-05-08 | 2025-06-05 | 2026-06-05 | Inverters | ENPHASE | IQ8+ | 290 |  | 29 |  |  | 0.98 |  | Other | UNDER EACH PANEL
NJADRE1559692618 | Administratively Determined Incentive Program | LONG BRANCH | 7740 | 12.47 | Residential | Behind the Meter | No | EMT Renewables, LLC | JCP&L |  | Accepted | 2025-05-08 | 2025-06-05 | 2026-06-05 | Solar Panels | Q CELLS | Q TRON |  | 0.43 | 13 | 262 | 24 |  | Fixed | Roof
NJADRE1559692618 | Administratively Determined Incentive Program | LONG BRANCH | 7740 | 12.47 | Residential | Behind the Meter | No | EMT Renewables, LLC | JCP&L |  | Accepted | 2025-05-08 | 2025-06-05 | 2026-06-05 | Solar Panels | Q CELLS | Q TRON |  | 0.43 | 14 | 82 | 24 |  | Fixed | Roof
NJADRE1559692618 | Administratively Determined Incentive Program | LONG BRANCH | 7740 | 12.47 | Residential | Behind the Meter | No | EMT Renewables, LLC | JCP&L |  | Accepted | 2025-05-08 | 2025-06-05 | 2026-06-05 | Solar Panels | Q CELLS | Q TRON |  | 0.43 | 2 | 172 | 26 |  | Fixed | Roof
NJADRE1559692620 | Administratively Determined Incentive Program | SOUTH BRUNSWICK | 8852 | 8.2 | Residential | Behind the Meter | Yes | Trinity Solar, LLC | PSE&G |  | Accepted | 2025-05-08 | 2025-06-05 | 2026-06-05 | Inverters | Solar Edge | USE7600H-USMNBL75 | 76000 |  | 1 |  |  | 0.97 |  | Outdoor
NJADRE1559692620 | Administratively Determined Incentive Program | SOUTH BRUNSWICK | 8852 | 8.2 | Residential | Behind the Meter | Yes | Trinity Solar, LLC | PSE&G |  | Accepted | 2025-05-08 | 2025-06-05 | 2026-06-05 | Solar Panels | Hanwha | HANWHA 410 (Q.PEAK DUO BLK ML-G10+ 410) |  | 0.41 | 20 | 221 | 23 |  | Fixed | Roof
NJADRE1559692623 | Administratively Determined Incentive Program | PISCATAWAY | 8854 | 10.75 | Residential | Behind the Meter | No | EMT Renewables, LLC | PSE&G |  | Accepted | 2025-05-08 | 2025-06-05 | 2026-06-05 | Solar Panels | Q CELLS | Q TRON |  | 0.43 | 5 | 118 | 45 |  | Fixed | Roof
NJADRE1559692623 | Administratively Determined Incentive Program | PISCATAWAY | 8854 | 10.75 | Residential | Behind the Meter | No | EMT Renewables, LLC | PSE&G |  | Accepted | 2025-05-08 | 2025-06-05 | 2026-06-05 | Solar Panels | Q CELLS | Q TRON |  | 0.43 | 20 | 207 | 1 |  | Fixed | Roof
NJADRE1559692623 | Administratively Determined Incentive Program | PISCATAWAY | 8854 | 10.75 | Residential | Behind the Meter | No | EMT Renewables, LLC | PSE&G |  | Accepted | 2025-05-08 | 2025-06-05 | 2026-06-05 | Inverters | ENPHASE | IQ8+ | 290 |  | 25 |  |  | 0.98 |  | Other | UNDER EACH PANEL
NJADRE1559692626 | Administratively Determined Incentive Program | WILLINGBORO TWP | 8046 | 2.87 | Residential | Behind the Meter | Yes | Sunrun Installation Services, Inc. | PSE&G |  | Accepted | 2025-05-08 | 2025-06-05 | 2026-06-05 | Inverters | GROWATT NEW ENERGY TECHNOLOGY CO LTD | MIN 3800TL-XH-US | 3800 |  | 1 |  |  | 0.98 |  | Outdoor
NJADRE1559692626 | Administratively Determined Incentive Program | WILLINGBORO TWP | 8046 | 2.87 | Residential | Behind the Meter | Yes | Sunrun Installation Services, Inc. | PSE&G |  | Accepted | 2025-05-08 | 2025-06-05 | 2026-06-05 | Solar Panels | HANWHA Q-CELLS | Q.PEAK DUO BLK ML-G10+ 410 DCA |  | 0.41 | 7 | 4 | 22 |  | Fixed | Roof
NJADRE1559692632 | Administratively Determined Incentive Program | PLAINFIELD | 7060 | 9.03 | Residential | Behind the Meter | Yes | EMT Renewables, LLC | PSE&G |  | Accepted | 2025-05-08 | 2025-06-06 | 2026-06-06 | Solar Panels | SEG SOLAR | SEG 430 |  | 0.43 | 21 | 179 | 22 |  | Fixed | Roof
NJADRE1559692632 | Administratively Determined Incentive Program | PLAINFIELD | 7060 | 9.03 | Residential | Behind the Meter | Yes | EMT Renewables, LLC | PSE&G |  | Accepted | 2025-05-08 | 2025-06-06 | 2026-06-06 | Inverters | ENPHASE | IQ8+ | 290 |  | 21 |  |  | 0.98 |  | Other | UNDER EACH PANEL
NJADRE1559692634 | Administratively Determined Incentive Program | PENNS GROVE | 8069 | 19.35 | Residential | Behind the Meter | Yes | EMT Renewables, LLC | AC Electric |  | Accepted | 2025-05-08 | 2025-06-06 | 2026-06-06 | Solar Panels | SEG SOLAR | SEG 430 |  | 0.43 | 17 | 289 | 24 |  | Fixed | Roof
NJADRE1559692634 | Administratively Determined Incentive Program | PENNS GROVE | 8069 | 19.35 | Residential | Behind the Meter | Yes | EMT Renewables, LLC | AC Electric |  | Accepted | 2025-05-08 | 2025-06-06 | 2026-06-06 | Inverters | ENPHASE | IQ8+ | 290 |  | 45 |  |  | 0.98 |  | Other | UNDER EACH PANEL
NJADRE1559692634 | Administratively Determined Incentive Program | PENNS GROVE | 8069 | 19.35 | Residential | Behind the Meter | Yes | EMT Renewables, LLC | AC Electric |  | Accepted | 2025-05-08 | 2025-06-06 | 2026-06-06 | Solar Panels | SEG SOLAR | SEG 430 |  | 0.43 | 28 | 109 | 24 |  | Fixed | Roof
NJADRE1559692635 | Administratively Determined Incentive Program | Waterford | 8089 | 11.07 | Residential | Behind the Meter | Yes | Sunrun Installation Services, Inc. | AC Electric |  | Accepted | 2025-05-08 | 2025-06-05 | 2026-06-05 | Solar Panels | HANWHA Q-CELLS | Q.PEAK DUO BLK ML-G10+ 410 |  | 0.41 | 2 | 150 | 26 |  | Fixed | Roof
NJADRE1559692635 | Administratively Determined Incentive Program | Waterford | 8089 | 11.07 | Residential | Behind the Meter | Yes | Sunrun Installation Services, Inc. | AC Electric |  | Accepted | 2025-05-08 | 2025-06-05 | 2026-06-05 | Inverters | SOLAREDGE TECHNOLOGIES | SE10000H-USMN | 10000 |  | 1 |  |  | 0.99 |  | Outdoor
NJADRE1559692635 | Administratively Determined Incentive Program | Waterford | 8089 | 11.07 | Residential | Behind the Meter | Yes | Sunrun Installation Services, Inc. | AC Electric |  | Accepted | 2025-05-08 | 2025-06-05 | 2026-06-05 | Solar Panels | HANWHA Q-CELLS | Q.PEAK DUO BLK ML-G10+ 410 |  | 0.41 | 5 | 61 | 16 |  | Fixed | Roof
NJADRE1559692635 | Administratively Determined Incentive Program | Waterford | 8089 | 11.07 | Residential | Behind the Meter | Yes | Sunrun Installation Services, Inc. | AC Electric |  | Accepted | 2025-05-08 | 2025-06-05 | 2026-06-05 | Solar Panels | HANWHA Q-CELLS | Q.PEAK DUO BLK ML-G10+ 410 |  | 0.41 | 14 | 240 | 15 |  | Fixed | Roof
NJADRE1559692635 | Administratively Determined Incentive Program | Waterford | 8089 | 11.07 | Residential | Behind the Meter | Yes | Sunrun Installation Services, Inc. | AC Electric |  | Accepted | 2025-05-08 | 2025-06-05 | 2026-06-05 | Solar Panels | HANWHA Q-CELLS | Q.PEAK DUO BLK ML-G10+ 410 |  | 0.41 | 6 | 60 | 15 |  | Fixed | Roof
NJADRE1559692641 | Administratively Determined Incentive Program | SICKLERVILLE | 8081 | 12.3 | Residential | Behind the Meter | Yes | Trinity Solar, LLC | AC Electric |  | Accepted | 2025-05-08 | 2025-06-12 | 2026-06-12 | Solar Panels | HANWHA | (Q.PEAK DUO BLK ML-G10+ 410) |  | 0.41 | 5 | 299 | 28 |  | Fixed | Roof
NJADRE1559692641 | Administratively Determined Incentive Program | SICKLERVILLE | 8081 | 12.3 | Residential | Behind the Meter | Yes | Trinity Solar, LLC | AC Electric |  | Accepted | 2025-05-08 | 2025-06-12 | 2026-06-12 | Inverters | Solar Edge | USE10000H-USMNBL75 | 10000 |  | 1 |  |  | 0.97 |  | Outdoor
NJADRE1559692641 | Administratively Determined Incentive Program | SICKLERVILLE | 8081 | 12.3 | Residential | Behind the Meter | Yes | Trinity Solar, LLC | AC Electric |  | Accepted | 2025-05-08 | 2025-06-12 | 2026-06-12 | Solar Panels | HANWHA | (Q.PEAK DUO BLK ML-G10+ 410) |  | 0.41 | 25 | 119 | 28 |  | Fixed | Roof
NJADRE1559692642 | Administratively Determined Incentive Program | BERLIN | 8009 | 5.27 | Residential | Behind the Meter | Yes | Sunrun Installation Services, Inc. | AC Electric |  | Accepted | 2025-05-08 | 2025-06-06 | 2026-06-06 | Solar Panels | JA SOLAR | JAM54S31-405/MR |  | 0.405 | 5 | 244 | 33 |  | Fixed | Roof
NJADRE1559692642 | Administratively Determined Incentive Program | BERLIN | 8009 | 5.27 | Residential | Behind the Meter | Yes | Sunrun Installation Services, Inc. | AC Electric |  | Accepted | 2025-05-08 | 2025-06-06 | 2026-06-06 | Solar Panels | JA SOLAR | JAM54S31-405/MR |  | 0.405 | 2 | 244 | 18 |  | Fixed | Roof
NJADRE1559692642 | Administratively Determined Incentive Program | BERLIN | 8009 | 5.27 | Residential | Behind the Meter | Yes | Sunrun Installation Services, Inc. | AC Electric |  | Accepted | 2025-05-08 | 2025-06-06 | 2026-06-06 | Electric Storage Battery | SOLAREDGE TECHNOLOGIES | BAT-10K1P |  |  | 1 |  |  |  | Lithium Ion |  | Inside
NJADRE1559692642 | Administratively Determined Incentive Program | BERLIN | 8009 | 5.27 | Residential | Behind the Meter | Yes | Sunrun Installation Services, Inc. | AC Electric |  | Accepted | 2025-05-08 | 2025-06-06 | 2026-06-06 | Inverters | SOLAREDGE TECHNOLOGIES | SE3800H-USMN | 3800 |  | 1 |  |  | 0.99 |  | Outside
NJADRE1559692642 | Administratively Determined Incentive Program | BERLIN | 8009 | 5.27 | Residential | Behind the Meter | Yes | Sunrun Installation Services, Inc. | AC Electric |  | Accepted | 2025-05-08 | 2025-06-06 | 2026-06-06 | Solar Panels | JA SOLAR | JAM54S31-405/MR |  | 0.405 | 6 | 244 | 15 |  | Fixed | Roof
NJADRE1559692655 | Administratively Determined Incentive Program | WINSLOW TOWNSHIP | 8081 | 5.53 | Residential | Behind the Meter | Yes | Whitman Construction, LLC | AC Electric |  | Accepted | 2025-05-08 | 2025-06-06 | 2026-06-06 | Solar Panels | Jinko Solar | JKM425N-54HL4-B |  | 0.425 | 13 | 145 | 22 |  | Fixed | Roof
NJADRE1559692655 | Administratively Determined Incentive Program | WINSLOW TOWNSHIP | 8081 | 5.53 | Residential | Behind the Meter | Yes | Whitman Construction, LLC | AC Electric |  | Accepted | 2025-05-08 | 2025-06-06 | 2026-06-06 | Inverters | ENPHASE | IQ8PLUS-72-2-US | 290 |  | 13 |  |  | 0.975 |  | Outdoor
NJADRE1559692663 | Administratively Determined Incentive Program | Port Monmouth | 7758 | 12.9 | Residential | Behind the Meter | Yes | EMT Renewables, LLC | JCP&L |  | Accepted | 2025-05-08 | 2025-06-05 | 2026-06-05 | Solar Panels | SEG SOLAR | SEG 430 |  | 0.43 | 3 | 278 | 43 |  | Fixed | Roof
NJADRE1559692663 | Administratively Determined Incentive Program | Port Monmouth | 7758 | 12.9 | Residential | Behind the Meter | Yes | EMT Renewables, LLC | JCP&L |  | Accepted | 2025-05-08 | 2025-06-05 | 2026-06-05 | Solar Panels | SEG SOLAR | SEG 430 |  | 0.43 | 1 | 98 | 33 |  | Fixed | Roof
NJADRE1559692663 | Administratively Determined Incentive Program | Port Monmouth | 7758 | 12.9 | Residential | Behind the Meter | Yes | EMT Renewables, LLC | JCP&L |  | Accepted | 2025-05-08 | 2025-06-05 | 2026-06-05 | Solar Panels | SEG SOLAR | SEG 430 |  | 0.43 | 2 | 98 | 43 |  | Fixed | Roof
NJADRE1559692663 | Administratively Determined Incentive Program | Port Monmouth | 7758 | 12.9 | Residential | Behind the Meter | Yes | EMT Renewables, LLC | JCP&L |  | Accepted | 2025-05-08 | 2025-06-05 | 2026-06-05 | Inverters | ENPHASE | IQ8+ | 290 |  | 30 |  |  | 0.98 |  | Other | UNDER EACH PANEL
NJADRE1559692663 | Administratively Determined Incentive Program | Port Monmouth | 7758 | 12.9 | Residential | Behind the Meter | Yes | EMT Renewables, LLC | JCP&L |  | Accepted | 2025-05-08 | 2025-06-05 | 2026-06-05 | Solar Panels | SEG SOLAR | SEG 430 |  | 0.43 | 1 | 278 | 33 |  | Fixed | Roof
NJADRE1559692663 | Administratively Determined Incentive Program | Port Monmouth | 7758 | 12.9 | Residential | Behind the Meter | Yes | EMT Renewables, LLC | JCP&L |  | Accepted | 2025-05-08 | 2025-06-05 | 2026-06-05 | Solar Panels | SEG SOLAR | SEG 430 |  | 0.43 | 23 | 188 | 31 |  | Fixed | Roof
NJADRE1559692683 | Administratively Determined Incentive Program | Clayton | 8312 | 9.02 | Residential | Behind the Meter | Yes | Big Wave Roofing and Solar, LLC | AC Electric |  | Accepted | 2025-05-08 | 2025-06-05 | 2026-06-05 | Inverters | Enphase | IQ8HC-72-M-DOM-US | 380 |  | 22 |  |  | 0.97 |  | Outside
NJADRE1559692683 | Administratively Determined Incentive Program | Clayton | 8312 | 9.02 | Residential | Behind the Meter | Yes | Big Wave Roofing and Solar, LLC | AC Electric |  | Accepted | 2025-05-08 | 2025-06-05 | 2026-06-05 | Solar Panels | Mission | MSE410HT0B |  | 0.41 | 4 | 256 | 19 |  | Fixed | Roof
NJADRE1559692683 | Administratively Determined Incentive Program | Clayton | 8312 | 9.02 | Residential | Behind the Meter | Yes | Big Wave Roofing and Solar, LLC | AC Electric |  | Accepted | 2025-05-08 | 2025-06-05 | 2026-06-05 | Solar Panels | Mission | MSE410HT0B |  | 0.41 | 18 | 76 | 19 |  | Fixed | Roof
NJADRE1559692688 | Administratively Determined Incentive Program | Manalapan | 7726 | 6.97 | Residential | Behind the Meter | Yes | Trinity Solar, LLC | JCP&L |  | Accepted | 2025-05-08 | 2025-06-05 | 2026-06-05 | Inverters | Solar Edge | USE5700H-US | 5760 |  | 1 |  |  | 0.97 |  | Outside
NJADRE1559692688 | Administratively Determined Incentive Program | Manalapan | 7726 | 6.97 | Residential | Behind the Meter | Yes | Trinity Solar, LLC | JCP&L |  | Accepted | 2025-05-08 | 2025-06-05 | 2026-06-05 | Solar Panels | Hanwha | Q.PEAK DUO BLK ML-G10+ 410 |  | 0.41 | 10 | 198 | 30 |  | Fixed | Roof
NJADRE1559692688 | Administratively Determined Incentive Program | Manalapan | 7726 | 6.97 | Residential | Behind the Meter | Yes | Trinity Solar, LLC | JCP&L |  | Accepted | 2025-05-08 | 2025-06-05 | 2026-06-05 | Solar Panels | Hanwha | Q.PEAK DUO BLK ML-G10+ 410 |  | 0.41 | 7 | 198 | 30 |  | Fixed | Roof
NJADRE1559692692 | Administratively Determined Incentive Program | Absecon | 8201 | 6.88 | Residential | Behind the Meter | Yes | Integrity Solar & Home Solutions, LLC | AC Electric |  | Accepted | 2025-05-08 | 2025-06-05 | 2026-06-05 | Solar Panels | SEG SOLAR | SEG-430-BTD-BG |  | 0.43 | 6 | 207 | 38 |  | Fixed | Roof
NJADRE1559692692 | Administratively Determined Incentive Program | Absecon | 8201 | 6.88 | Residential | Behind the Meter | Yes | Integrity Solar & Home Solutions, LLC | AC Electric |  | Accepted | 2025-05-08 | 2025-06-05 | 2026-06-05 | Inverters | ENPHASE | IQ8HC | 380 |  | 16 |  |  | 0.98 |  | Other | UNDER EACH PANEL
NJADRE1559692692 | Administratively Determined Incentive Program | Absecon | 8201 | 6.88 | Residential | Behind the Meter | Yes | Integrity Solar & Home Solutions, LLC | AC Electric |  | Accepted | 2025-05-08 | 2025-06-05 | 2026-06-05 | Solar Panels | SEG SOLAR | SEG-430-BTD-BG |  | 0.43 | 10 | 207 | 34 |  | Fixed | Roof
NJADRE1559692700 | Administratively Determined Incentive Program | Leesburg | 8327 | 12.9 | Residential | Behind the Meter | Yes | EMT Renewables, LLC | AC Electric |  | Accepted | 2025-05-08 | 2025-06-06 | 2026-06-06 | Solar Panels | SEG SOLAR | SEG 430 |  | 0.43 | 7 | 301 | 21 |  | Fixed | Roof
NJADRE1559692700 | Administratively Determined Incentive Program | Leesburg | 8327 | 12.9 | Residential | Behind the Meter | Yes | EMT Renewables, LLC | AC Electric |  | Accepted | 2025-05-08 | 2025-06-06 | 2026-06-06 | Inverters | ENPHASE | IQ8+ | 290 |  | 30 |  |  | 0.98 |  | Other | UNDER EACH PANEL
NJADRE1559692700 | Administratively Determined Incentive Program | Leesburg | 8327 | 12.9 | Residential | Behind the Meter | Yes | EMT Renewables, LLC | AC Electric |  | Accepted | 2025-05-08 | 2025-06-06 | 2026-06-06 | Solar Panels | SEG SOLAR | SEG 430 |  | 0.43 | 6 | 212 | 36 |  | Fixed | Roof
NJADRE1559692700 | Administratively Determined Incentive Program | Leesburg | 8327 | 12.9 | Residential | Behind the Meter | Yes | EMT Renewables, LLC | AC Electric |  | Accepted | 2025-05-08 | 2025-06-06 | 2026-06-06 | Solar Panels | SEG SOLAR | SEG 430 |  | 0.43 | 10 | 121 | 33 |  | Fixed | Roof
NJADRE1559692700 | Administratively Determined Incentive Program | Leesburg | 8327 | 12.9 | Residential | Behind the Meter | Yes | EMT Renewables, LLC | AC Electric |  | Accepted | 2025-05-08 | 2025-06-06 | 2026-06-06 | Solar Panels | SEG SOLAR | SEG 430 |  | 0.43 | 7 | 121 | 21 |  | Fixed | Roof
NJADRE1559692714 | Administratively Determined Incentive Program | Chesilhurst | 8089 | 11.48 | Residential | Behind the Meter | Yes | EMT Renewables, LLC | AC Electric |  | Accepted | 2025-05-08 | 2025-06-09 | 2026-06-09 | Inverters | ENPHASE | IQ8+ | 290 |  | 28 |  |  | 0.98 |  | Other | UNDER EACH PANEL
NJADRE1559692714 | Administratively Determined Incentive Program | Chesilhurst | 8089 | 11.48 | Residential | Behind the Meter | Yes | EMT Renewables, LLC | AC Electric |  | Accepted | 2025-05-08 | 2025-06-09 | 2026-06-09 | Solar Panels | MSE PERC | MSE-410 |  | 0.41 | 28 | 105 | 20 |  | Fixed | Roof
NJADRE1559692728 | Administratively Determined Incentive Program | Mount Laurel | 8054 | 12.47 | Residential | Behind the Meter | Yes | EMT Renewables, LLC | PSE&G |  | Accepted | 2025-05-08 | 2025-06-06 | 2026-06-06 | Inverters | ENPHASE | IQ8+ | 290 |  | 29 |  |  | 0.98 |  | Other | UNDER EACH PANEL
NJADRE1559692728 | Administratively Determined Incentive Program | Mount Laurel | 8054 | 12.47 | Residential | Behind the Meter | Yes | EMT Renewables, LLC | PSE&G |  | Accepted | 2025-05-08 | 2025-06-06 | 2026-06-06 | Solar Panels | SEG SOLAR | SEG 430 |  | 0.43 | 19 | 158 | 30 |  | Fixed | Roof
NJADRE1559692728 | Administratively Determined Incentive Program | Mount Laurel | 8054 | 12.47 | Residential | Behind the Meter | Yes | EMT Renewables, LLC | PSE&G |  | Accepted | 2025-05-08 | 2025-06-06 | 2026-06-06 | Solar Panels | SEG SOLAR | SEG 430 |  | 0.43 | 10 | 248 | 27 |  | Fixed | Roof
NJADRE1559692730 | Administratively Determined Incentive Program | PINE HILL | 8021 | 6.88 | Residential | Behind the Meter | Yes | Velocity Energy & Home Solutions, Inc. | AC Electric |  | Accepted | 2025-05-08 | 2025-06-06 | 2026-06-06 | Inverters | enphase | iq8hc | 380 |  | 16 |  |  | 0.99 |  | Outside | behind panels
NJADRE1559692730 | Administratively Determined Incentive Program | PINE HILL | 8021 | 6.88 | Residential | Behind the Meter | Yes | Velocity Energy & Home Solutions, Inc. | AC Electric |  | Accepted | 2025-05-08 | 2025-06-06 | 2026-06-06 | Solar Panels | seg | SEG430w |  | 0.43 | 16 | 237 | 20 |  | Fixed | Roof
NJADRE1559692735 | Administratively Determined Incentive Program | EWING | 8638 | 11.48 | Residential | Behind the Meter | Yes | Sunrun Installation Services, Inc. | PSE&G |  | Accepted | 2025-05-08 | 2025-06-05 | 2026-06-05 | Solar Panels | Hanwha Q Cells | Q.PEAK DUO BLK ML-G10+ 410 DCA |  | 0.41 | 6 | 292 | 17 |  | Fixed | Roof
NJADRE1559692735 | Administratively Determined Incentive Program | EWING | 8638 | 11.48 | Residential | Behind the Meter | Yes | Sunrun Installation Services, Inc. | PSE&G |  | Accepted | 2025-05-08 | 2025-06-05 | 2026-06-05 | Solar Panels | Hanwha Q Cells | Q.PEAK DUO BLK ML-G10+ 410 DCA |  | 0.41 | 22 | 202 | 18 |  | Fixed | Roof
NJADRE1559692735 | Administratively Determined Incentive Program | EWING | 8638 | 11.48 | Residential | Behind the Meter | Yes | Sunrun Installation Services, Inc. | PSE&G |  | Accepted | 2025-05-08 | 2025-06-05 | 2026-06-05 | Electric Storage Battery | Tesla | Powerwall 3 1707000-xx-y |  |  | 1 |  |  |  | Lithium Ion |  | OUTSIDE
NJADRE1559692740 | Administratively Determined Incentive Program | MADISON | 7940 | 15.48 | Residential | Behind the Meter | Yes | Velocity Energy & Home Solutions, Inc. | Borough of Madison |  | Accepted | 2025-05-08 | 2025-06-06 | 2026-06-06 | Inverters | enphase | iq8hc | 380 |  | 36 |  |  | 0.99 |  | Outside | behind panels
NJADRE1559692740 | Administratively Determined Incentive Program | MADISON | 7940 | 15.48 | Residential | Behind the Meter | Yes | Velocity Energy & Home Solutions, Inc. | Borough of Madison |  | Accepted | 2025-05-08 | 2025-06-06 | 2026-06-06 | Solar Panels | seg | 430w |  | 0.43 | 16 | 202 | 37 |  | Fixed | Roof
NJADRE1559692740 | Administratively Determined Incentive Program | MADISON | 7940 | 15.48 | Residential | Behind the Meter | Yes | Velocity Energy & Home Solutions, Inc. | Borough of Madison |  | Accepted | 2025-05-08 | 2025-06-06 | 2026-06-06 | Solar Panels | seg | 430w |  | 0.43 | 3 | 202 | 39 |  | Fixed | Roof
NJADRE1559692740 | Administratively Determined Incentive Program | MADISON | 7940 | 15.48 | Residential | Behind the Meter | Yes | Velocity Energy & Home Solutions, Inc. | Borough of Madison |  | Accepted | 2025-05-08 | 2025-06-06 | 2026-06-06 | Solar Panels | seg | 430w |  | 0.43 | 17 | 112 | 26 |  | Fixed | Roof
NJADRE1559692745 | Administratively Determined Incentive Program | Jackson | 8527 | 13.12 | Residential | Behind the Meter | Yes | Trinity Solar, LLC | JCP&L |  | Accepted | 2025-05-08 | 2025-06-06 | 2026-06-06 | Solar Panels | Hanwha | HANWHA 410 (Q.PEAK DUO BLK ML-G10+ 410) |  | 0.41 | 10 | 214 | 13 |  | Fixed | Roof
NJADRE1559692745 | Administratively Determined Incentive Program | Jackson | 8527 | 13.12 | Residential | Behind the Meter | Yes | Trinity Solar, LLC | JCP&L |  | Accepted | 2025-05-08 | 2025-06-06 | 2026-06-06 | Inverters | Solar Edge | USE10000H-US | 10000 |  | 1 |  |  | 0.97 |  | Outdoor
NJADRE1559692745 | Administratively Determined Incentive Program | Jackson | 8527 | 13.12 | Residential | Behind the Meter | Yes | Trinity Solar, LLC | JCP&L |  | Accepted | 2025-05-08 | 2025-06-06 | 2026-06-06 | Solar Panels | Hanwha | HANWHA 410 (Q.PEAK DUO BLK ML-G10+ 410) |  | 0.41 | 5 | 214 | 37 |  | Fixed | Roof
NJADRE1559692745 | Administratively Determined Incentive Program | Jackson | 8527 | 13.12 | Residential | Behind the Meter | Yes | Trinity Solar, LLC | JCP&L |  | Accepted | 2025-05-08 | 2025-06-06 | 2026-06-06 | Solar Panels | Hanwha | HANWHA 410 (Q.PEAK DUO BLK ML-G10+ 410) |  | 0.41 | 17 | 214 | 33 |  | Fixed | Roof
NJADRE1559692753 | Administratively Determined Incentive Program | Barrington | 8007 | 14.19 | Residential | Behind the Meter | Yes | Velocity Energy & Home Solutions, Inc. | PSE&G |  | Accepted | 2025-05-08 | 2025-06-06 | 2026-06-06 | Inverters | enphase | iq8plus | 290 |  | 33 |  |  | 0.99 |  | Outside | behind panels
NJADRE1559692753 | Administratively Determined Incentive Program | Barrington | 8007 | 14.19 | Residential | Behind the Meter | Yes | Velocity Energy & Home Solutions, Inc. | PSE&G |  | Accepted | 2025-05-08 | 2025-06-06 | 2026-06-06 | Solar Panels | seg | 430w |  | 0.43 | 5 | 234 | 45 |  | Fixed | Roof
NJADRE1559692753 | Administratively Determined Incentive Program | Barrington | 8007 | 14.19 | Residential | Behind the Meter | Yes | Velocity Energy & Home Solutions, Inc. | PSE&G |  | Accepted | 2025-05-08 | 2025-06-06 | 2026-06-06 | Solar Panels | seg | 430w |  | 0.43 | 12 | 54 | 45 |  | Fixed | Roof
NJADRE1559692753 | Administratively Determined Incentive Program | Barrington | 8007 | 14.19 | Residential | Behind the Meter | Yes | Velocity Energy & Home Solutions, Inc. | PSE&G |  | Accepted | 2025-05-08 | 2025-06-06 | 2026-06-06 | Solar Panels | seg | 430w |  | 0.43 | 6 | 144 | 35 |  | Fixed | Roof
NJADRE1559692753 | Administratively Determined Incentive Program | Barrington | 8007 | 14.19 | Residential | Behind the Meter | Yes | Velocity Energy & Home Solutions, Inc. | PSE&G |  | Accepted | 2025-05-08 | 2025-06-06 | 2026-06-06 | Solar Panels | seg | 430w |  | 0.43 | 10 | 143 | 35 |  | Fixed | Roof
NJADRE1559692756 | Administratively Determined Incentive Program | Toms River | 8753 | 14.53 | Residential | Behind the Meter | Yes | SunPurity, LLC | JCP&L |  | Accepted | 2025-05-08 | 2025-06-05 | 2026-06-05 | Solar Panels | Hanwha Q cells | Q.PEAK DUO BLK-ML-G10+ 415W |  | 0.415 | 10 | 276 | 23 |  | Fixed | Roof
NJADRE1559692756 | Administratively Determined Incentive Program | Toms River | 8753 | 14.53 | Residential | Behind the Meter | Yes | SunPurity, LLC | JCP&L |  | Accepted | 2025-05-08 | 2025-06-05 | 2026-06-05 | Solar Panels | Hanwha Q cells | Q.PEAK DUO BLK-ML-G10+ 415W |  | 0.415 | 2 | 276 | 23 |  | Fixed | Roof
NJADRE1559692756 | Administratively Determined Incentive Program | Toms River | 8753 | 14.53 | Residential | Behind the Meter | Yes | SunPurity, LLC | JCP&L |  | Accepted | 2025-05-08 | 2025-06-05 | 2026-06-05 | Solar Panels | Hanwha Q cells | Q.PEAK DUO BLK-ML-G10+ 415W |  | 0.415 | 10 | 96 | 23 |  | Fixed | Roof
NJADRE1559692756 | Administratively Determined Incentive Program | Toms River | 8753 | 14.53 | Residential | Behind the Meter | Yes | SunPurity, LLC | JCP&L |  | Accepted | 2025-05-08 | 2025-06-05 | 2026-06-05 | Solar Panels | Hanwha Q cells | Q.PEAK DUO BLK-ML-G10+ 415W |  | 0.415 | 6 | 96 | 11 |  | Fixed | Roof
NJADRE1559692756 | Administratively Determined Incentive Program | Toms River | 8753 | 14.53 | Residential | Behind the Meter | Yes | SunPurity, LLC | JCP&L |  | Accepted | 2025-05-08 | 2025-06-05 | 2026-06-05 | Inverters | SolarEdge | SE11400H-US | 11400 |  | 1 |  |  | 0.99 |  | Outdoor
NJADRE1559692756 | Administratively Determined Incentive Program | Toms River | 8753 | 14.53 | Residential | Behind the Meter | Yes | SunPurity, LLC | JCP&L |  | Accepted | 2025-05-08 | 2025-06-05 | 2026-06-05 | Solar Panels | Hanwha Q cells | Q.PEAK DUO BLK-ML-G10+ 415W |  | 0.415 | 7 | 96 | 23 |  | Fixed | Roof
NJADRE1559692763 | Administratively Determined Incentive Program | Swedesboro | 8085 | 7.74 | Residential | Behind the Meter | Yes | Velocity Energy & Home Solutions, Inc. | AC Electric |  | Accepted | 2025-05-08 | 2025-06-06 | 2026-06-06 | Inverters | sef | iq8hc | 380 |  | 18 |  |  | 0.99 |  | Outside | behind panels
NJADRE1559692763 | Administratively Determined Incentive Program | Swedesboro | 8085 | 7.74 | Residential | Behind the Meter | Yes | Velocity Energy & Home Solutions, Inc. | AC Electric |  | Accepted | 2025-05-08 | 2025-06-06 | 2026-06-06 | Solar Panels | seg | 430w |  | 0.43 | 11 | 185 | 35 |  | Fixed | Roof
NJADRE1559692763 | Administratively Determined Incentive Program | Swedesboro | 8085 | 7.74 | Residential | Behind the Meter | Yes | Velocity Energy & Home Solutions, Inc. | AC Electric |  | Accepted | 2025-05-08 | 2025-06-06 | 2026-06-06 | Solar Panels | seg | 430w |  | 0.43 | 4 | 185 | 12 |  | Fixed | Roof
NJADRE1559692763 | Administratively Determined Incentive Program | Swedesboro | 8085 | 7.74 | Residential | Behind the Meter | Yes | Velocity Energy & Home Solutions, Inc. | AC Electric |  | Accepted | 2025-05-08 | 2025-06-06 | 2026-06-06 | Solar Panels | seg | 430w |  | 0.43 | 3 | 186 | 16 |  | Fixed | Roof
NJADRE1559692773 | Administratively Determined Incentive Program | Bloomfield | 7003 | 6.15 | Residential | Behind the Meter | Yes | Trinity Solar, LLC | PSE&G |  | Accepted | 2025-05-08 | 2025-06-12 | 2026-06-12 | Solar Panels | HANWHA | (Q.PEAK DUO BLK ML-G10+ 410) |  | 0.41 | 3 | 282 | 41 |  | Fixed | Roof
NJADRE1559692773 | Administratively Determined Incentive Program | Bloomfield | 7003 | 6.15 | Residential | Behind the Meter | Yes | Trinity Solar, LLC | PSE&G |  | Accepted | 2025-05-08 | 2025-06-12 | 2026-06-12 | Solar Panels | HANWHA | (Q.PEAK DUO BLK ML-G10+ 410) |  | 0.41 | 12 | 102 | 41 |  | Fixed | Roof
NJADRE1559692773 | Administratively Determined Incentive Program | Bloomfield | 7003 | 6.15 | Residential | Behind the Meter | Yes | Trinity Solar, LLC | PSE&G |  | Accepted | 2025-05-08 | 2025-06-12 | 2026-06-12 | Inverters | Solar Edge | USE5700H-USMNBL75 | 5760 |  | 1 |  |  | 0.97 |  | Outdoor
NJADRE1559692775 | Administratively Determined Incentive Program | Absecon | 8201 | 24.08 | Residential | Behind the Meter | Yes | Sun Up Zero Down, LLC | AC Electric |  | Accepted | 2025-05-08 | 2025-06-05 | 2026-06-05 | Meters | Enphase | TBD |  |  | 1 |  |  |  | Yes | Outdoor
NJADRE1559692775 | Administratively Determined Incentive Program | Absecon | 8201 | 24.08 | Residential | Behind the Meter | Yes | Sun Up Zero Down, LLC | AC Electric |  | Accepted | 2025-05-08 | 2025-06-05 | 2026-06-05 | Inverters | Enphase | IQ8PLUS-72-2-US | 290 |  | 56 |  |  | 0.976 |  | Outdoor
NJADRE1559692775 | Administratively Determined Incentive Program | Absecon | 8201 | 24.08 | Residential | Behind the Meter | Yes | Sun Up Zero Down, LLC | AC Electric |  | Accepted | 2025-05-08 | 2025-06-05 | 2026-06-05 | Solar Panels | TRINA | SEG-430-BTD-BG |  | 0.43 | 56 | 193 | 40 |  | Fixed | Roof
NJADRE1559692777 | Administratively Determined Incentive Program | RUNNEMEDE | 8078 | 7.31 | Residential | Behind the Meter | Yes | Velocity Energy & Home Solutions, Inc. | PSE&G |  | Accepted | 2025-05-08 | 2025-06-12 | 2026-06-12 | Solar Panels |  |  |  |  | 13 |  | 20
NJADRE1559692777 | Administratively Determined Incentive Program | RUNNEMEDE | 8078 | 7.31 | Residential | Behind the Meter | Yes | Velocity Energy & Home Solutions, Inc. | PSE&G |  | Accepted | 2025-05-08 | 2025-06-12 | 2026-06-12 | Inverters |  |  |  |  | 17
NJADRE1559692777 | Administratively Determined Incentive Program | RUNNEMEDE | 8078 | 7.31 | Residential | Behind the Meter | Yes | Velocity Energy & Home Solutions, Inc. | PSE&G |  | Accepted | 2025-05-08 | 2025-06-12 | 2026-06-12 | Solar Panels |  |  |  |  | 4 |  | 20
NJADRE1559692782 | Administratively Determined Incentive Program | ORANGE | 7050 | 10.75 | Residential | Behind the Meter | Yes | Pro Custom Solar dba Momentum Solar | PSE&G |  | Accepted | 2025-05-08 | 2025-06-05 | 2026-06-05 | Solar Panels | Hanwha | Q.TRON BLK M-G2+430 |  | 0.43 | 25 | 31 | 7 |  | Fixed | Roof
NJADRE1559692782 | Administratively Determined Incentive Program | ORANGE | 7050 | 10.75 | Residential | Behind the Meter | Yes | Pro Custom Solar dba Momentum Solar | PSE&G |  | Accepted | 2025-05-08 | 2025-06-05 | 2026-06-05 | Inverters | ENPHASE | IQ8HC-72-M-DOM-US | 380 |  | 25 |  |  | 0.97 |  | Outdoor
NJADRE1559692787 | Administratively Determined Incentive Program | Egg Harbor | 8234 | 4.73 | Residential | Behind the Meter | Yes | Velocity Energy & Home Solutions, Inc. | AC Electric |  | Accepted | 2025-05-08 | 2025-06-06 | 2026-06-06 | Solar Panels | seg | 430w |  | 0.43 | 9 | 209 | 20 |  | Fixed | Roof
NJADRE1559692787 | Administratively Determined Incentive Program | Egg Harbor | 8234 | 4.73 | Residential | Behind the Meter | Yes | Velocity Energy & Home Solutions, Inc. | AC Electric |  | Accepted | 2025-05-08 | 2025-06-06 | 2026-06-06 | Solar Panels | seg | 430w |  | 0.43 | 2 | 29 | 20 |  | Fixed | Roof
NJADRE1559692787 | Administratively Determined Incentive Program | Egg Harbor | 8234 | 4.73 | Residential | Behind the Meter | Yes | Velocity Energy & Home Solutions, Inc. | AC Electric |  | Accepted | 2025-05-08 | 2025-06-06 | 2026-06-06 | Inverters | enphase | iq8hc | 380 |  | 11 |  |  | 0.99 |  | Outside | behind panels
NJADRE1559692795 | Administratively Determined Incentive Program | Toms River | 8753 | 11.61 | Residential | Behind the Meter | Yes | EMT Renewables, LLC | JCP&L |  | Accepted | 2025-05-08 | 2025-06-05 | 2026-06-05 | Solar Panels | SEG SOLAR | SEG 430 |  | 0.43 | 9 | 206 | 26 |  | Fixed | Roof
NJADRE1559692795 | Administratively Determined Incentive Program | Toms River | 8753 | 11.61 | Residential | Behind the Meter | Yes | EMT Renewables, LLC | JCP&L |  | Accepted | 2025-05-08 | 2025-06-05 | 2026-06-05 | Solar Panels | SEG SOLAR | SEG 430 |  | 0.43 | 18 | 206 | 29 |  | Fixed | Roof
NJADRE1559692795 | Administratively Determined Incentive Program | Toms River | 8753 | 11.61 | Residential | Behind the Meter | Yes | EMT Renewables, LLC | JCP&L |  | Accepted | 2025-05-08 | 2025-06-05 | 2026-06-05 | Inverters | ENPHASE | IQ8+ | 290 |  | 27 |  |  | 0.98 |  | Other | UNDER EACH PANEL
NJADRE1559692798 | Administratively Determined Incentive Program | Bound Brook | 8805 | 7.74 | Residential | Behind the Meter | Yes | Velocity Energy & Home Solutions, Inc. | PSE&G |  | Accepted | 2025-05-08 | 2025-06-09 | 2026-06-09 | Inverters | enphase | iq8hc | 380 |  | 18 |  |  | 0.99 |  | Outside | behind panels
NJADRE1559692798 | Administratively Determined Incentive Program | Bound Brook | 8805 | 7.74 | Residential | Behind the Meter | Yes | Velocity Energy & Home Solutions, Inc. | PSE&G |  | Accepted | 2025-05-08 | 2025-06-09 | 2026-06-09 | Solar Panels | sef | 430w |  | 0.43 | 6 | 87 | 21 |  | Fixed | Roof
NJADRE1559692798 | Administratively Determined Incentive Program | Bound Brook | 8805 | 7.74 | Residential | Behind the Meter | Yes | Velocity Energy & Home Solutions, Inc. | PSE&G |  | Accepted | 2025-05-08 | 2025-06-09 | 2026-06-09 | Solar Panels | seg | 430w |  | 0.43 | 12 | 267 | 21 |  | Fixed | Roof
NJADRE1559692807 | Administratively Determined Incentive Program | Hamilton Twp | 8610 | 7.31 | Residential | Behind the Meter | Yes | Velocity Energy & Home Solutions, Inc. | PSE&G |  | Accepted | 2025-05-08 | 2025-06-09 | 2026-06-09 | Solar Panels | seg | 430w |  | 0.43 | 17 | 209 | 45 |  | Fixed | Roof
NJADRE1559692807 | Administratively Determined Incentive Program | Hamilton Twp | 8610 | 7.31 | Residential | Behind the Meter | Yes | Velocity Energy & Home Solutions, Inc. | PSE&G |  | Accepted | 2025-05-08 | 2025-06-09 | 2026-06-09 | Inverters | enphase | iq8hc | 380 |  | 17 |  |  | 0.99 |  | Outside | behidn panels
NJADRE1559692811 | Administratively Determined Incentive Program | Millville | 8332 | 11.07 | Residential | Behind the Meter | Yes | Trinity Solar, LLC | AC Electric |  | Accepted | 2025-05-08 | 2025-06-18 | 2026-06-18 | Solar Panels | HANWHA 410 (Q.PEAK DUO BLK ML-G10+410) | HANWHA 410 (Q.PEAK DUO BLK ML-G10+410) |  | 0.41 | 15 | 239 | 30 |  | Fixed | Roof
NJADRE1559692811 | Administratively Determined Incentive Program | Millville | 8332 | 11.07 | Residential | Behind the Meter | Yes | Trinity Solar, LLC | AC Electric |  | Accepted | 2025-05-08 | 2025-06-18 | 2026-06-18 | Inverters | SOLAREDGE | USE10000H-USMNBL75 | 10000 |  | 1 |  |  | 0.97 |  | Outside
NJADRE1559692811 | Administratively Determined Incentive Program | Millville | 8332 | 11.07 | Residential | Behind the Meter | Yes | Trinity Solar, LLC | AC Electric |  | Accepted | 2025-05-08 | 2025-06-18 | 2026-06-18 | Solar Panels | HANWHA 410 (Q.PEAK DUO BLK ML-G10+410) | HANWHA 410 (Q.PEAK DUO BLK ML-G10+410) |  | 0.41 | 12 | 59 | 30 |  | Fixed | Roof
NJADRE1559692822 | Administratively Determined Incentive Program | MANALAPAN TOWNSHIP | 7726 | 14.62 | Residential | Behind the Meter | Yes | Velocity Energy & Home Solutions, Inc. | JCP&L |  | Accepted | 2025-05-08 | 2025-06-12 | 2026-06-12 | Solar Panels |  |  |  |  | 4 |  | 20
NJADRE1559692822 | Administratively Determined Incentive Program | MANALAPAN TOWNSHIP | 7726 | 14.62 | Residential | Behind the Meter | Yes | Velocity Energy & Home Solutions, Inc. | JCP&L |  | Accepted | 2025-05-08 | 2025-06-12 | 2026-06-12 | Solar Panels |  |  |  |  | 9 |  | 20
NJADRE1559692822 | Administratively Determined Incentive Program | MANALAPAN TOWNSHIP | 7726 | 14.62 | Residential | Behind the Meter | Yes | Velocity Energy & Home Solutions, Inc. | JCP&L |  | Accepted | 2025-05-08 | 2025-06-12 | 2026-06-12 | Inverters |  |  |  |  | 34
NJADRE1559692822 | Administratively Determined Incentive Program | MANALAPAN TOWNSHIP | 7726 | 14.62 | Residential | Behind the Meter | Yes | Velocity Energy & Home Solutions, Inc. | JCP&L |  | Accepted | 2025-05-08 | 2025-06-12 | 2026-06-12 | Solar Panels |  |  |  |  | 12 |  | 20
NJADRE1559692822 | Administratively Determined Incentive Program | MANALAPAN TOWNSHIP | 7726 | 14.62 | Residential | Behind the Meter | Yes | Velocity Energy & Home Solutions, Inc. | JCP&L |  | Accepted | 2025-05-08 | 2025-06-12 | 2026-06-12 | Solar Panels |  |  |  |  | 9 |  | 20
NJADRE1559692832 | Administratively Determined Incentive Program | HAMILTON | 8610 | 8.6 | Residential | Behind the Meter | Yes | EMT Renewables, LLC | PSE&G |  | Accepted | 2025-05-08 | 2025-06-06 | 2026-06-06 | Solar Panels | SEG SOLAR | SEG 430 |  | 0.43 | 10 | 208 | 4 |  | Fixed | Roof
NJADRE1559692832 | Administratively Determined Incentive Program | HAMILTON | 8610 | 8.6 | Residential | Behind the Meter | Yes | EMT Renewables, LLC | PSE&G |  | Accepted | 2025-05-08 | 2025-06-06 | 2026-06-06 | Solar Panels | SEG SOLAR | SEG 430 |  | 0.43 | 6 | 208 | 39 |  | Fixed | Roof
NJADRE1559692832 | Administratively Determined Incentive Program | HAMILTON | 8610 | 8.6 | Residential | Behind the Meter | Yes | EMT Renewables, LLC | PSE&G |  | Accepted | 2025-05-08 | 2025-06-06 | 2026-06-06 | Inverters | ENPHASE | IQ8+ | 290 |  | 20 |  |  | 0.98 |  | Other | UNDER EACH PANEL
NJADRE1559692832 | Administratively Determined Incentive Program | HAMILTON | 8610 | 8.6 | Residential | Behind the Meter | Yes | EMT Renewables, LLC | PSE&G |  | Accepted | 2025-05-08 | 2025-06-06 | 2026-06-06 | Solar Panels | SEG SOLAR | SEG 430 |  | 0.43 | 4 | 118 | 51 |  | Fixed | Roof
NJADRE1559692840 | Administratively Determined Incentive Program | WENONAH | 8090 | 4.51 | Residential | Behind the Meter | Yes | Trinity Solar, LLC | AC Electric |  | Accepted | 2025-05-08 | 2025-06-12 | 2026-06-12 | Solar Panels | HANWHA | Q.PEAK DUO BLK ML-G10+ 410 |  | 0.41 | 11 | 197 | 35 |  | Fixed | Roof
NJADRE1559692840 | Administratively Determined Incentive Program | WENONAH | 8090 | 4.51 | Residential | Behind the Meter | Yes | Trinity Solar, LLC | AC Electric |  | Accepted | 2025-05-08 | 2025-06-12 | 2026-06-12 | Inverters | Solar Edge | USE3800H-USMNBL75 | 3800 |  | 1 |  |  | 0.97 |  | Outdoor
NJADRE1559692845 | Administratively Determined Incentive Program | MOUNT HOLLY | 8060 | 6.8 | Residential | Behind the Meter | Yes | Power Energy Solutions, LLC | PSE&G |  | Accepted | 2025-05-08 | 2025-06-06 | 2026-06-06 | Solar Panels | Trina Solar | TSM-425NE09RC.05 |  | 0.425 | 5 | 18 | 29 |  | Fixed | Roof
NJADRE1559692845 | Administratively Determined Incentive Program | MOUNT HOLLY | 8060 | 6.8 | Residential | Behind the Meter | Yes | Power Energy Solutions, LLC | PSE&G |  | Accepted | 2025-05-08 | 2025-06-06 | 2026-06-06 | Solar Panels | Trina Solar | TSM-425NE09RC.05 |  | 0.425 | 11 | 198 | 29 |  | Fixed | Roof
NJADRE1559692845 | Administratively Determined Incentive Program | MOUNT HOLLY | 8060 | 6.8 | Residential | Behind the Meter | Yes | Power Energy Solutions, LLC | PSE&G |  | Accepted | 2025-05-08 | 2025-06-06 | 2026-06-06 | Inverters | SolarEdge | SE3800H-US | 3800 |  | 1 |  |  | 0.97 |  | Outdoor
NJADRE1559692866 | Administratively Determined Incentive Program | FLANDERS | 7836 | 11.48 | Residential | Behind the Meter | Yes | Sunrun Installation Services, Inc. | JCP&L |  | Accepted | 2025-05-08 | 2025-06-05 | 2026-06-05 | Inverters | SOLAREDGE TECHNOLOGIES | SE10000H-USMN | 10000 |  | 1 |  |  | 0.99 |  | Outdoor
NJADRE1559692866 | Administratively Determined Incentive Program | FLANDERS | 7836 | 11.48 | Residential | Behind the Meter | Yes | Sunrun Installation Services, Inc. | JCP&L |  | Accepted | 2025-05-08 | 2025-06-05 | 2026-06-05 | Solar Panels | HANWHA Q-CELLS | Q.PEAK DUO BLK ML-G10+ 410 |  | 0.41 | 17 | 320 | 28 |  | Fixed | Roof
NJADRE1559692866 | Administratively Determined Incentive Program | FLANDERS | 7836 | 11.48 | Residential | Behind the Meter | Yes | Sunrun Installation Services, Inc. | JCP&L |  | Accepted | 2025-05-08 | 2025-06-05 | 2026-06-05 | Solar Panels | HANWHA Q-CELLS | Q.PEAK DUO BLK ML-G10+ 410 |  | 0.41 | 11 | 140 | 28 |  | Fixed | Roof
NJADRE1559692886 | Administratively Determined Incentive Program | WAYNE | 7470 | 18.06 | Residential | Behind the Meter | No | SeaPoint Solar Energy, LLC | PSE&G |  | Accepted | 2025-05-27 | 2025-06-20 | 2026-06-20 | Solar Panels | SIL FAB | SIL-430 QD |  | 0.43 | 6 | 249 | 20 |  | Fixed | Roof
NJADRE1559692886 | Administratively Determined Incentive Program | WAYNE | 7470 | 18.06 | Residential | Behind the Meter | No | SeaPoint Solar Energy, LLC | PSE&G |  | Accepted | 2025-05-27 | 2025-06-20 | 2026-06-20 | Inverters | Enphase | IQ8HC-72-M-US | 380 |  | 42 |  |  | 0.97 |  | Outdoor
NJADRE1559692886 | Administratively Determined Incentive Program | WAYNE | 7470 | 18.06 | Residential | Behind the Meter | No | SeaPoint Solar Energy, LLC | PSE&G |  | Accepted | 2025-05-27 | 2025-06-20 | 2026-06-20 | Solar Panels | SILFAB | SIL-430 QD |  | 0.43 | 18 | 69 | 25 |  | Fixed | Roof
NJADRE1559692886 | Administratively Determined Incentive Program | WAYNE | 7470 | 18.06 | Residential | Behind the Meter | No | SeaPoint Solar Energy, LLC | PSE&G |  | Accepted | 2025-05-27 | 2025-06-20 | 2026-06-20 | Solar Panels | SIL FAB | SIL-430 QD |  | 0.43 | 18 | 159 | 20 |  | Fixed | Roof
NJADRE1559692897 | Administratively Determined Incentive Program | IRVINGTON | 7111 | 11.07 | Residential | Behind the Meter | Yes | Pro Custom Solar dba Momentum Solar | PSE&G |  | Accepted | 2025-05-08 | 2025-06-06 | 2026-06-06 | Solar Panels | Hanwha | Q.PEAK DUO BLK ML-G10+410 |  | 0.41 | 2 | 116 | 20 |  | Fixed | Roof
NJADRE1559692897 | Administratively Determined Incentive Program | IRVINGTON | 7111 | 11.07 | Residential | Behind the Meter | Yes | Pro Custom Solar dba Momentum Solar | PSE&G |  | Accepted | 2025-05-08 | 2025-06-06 | 2026-06-06 | Solar Panels | Hanwha | Q.PEAK DUO BLK ML-G10+410 |  | 0.41 | 3 | 117 | 41 |  | Fixed | Roof
NJADRE1559692897 | Administratively Determined Incentive Program | IRVINGTON | 7111 | 11.07 | Residential | Behind the Meter | Yes | Pro Custom Solar dba Momentum Solar | PSE&G |  | Accepted | 2025-05-08 | 2025-06-06 | 2026-06-06 | Solar Panels | Hanwha | Q.PEAK DUO BLK ML-G10+410 |  | 0.41 | 5 | 208 | 29 |  | Fixed | Roof
NJADRE1559692897 | Administratively Determined Incentive Program | IRVINGTON | 7111 | 11.07 | Residential | Behind the Meter | Yes | Pro Custom Solar dba Momentum Solar | PSE&G |  | Accepted | 2025-05-08 | 2025-06-06 | 2026-06-06 | Solar Panels | Hanwha | Q.PEAK DUO BLK ML-G10+410 |  | 0.41 | 5 | 28 | 27 |  | Fixed | Roof
NJADRE1559692897 | Administratively Determined Incentive Program | IRVINGTON | 7111 | 11.07 | Residential | Behind the Meter | Yes | Pro Custom Solar dba Momentum Solar | PSE&G |  | Accepted | 2025-05-08 | 2025-06-06 | 2026-06-06 | Inverters | ENPHASE | IQ8HC-72-M-DOM-US | 380 |  | 27 |  |  | 0.97 |  | Outdoor
NJADRE1559692897 | Administratively Determined Incentive Program | IRVINGTON | 7111 | 11.07 | Residential | Behind the Meter | Yes | Pro Custom Solar dba Momentum Solar | PSE&G |  | Accepted | 2025-05-08 | 2025-06-06 | 2026-06-06 | Solar Panels | Hanwha | Q.PEAK DUO BLK ML-G10+410 |  | 0.41 | 12 | 297 | 41 |  | Fixed | Roof
NJADRE1559692903 | Administratively Determined Incentive Program | UNION | 7083 | 7.74 | Residential | Behind the Meter | Yes | EMT Renewables, LLC | PSE&G |  | Accepted | 2025-05-08 | 2025-06-06 | 2026-06-06 | Inverters | ENPHASE | IQ8+ | 290 |  | 18 |  |  | 0.98 |  | Other | UNDER EACH PANEL
NJADRE1559692903 | Administratively Determined Incentive Program | UNION | 7083 | 7.74 | Residential | Behind the Meter | Yes | EMT Renewables, LLC | PSE&G |  | Accepted | 2025-05-08 | 2025-06-06 | 2026-06-06 | Solar Panels | SEG SOLAR | SEG 430 |  | 0.43 | 18 | 217 | 22 |  | Fixed | Roof
NJADRE1559692914 | Administratively Determined Incentive Program | Sicklerville | 8081 | 3.87 | Residential | Behind the Meter | Yes | Integrity Solar & Home Solutions, LLC | AC Electric |  | Accepted | 2025-05-08 | 2025-06-06 | 2026-06-06 | Solar Panels | SEG SOLAR | SEG-430-BTD-BG |  | 0.43 | 6 | 195 | 22 |  | Fixed | Roof
NJADRE1559692914 | Administratively Determined Incentive Program | Sicklerville | 8081 | 3.87 | Residential | Behind the Meter | Yes | Integrity Solar & Home Solutions, LLC | AC Electric |  | Accepted | 2025-05-08 | 2025-06-06 | 2026-06-06 | Inverters | ENPHASE | IQ8HC | 380 |  | 9 |  |  | 0.98 |  | Other | UNDER EACH PANEL
NJADRE1559692914 | Administratively Determined Incentive Program | Sicklerville | 8081 | 3.87 | Residential | Behind the Meter | Yes | Integrity Solar & Home Solutions, LLC | AC Electric |  | Accepted | 2025-05-08 | 2025-06-06 | 2026-06-06 | Solar Panels | SEG SOLAR | SEG-430-BTD-BG |  | 0.43 | 3 | 105 | 32 |  | Fixed | Roof
NJADRE1559692915 | Administratively Determined Incentive Program | Howell | 7731 | 5.67 | Residential | Behind the Meter | Yes | Sunrun Installation Services, Inc. | JCP&L |  | Accepted | 2025-05-08 | 2025-06-06 | 2026-06-06 | Solar Panels | JA Solar | JAM54S31-405/MR |  | 0.405 | 8 | 235 | 28 |  | Fixed | Roof
NJADRE1559692915 | Administratively Determined Incentive Program | Howell | 7731 | 5.67 | Residential | Behind the Meter | Yes | Sunrun Installation Services, Inc. | JCP&L |  | Accepted | 2025-05-08 | 2025-06-06 | 2026-06-06 | Inverters | SolarEdge Technologies | SE3800H-USMN | 3800 |  | 1 |  |  | 0.99 |  | Outdoor | Next to meter
NJADRE1559692915 | Administratively Determined Incentive Program | Howell | 7731 | 5.67 | Residential | Behind the Meter | Yes | Sunrun Installation Services, Inc. | JCP&L |  | Accepted | 2025-05-08 | 2025-06-06 | 2026-06-06 | Solar Panels | JA Solar | JAM54S31-405/MR |  | 0.405 | 6 | 235 | 28 |  | Fixed | Roof
NJADRE1559692916 | Administratively Determined Incentive Program | CHERRY HILL | 8003 | 4.1 | Residential | Behind the Meter | Yes | Sunrun Installation Services, Inc. | PSE&G |  | Accepted | 2025-05-08 | 2025-06-05 | 2026-06-05 | Solar Panels | HANWHA Q-CELLS | Q.PEAK DUO BLK ML-G10+ 410 |  | 0.41 | 10 | 356 | 20 |  | Fixed | Roof
NJADRE1559692916 | Administratively Determined Incentive Program | CHERRY HILL | 8003 | 4.1 | Residential | Behind the Meter | Yes | Sunrun Installation Services, Inc. | PSE&G |  | Accepted | 2025-05-08 | 2025-06-05 | 2026-06-05 | Inverters | SOLAREDGE TECHNOLOGIES | SE5700H-USMN | 5760 |  | 1 |  |  | 0.99 |  | Outdoor
NJADRE1559693378 | Administratively Determined Incentive Program | Monmouth Junction | 8852 | 11.61 | Residential | Behind the Meter | Yes | Pro Custom Solar dba Momentum Solar | PSE&G |  | Accepted | 2025-05-08 | 2025-06-06 | 2026-06-06 | Solar Panels | HANWHA | Q.TRON BLK M-G2+430 |  | 0.43 | 11 | 64 | 25 |  | Fixed | Roof
NJADRE1559693378 | Administratively Determined Incentive Program | Monmouth Junction | 8852 | 11.61 | Residential | Behind the Meter | Yes | Pro Custom Solar dba Momentum Solar | PSE&G |  | Accepted | 2025-05-08 | 2025-06-06 | 2026-06-06 | Inverters | ENPHASE | IQ8HC-72-M-DOM-US | 380 |  | 27 |  |  | 0.97 |  | Outdoor
NJADRE1559693378 | Administratively Determined Incentive Program | Monmouth Junction | 8852 | 11.61 | Residential | Behind the Meter | Yes | Pro Custom Solar dba Momentum Solar | PSE&G |  | Accepted | 2025-05-08 | 2025-06-06 | 2026-06-06 | Solar Panels | HANWHA | Q.TRON BLK M-G2+430 |  | 0.43 | 16 | 244 | 24 |  | Fixed | Roof
NJADRE1559693456 | Administratively Determined Incentive Program | South Amboy | 8879 | 9.46 | Residential | Behind the Meter | Yes | EMT Renewables, LLC | JCP&L |  | Accepted | 2025-05-08 | 2025-06-06 | 2026-06-06 | Inverters | ENPHASE | IQ8+ | 290 |  | 22 |  |  | 0.98 |  | Other | UNDER EACH PANEL
NJADRE1559693456 | Administratively Determined Incentive Program | South Amboy | 8879 | 9.46 | Residential | Behind the Meter | Yes | EMT Renewables, LLC | JCP&L |  | Accepted | 2025-05-08 | 2025-06-06 | 2026-06-06 | Solar Panels | SEG SOLAR | SEG 430 |  | 0.43 | 10 | 119 | 21 |  | Fixed | Roof
NJADRE1559693456 | Administratively Determined Incentive Program | South Amboy | 8879 | 9.46 | Residential | Behind the Meter | Yes | EMT Renewables, LLC | JCP&L |  | Accepted | 2025-05-08 | 2025-06-06 | 2026-06-06 | Solar Panels | SEG SOLAR | SEG 430 |  | 0.43 | 12 | 299 | 21 |  | Fixed | Roof
NJADRE1559694001 | Administratively Determined Incentive Program | Mount Laurel | 8054 | 10.25 | Residential | Behind the Meter | No | Tesla Energy Operations, Inc. | PSE&G |  | Accepted | 2025-05-08 | 2025-06-06 | 2026-06-06 | Inverters | Tesla | 1538000-XX-Y | 7600 |  | 1 |  |  | 0.98 |  | Outside
NJADRE1559694001 | Administratively Determined Incentive Program | Mount Laurel | 8054 | 10.25 | Residential | Behind the Meter | No | Tesla Energy Operations, Inc. | PSE&G |  | Accepted | 2025-05-08 | 2025-06-06 | 2026-06-06 | Solar Panels | Hanwha | Q.PEAK DUO BLK ML-G10+/TS 410 |  | 0.41 | 13 | 157 | 23 |  | Fixed | Roof
NJADRE1559694001 | Administratively Determined Incentive Program | Mount Laurel | 8054 | 10.25 | Residential | Behind the Meter | No | Tesla Energy Operations, Inc. | PSE&G |  | Accepted | 2025-05-08 | 2025-06-06 | 2026-06-06 | Solar Panels | Hanwha | Q.PEAK DUO BLK ML-G10+/TS 410 |  | 0.41 | 12 | 337 | 23 |  | Fixed | Roof
NJADRE1559694058 | Administratively Determined Incentive Program | Franklin Lakes | 7417 | 12.75 | Residential | Behind the Meter | Yes | Big Wave Roofing and Solar, LLC | Orange Rockland Electric |  | Accepted | 2025-05-08 | 2025-06-06 | 2026-06-06 | Solar Panels | Jinko | JKM425N-54HL4-B |  | 0.425 | 17 | 131 | 32 |  | Fixed | Roof
NJADRE1559694058 | Administratively Determined Incentive Program | Franklin Lakes | 7417 | 12.75 | Residential | Behind the Meter | Yes | Big Wave Roofing and Solar, LLC | Orange Rockland Electric |  | Accepted | 2025-05-08 | 2025-06-06 | 2026-06-06 | Solar Panels | Jinko | JKM425N-54HL4-B |  | 0.425 | 2 | 221 | 32 |  | Fixed | Roof
NJADRE1559694058 | Administratively Determined Incentive Program | Franklin Lakes | 7417 | 12.75 | Residential | Behind the Meter | Yes | Big Wave Roofing and Solar, LLC | Orange Rockland Electric |  | Accepted | 2025-05-08 | 2025-06-06 | 2026-06-06 | Solar Panels | Jinko | JKM425N-54HL4-B |  | 0.425 | 11 | 221 | 32 |  | Fixed | Roof
NJADRE1559694058 | Administratively Determined Incentive Program | Franklin Lakes | 7417 | 12.75 | Residential | Behind the Meter | Yes | Big Wave Roofing and Solar, LLC | Orange Rockland Electric |  | Accepted | 2025-05-08 | 2025-06-06 | 2026-06-06 | Inverters | Enphase | IQ8HC-72-M-DOM-US | 380 |  | 30 |  |  | 0.97 |  | Outside
NJADRE1559694099 | Administratively Determined Incentive Program | Livingston | 7039 | 4.1 | Residential | Behind the Meter | Yes | Trinity Solar, LLC | PSE&G |  | Accepted | 2025-05-08 | 2025-06-06 | 2026-06-06 | Inverters | Solar Edge | SE3800H-USMNUBL15 | 3800 |  | 1 |  |  | 0.97 |  | Outdoor
NJADRE1559694099 | Administratively Determined Incentive Program | Livingston | 7039 | 4.1 | Residential | Behind the Meter | Yes | Trinity Solar, LLC | PSE&G |  | Accepted | 2025-05-08 | 2025-06-06 | 2026-06-06 | Solar Panels | HANWHA | (Q.PEAK DUO BLK ML-G10+ 410) |  | 0.41 | 10 | 188 | 23 |  | Fixed | Roof
NJADRE1559694164 | Administratively Determined Incentive Program | Whiting | 8759 | 7.31 | Residential | Behind the Meter | Yes | EMT Renewables, LLC | JCP&L |  | Accepted | 2025-05-08 | 2025-06-06 | 2026-06-06 | Solar Panels | SEG SOLAR | SEG 430 |  | 0.43 | 17 | 213 | 18 |  | Fixed | Roof
NJADRE1559694164 | Administratively Determined Incentive Program | Whiting | 8759 | 7.31 | Residential | Behind the Meter | Yes | EMT Renewables, LLC | JCP&L |  | Accepted | 2025-05-08 | 2025-06-06 | 2026-06-06 | Inverters | ENPHASE | IQ8+ | 290 |  | 17 |  |  | 0.98 |  | Other | UNDER EACH PANEL
NJADRE1559694236 | Administratively Determined Incentive Program | NEWARK | 7108 | 4.1 | Residential | Behind the Meter | Yes | Pro Custom Solar dba Momentum Solar | PSE&G |  | Accepted | 2025-05-08 | 2025-06-06 | 2026-06-06 | Inverters | ENPHASE | IQ8HC-72-M-DOM-US | 380 |  | 10 |  |  | 0.97 |  | Outdoor
NJADRE1559694236 | Administratively Determined Incentive Program | NEWARK | 7108 | 4.1 | Residential | Behind the Meter | Yes | Pro Custom Solar dba Momentum Solar | PSE&G |  | Accepted | 2025-05-08 | 2025-06-06 | 2026-06-06 | Solar Panels | Hanwha | q.peak duo blk-g10+410 |  | 0.41 | 4 | 104 | 25 |  | Fixed | Roof
NJADRE1559694236 | Administratively Determined Incentive Program | NEWARK | 7108 | 4.1 | Residential | Behind the Meter | Yes | Pro Custom Solar dba Momentum Solar | PSE&G |  | Accepted | 2025-05-08 | 2025-06-06 | 2026-06-06 | Solar Panels | Hanwha | q.peak duo blk ml-g10+410 |  | 0.41 | 6 | 194 | 25 |  | Fixed | Roof
NJADRE1559694294 | Administratively Determined Incentive Program | PISCATAWAY | 8854 | 4.92 | Residential | Behind the Meter | Yes | Sunrun Installation Services, Inc. | PSE&G |  | Accepted | 2025-05-08 | 2025-06-06 | 2026-06-06 | Inverters | Tesla | POWERWALL 3 1707000-XX-Y | 11500 |  | 1 |  |  | 0.97 |  | Outdoor
NJADRE1559694294 | Administratively Determined Incentive Program | PISCATAWAY | 8854 | 4.92 | Residential | Behind the Meter | Yes | Sunrun Installation Services, Inc. | PSE&G |  | Accepted | 2025-05-08 | 2025-06-06 | 2026-06-06 | Solar Panels | HANWHA Q-CELLS | Q.PEAK DUO BLK ML-G10+ 410 |  | 0.41 | 3 | 88 | 22 |  | Fixed | Roof
NJADRE1559694294 | Administratively Determined Incentive Program | PISCATAWAY | 8854 | 4.92 | Residential | Behind the Meter | Yes | Sunrun Installation Services, Inc. | PSE&G |  | Accepted | 2025-05-08 | 2025-06-06 | 2026-06-06 | Solar Panels | HANWHA Q-CELLS | Q.PEAK DUO BLK ML-G10+ 410 |  | 0.41 | 3 | 357 | 22 |  | Fixed | Roof
NJADRE1559694294 | Administratively Determined Incentive Program | PISCATAWAY | 8854 | 4.92 | Residential | Behind the Meter | Yes | Sunrun Installation Services, Inc. | PSE&G |  | Accepted | 2025-05-08 | 2025-06-06 | 2026-06-06 | Electric Storage Battery | Tesla | POWERWALL 3 1707000-XX-Y |  |  | 1 |  |  |  | Lithium Ion |  | OUTSIDE
NJADRE1559694294 | Administratively Determined Incentive Program | PISCATAWAY | 8854 | 4.92 | Residential | Behind the Meter | Yes | Sunrun Installation Services, Inc. | PSE&G |  | Accepted | 2025-05-08 | 2025-06-06 | 2026-06-06 | Solar Panels | HANWHA Q-CELLS | Q.PEAK DUO BLK ML-G10+ 410 |  | 0.41 | 3 | 268 | 24 |  | Fixed | Roof
NJADRE1559694294 | Administratively Determined Incentive Program | PISCATAWAY | 8854 | 4.92 | Residential | Behind the Meter | Yes | Sunrun Installation Services, Inc. | PSE&G |  | Accepted | 2025-05-08 | 2025-06-06 | 2026-06-06 | Solar Panels | HANWHA Q-CELLS | Q.PEAK DUO BLK ML-G10+ 410 |  | 0.41 | 3 | 177 | 23 |  | Fixed | Roof
NJADRE1559694318 | Administratively Determined Incentive Program | PLAINFIELD | 7062 | 8.61 | Residential | Behind the Meter | Yes | Big Wave Roofing and Solar, LLC | PSE&G |  | Accepted | 2025-05-08 | 2025-06-06 | 2026-06-06 | Solar Panels | Mission | MSE410HT0B |  | 0.41 | 17 | 230 | 32 |  | Fixed | Roof
NJADRE1559694318 | Administratively Determined Incentive Program | PLAINFIELD | 7062 | 8.61 | Residential | Behind the Meter | Yes | Big Wave Roofing and Solar, LLC | PSE&G |  | Accepted | 2025-05-08 | 2025-06-06 | 2026-06-06 | Solar Panels | Mission | MSE410HT0B |  | 0.41 | 4 | 50 | 32 |  | Fixed | Roof
NJADRE1559694318 | Administratively Determined Incentive Program | PLAINFIELD | 7062 | 8.61 | Residential | Behind the Meter | Yes | Big Wave Roofing and Solar, LLC | PSE&G |  | Accepted | 2025-05-08 | 2025-06-06 | 2026-06-06 | Inverters | Enphase | IQ8HC-72-M-DOM-US | 380 |  | 21 |  |  | 0.97 |  | Outside
NJADRE1559694370 | Administratively Determined Incentive Program | Cedar Brook | 8018 | 6.45 | Residential | Behind the Meter | Yes | Integrity Solar & Home Solutions, LLC | AC Electric |  | Accepted | 2025-05-08 | 2025-06-06 | 2026-06-06 | Inverters | ENPHASE | IQ8HC | 380 |  | 15 |  |  | 0.98 |  | Other | UNDER EACH PANEL
NJADRE1559694370 | Administratively Determined Incentive Program | Cedar Brook | 8018 | 6.45 | Residential | Behind the Meter | Yes | Integrity Solar & Home Solutions, LLC | AC Electric |  | Accepted | 2025-05-08 | 2025-06-06 | 2026-06-06 | Solar Panels | SEG SOLAR | SEG-430-BTD-BG |  | 0.43 | 15 | 255 | 36 |  | Fixed | Roof
NJADRE1559694412 | Administratively Determined Incentive Program | KENILWORTH | 7033 | 8.17 | Residential | Behind the Meter | Yes | Pro Custom Solar dba Momentum Solar | PSE&G |  | Accepted | 2025-05-08 | 2025-06-06 | 2026-06-06 | Inverters | ENPHASE | IQ8HC-72-M-DOM-US | 380 |  | 19 |  |  | 0.97 |  | Outdoor
NJADRE1559694412 | Administratively Determined Incentive Program | KENILWORTH | 7033 | 8.17 | Residential | Behind the Meter | Yes | Pro Custom Solar dba Momentum Solar | PSE&G |  | Accepted | 2025-05-08 | 2025-06-06 | 2026-06-06 | Solar Panels | Hanwha | Q.Tron BLK M-G2+ 430 |  | 0.43 | 8 | 156 | 26 |  | Fixed | Roof
NJADRE1559694412 | Administratively Determined Incentive Program | KENILWORTH | 7033 | 8.17 | Residential | Behind the Meter | Yes | Pro Custom Solar dba Momentum Solar | PSE&G |  | Accepted | 2025-05-08 | 2025-06-06 | 2026-06-06 | Solar Panels | Hanwha | Q.Tron BLK M-G2+ 430 |  | 0.43 | 11 | 336 | 25 |  | Fixed | Roof
NJADRE1559694422 | Administratively Determined Incentive Program | HAMMONTON | 8037 | 4.73 | Residential | Behind the Meter | Yes | EMT Renewables, LLC | AC Electric |  | Accepted | 2025-05-08 | 2025-06-09 | 2026-06-09 | Inverters | ENPHASE | IQ8+ | 290 |  | 11 |  |  | 0.98 |  | Other | UNDER EACH PANEL
NJADRE1559694422 | Administratively Determined Incentive Program | HAMMONTON | 8037 | 4.73 | Residential | Behind the Meter | Yes | EMT Renewables, LLC | AC Electric |  | Accepted | 2025-05-08 | 2025-06-09 | 2026-06-09 | Solar Panels | SEG SOLAR | SEG 430 |  | 0.43 | 11 | 240 | 39 |  | Fixed | Roof
NJADRE1559694442 | Administratively Determined Incentive Program | Hillside | 7205 | 3.645 | Residential | Behind the Meter | Yes | Sunrun Installation Services, Inc. | PSE&G |  | Accepted | 2025-05-08 | 2025-06-06 | 2026-06-06 | Solar Panels | JA SOLAR | JAM54S31-405/MR |  | 0.405 | 5 | 120 | 21 |  | Fixed | Roof
NJADRE1559694442 | Administratively Determined Incentive Program | Hillside | 7205 | 3.645 | Residential | Behind the Meter | Yes | Sunrun Installation Services, Inc. | PSE&G |  | Accepted | 2025-05-08 | 2025-06-06 | 2026-06-06 | Inverters | SOLAREDGE TECHNOLOGIES | SE3800H-USMN | 3800 |  | 1 |  |  | 0.99 |  | Outdoor
NJADRE1559694442 | Administratively Determined Incentive Program | Hillside | 7205 | 3.645 | Residential | Behind the Meter | Yes | Sunrun Installation Services, Inc. | PSE&G |  | Accepted | 2025-05-08 | 2025-06-06 | 2026-06-06 | Solar Panels | JA SOLAR | JAM54S31-405/MR |  | 0.405 | 2 | 300 | 38 |  | Fixed | Roof
NJADRE1559694442 | Administratively Determined Incentive Program | Hillside | 7205 | 3.645 | Residential | Behind the Meter | Yes | Sunrun Installation Services, Inc. | PSE&G |  | Accepted | 2025-05-08 | 2025-06-06 | 2026-06-06 | Solar Panels | JA SOLAR | JAM54S31-405/MR |  | 0.405 | 2 | 30 | 16 |  | Fixed | Roof
NJADRE1559694442 | Administratively Determined Incentive Program | Hillside | 7205 | 3.645 | Residential | Behind the Meter | Yes | Sunrun Installation Services, Inc. | PSE&G |  | Accepted | 2025-05-08 | 2025-06-06 | 2026-06-06 | Meters | SOLAREDGE TECHNOLOGIES | SE3800H-USMN |  |  | 1 |  |  |  | Yes | Outdoor
NJADRE1559694503 | Administratively Determined Incentive Program | Morganville | 7751 | 10.32 | Residential | Behind the Meter | No | Green Power Energy, LLC | JCP&L |  | Accepted | 2025-05-08 | 2025-06-09 | 2026-06-09 | Solar Panels | SEG Solar | SEG-430-BTD-BG |  | 0.43 | 5 | 193 | 34 |  | Fixed | Roof
NJADRE1559694503 | Administratively Determined Incentive Program | Morganville | 7751 | 10.32 | Residential | Behind the Meter | No | Green Power Energy, LLC | JCP&L |  | Accepted | 2025-05-08 | 2025-06-09 | 2026-06-09 | Inverters | Enphase Energy | IQ8MC-72-M-US [240V] | 320 |  | 24 |  |  | 0.98 |  | Outside | Roof
NJADRE1559694503 | Administratively Determined Incentive Program | Morganville | 7751 | 10.32 | Residential | Behind the Meter | No | Green Power Energy, LLC | JCP&L |  | Accepted | 2025-05-08 | 2025-06-09 | 2026-06-09 | Solar Panels | SEG Solar | SEG-430-BTD-BG |  | 0.43 | 3 | 283 | 40 |  | Fixed | Roof
NJADRE1559694503 | Administratively Determined Incentive Program | Morganville | 7751 | 10.32 | Residential | Behind the Meter | No | Green Power Energy, LLC | JCP&L |  | Accepted | 2025-05-08 | 2025-06-09 | 2026-06-09 | Solar Panels | SEG Solar | SEG-430-BTD-BG |  | 0.43 | 2 | 193 | 34 |  | Fixed | Roof
NJADRE1559694503 | Administratively Determined Incentive Program | Morganville | 7751 | 10.32 | Residential | Behind the Meter | No | Green Power Energy, LLC | JCP&L |  | Accepted | 2025-05-08 | 2025-06-09 | 2026-06-09 | Solar Panels | SEG Solar | SEG-430-BTD-BG |  | 0.43 | 14 | 103 | 40 |  | Fixed | Roof
NJADRE1559694505 | Administratively Determined Incentive Program | MARLTON | 8053 | 13.02 | Residential | Behind the Meter | No | Public Service Solar, LLC | PSE&G |  | Accepted | 2025-05-08 | 2025-06-06 | 2026-06-06 | Solar Panels | Panasonic | EVPV420HK2 |  | 0.42 | 15 | 163 | 34 |  | Fixed | Roof
NJADRE1559694505 | Administratively Determined Incentive Program | MARLTON | 8053 | 13.02 | Residential | Behind the Meter | No | Public Service Solar, LLC | PSE&G |  | Accepted | 2025-05-08 | 2025-06-06 | 2026-06-06 | Solar Panels | Panasonic | EVPV420HK2 |  | 0.42 | 2 | 163 | 34 |  | Fixed | Roof
NJADRE1559694505 | Administratively Determined Incentive Program | MARLTON | 8053 | 13.02 | Residential | Behind the Meter | No | Public Service Solar, LLC | PSE&G |  | Accepted | 2025-05-08 | 2025-06-06 | 2026-06-06 | Solar Panels | Panasonic | EVPV420HK2 |  | 0.42 | 2 | 253 | 33 |  | Fixed | Roof
NJADRE1559694505 | Administratively Determined Incentive Program | MARLTON | 8053 | 13.02 | Residential | Behind the Meter | No | Public Service Solar, LLC | PSE&G |  | Accepted | 2025-05-08 | 2025-06-06 | 2026-06-06 | Inverters | Enphase | iQ8HC-72-M-US | 380 |  | 31 |  |  | 0.96 |  | Outdoor | Under Panels
NJADRE1559694505 | Administratively Determined Incentive Program | MARLTON | 8053 | 13.02 | Residential | Behind the Meter | No | Public Service Solar, LLC | PSE&G |  | Accepted | 2025-05-08 | 2025-06-06 | 2026-06-06 | Solar Panels | Panasonic | EVPV420HK2 |  | 0.42 | 2 | 73 | 34 |  | Fixed | Roof
NJADRE1559694505 | Administratively Determined Incentive Program | MARLTON | 8053 | 13.02 | Residential | Behind the Meter | No | Public Service Solar, LLC | PSE&G |  | Accepted | 2025-05-08 | 2025-06-06 | 2026-06-06 | Solar Panels | Panasonic | EVPV420HK2 |  | 0.42 | 10 | 253 | 45 |  | Fixed | Roof
NJADRE1559694510 | Administratively Determined Incentive Program | Hammonton | 8037 | 15.48 | Residential | Behind the Meter | Yes | EMT Renewables, LLC | AC Electric |  | Accepted | 2025-05-08 | 2025-06-09 | 2026-06-09 | Inverters | ENPHASE | IQ8+ | 290 |  | 36 |  |  | 0.98 |  | Other | UNDER EACH PANEL
NJADRE1559694510 | Administratively Determined Incentive Program | Hammonton | 8037 | 15.48 | Residential | Behind the Meter | Yes | EMT Renewables, LLC | AC Electric |  | Accepted | 2025-05-08 | 2025-06-09 | 2026-06-09 | Solar Panels | SEG SOLAR | SEG 430 |  | 0.43 | 18 | 135 | 36 |  | Fixed | Roof
NJADRE1559694510 | Administratively Determined Incentive Program | Hammonton | 8037 | 15.48 | Residential | Behind the Meter | Yes | EMT Renewables, LLC | AC Electric |  | Accepted | 2025-05-08 | 2025-06-09 | 2026-06-09 | Solar Panels | SEG SOLAR | SEG 430 |  | 0.43 | 5 | 316 | 20 |  | Fixed | Roof
NJADRE1559694510 | Administratively Determined Incentive Program | Hammonton | 8037 | 15.48 | Residential | Behind the Meter | Yes | EMT Renewables, LLC | AC Electric |  | Accepted | 2025-05-08 | 2025-06-09 | 2026-06-09 | Solar Panels | SEG SOLAR | SEG 430 |  | 0.43 | 1 | 134 | 32 |  | Fixed | Roof
NJADRE1559694510 | Administratively Determined Incentive Program | Hammonton | 8037 | 15.48 | Residential | Behind the Meter | Yes | EMT Renewables, LLC | AC Electric |  | Accepted | 2025-05-08 | 2025-06-09 | 2026-06-09 | Solar Panels | SEG SOLAR | SEG 430 |  | 0.43 | 12 | 315 | 36 |  | Fixed | Roof
NJADRE1559694517 | Administratively Determined Incentive Program | Galloway | 8205 | 4.92 | Residential | Behind the Meter | Yes | Trinity Solar, LLC | AC Electric |  | Accepted | 2025-05-08 | 2025-06-13 | 2026-06-13 | Solar Panels | Hanwha | HANWHA 410 (Q.PEAK DUO BLK ML-G10+ 410) |  | 0.41 | 12 | 281 | 30 |  | Fixed | Roof
NJADRE1559694517 | Administratively Determined Incentive Program | Galloway | 8205 | 4.92 | Residential | Behind the Meter | Yes | Trinity Solar, LLC | AC Electric |  | Accepted | 2025-05-08 | 2025-06-13 | 2026-06-13 | Inverters | Solar Edge | USE3800H-USMNBL75 | 3800 |  | 1 |  |  | 0.97 |  | Outdoor
NJADRE1559694527 | Administratively Determined Incentive Program | LAUREL SPRINGS | 8021 | 5.16 | Residential | Behind the Meter | Yes | EMT Renewables, LLC | AC Electric |  | Accepted | 2025-05-08 | 2025-06-06 | 2026-06-06 | Inverters | ENPHASE | IQ8+ | 290 |  | 12 |  |  | 0.98 |  | Other | UNDER EACH PANEL
NJADRE1559694527 | Administratively Determined Incentive Program | LAUREL SPRINGS | 8021 | 5.16 | Residential | Behind the Meter | Yes | EMT Renewables, LLC | AC Electric |  | Accepted | 2025-05-08 | 2025-06-06 | 2026-06-06 | Solar Panels | SEG SOLAR | SEG 430 |  | 0.43 | 12 | 231 | 43 |  | Fixed | Roof
NJADRE1559694529 | Administratively Determined Incentive Program | Egg Harbor Township | 8234 | 4.92 | Residential | Behind the Meter | Yes | Sunrun Installation Services, Inc. | AC Electric |  | Accepted | 2025-06-03 | 2025-06-26 | 2026-06-26 | Inverters | SOLAREDGE TECHNOLOGIES | SE3800H-USMN | 3800 |  | 1 |  |  | 0.99 |  | Outdoor
NJADRE1559694529 | Administratively Determined Incentive Program | Egg Harbor Township | 8234 | 4.92 | Residential | Behind the Meter | Yes | Sunrun Installation Services, Inc. | AC Electric |  | Accepted | 2025-06-03 | 2025-06-26 | 2026-06-26 | Solar Panels | HANWHA Q-CELLS | Q.PEAK DUO BLK ML-G10+ 410 |  | 0.41 | 5 | 111 | 31 |  | Fixed | Roof
NJADRE1559694529 | Administratively Determined Incentive Program | Egg Harbor Township | 8234 | 4.92 | Residential | Behind the Meter | Yes | Sunrun Installation Services, Inc. | AC Electric |  | Accepted | 2025-06-03 | 2025-06-26 | 2026-06-26 | Solar Panels | HANWHA Q-CELLS | Q.PEAK DUO BLK ML-G10+ 410 |  | 0.41 | 3 | 202 | 35 |  | Fixed | Roof
NJADRE1559694529 | Administratively Determined Incentive Program | Egg Harbor Township | 8234 | 4.92 | Residential | Behind the Meter | Yes | Sunrun Installation Services, Inc. | AC Electric |  | Accepted | 2025-06-03 | 2025-06-26 | 2026-06-26 | Solar Panels | HANWHA Q-CELLS | Q.PEAK DUO BLK ML-G10+ 410 |  | 0.41 | 4 | 291 | 30 |  | Fixed | Roof
NJADRE1559694532 | Administratively Determined Incentive Program | Greenwich Township | 8886 | 23.37 | Residential | Behind the Meter | No | Tesla Energy Operations, Inc. | JCP&L |  | Accepted | 2025-05-08 | 2025-06-06 | 2026-06-06 | Solar Panels | Hanwha | Q.PEAK DUO BLK ML-G10+/TS 410 |  | 0.41 | 8 | 179 | 30 |  | Fixed | Roof
NJADRE1559694532 | Administratively Determined Incentive Program | Greenwich Township | 8886 | 23.37 | Residential | Behind the Meter | No | Tesla Energy Operations, Inc. | JCP&L |  | Accepted | 2025-05-08 | 2025-06-06 | 2026-06-06 | Solar Panels | Hanwha | Q.PEAK DUO BLK ML-G10+/TS 410 |  | 0.41 | 14 | 90 | 30 |  | Fixed | Roof
NJADRE1559694532 | Administratively Determined Incentive Program | Greenwich Township | 8886 | 23.37 | Residential | Behind the Meter | No | Tesla Energy Operations, Inc. | JCP&L |  | Accepted | 2025-05-08 | 2025-06-06 | 2026-06-06 | Solar Panels | Hanwha | Q.PEAK DUO BLK ML-G10+/TS 410 |  | 0.41 | 15 | 270 | 30 |  | Fixed | Roof
NJADRE1559694532 | Administratively Determined Incentive Program | Greenwich Township | 8886 | 23.37 | Residential | Behind the Meter | No | Tesla Energy Operations, Inc. | JCP&L |  | Accepted | 2025-05-08 | 2025-06-06 | 2026-06-06 | Solar Panels | Hanwha | Q.PEAK DUO BLK ML-G10+/TS 410 |  | 0.41 | 3 | 89 | 45 |  | Fixed | Roof
NJADRE1559694532 | Administratively Determined Incentive Program | Greenwich Township | 8886 | 23.37 | Residential | Behind the Meter | No | Tesla Energy Operations, Inc. | JCP&L |  | Accepted | 2025-05-08 | 2025-06-06 | 2026-06-06 | Solar Panels | Hanwha | Q.PEAK DUO BLK ML-G10+/TS 410 |  | 0.41 | 5 | 359 | 30 |  | Fixed | Roof
NJADRE1559694532 | Administratively Determined Incentive Program | Greenwich Township | 8886 | 23.37 | Residential | Behind the Meter | No | Tesla Energy Operations, Inc. | JCP&L |  | Accepted | 2025-05-08 | 2025-06-06 | 2026-06-06 | Solar Panels | Hanwha | Q.PEAK DUO BLK ML-G10+/TS 410 |  | 0.41 | 12 | 359 | 30 |  | Fixed | Roof
NJADRE1559694532 | Administratively Determined Incentive Program | Greenwich Township | 8886 | 23.37 | Residential | Behind the Meter | No | Tesla Energy Operations, Inc. | JCP&L |  | Accepted | 2025-05-08 | 2025-06-06 | 2026-06-06 | Inverters | Tesla | 1538000-XX-Y | 7600 |  | 3 |  |  | 0.98 |  | Outside
NJADRE1559694534 | Administratively Determined Incentive Program | LINWOOD | 8221 | 9.03 | Residential | Behind the Meter | Yes | Pro Custom Solar dba Momentum Solar | AC Electric |  | Accepted | 2025-05-08 | 2025-06-06 | 2026-06-06 | Solar Panels | Hanwha | Q.Tron BLK M-G2+ 430 |  | 0.43 | 6 | 206 | 23 |  | Fixed | Roof
NJADRE1559694534 | Administratively Determined Incentive Program | LINWOOD | 8221 | 9.03 | Residential | Behind the Meter | Yes | Pro Custom Solar dba Momentum Solar | AC Electric |  | Accepted | 2025-05-08 | 2025-06-06 | 2026-06-06 | Solar Panels | Hanwha | Q.Tron BLK M-G2+ 430 |  | 0.43 | 4 | 26 | 31 |  | Fixed | Roof
NJADRE1559694534 | Administratively Determined Incentive Program | LINWOOD | 8221 | 9.03 | Residential | Behind the Meter | Yes | Pro Custom Solar dba Momentum Solar | AC Electric |  | Accepted | 2025-05-08 | 2025-06-06 | 2026-06-06 | Inverters | ENPHASE | IQ8HC-72-M-DOM-US | 380 |  | 21 |  |  | 0.97 |  | Outdoor
NJADRE1559694534 | Administratively Determined Incentive Program | LINWOOD | 8221 | 9.03 | Residential | Behind the Meter | Yes | Pro Custom Solar dba Momentum Solar | AC Electric |  | Accepted | 2025-05-08 | 2025-06-06 | 2026-06-06 | Solar Panels | Hanwha | Q.Tron BLK M-G2+ 430 |  | 0.43 | 4 | 206 | 30 |  | Fixed | Roof
NJADRE1559694534 | Administratively Determined Incentive Program | LINWOOD | 8221 | 9.03 | Residential | Behind the Meter | Yes | Pro Custom Solar dba Momentum Solar | AC Electric |  | Accepted | 2025-05-08 | 2025-06-06 | 2026-06-06 | Solar Panels | Hanwha | Q.Tron BLK M-G2+ 430 |  | 0.43 | 7 | 26 | 20 |  | Fixed | Roof
NJADRE1559694537 | Administratively Determined Incentive Program | Flemington | 8822 | 30.175 | Residential | Behind the Meter | No | Sea Bright Solar, LLC | JCP&L |  | Accepted | 2025-05-08 | 2025-06-06 | 2026-06-06 | Solar Panels | QCell | Q.TRON BLK M-G2+425 |  | 0.425 | 17 | 196 | 22 |  | Fixed | Roof
NJADRE1559694537 | Administratively Determined Incentive Program | Flemington | 8822 | 30.175 | Residential | Behind the Meter | No | Sea Bright Solar, LLC | JCP&L |  | Accepted | 2025-05-08 | 2025-06-06 | 2026-06-06 | Electric Storage Battery | Tesla | Powerwall 3.0 |  |  | 4 |  |  |  | Lithium Ion |  | Inside
NJADRE1559694537 | Administratively Determined Incentive Program | Flemington | 8822 | 30.175 | Residential | Behind the Meter | No | Sea Bright Solar, LLC | JCP&L |  | Accepted | 2025-05-08 | 2025-06-06 | 2026-06-06 | Solar Panels | QCell | Q.TRON BLK M-G2+425 |  | 0.425 | 39 | 221 | 34 |  | Fixed | Roof
NJADRE1559694537 | Administratively Determined Incentive Program | Flemington | 8822 | 30.175 | Residential | Behind the Meter | No | Sea Bright Solar, LLC | JCP&L |  | Accepted | 2025-05-08 | 2025-06-06 | 2026-06-06 | Solar Panels | QCell | Q.TRON BLK M-G2+425 |  | 0.425 | 15 | 217 | 15 |  | Fixed | Roof
NJADRE1559694537 | Administratively Determined Incentive Program | Flemington | 8822 | 30.175 | Residential | Behind the Meter | No | Sea Bright Solar, LLC | JCP&L |  | Accepted | 2025-05-08 | 2025-06-06 | 2026-06-06 | Inverters | Enphase | IQ8AC-72-M-US | 349 |  | 71 |  |  | 0.97 |  | Outdoor
NJADRE1559694537 | Administratively Determined Incentive Program | Flemington | 8822 | 30.175 | Residential | Behind the Meter | No | Sea Bright Solar, LLC | JCP&L |  | Accepted | 2025-05-08 | 2025-06-06 | 2026-06-06 | Meters | Enphase | IQ Envoy |  |  | 1 |  |  |  | Yes | Outdoor
NJADRE1559694538 | Administratively Determined Incentive Program | Plainfield | 7062 | 9.84 | Residential | Behind the Meter | Yes | Big Wave Roofing and Solar, LLC | PSE&G |  | Accepted | 2025-05-08 | 2025-06-09 | 2026-06-09 | Solar Panels | Mission | MSE410HT0B |  | 0.41 | 5 | 216 | 32 |  | Fixed | Roof
NJADRE1559694538 | Administratively Determined Incentive Program | Plainfield | 7062 | 9.84 | Residential | Behind the Meter | Yes | Big Wave Roofing and Solar, LLC | PSE&G |  | Accepted | 2025-05-08 | 2025-06-09 | 2026-06-09 | Inverters | Enphase | IQ8HC-72-M-DOM-US | 380 |  | 24 |  |  | 0.97 |  | Outside
NJADRE1559694538 | Administratively Determined Incentive Program | Plainfield | 7062 | 9.84 | Residential | Behind the Meter | Yes | Big Wave Roofing and Solar, LLC | PSE&G |  | Accepted | 2025-05-08 | 2025-06-09 | 2026-06-09 | Solar Panels | Mission | MSE410HT0B |  | 0.41 | 3 | 126 | 32 |  | Fixed | Roof
NJADRE1559694538 | Administratively Determined Incentive Program | Plainfield | 7062 | 9.84 | Residential | Behind the Meter | Yes | Big Wave Roofing and Solar, LLC | PSE&G |  | Accepted | 2025-05-08 | 2025-06-09 | 2026-06-09 | Solar Panels | Mission | MSE410HT0B |  | 0.41 | 2 | 306 | 32 |  | Fixed | Roof
NJADRE1559694538 | Administratively Determined Incentive Program | Plainfield | 7062 | 9.84 | Residential | Behind the Meter | Yes | Big Wave Roofing and Solar, LLC | PSE&G |  | Accepted | 2025-05-08 | 2025-06-09 | 2026-06-09 | Solar Panels | Mission | MSE410HT0B |  | 0.41 | 10 | 126 | 34 |  | Fixed | Roof
NJADRE1559694538 | Administratively Determined Incentive Program | Plainfield | 7062 | 9.84 | Residential | Behind the Meter | Yes | Big Wave Roofing and Solar, LLC | PSE&G |  | Accepted | 2025-05-08 | 2025-06-09 | 2026-06-09 | Solar Panels | Mission | MSE410HT0B |  | 0.41 | 3 | 216 | 32 |  | Fixed | Roof
NJADRE1559694538 | Administratively Determined Incentive Program | Plainfield | 7062 | 9.84 | Residential | Behind the Meter | Yes | Big Wave Roofing and Solar, LLC | PSE&G |  | Accepted | 2025-05-08 | 2025-06-09 | 2026-06-09 | Solar Panels | Mission | MSE410HT0B |  | 0.41 | 1 | 306 | 32 |  | Fixed | Roof
NJADRE1559694540 | Administratively Determined Incentive Program | EDISON | 8817 | 6.88 | Residential | Behind the Meter | Yes | EMT Renewables, LLC | PSE&G |  | Accepted | 2025-05-08 | 2025-06-06 | 2026-06-06 | Solar Panels | SEG SOLAR | SEG 430 |  | 0.43 | 10 | 331 | 14 |  | Fixed | Roof
NJADRE1559694540 | Administratively Determined Incentive Program | EDISON | 8817 | 6.88 | Residential | Behind the Meter | Yes | EMT Renewables, LLC | PSE&G |  | Accepted | 2025-05-08 | 2025-06-06 | 2026-06-06 | Inverters | ENPHASE | IQ8+ | 290 |  | 16 |  |  | 0.98 |  | Other | UNDER EACH PANEL
NJADRE1559694540 | Administratively Determined Incentive Program | EDISON | 8817 | 6.88 | Residential | Behind the Meter | Yes | EMT Renewables, LLC | PSE&G |  | Accepted | 2025-05-08 | 2025-06-06 | 2026-06-06 | Solar Panels | SEG SOLAR | SEG 430 |  | 0.43 | 6 | 151 | 15 |  | Fixed | Roof
NJADRE1559694541 | Administratively Determined Incentive Program | TOMS RIVER | 8753 | 13.33 | Residential | Behind the Meter | Yes | Integrity Solar & Home Solutions, LLC | JCP&L |  | Accepted | 2025-05-08 | 2025-06-06 | 2026-06-06 | Inverters | ENPHASE | IQ8HC | 380 |  | 31 |  |  | 0.98 |  | Other | UNDER EACH PANEL
NJADRE1559694541 | Administratively Determined Incentive Program | TOMS RIVER | 8753 | 13.33 | Residential | Behind the Meter | Yes | Integrity Solar & Home Solutions, LLC | JCP&L |  | Accepted | 2025-05-08 | 2025-06-06 | 2026-06-06 | Solar Panels | SEG SOLAR | SEG-430-BTD-BG |  | 0.43 | 19 | 94 | 19 |  | Fixed | Roof
NJADRE1559694541 | Administratively Determined Incentive Program | TOMS RIVER | 8753 | 13.33 | Residential | Behind the Meter | Yes | Integrity Solar & Home Solutions, LLC | JCP&L |  | Accepted | 2025-05-08 | 2025-06-06 | 2026-06-06 | Solar Panels | SEG SOLAR | SEG-430-BTD-BG |  | 0.43 | 12 | 274 | 19 |  | Fixed | Roof
NJADRE1559694557 | Administratively Determined Incentive Program | West Berlin | 8091 | 11.07 | Residential | Behind the Meter | Yes | Trinity Solar, LLC | AC Electric |  | Accepted | 2025-05-08 | 2025-06-12 | 2026-06-12 | Inverters | Solar Edge | USE10000H-USMNBL75 | 10000 |  | 1 |  |  | 0.97 |  | Outdoor
NJADRE1559694557 | Administratively Determined Incentive Program | West Berlin | 8091 | 11.07 | Residential | Behind the Meter | Yes | Trinity Solar, LLC | AC Electric |  | Accepted | 2025-05-08 | 2025-06-12 | 2026-06-12 | Solar Panels | HANWHA | (Q.PEAK DUO BLK ML-G10+ 410) |  | 0.41 | 13 | 83 | 20 |  | Fixed | Roof
NJADRE1559694557 | Administratively Determined Incentive Program | West Berlin | 8091 | 11.07 | Residential | Behind the Meter | Yes | Trinity Solar, LLC | AC Electric |  | Accepted | 2025-05-08 | 2025-06-12 | 2026-06-12 | Solar Panels | HANWHA | (Q.PEAK DUO BLK ML-G10+ 410) |  | 0.41 | 14 | 263 | 20 |  | Fixed | Roof
NJADRE1559694558 | Administratively Determined Incentive Program | Sicklerville | 8081 | 6.88 | Residential | Behind the Meter | Yes | EMT Renewables, LLC | AC Electric |  | Accepted | 2025-05-08 | 2025-06-06 | 2026-06-06 | Solar Panels | SEG SOLAR | SEG 430 |  | 0.43 | 7 | 197 | 34 |  | Fixed | Roof
NJADRE1559694558 | Administratively Determined Incentive Program | Sicklerville | 8081 | 6.88 | Residential | Behind the Meter | Yes | EMT Renewables, LLC | AC Electric |  | Accepted | 2025-05-08 | 2025-06-06 | 2026-06-06 | Inverters | ENPHASE | IQ8+ | 290 |  | 16 |  |  | 0.98 |  | Other | UNDER EACH PANEL
NJADRE1559694558 | Administratively Determined Incentive Program | Sicklerville | 8081 | 6.88 | Residential | Behind the Meter | Yes | EMT Renewables, LLC | AC Electric |  | Accepted | 2025-05-08 | 2025-06-06 | 2026-06-06 | Solar Panels | SEG SOLAR | SEG 430 |  | 0.43 | 6 | 17 | 34 |  | Fixed | Roof
NJADRE1559694558 | Administratively Determined Incentive Program | Sicklerville | 8081 | 6.88 | Residential | Behind the Meter | Yes | EMT Renewables, LLC | AC Electric |  | Accepted | 2025-05-08 | 2025-06-06 | 2026-06-06 | Solar Panels | SEG SOLAR | SEG 430 |  | 0.43 | 3 | 197 | 34 |  | Fixed | Roof
NJADRE1559694563 | Administratively Determined Incentive Program | Long Branch | 7740 | 10.66 | Residential | Behind the Meter | Yes | Sunrun Installation Services, Inc. | JCP&L |  | Accepted | 2025-05-08 | 2025-06-06 | 2026-06-06 | Solar Panels | Hanwha Q-Cells | Q.PEAK DUO BLK ML-G10+ 410 |  | 0.41 | 11 | 58 | 27 |  | Fixed | Roof
NJADRE1559694563 | Administratively Determined Incentive Program | Long Branch | 7740 | 10.66 | Residential | Behind the Meter | Yes | Sunrun Installation Services, Inc. | JCP&L |  | Accepted | 2025-05-08 | 2025-06-06 | 2026-06-06 | Inverters | SolarEdge Technologies | SE7600H-USMN | 7600 |  | 1 |  |  | 0.99 |  | Outdoor | Next to meter
NJADRE1559694563 | Administratively Determined Incentive Program | Long Branch | 7740 | 10.66 | Residential | Behind the Meter | Yes | Sunrun Installation Services, Inc. | JCP&L |  | Accepted | 2025-05-08 | 2025-06-06 | 2026-06-06 | Solar Panels | Hanwha Q-Cells | Q.PEAK DUO BLK ML-G10+ 410 |  | 0.41 | 15 | 238 | 5 |  | Fixed | Roof
NJADRE1559694563 | Administratively Determined Incentive Program | Long Branch | 7740 | 10.66 | Residential | Behind the Meter | Yes | Sunrun Installation Services, Inc. | JCP&L |  | Accepted | 2025-05-08 | 2025-06-06 | 2026-06-06 | Meters |  |  |  |  | 1
NJADRE1559694835 | Administratively Determined Incentive Program | Plainfield | 7060 | 7.31 | Residential | Behind the Meter | Yes | EMT Renewables, LLC | PSE&G |  | Accepted | 2025-05-08 | 2025-06-06 | 2026-06-06 | Solar Panels | SEG SOLAR | SEG 430 |  | 0.43 | 5 | 310 | 43 |  | Fixed | Roof
NJADRE1559694835 | Administratively Determined Incentive Program | Plainfield | 7060 | 7.31 | Residential | Behind the Meter | Yes | EMT Renewables, LLC | PSE&G |  | Accepted | 2025-05-08 | 2025-06-06 | 2026-06-06 | Solar Panels | SEG SOLAR | SEG 430 |  | 0.43 | 12 | 130 | 43 |  | Fixed | Roof
NJADRE1559694835 | Administratively Determined Incentive Program | Plainfield | 7060 | 7.31 | Residential | Behind the Meter | Yes | EMT Renewables, LLC | PSE&G |  | Accepted | 2025-05-08 | 2025-06-06 | 2026-06-06 | Inverters | ENPHASE | IQ8+ | 290 |  | 17 |  |  | 0.98 |  | Other | UNDER EACH PANEL
NJADRE1559695274 | Administratively Determined Incentive Program | Parsippany | 7054 | 8.5 | Residential | Behind the Meter | No | Fusion Solar Energy, LLC | JCP&L |  | Accepted | 2025-05-08 | 2025-06-06 | 2026-06-06 | Solar Panels | JINKO SOLAR | JKM425N-54HL4R-B |  | 0.425 | 20 | 120.44 | 23 |  | Fixed | Roof
NJADRE1559695274 | Administratively Determined Incentive Program | Parsippany | 7054 | 8.5 | Residential | Behind the Meter | No | Fusion Solar Energy, LLC | JCP&L |  | Accepted | 2025-05-08 | 2025-06-06 | 2026-06-06 | Inverters | ENPHASE | IQ8PLUS-72-2-US | 290 |  | 20 |  |  | 0.973 |  | Outside | Roof
NJADRE1559695285 | Administratively Determined Incentive Program | HAWTHORNE BORO | 7506 | 8.61 | Residential | Behind the Meter | Yes | Sunrun Installation Services, Inc. | PSE&G |  | Accepted | 2025-05-08 | 2025-06-06 | 2026-06-06 | Electric Storage Battery | TESLA | Powerwall 3 1707000-xx-y |  |  | 1 |  |  |  | Lithium Ion |  | OUTSIDE
NJADRE1559695285 | Administratively Determined Incentive Program | HAWTHORNE BORO | 7506 | 8.61 | Residential | Behind the Meter | Yes | Sunrun Installation Services, Inc. | PSE&G |  | Accepted | 2025-05-08 | 2025-06-06 | 2026-06-06 | Solar Panels | Hanwha Q-Cells | Q.PEAK DUO BLK ML-G10+ 410 |  | 0.41 | 21 | 177 | 24 |  | Fixed | Roof
NJADRE1559695285 | Administratively Determined Incentive Program | HAWTHORNE BORO | 7506 | 8.61 | Residential | Behind the Meter | Yes | Sunrun Installation Services, Inc. | PSE&G |  | Accepted | 2025-05-08 | 2025-06-06 | 2026-06-06 | Inverters | TESLA | Powerwall 3 1707000-xx-y | 11500 |  | 1 |  |  | 0.97 |  | Outdoor | Next to meter
NJADRE1559695291 | Administratively Determined Incentive Program | Tuckerton | 8087 | 6.45 | Residential | Behind the Meter | No | Green Power Energy, LLC | AC Electric |  | Accepted | 2025-05-08 | 2025-06-06 | 2026-06-06 | Solar Panels | SEG Solar | SEG-430-BTD-BG |  | 0.43 | 7 | 178 | 33 |  | Fixed | Roof
NJADRE1559695291 | Administratively Determined Incentive Program | Tuckerton | 8087 | 6.45 | Residential | Behind the Meter | No | Green Power Energy, LLC | AC Electric |  | Accepted | 2025-05-08 | 2025-06-06 | 2026-06-06 | Solar Panels | SEG Solar | SEG-430-BTD-BG |  | 0.43 | 3 | 268 | 40 |  | Fixed | Roof
NJADRE1559695291 | Administratively Determined Incentive Program | Tuckerton | 8087 | 6.45 | Residential | Behind the Meter | No | Green Power Energy, LLC | AC Electric |  | Accepted | 2025-05-08 | 2025-06-06 | 2026-06-06 | Solar Panels | SEG Solar | SEG-430-BTD-BG |  | 0.43 | 4 | 178 | 50 |  | Fixed | Roof
NJADRE1559695291 | Administratively Determined Incentive Program | Tuckerton | 8087 | 6.45 | Residential | Behind the Meter | No | Green Power Energy, LLC | AC Electric |  | Accepted | 2025-05-08 | 2025-06-06 | 2026-06-06 | Solar Panels | SEG Solar | SEG-430-BTD-BG |  | 0.43 | 1 | 178 | 30 |  | Fixed | Roof
NJADRE1559695291 | Administratively Determined Incentive Program | Tuckerton | 8087 | 6.45 | Residential | Behind the Meter | No | Green Power Energy, LLC | AC Electric |  | Accepted | 2025-05-08 | 2025-06-06 | 2026-06-06 | Inverters | Enphase Energy | IQ8MC-72-M-US [240V] | 320 |  | 15 |  |  | 0.98 |  | Outside | Roof
NJADRE1559695294 | Administratively Determined Incentive Program | Colts Neck | 7722 | 31.45 | Residential | Behind the Meter | Yes | Solar Mite Solutions, LLC | JCP&L |  | Accepted | 2025-05-09 | 2025-06-09 | 2026-06-09 | Solar Panels | Jinko | JKM425N |  | 0.425 | 4 | 81 | 45 |  | Fixed | Roof
NJADRE1559695294 | Administratively Determined Incentive Program | Colts Neck | 7722 | 31.45 | Residential | Behind the Meter | Yes | Solar Mite Solutions, LLC | JCP&L |  | Accepted | 2025-05-09 | 2025-06-09 | 2026-06-09 | Solar Panels | Jinko | JKM425N |  | 0.425 | 4 | 261 | 45 |  | Fixed | Roof
NJADRE1559695294 | Administratively Determined Incentive Program | Colts Neck | 7722 | 31.45 | Residential | Behind the Meter | Yes | Solar Mite Solutions, LLC | JCP&L |  | Accepted | 2025-05-09 | 2025-06-09 | 2026-06-09 | Solar Panels | Jinko | JKM425N |  | 0.425 | 13 | 81 | 45 |  | Fixed | Roof
NJADRE1559695294 | Administratively Determined Incentive Program | Colts Neck | 7722 | 31.45 | Residential | Behind the Meter | Yes | Solar Mite Solutions, LLC | JCP&L |  | Accepted | 2025-05-09 | 2025-06-09 | 2026-06-09 | Solar Panels | Jinko | JKM425N |  | 0.425 | 53 | 171 | 35 |  | Fixed | Roof
NJADRE1559695294 | Administratively Determined Incentive Program | Colts Neck | 7722 | 31.45 | Residential | Behind the Meter | Yes | Solar Mite Solutions, LLC | JCP&L |  | Accepted | 2025-05-09 | 2025-06-09 | 2026-06-09 | Inverters | Enphase | IQ8HC-72-M-DOM-US | 380 |  | 74 |  |  | 0.97 |  | Outside
NJADRE1559695302 | Administratively Determined Incentive Program | Cape May Court House | 8210 | 7.74 | Residential | Behind the Meter | Yes | EMT Renewables, LLC | AC Electric |  | Accepted | 2025-05-08 | 2025-06-06 | 2026-06-06 | Inverters | ENPHASE | IQ8+ | 290 |  | 18 |  |  | 0.98 |  | Other | UNDER EACH PANEL
NJADRE1559695302 | Administratively Determined Incentive Program | Cape May Court House | 8210 | 7.74 | Residential | Behind the Meter | Yes | EMT Renewables, LLC | AC Electric |  | Accepted | 2025-05-08 | 2025-06-06 | 2026-06-06 | Solar Panels | SEG SOLAR | SEG 430 |  | 0.43 | 18 | 181 | 33 |  | Fixed | Roof
NJADRE1559695316 | Administratively Determined Incentive Program | Barnegat | 8005 | 13.76 | Residential | Behind the Meter | Yes | EMT Renewables, LLC | JCP&L |  | Accepted | 2025-05-08 | 2025-06-06 | 2026-06-06 | Inverters | ENPHASE | IQ8+ | 290 |  | 32 |  |  | 0.98 |  | Other | UNDER EACH PANEL
NJADRE1559695316 | Administratively Determined Incentive Program | Barnegat | 8005 | 13.76 | Residential | Behind the Meter | Yes | EMT Renewables, LLC | JCP&L |  | Accepted | 2025-05-08 | 2025-06-06 | 2026-06-06 | Solar Panels | SEG SOLAR | SEG 430 |  | 0.43 | 14 | 153 | 31 |  | Fixed | Roof
NJADRE1559695316 | Administratively Determined Incentive Program | Barnegat | 8005 | 13.76 | Residential | Behind the Meter | Yes | EMT Renewables, LLC | JCP&L |  | Accepted | 2025-05-08 | 2025-06-06 | 2026-06-06 | Solar Panels | SEG SOLAR | SEG 430 |  | 0.43 | 18 | 333 | 31 |  | Fixed | Roof
NJADRE1559695317 | Administratively Determined Incentive Program | BLOOMSBURY | 8804 | 43.12 | Residential | Behind the Meter | No | Exact Solar | JCP&L |  | Accepted | 2025-05-19 | 2025-06-16 | 2026-06-16 | Electric Storage Battery | Enphase | IQBATTERY-10C-1P-NA |  |  | 3 |  |  |  | Lithium Ion |  | INSIDE
NJADRE1559695317 | Administratively Determined Incentive Program | BLOOMSBURY | 8804 | 43.12 | Residential | Behind the Meter | No | Exact Solar | JCP&L |  | Accepted | 2025-05-19 | 2025-06-16 | 2026-06-16 | Inverters | Enphase | IQ8MC-72-M-US | 330 |  | 98 |  |  | 0.97 |  | Indoor
NJADRE1559695317 | Administratively Determined Incentive Program | BLOOMSBURY | 8804 | 43.12 | Residential | Behind the Meter | No | Exact Solar | JCP&L |  | Accepted | 2025-05-19 | 2025-06-16 | 2026-06-16 | Solar Panels | VSUN | VSUN440N-108BMH |  | 0.44 | 98 | 181 | 15 |  | Fixed | Ground
NJADRE1559695319 | Administratively Determined Incentive Program | Trenton | 8618 | 5.1 | Residential | Behind the Meter | Yes | Integrity Solar & Home Solutions, LLC | PSE&G |  | Accepted | 2025-05-08 | 2025-06-06 | 2026-06-06 | Inverters | ENPHASE | IQ8+ | 290 |  | 12 |  |  | 0.98 |  | Other | UNDER EACH PANEL
NJADRE1559695319 | Administratively Determined Incentive Program | Trenton | 8618 | 5.1 | Residential | Behind the Meter | Yes | Integrity Solar & Home Solutions, LLC | PSE&G |  | Accepted | 2025-05-08 | 2025-06-06 | 2026-06-06 | Solar Panels | JINKO | JKM425N-54HL4-B |  | 0.425 | 12 | 22 | 8 |  | Fixed | Roof
NJADRE1559695398 | Administratively Determined Incentive Program | Piscataway | 8854 | 10.13 | Residential | Behind the Meter | Yes | Freedom Forever New Jersey, LLC | PSE&G |  | Accepted | 2025-05-08 | 2025-06-18 | 2026-06-18 | Solar Panels | JA Solar | JAM54S31-405/MR |  | 0.405 | 4 | 158 | 40 |  | Fixed | Roof
NJADRE1559695398 | Administratively Determined Incentive Program | Piscataway | 8854 | 10.13 | Residential | Behind the Meter | Yes | Freedom Forever New Jersey, LLC | PSE&G |  | Accepted | 2025-05-08 | 2025-06-18 | 2026-06-18 | Solar Panels | JA Solar | JAM54S31-405/MR |  | 0.405 | 2 | 158 | 40 |  | Fixed | Roof
NJADRE1559695398 | Administratively Determined Incentive Program | Piscataway | 8854 | 10.13 | Residential | Behind the Meter | Yes | Freedom Forever New Jersey, LLC | PSE&G |  | Accepted | 2025-05-08 | 2025-06-18 | 2026-06-18 | Inverters | Solar Edge | USE7600H-USMNBL75 | 7600 |  | 1 |  |  | 0.99 |  | Outside
NJADRE1559695398 | Administratively Determined Incentive Program | Piscataway | 8854 | 10.13 | Residential | Behind the Meter | Yes | Freedom Forever New Jersey, LLC | PSE&G |  | Accepted | 2025-05-08 | 2025-06-18 | 2026-06-18 | Solar Panels | JA Solar | JAM54S31-405/MR |  | 0.405 | 8 | 338 | 40 |  | Fixed | Roof
NJADRE1559695398 | Administratively Determined Incentive Program | Piscataway | 8854 | 10.13 | Residential | Behind the Meter | Yes | Freedom Forever New Jersey, LLC | PSE&G |  | Accepted | 2025-05-08 | 2025-06-18 | 2026-06-18 | Solar Panels | JA Solar | JAM54S31-405/MR |  | 0.405 | 11 | 68 | 26 |  | Fixed | Roof
NJADRE1559695409 | Administratively Determined Incentive Program | WEST ORANGE | 7052 | 5.33 | Residential | Behind the Meter | Yes | Sunrun Installation Services, Inc. | PSE&G |  | Accepted | 2025-05-08 | 2025-06-06 | 2026-06-06 | Solar Panels | HANWHA Q-CELLS | Q.PEAK DUO BLK ML-G10+ 410 |  | 0.41 | 7 | 38 | 41 |  | Fixed | Roof
NJADRE1559695409 | Administratively Determined Incentive Program | WEST ORANGE | 7052 | 5.33 | Residential | Behind the Meter | Yes | Sunrun Installation Services, Inc. | PSE&G |  | Accepted | 2025-05-08 | 2025-06-06 | 2026-06-06 | Inverters | Tesla | POWERWALL 3 1707000-XX-Y | 11500 |  | 1 |  |  | 0.97 |  | Outdoor
NJADRE1559695409 | Administratively Determined Incentive Program | WEST ORANGE | 7052 | 5.33 | Residential | Behind the Meter | Yes | Sunrun Installation Services, Inc. | PSE&G |  | Accepted | 2025-05-08 | 2025-06-06 | 2026-06-06 | Solar Panels | HANWHA Q-CELLS | Q.PEAK DUO BLK ML-G10+ 410 |  | 0.41 | 6 | 218 | 40 |  | Fixed | Roof
NJADRE1559695409 | Administratively Determined Incentive Program | WEST ORANGE | 7052 | 5.33 | Residential | Behind the Meter | Yes | Sunrun Installation Services, Inc. | PSE&G |  | Accepted | 2025-05-08 | 2025-06-06 | 2026-06-06 | Electric Storage Battery | Tesla | POWERWALL 3 1707000-XX-Y |  |  | 1 |  |  |  | Lithium Ion |  | OUTSIDE
NJADRE1559695416 | Administratively Determined Incentive Program | Readington Twp | 8889 | 8.2 | Residential | Behind the Meter | Yes | Pro Custom Solar dba Momentum Solar | JCP&L |  | Accepted | 2025-05-08 | 2025-06-09 | 2026-06-09 | Solar Panels | Hanwha | Q.PEAK DUO BLK ML-G10+410 |  | 0.41 | 15 | 199 | 25 |  | Fixed | Roof
NJADRE1559695416 | Administratively Determined Incentive Program | Readington Twp | 8889 | 8.2 | Residential | Behind the Meter | Yes | Pro Custom Solar dba Momentum Solar | JCP&L |  | Accepted | 2025-05-08 | 2025-06-09 | 2026-06-09 | Solar Panels | Hanwha | Q.PEAK DUO BLK ML-G10+410 |  | 0.41 | 5 | 109 | 35 |  | Fixed | Roof
NJADRE1559695416 | Administratively Determined Incentive Program | Readington Twp | 8889 | 8.2 | Residential | Behind the Meter | Yes | Pro Custom Solar dba Momentum Solar | JCP&L |  | Accepted | 2025-05-08 | 2025-06-09 | 2026-06-09 | Inverters | ENPHASE | IQ8HC-72-M-DOM-US | 380 |  | 20 |  |  | 0.97 |  | Outdoor
NJADRE1559695420 | Administratively Determined Incentive Program | Westville | 8093 | 4.05 | Residential | Behind the Meter | Yes | Sunrun Installation Services, Inc. | PSE&G |  | Accepted | 2025-05-08 | 2025-06-06 | 2026-06-06 | Inverters | SolarEdge Technologies | SE3800H-USMN | 3800 |  | 1 |  |  | 0.99 |  | Outdoor | Next to meter
NJADRE1559695420 | Administratively Determined Incentive Program | Westville | 8093 | 4.05 | Residential | Behind the Meter | Yes | Sunrun Installation Services, Inc. | PSE&G |  | Accepted | 2025-05-08 | 2025-06-06 | 2026-06-06 | Solar Panels | JA Solar | JAM54S31-405/MR |  | 0.405 | 10 | 342 | 23 |  | Fixed | Roof
NJADRE1559695427 | Administratively Determined Incentive Program | Morristown | 7960 | 32.895 | Residential | Behind the Meter | No | Sea Bright Solar, LLC | JCP&L |  | Accepted | 2025-05-08 | 2025-06-09 | 2026-06-09 | Solar Panels | REC | REC460AA Pure-RX |  | 0.46 | 5 | 255 | 31 |  | Fixed | Roof
NJADRE1559695427 | Administratively Determined Incentive Program | Morristown | 7960 | 32.895 | Residential | Behind the Meter | No | Sea Bright Solar, LLC | JCP&L |  | Accepted | 2025-05-08 | 2025-06-09 | 2026-06-09 | Solar Panels | REC | REC460AA Pure-RX |  | 0.46 | 24 | 165 | 41 |  | Fixed | Roof
NJADRE1559695427 | Administratively Determined Incentive Program | Morristown | 7960 | 32.895 | Residential | Behind the Meter | No | Sea Bright Solar, LLC | JCP&L |  | Accepted | 2025-05-08 | 2025-06-09 | 2026-06-09 | Solar Panels | Maxeon | SPR-MAX3-415-BLK-R |  | 0.415 | 5 | 255 | 23 |  | Fixed | Roof
NJADRE1559695427 | Administratively Determined Incentive Program | Morristown | 7960 | 32.895 | Residential | Behind the Meter | No | Sea Bright Solar, LLC | JCP&L |  | Accepted | 2025-05-08 | 2025-06-09 | 2026-06-09 | Solar Panels | REC | REC460AA Pure-RX |  | 0.46 | 12 | 255 | 31 |  | Fixed | Roof
NJADRE1559695427 | Administratively Determined Incentive Program | Morristown | 7960 | 32.895 | Residential | Behind the Meter | No | Sea Bright Solar, LLC | JCP&L |  | Accepted | 2025-05-08 | 2025-06-09 | 2026-06-09 | Electric Storage Battery | Tesla | Powerwall 2.0 |  |  | 6 |  |  |  | Lithium Ion |  | Outside
NJADRE1559695427 | Administratively Determined Incentive Program | Morristown | 7960 | 32.895 | Residential | Behind the Meter | No | Sea Bright Solar, LLC | JCP&L |  | Accepted | 2025-05-08 | 2025-06-09 | 2026-06-09 | Inverters | Enphase | IQ8A-72-2-US | 349 |  | 72 |  |  | 0.97 |  | Outdoor
NJADRE1559695427 | Administratively Determined Incentive Program | Morristown | 7960 | 32.895 | Residential | Behind the Meter | No | Sea Bright Solar, LLC | JCP&L |  | Accepted | 2025-05-08 | 2025-06-09 | 2026-06-09 | Solar Panels | REC | REC460AA Pure-RX |  | 0.46 | 26 | 265 | 37 |  | Fixed | Roof
NJADRE1559695427 | Administratively Determined Incentive Program | Morristown | 7960 | 32.895 | Residential | Behind the Meter | No | Sea Bright Solar, LLC | JCP&L |  | Accepted | 2025-05-08 | 2025-06-09 | 2026-06-09 | Meters | Enphase | IQ Combiner 5C |  |  | 1 |  |  |  | Yes | Outdoor
NJADRE1559695928 | Administratively Determined Incentive Program | Voorhees Twp | 8043 | 5.67 | Residential | Behind the Meter | Yes | Sunrun Installation Services, Inc. | PSE&G |  | Accepted | 2025-05-08 | 2025-06-06 | 2026-06-06 | Inverters | SolarEdge Technologies | SE3800H-USMN | 3800 |  | 1 |  |  | 0.99 |  | Outdoor | Next to meter
NJADRE1559695928 | Administratively Determined Incentive Program | Voorhees Twp | 8043 | 5.67 | Residential | Behind the Meter | Yes | Sunrun Installation Services, Inc. | PSE&G |  | Accepted | 2025-05-08 | 2025-06-06 | 2026-06-06 | Solar Panels | JA Solar | JAM54S31-405/MR |  | 0.405 | 14 | 166 | 22 |  | Fixed | Roof
NJADRE1559696179 | Administratively Determined Incentive Program | Clementon | 8021 | 9.43 | Residential | Behind the Meter | Yes | Trinity Solar, LLC | AC Electric |  | Accepted | 2025-05-08 | 2025-06-06 | 2026-06-06 | Inverters | Solar Edge | SE7600H-USMNUBL15 | 7600 |  | 1 |  |  | 0.97 |  | Outdoor
NJADRE1559696179 | Administratively Determined Incentive Program | Clementon | 8021 | 9.43 | Residential | Behind the Meter | Yes | Trinity Solar, LLC | AC Electric |  | Accepted | 2025-05-08 | 2025-06-06 | 2026-06-06 | Solar Panels | HANWHA | (Q.PEAK DUO BLK ML-G10+ 410) |  | 0.41 | 3 | 249 | 18 |  | Fixed | Roof
NJADRE1559696179 | Administratively Determined Incentive Program | Clementon | 8021 | 9.43 | Residential | Behind the Meter | Yes | Trinity Solar, LLC | AC Electric |  | Accepted | 2025-05-08 | 2025-06-06 | 2026-06-06 | Solar Panels | HANWHA | (Q.PEAK DUO BLK ML-G10+ 410) |  | 0.41 | 20 | 249 | 18 |  | Fixed | Roof
NJADRE1559696199 | Administratively Determined Incentive Program | Newark | 7104 | 3.28 | Residential | Behind the Meter | Yes | Trinity Solar, LLC | PSE&G |  | Accepted | 2025-05-08 | 2025-06-06 | 2026-06-06 | Solar Panels | HANWHA | (Q.PEAK DUO BLK ML-G10+ 410) |  | 0.41 | 5 | 293 | 30 |  | Fixed | Roof
NJADRE1559696199 | Administratively Determined Incentive Program | Newark | 7104 | 3.28 | Residential | Behind the Meter | Yes | Trinity Solar, LLC | PSE&G |  | Accepted | 2025-05-08 | 2025-06-06 | 2026-06-06 | Solar Panels | HANWHA | (Q.PEAK DUO BLK ML-G10+ 410) |  | 0.41 | 3 | 113 | 30 |  | Fixed | Roof
NJADRE1559696199 | Administratively Determined Incentive Program | Newark | 7104 | 3.28 | Residential | Behind the Meter | Yes | Trinity Solar, LLC | PSE&G |  | Accepted | 2025-05-08 | 2025-06-06 | 2026-06-06 | Inverters | Solar Edge | SE3800H-USSNBBL14 | 3800 |  | 1 |  |  | 0.97 |  | Outdoor
NJADRE1559696200 | Administratively Determined Incentive Program | Edgewater Park | 8010 | 7.29 | Residential | Behind the Meter | Yes | Sunrun Installation Services, Inc. | PSE&G |  | Accepted | 2025-05-08 | 2025-06-06 | 2026-06-06 | Solar Panels | JA Solar | JAM54S31-405/MR |  | 0.405 | 8 | 162 | 20 |  | Fixed | Roof
NJADRE1559696200 | Administratively Determined Incentive Program | Edgewater Park | 8010 | 7.29 | Residential | Behind the Meter | Yes | Sunrun Installation Services, Inc. | PSE&G |  | Accepted | 2025-05-08 | 2025-06-06 | 2026-06-06 | Solar Panels | JA Solar | JAM54S31-405/MR |  | 0.405 | 4 | 74 | 19 |  | Fixed | Roof
NJADRE1559696200 | Administratively Determined Incentive Program | Edgewater Park | 8010 | 7.29 | Residential | Behind the Meter | Yes | Sunrun Installation Services, Inc. | PSE&G |  | Accepted | 2025-05-08 | 2025-06-06 | 2026-06-06 | Solar Panels | JA Solar | JAM54S31-405/MR |  | 0.405 | 3 | 342 | 25 |  | Fixed | Roof
NJADRE1559696200 | Administratively Determined Incentive Program | Edgewater Park | 8010 | 7.29 | Residential | Behind the Meter | Yes | Sunrun Installation Services, Inc. | PSE&G |  | Accepted | 2025-05-08 | 2025-06-06 | 2026-06-06 | Inverters | SolarEdge Technologies | SE5700H-USMN | 5760 |  | 1 |  |  | 0.99 |  | Indoor | Next to meter
NJADRE1559696200 | Administratively Determined Incentive Program | Edgewater Park | 8010 | 7.29 | Residential | Behind the Meter | Yes | Sunrun Installation Services, Inc. | PSE&G |  | Accepted | 2025-05-08 | 2025-06-06 | 2026-06-06 | Solar Panels | JA Solar | JAM54S31-405/MR |  | 0.405 | 3 | 342 | 22 |  | Fixed | Roof
NJADRE1559697169 | Administratively Determined Incentive Program | RIO GRANDE | 8242 | 5.16 | Residential | Behind the Meter | Yes | Sun Up Zero Down, LLC | AC Electric |  | Accepted | 2025-05-30 | 2025-06-24 | 2026-06-24 | Solar Panels | SEG | SEG-430-BTD-BG |  | 0.43 | 12 | 216 | 34 |  | Fixed | Roof
NJADRE1559697169 | Administratively Determined Incentive Program | RIO GRANDE | 8242 | 5.16 | Residential | Behind the Meter | Yes | Sun Up Zero Down, LLC | AC Electric |  | Accepted | 2025-05-30 | 2025-06-24 | 2026-06-24 | Meters | Enphase | TBD |  |  | 1 |  |  |  | Yes | Outdoor
NJADRE1559697169 | Administratively Determined Incentive Program | RIO GRANDE | 8242 | 5.16 | Residential | Behind the Meter | Yes | Sun Up Zero Down, LLC | AC Electric |  | Accepted | 2025-05-30 | 2025-06-24 | 2026-06-24 | Inverters | Enphase | IQ8PLUS-72-2-US | 290 |  | 12 |  |  | 0.976 |  | Outdoor
NJADRE1559697181 | Administratively Determined Incentive Program | Sicklerville | 8081 | 11.9 | Residential | Behind the Meter | Yes | Power Energy Solutions, LLC | AC Electric |  | Accepted | 2025-05-09 | 2025-06-09 | 2026-06-09 | Solar Panels | Trina Solar | TSM-425NE09RC.05 |  | 0.425 | 15 | 155 | 32 |  | Fixed | Roof
NJADRE1559697181 | Administratively Determined Incentive Program | Sicklerville | 8081 | 11.9 | Residential | Behind the Meter | Yes | Power Energy Solutions, LLC | AC Electric |  | Accepted | 2025-05-09 | 2025-06-09 | 2026-06-09 | Inverters | SolarEdge | SE7600H-US | 8 |  | 1 |  |  | 0.97 |  | Outdoor
NJADRE1559697181 | Administratively Determined Incentive Program | Sicklerville | 8081 | 11.9 | Residential | Behind the Meter | Yes | Power Energy Solutions, LLC | AC Electric |  | Accepted | 2025-05-09 | 2025-06-09 | 2026-06-09 | Solar Panels | Trina Solar | TSM-425NE09RC.05 |  | 0.425 | 4 | 155 | 32 |  | Fixed | Roof
NJADRE1559697181 | Administratively Determined Incentive Program | Sicklerville | 8081 | 11.9 | Residential | Behind the Meter | Yes | Power Energy Solutions, LLC | AC Electric |  | Accepted | 2025-05-09 | 2025-06-09 | 2026-06-09 | Solar Panels | Trina Solar | TSM-425NE09RC.05 |  | 0.425 | 9 | 335 | 32 |  | Fixed | Roof
NJADRE1559697184 | Administratively Determined Incentive Program | Bayville | 8721 | 9.03 | Residential | Behind the Meter | Yes | EMT Renewables, LLC | JCP&L |  | Accepted | 2025-05-09 | 2025-06-06 | 2026-06-06 | Inverters | ENPHASE | IQ8+ | 290 |  | 21 |  |  | 0.98 |  | Other | UNDER EACH PANEL
NJADRE1559697184 | Administratively Determined Incentive Program | Bayville | 8721 | 9.03 | Residential | Behind the Meter | Yes | EMT Renewables, LLC | JCP&L |  | Accepted | 2025-05-09 | 2025-06-06 | 2026-06-06 | Solar Panels | SEG SOLAR | SEG 430 |  | 0.43 | 17 | 186 | 18 |  | Fixed | Roof
NJADRE1559697184 | Administratively Determined Incentive Program | Bayville | 8721 | 9.03 | Residential | Behind the Meter | Yes | EMT Renewables, LLC | JCP&L |  | Accepted | 2025-05-09 | 2025-06-06 | 2026-06-06 | Solar Panels | SEG SOLAR | SEG 430 |  | 0.43 | 4 | 6 | 18 |  | Fixed | Roof
NJADRE1559697189 | Administratively Determined Incentive Program | Orange | 7050 | 6.56 | Residential | Behind the Meter | Yes | Sunrun Installation Services, Inc. | PSE&G |  | Accepted | 2025-05-09 | 2025-06-06 | 2026-06-06 | Inverters | SOLAREDGE TECHNOLOGIES | SE3800H-USMN | 3800 |  | 2 |  |  | 0.99 |  | Outdoor
NJADRE1559697189 | Administratively Determined Incentive Program | Orange | 7050 | 6.56 | Residential | Behind the Meter | Yes | Sunrun Installation Services, Inc. | PSE&G |  | Accepted | 2025-05-09 | 2025-06-06 | 2026-06-06 | Solar Panels | HANWHA Q-CELLS | Q.PEAK DUO BLK ML-G10+ 410 |  | 0.41 | 16 | 114 | 38 |  | Fixed | Roof
NJADRE1559697193 | Administratively Determined Incentive Program | Margate | 8402 | 9.96 | Residential | Behind the Meter | Yes | Venture Home Solar, LLC | AC Electric |  | Accepted | 2025-05-09 | 2025-06-06 | 2026-06-06 | Inverters | Tesla Solar | 1538000-xx-y | 330 |  | 1 |  |  | 0.9697 |  | Outside
NJADRE1559697193 | Administratively Determined Incentive Program | Margate | 8402 | 9.96 | Residential | Behind the Meter | Yes | Venture Home Solar, LLC | AC Electric |  | Accepted | 2025-05-09 | 2025-06-06 | 2026-06-06 | Solar Panels | Hanwha | Q.PEAK DUO BLK ML-G10+ 415W |  | 0.415 | 4 | 148 | 23 |  | Fixed | Roof
NJADRE1559697193 | Administratively Determined Incentive Program | Margate | 8402 | 9.96 | Residential | Behind the Meter | Yes | Venture Home Solar, LLC | AC Electric |  | Accepted | 2025-05-09 | 2025-06-06 | 2026-06-06 | Solar Panels | Hanwha | Q.PEAK DUO BLK ML-G10+ 415W |  | 0.415 | 4 | 328 | 23 |  | Fixed | Roof
NJADRE1559697193 | Administratively Determined Incentive Program | Margate | 8402 | 9.96 | Residential | Behind the Meter | Yes | Venture Home Solar, LLC | AC Electric |  | Accepted | 2025-05-09 | 2025-06-06 | 2026-06-06 | Solar Panels | Hanwha | Q.PEAK DUO BLK ML-G10+ 415W |  | 0.415 | 5 | 238 | 23 |  | Fixed | Roof
NJADRE1559697193 | Administratively Determined Incentive Program | Margate | 8402 | 9.96 | Residential | Behind the Meter | Yes | Venture Home Solar, LLC | AC Electric |  | Accepted | 2025-05-09 | 2025-06-06 | 2026-06-06 | Solar Panels | Hanwha | Q.PEAK DUO BLK ML-G10+ 415W |  | 0.415 | 11 | 58 | 23 |  | Fixed | Roof
NJADRE1559697200 | Administratively Determined Incentive Program | Edison | 8817 | 13.7 | Residential | Behind the Meter | Yes | Venture Home Solar, LLC | PSE&G |  | Accepted | 2025-05-09 | 2025-06-12 | 2026-06-12 | Solar Panels | Hanwha | Q.PEAK DUO BLK ML-G10+ 415W |  | 0.415 | 21 | 234 | 21 |  | Fixed | Roof
NJADRE1559697200 | Administratively Determined Incentive Program | Edison | 8817 | 13.7 | Residential | Behind the Meter | Yes | Venture Home Solar, LLC | PSE&G |  | Accepted | 2025-05-09 | 2025-06-12 | 2026-06-12 | Solar Panels | Hanwha | Q.PEAK DUO BLK ML-G10+ 415W |  | 0.415 | 12 | 54 | 21 |  | Fixed | Roof
NJADRE1559697200 | Administratively Determined Incentive Program | Edison | 8817 | 13.7 | Residential | Behind the Meter | Yes | Venture Home Solar, LLC | PSE&G |  | Accepted | 2025-05-09 | 2025-06-12 | 2026-06-12 | Inverters | EnPhase | IQ8HC-72-M-DOM-US (240V) | 366 |  | 33 |  |  | 0.98361 |  | Outside
NJADRE1559697207 | Administratively Determined Incentive Program | Egg Harbor | 8234 | 5.33 | Residential | Behind the Meter | Yes | Trinity Solar, LLC | AC Electric |  | Accepted | 2025-05-09 | 2025-06-06 | 2026-06-06 | Inverters | TESLA 5.0kW (PV ONLY) | TESLA 5.0kW (PV ONLY) | 5000 |  | 1 |  |  | 0.97 |  | Outside
NJADRE1559697207 | Administratively Determined Incentive Program | Egg Harbor | 8234 | 5.33 | Residential | Behind the Meter | Yes | Trinity Solar, LLC | AC Electric |  | Accepted | 2025-05-09 | 2025-06-06 | 2026-06-06 | Solar Panels | HANWHA 410 (Q.PEAK DUO BLK ML-G10+410) | HANWHA 410 (Q.PEAK DUO BLK ML-G10+410) |  | 0.41 | 13 | 111 | 18 |  | Fixed | Roof
NJADRE1559697208 | Administratively Determined Incentive Program | Green Brook | 8812 | 14.08 | Residential | Behind the Meter | No | Over the Top Solar Solutions, LLC | PSE&G |  | Accepted | 2025-05-09 | 2025-06-10 | 2026-06-10 | Solar Panels | SILFAB SOLAR | SIL-440QD |  | 0.44 | 14 | 103 | 38 |  | Fixed | Roof
NJADRE1559697208 | Administratively Determined Incentive Program | Green Brook | 8812 | 14.08 | Residential | Behind the Meter | No | Over the Top Solar Solutions, LLC | PSE&G |  | Accepted | 2025-05-09 | 2025-06-10 | 2026-06-10 | Solar Panels | SILFAB SOLAR | SIL-440QD |  | 0.44 | 8 | 193 | 38 |  | Fixed | Roof
NJADRE1559697208 | Administratively Determined Incentive Program | Green Brook | 8812 | 14.08 | Residential | Behind the Meter | No | Over the Top Solar Solutions, LLC | PSE&G |  | Accepted | 2025-05-09 | 2025-06-10 | 2026-06-10 | Inverters | ENPHASE | IQ8AC-72-M-US | 349 |  | 32 |  |  | 0.97 |  | Outdoor
NJADRE1559697208 | Administratively Determined Incentive Program | Green Brook | 8812 | 14.08 | Residential | Behind the Meter | No | Over the Top Solar Solutions, LLC | PSE&G |  | Accepted | 2025-05-09 | 2025-06-10 | 2026-06-10 | Solar Panels | SILFAB SOLAR | SIL-440QD |  | 0.44 | 6 | 103 | 38 |  | Fixed | Roof
NJADRE1559697208 | Administratively Determined Incentive Program | Green Brook | 8812 | 14.08 | Residential | Behind the Meter | No | Over the Top Solar Solutions, LLC | PSE&G |  | Accepted | 2025-05-09 | 2025-06-10 | 2026-06-10 | Solar Panels | SILFAB SOLAR | SIL-440QD |  | 0.44 | 4 | 103 | 38 |  | Fixed | Roof
NJADRE1559697210 | Administratively Determined Incentive Program | BRIDGETON | 8302 | 10.2 | Residential | Behind the Meter | No | Whitman Construction, LLC | AC Electric |  | Accepted | 2025-05-09 | 2025-06-09 | 2026-06-09 | Solar Panels | Jinko Solar | JKM425N-54HL4-B |  | 0.425 | 4 | 176 | 20 |  | Fixed | Roof
NJADRE1559697210 | Administratively Determined Incentive Program | BRIDGETON | 8302 | 10.2 | Residential | Behind the Meter | No | Whitman Construction, LLC | AC Electric |  | Accepted | 2025-05-09 | 2025-06-09 | 2026-06-09 | Inverters | ENPHASE | IQ8PLUS-72-2-US | 290 |  | 24 |  |  | 0.975 |  | Outdoor
NJADRE1559697210 | Administratively Determined Incentive Program | BRIDGETON | 8302 | 10.2 | Residential | Behind the Meter | No | Whitman Construction, LLC | AC Electric |  | Accepted | 2025-05-09 | 2025-06-09 | 2026-06-09 | Solar Panels | Jinko Solar | JKM425N-54HL4-B |  | 0.425 | 7 | 266 | 20 |  | Fixed | Roof
NJADRE1559697210 | Administratively Determined Incentive Program | BRIDGETON | 8302 | 10.2 | Residential | Behind the Meter | No | Whitman Construction, LLC | AC Electric |  | Accepted | 2025-05-09 | 2025-06-09 | 2026-06-09 | Solar Panels | Jinko Solar | JKM425N-54HL4-B |  | 0.425 | 8 | 266 | 18 |  | Fixed | Roof
NJADRE1559697210 | Administratively Determined Incentive Program | BRIDGETON | 8302 | 10.2 | Residential | Behind the Meter | No | Whitman Construction, LLC | AC Electric |  | Accepted | 2025-05-09 | 2025-06-09 | 2026-06-09 | Solar Panels | Jinko Solar | JKM425N-54HL4-B |  | 0.425 | 5 | 86 | 20 |  | Fixed | Roof
NJADRE1559697211 | Administratively Determined Incentive Program | Sicklerville | 8081 | 12.45 | Residential | Behind the Meter | Yes | Venture Home Solar, LLC | AC Electric |  | Accepted | 2025-05-09 | 2025-06-09 | 2026-06-09 | Solar Panels | Hanwha | Q.PEAK DUO BLK ML-G10+ 415W |  | 0.415 | 30 | 202 | 18 |  | Fixed | Roof
NJADRE1559697211 | Administratively Determined Incentive Program | Sicklerville | 8081 | 12.45 | Residential | Behind the Meter | Yes | Venture Home Solar, LLC | AC Electric |  | Accepted | 2025-05-09 | 2025-06-09 | 2026-06-09 | Inverters | Tesla Solar | 1538000-XX-Y | 330 |  | 1 |  |  | 0.9697 |  | Outside
NJADRE1559697215 | Administratively Determined Incentive Program | CLEMENTON | 8021 | 6.03 | Residential | Behind the Meter | Yes | Venture Home Solar, LLC | AC Electric |  | Accepted | 2025-05-09 | 2025-06-09 | 2026-06-09 | Solar Panels | Hanwha | Q.PEAK DUO BLK-G6+ 335 |  | 0.335 | 1 | 203 | 40 |  | Fixed | Roof
NJADRE1559697215 | Administratively Determined Incentive Program | CLEMENTON | 8021 | 6.03 | Residential | Behind the Meter | Yes | Venture Home Solar, LLC | AC Electric |  | Accepted | 2025-05-09 | 2025-06-09 | 2026-06-09 | Solar Panels | Hanwha | Q.PEAK DUO BLK-G6+ 335 |  | 0.335 | 5 | 113 | 26 |  | Fixed | Roof
NJADRE1559697215 | Administratively Determined Incentive Program | CLEMENTON | 8021 | 6.03 | Residential | Behind the Meter | Yes | Venture Home Solar, LLC | AC Electric |  | Accepted | 2025-05-09 | 2025-06-09 | 2026-06-09 | Solar Panels | Hanwha | Q.PEAK DUO BLK-G6+ 335 |  | 0.335 | 4 | 293 | 26 |  | Fixed | Roof
NJADRE1559697215 | Administratively Determined Incentive Program | CLEMENTON | 8021 | 6.03 | Residential | Behind the Meter | Yes | Venture Home Solar, LLC | AC Electric |  | Accepted | 2025-05-09 | 2025-06-09 | 2026-06-09 | Inverters | Enphase Energy Inc. | IQ8PLUS-72-M-US | 330 |  | 18 |  |  | 0.9697 |  | Outside
NJADRE1559697215 | Administratively Determined Incentive Program | CLEMENTON | 8021 | 6.03 | Residential | Behind the Meter | Yes | Venture Home Solar, LLC | AC Electric |  | Accepted | 2025-05-09 | 2025-06-09 | 2026-06-09 | Solar Panels | Hanwha | Q.PEAK DUO BLK-G6+ 335 |  | 0.335 | 8 | 293 | 26 |  | Fixed | Roof
NJADRE1559697217 | Administratively Determined Incentive Program | FREEHOLD | 7728 | 11.18 | Residential | Behind the Meter | Yes | EMT Renewables, LLC | JCP&L |  | Accepted | 2025-05-09 | 2025-06-06 | 2026-06-06 | Inverters | ENPHASE | IQ8+ | 290 |  | 26 |  |  | 0.98 |  | Other | UNDER EACH PANEL
NJADRE1559697217 | Administratively Determined Incentive Program | FREEHOLD | 7728 | 11.18 | Residential | Behind the Meter | Yes | EMT Renewables, LLC | JCP&L |  | Accepted | 2025-05-09 | 2025-06-06 | 2026-06-06 | Solar Panels | SEG SOLAR | SEG 430 |  | 0.43 | 12 | 139 | 42 |  | Fixed | Roof
NJADRE1559697217 | Administratively Determined Incentive Program | FREEHOLD | 7728 | 11.18 | Residential | Behind the Meter | Yes | EMT Renewables, LLC | JCP&L |  | Accepted | 2025-05-09 | 2025-06-06 | 2026-06-06 | Solar Panels | SEG SOLAR | SEG 430 |  | 0.43 | 14 | 140 | 42 |  | Fixed | Roof
NJADRE1559697219 | Administratively Determined Incentive Program | WALLINGTON | 7057 | 9.84 | Residential | Behind the Meter | Yes | Trinity Solar, LLC | PSE&G |  | Accepted | 2025-05-09 | 2025-06-11 | 2026-06-11 | Solar Panels | HANWHA 410 (Q.PEAK DUO BLK ML-G10+410) | HANWHA 410 (Q.PEAK DUO BLK ML-G10+410) |  | 0.41 | 4 | 258 | 18 |  | Fixed | Roof
NJADRE1559697219 | Administratively Determined Incentive Program | WALLINGTON | 7057 | 9.84 | Residential | Behind the Meter | Yes | Trinity Solar, LLC | PSE&G |  | Accepted | 2025-05-09 | 2025-06-11 | 2026-06-11 | Solar Panels | HANWHA 410 (Q.PEAK DUO BLK ML-G10+410) | HANWHA 410 (Q.PEAK DUO BLK ML-G10+410) |  | 0.41 | 12 | 78 | 43 |  | Fixed | Roof
NJADRE1559697219 | Administratively Determined Incentive Program | WALLINGTON | 7057 | 9.84 | Residential | Behind the Meter | Yes | Trinity Solar, LLC | PSE&G |  | Accepted | 2025-05-09 | 2025-06-11 | 2026-06-11 | Solar Panels | HANWHA 410 (Q.PEAK DUO BLK ML-G10+410) | HANWHA 410 (Q.PEAK DUO BLK ML-G10+410) |  | 0.41 | 8 | 258 | 43 |  | Fixed | Roof
NJADRE1559697219 | Administratively Determined Incentive Program | WALLINGTON | 7057 | 9.84 | Residential | Behind the Meter | Yes | Trinity Solar, LLC | PSE&G |  | Accepted | 2025-05-09 | 2025-06-11 | 2026-06-11 | Inverters | SOLAREDGE | USE7600H-USMNBL75 | 7600 |  | 1 |  |  | 0.97 |  | Outside
NJADRE1559697221 | Administratively Determined Incentive Program | CLIFFWOOD | 7721 | 4.51 | Residential | Behind the Meter | Yes | Sunrun Installation Services, Inc. | JCP&L |  | Accepted | 2025-05-09 | 2025-06-06 | 2026-06-06 | Solar Panels | Hanwha Q-Cells | Q.PEAK DUO BLK ML-G10+ 410 |  | 0.41 | 11 | 150 | 39 |  | Fixed | Roof
NJADRE1559697221 | Administratively Determined Incentive Program | CLIFFWOOD | 7721 | 4.51 | Residential | Behind the Meter | Yes | Sunrun Installation Services, Inc. | JCP&L |  | Accepted | 2025-05-09 | 2025-06-06 | 2026-06-06 | Electric Storage Battery | TESLA | Powerwall 3 1707000-xx-y |  |  | 1 |  |  |  | Lithium Ion |  | OUTSIDE
NJADRE1559697221 | Administratively Determined Incentive Program | CLIFFWOOD | 7721 | 4.51 | Residential | Behind the Meter | Yes | Sunrun Installation Services, Inc. | JCP&L |  | Accepted | 2025-05-09 | 2025-06-06 | 2026-06-06 | Inverters | TESLA | Powerwall 3 1707000-xx-y | 11500 |  | 1 |  |  | 0.97 |  | Outdoor | Next to meter
NJADRE1559697221 | Administratively Determined Incentive Program | CLIFFWOOD | 7721 | 4.51 | Residential | Behind the Meter | Yes | Sunrun Installation Services, Inc. | JCP&L |  | Accepted | 2025-05-09 | 2025-06-06 | 2026-06-06 | Meters | Tesla | Powerwall 3 1707000-xx-y |  |  | 1 |  |  |  | Yes | Outdoor
NJADRE1559697227 | Administratively Determined Incentive Program | MAYS LANDING | 8330 | 13.33 | Residential | Behind the Meter | Yes | EMT Renewables, LLC | AC Electric |  | Accepted | 2025-05-09 | 2025-06-06 | 2026-06-06 | Solar Panels | SEG SOLAR | SEG 430 |  | 0.43 | 13 | 336 | 19 |  | Fixed | Roof
NJADRE1559697227 | Administratively Determined Incentive Program | MAYS LANDING | 8330 | 13.33 | Residential | Behind the Meter | Yes | EMT Renewables, LLC | AC Electric |  | Accepted | 2025-05-09 | 2025-06-06 | 2026-06-06 | Inverters | ENPHASE | IQ8+ | 290 |  | 31 |  |  | 0.98 |  | Other | UNDER EACH PANEL
NJADRE1559697227 | Administratively Determined Incentive Program | MAYS LANDING | 8330 | 13.33 | Residential | Behind the Meter | Yes | EMT Renewables, LLC | AC Electric |  | Accepted | 2025-05-09 | 2025-06-06 | 2026-06-06 | Solar Panels | SEG SOLAR | SEG 430 |  | 0.43 | 18 | 156 | 19 |  | Fixed | Roof
NJADRE1559697233 | Administratively Determined Incentive Program | SWEDESBORO | 8085 | 10.25 | Residential | Behind the Meter | Yes | Trinity Solar, LLC | AC Electric |  | Accepted | 2025-05-09 | 2025-06-13 | 2026-06-13 | Solar Panels | HANWHA | (Q.PEAK DUO BLK ML-G10+ 410) |  | 0.41 | 9 | 103 | 25 |  | Fixed | Roof
NJADRE1559697233 | Administratively Determined Incentive Program | SWEDESBORO | 8085 | 10.25 | Residential | Behind the Meter | Yes | Trinity Solar, LLC | AC Electric |  | Accepted | 2025-05-09 | 2025-06-13 | 2026-06-13 | Inverters | Solar Edge | SE7600H-USMNUBL15 | 7600 |  | 1 |  |  | 0.97 |  | Outdoor
NJADRE1559697233 | Administratively Determined Incentive Program | SWEDESBORO | 8085 | 10.25 | Residential | Behind the Meter | Yes | Trinity Solar, LLC | AC Electric |  | Accepted | 2025-05-09 | 2025-06-13 | 2026-06-13 | Solar Panels | HANWHA | (Q.PEAK DUO BLK ML-G10+ 410) |  | 0.41 | 16 | 193 | 45 |  | Fixed | Roof
NJADRE1559697240 | Administratively Determined Incentive Program | SAYREVILLE | 8872 | 9.02 | Residential | Behind the Meter | Yes | Trinity Solar, LLC | JCP&L |  | Accepted | 2025-05-09 | 2025-06-06 | 2026-06-06 | Solar Panels | HANWHA 410 (Q.PEAK DUO BLK ML-G10+410) | HANWHA 410 (Q.PEAK DUO BLK ML-G10+410) |  | 0.41 | 6 | 175 | 17 |  | Fixed | Roof
NJADRE1559697240 | Administratively Determined Incentive Program | SAYREVILLE | 8872 | 9.02 | Residential | Behind the Meter | Yes | Trinity Solar, LLC | JCP&L |  | Accepted | 2025-05-09 | 2025-06-06 | 2026-06-06 | Inverters | SOLAREDGE | USE7600H-USMNBL75 | 7600 |  | 1 |  |  | 0.97 |  | Outside
NJADRE1559697240 | Administratively Determined Incentive Program | SAYREVILLE | 8872 | 9.02 | Residential | Behind the Meter | Yes | Trinity Solar, LLC | JCP&L |  | Accepted | 2025-05-09 | 2025-06-06 | 2026-06-06 | Solar Panels | HANWHA 410 (Q.PEAK DUO BLK ML-G10+410) | HANWHA 410 (Q.PEAK DUO BLK ML-G10+410) |  | 0.41 | 2 | 176 | 28 |  | Fixed | Roof
NJADRE1559697240 | Administratively Determined Incentive Program | SAYREVILLE | 8872 | 9.02 | Residential | Behind the Meter | Yes | Trinity Solar, LLC | JCP&L |  | Accepted | 2025-05-09 | 2025-06-06 | 2026-06-06 | Solar Panels | HANWHA 410 (Q.PEAK DUO BLK ML-G10+410) | HANWHA 410 (Q.PEAK DUO BLK ML-G10+410) |  | 0.41 | 11 | 266 | 9 |  | Fixed | Roof
NJADRE1559697240 | Administratively Determined Incentive Program | SAYREVILLE | 8872 | 9.02 | Residential | Behind the Meter | Yes | Trinity Solar, LLC | JCP&L |  | Accepted | 2025-05-09 | 2025-06-06 | 2026-06-06 | Solar Panels | HANWHA 410 (Q.PEAK DUO BLK ML-G10+410) | HANWHA 410 (Q.PEAK DUO BLK ML-G10+410) |  | 0.41 | 3 | 355 | 17 |  | Fixed | Roof
NJADRE1559697244 | Administratively Determined Incentive Program | BOUND BROOK | 8805 | 9.46 | Residential | Behind the Meter | No | Green Power Energy, LLC | PSE&G |  | Accepted | 2025-05-09 | 2025-06-06 | 2026-06-06 | Solar Panels | SEG Solar | SEG-430-BTD-BG |  | 0.43 | 16 | 184 | 43 |  | Fixed | Roof
NJADRE1559697244 | Administratively Determined Incentive Program | BOUND BROOK | 8805 | 9.46 | Residential | Behind the Meter | No | Green Power Energy, LLC | PSE&G |  | Accepted | 2025-05-09 | 2025-06-06 | 2026-06-06 | Inverters | Enphase Energy | IQ8MC-72-M-US [240V] | 320 |  | 22 |  |  | 0.98 |  | Outside | Roof
NJADRE1559697244 | Administratively Determined Incentive Program | BOUND BROOK | 8805 | 9.46 | Residential | Behind the Meter | No | Green Power Energy, LLC | PSE&G |  | Accepted | 2025-05-09 | 2025-06-06 | 2026-06-06 | Solar Panels | SEG Solar | SEG-430-BTD-BG |  | 0.43 | 6 | 274 | 30 |  | Fixed | Roof
NJADRE1559697246 | Administratively Determined Incentive Program | LAWRENCE TWP | 8648 | 7.79 | Residential | Behind the Meter | Yes | Sunrun Installation Services, Inc. | PSE&G |  | Accepted | 2025-05-09 | 2025-06-06 | 2026-06-06 | Electric Storage Battery | Tesla | POWERWALL 3 1707000-XX-Y |  |  | 1 |  |  |  | Lithium Ion |  | OUTSIDE
NJADRE1559697246 | Administratively Determined Incentive Program | LAWRENCE TWP | 8648 | 7.79 | Residential | Behind the Meter | Yes | Sunrun Installation Services, Inc. | PSE&G |  | Accepted | 2025-05-09 | 2025-06-06 | 2026-06-06 | Solar Panels | HANWHA Q-CELLS | Q.PEAK DUO BLK ML-G10+ 410 |  | 0.41 | 3 | 51 | 22 |  | Fixed | Roof
NJADRE1559697246 | Administratively Determined Incentive Program | LAWRENCE TWP | 8648 | 7.79 | Residential | Behind the Meter | Yes | Sunrun Installation Services, Inc. | PSE&G |  | Accepted | 2025-05-09 | 2025-06-06 | 2026-06-06 | Solar Panels | HANWHA Q-CELLS | Q.PEAK DUO BLK ML-G10+ 410 |  | 0.41 | 4 | 231 | 22 |  | Fixed | Roof
NJADRE1559697246 | Administratively Determined Incentive Program | LAWRENCE TWP | 8648 | 7.79 | Residential | Behind the Meter | Yes | Sunrun Installation Services, Inc. | PSE&G |  | Accepted | 2025-05-09 | 2025-06-06 | 2026-06-06 | Inverters | Tesla | POWERWALL 3 1707000-XX-Y | 11500 |  | 1 |  |  | 0.97 |  | Outside
NJADRE1559697246 | Administratively Determined Incentive Program | LAWRENCE TWP | 8648 | 7.79 | Residential | Behind the Meter | Yes | Sunrun Installation Services, Inc. | PSE&G |  | Accepted | 2025-05-09 | 2025-06-06 | 2026-06-06 | Solar Panels | HANWHA Q-CELLS | Q.PEAK DUO BLK ML-G10+ 410 |  | 0.41 | 12 | 231 | 23 |  | Fixed | Roof
NJADRE1559697249 | Administratively Determined Incentive Program | KEARNY | 7032 | 21.5 | Residential | Behind the Meter | Yes | Velocity Energy & Home Solutions, Inc. | PSE&G |  | Accepted | 2025-05-09 | 2025-06-12 | 2026-06-12 | Solar Panels |  |  |  |  | 3 |  | 28
NJADRE1559697249 | Administratively Determined Incentive Program | KEARNY | 7032 | 21.5 | Residential | Behind the Meter | Yes | Velocity Energy & Home Solutions, Inc. | PSE&G |  | Accepted | 2025-05-09 | 2025-06-12 | 2026-06-12 | Solar Panels |  |  |  |  | 2 |  | 28
NJADRE1559697249 | Administratively Determined Incentive Program | KEARNY | 7032 | 21.5 | Residential | Behind the Meter | Yes | Velocity Energy & Home Solutions, Inc. | PSE&G |  | Accepted | 2025-05-09 | 2025-06-12 | 2026-06-12 | Inverters |  |  |  |  | 50
NJADRE1559697249 | Administratively Determined Incentive Program | KEARNY | 7032 | 21.5 | Residential | Behind the Meter | Yes | Velocity Energy & Home Solutions, Inc. | PSE&G |  | Accepted | 2025-05-09 | 2025-06-12 | 2026-06-12 | Solar Panels |  |  |  |  | 20 |  | 26
NJADRE1559697249 | Administratively Determined Incentive Program | KEARNY | 7032 | 21.5 | Residential | Behind the Meter | Yes | Velocity Energy & Home Solutions, Inc. | PSE&G |  | Accepted | 2025-05-09 | 2025-06-12 | 2026-06-12 | Solar Panels |  |  |  |  | 18 |  | 27
NJADRE1559697249 | Administratively Determined Incentive Program | KEARNY | 7032 | 21.5 | Residential | Behind the Meter | Yes | Velocity Energy & Home Solutions, Inc. | PSE&G |  | Accepted | 2025-05-09 | 2025-06-12 | 2026-06-12 | Solar Panels |  |  |  |  | 7 |  | 26
NJADRE1559697250 | Administratively Determined Incentive Program | EAST ORANGE | 7018 | 18.49 | Residential | Behind the Meter | Yes | Pro Custom Solar dba Momentum Solar | PSE&G |  | Accepted | 2025-05-09 | 2025-06-09 | 2026-06-09 | Solar Panels | HANWHA | Q.TRON BLK M-G2+430 |  | 0.43 | 14 | 30 | 45 |  | Fixed | Roof
NJADRE1559697250 | Administratively Determined Incentive Program | EAST ORANGE | 7018 | 18.49 | Residential | Behind the Meter | Yes | Pro Custom Solar dba Momentum Solar | PSE&G |  | Accepted | 2025-05-09 | 2025-06-09 | 2026-06-09 | Solar Panels | HANWHA | Q.TRON BLK M-G2+430 |  | 0.43 | 8 | 299 | 24 |  | Fixed | Roof
NJADRE1559697250 | Administratively Determined Incentive Program | EAST ORANGE | 7018 | 18.49 | Residential | Behind the Meter | Yes | Pro Custom Solar dba Momentum Solar | PSE&G |  | Accepted | 2025-05-09 | 2025-06-09 | 2026-06-09 | Solar Panels | HANWHA | Q.TRON BLK M-G2+430 |  | 0.43 | 9 | 210 | 45 |  | Fixed | Roof
NJADRE1559697250 | Administratively Determined Incentive Program | EAST ORANGE | 7018 | 18.49 | Residential | Behind the Meter | Yes | Pro Custom Solar dba Momentum Solar | PSE&G |  | Accepted | 2025-05-09 | 2025-06-09 | 2026-06-09 | Solar Panels | HANWHA | Q.TRON BLK M-G2+430 |  | 0.43 | 8 | 119 | 24 |  | Fixed | Roof
NJADRE1559697250 | Administratively Determined Incentive Program | EAST ORANGE | 7018 | 18.49 | Residential | Behind the Meter | Yes | Pro Custom Solar dba Momentum Solar | PSE&G |  | Accepted | 2025-05-09 | 2025-06-09 | 2026-06-09 | Solar Panels | HANWHA | Q.TRON BLK M-G2+430 |  | 0.43 | 4 | 30 | 24 |  | Fixed | Roof
NJADRE1559697250 | Administratively Determined Incentive Program | EAST ORANGE | 7018 | 18.49 | Residential | Behind the Meter | Yes | Pro Custom Solar dba Momentum Solar | PSE&G |  | Accepted | 2025-05-09 | 2025-06-09 | 2026-06-09 | Inverters | ENPHASE | IQ8HC-72-M-DOM-US | 380 |  | 43 |  |  | 0.97 |  | Outdoor
NJADRE1559697255 | Administratively Determined Incentive Program | WILLINGBORO | 8046 | 3.32 | Residential | Behind the Meter | Yes | SunPurity, LLC | PSE&G |  | Accepted | 2025-05-09 | 2025-06-23 | 2026-06-23 | Solar Panels | Hanwha Q cells | Q.PEAK DUO BLK-ML-G10+ 415W |  | 0.415 | 4 | 306 | 23 |  | Fixed | Roof
NJADRE1559697255 | Administratively Determined Incentive Program | WILLINGBORO | 8046 | 3.32 | Residential | Behind the Meter | Yes | SunPurity, LLC | PSE&G |  | Accepted | 2025-05-09 | 2025-06-23 | 2026-06-23 | Inverters | SolarEdge | SE3800H-US | 3800 |  | 1 |  |  | 0.99 |  | Outdoor
NJADRE1559697255 | Administratively Determined Incentive Program | WILLINGBORO | 8046 | 3.32 | Residential | Behind the Meter | Yes | SunPurity, LLC | PSE&G |  | Accepted | 2025-05-09 | 2025-06-23 | 2026-06-23 | Solar Panels | Hanwha Q cells | Q.PEAK DUO BLK-ML-G10+ 415W |  | 0.415 | 4 | 306 | 23 |  | Fixed | Roof
NJADRE1559697258 | Administratively Determined Incentive Program | PHILLIPSBURG | 8865 | 9.46 | Residential | Behind the Meter | Yes | EMT Renewables, LLC | JCP&L |  | Accepted | 2025-05-09 | 2025-06-09 | 2026-06-09 | Inverters | ENPHASE | IQ8+ | 290 |  | 22 |  |  | 0.98 |  | Other | UNDER EACH PANEL
NJADRE1559697258 | Administratively Determined Incentive Program | PHILLIPSBURG | 8865 | 9.46 | Residential | Behind the Meter | Yes | EMT Renewables, LLC | JCP&L |  | Accepted | 2025-05-09 | 2025-06-09 | 2026-06-09 | Solar Panels | SEG SOLAR | SEG 430 |  | 0.43 | 10 | 324 | 20 |  | Fixed | Roof
NJADRE1559697258 | Administratively Determined Incentive Program | PHILLIPSBURG | 8865 | 9.46 | Residential | Behind the Meter | Yes | EMT Renewables, LLC | JCP&L |  | Accepted | 2025-05-09 | 2025-06-09 | 2026-06-09 | Solar Panels | SEG SOLAR | SEG 430 |  | 0.43 | 12 | 114 | 20 |  | Fixed | Roof
NJADRE1559697260 | Administratively Determined Incentive Program | WASHINGTON | 7882 | 4.92 | Residential | Behind the Meter | Yes | Trinity Solar, LLC | JCP&L |  | Accepted | 2025-05-09 | 2025-06-09 | 2026-06-09 | Inverters | Solar Edge | USE3800H-USMNBL75 | 3800 |  | 1 |  |  | 0.97 |  | Outdoor
NJADRE1559697260 | Administratively Determined Incentive Program | WASHINGTON | 7882 | 4.92 | Residential | Behind the Meter | Yes | Trinity Solar, LLC | JCP&L |  | Accepted | 2025-05-09 | 2025-06-09 | 2026-06-09 | Solar Panels | HANWHA | (Q.PEAK DUO BLK ML-G10+ 410) |  | 0.41 | 4 | 61 | 35 |  | Fixed | Roof
NJADRE1559697260 | Administratively Determined Incentive Program | WASHINGTON | 7882 | 4.92 | Residential | Behind the Meter | Yes | Trinity Solar, LLC | JCP&L |  | Accepted | 2025-05-09 | 2025-06-09 | 2026-06-09 | Solar Panels | HANWHA | (Q.PEAK DUO BLK ML-G10+ 410) |  | 0.41 | 8 | 241 | 35 |  | Fixed | Roof
NJADRE1559697265 | Administratively Determined Incentive Program | CLIFTON | 7014 | 5.74 | Residential | Behind the Meter | Yes | Trinity Solar, LLC | PSE&G |  | Accepted | 2025-05-09 | 2025-06-10 | 2026-06-10 | Inverters | SOLAREDGE | SE6000H-USSNBBL14 | 6000 |  | 1 |  |  | 0.97 |  | Outside
NJADRE1559697265 | Administratively Determined Incentive Program | CLIFTON | 7014 | 5.74 | Residential | Behind the Meter | Yes | Trinity Solar, LLC | PSE&G |  | Accepted | 2025-05-09 | 2025-06-10 | 2026-06-10 | Solar Panels | HANWHA 410 (Q.PEAK DUO BLK ML-G10+410) | HANWHA 410 (Q.PEAK DUO BLK ML-G10+410) |  | 0.41 | 5 | 215 | 23 |  | Fixed | Roof
NJADRE1559697265 | Administratively Determined Incentive Program | CLIFTON | 7014 | 5.74 | Residential | Behind the Meter | Yes | Trinity Solar, LLC | PSE&G |  | Accepted | 2025-05-09 | 2025-06-10 | 2026-06-10 | Solar Panels | HANWHA 410 (Q.PEAK DUO BLK ML-G10+410) | HANWHA 410 (Q.PEAK DUO BLK ML-G10+410) |  | 0.41 | 9 | 125 | 23 |  | Fixed | Roof
NJADRE1559697266 | Administratively Determined Incentive Program | BLACKWOOD | 8012 | 6.88 | Residential | Behind the Meter | Yes | EMT Renewables, LLC | AC Electric |  | Accepted | 2025-05-09 | 2025-06-09 | 2026-06-09 | Inverters | ENPHASE | IQ8+ | 290 |  | 16 |  |  | 0.98 |  | Other | UNDER EACH PANEL
NJADRE1559697266 | Administratively Determined Incentive Program | BLACKWOOD | 8012 | 6.88 | Residential | Behind the Meter | Yes | EMT Renewables, LLC | AC Electric |  | Accepted | 2025-05-09 | 2025-06-09 | 2026-06-09 | Solar Panels | SEG SOLAR | SEG 430 |  | 0.43 | 16 | 142 | 36 |  | Fixed | Roof
NJADRE1559697267 | Administratively Determined Incentive Program | Waterford Works | 8089 | 11.02 | Residential | Behind the Meter | No | Tesla Energy Operations, Inc. | AC Electric |  | Accepted | 2025-05-09 | 2025-06-09 | 2026-06-09 | Solar Panels | TESLA | SR72T2 |  | 0.072 | 56 | 270 | 17 |  | Fixed | Roof
NJADRE1559697267 | Administratively Determined Incentive Program | Waterford Works | 8089 | 11.02 | Residential | Behind the Meter | No | Tesla Energy Operations, Inc. | AC Electric |  | Accepted | 2025-05-09 | 2025-06-09 | 2026-06-09 | Electric Storage Battery | Tesla | AC Powerwall 2.0 |  |  | 2 |  |  |  | Lithium Ion |  | INSIDE
NJADRE1559697267 | Administratively Determined Incentive Program | Waterford Works | 8089 | 11.02 | Residential | Behind the Meter | No | Tesla Energy Operations, Inc. | AC Electric |  | Accepted | 2025-05-09 | 2025-06-09 | 2026-06-09 | Inverters | Tesla | 1850000-XX-Y | 7600 |  | 1 |  |  | 0.98 |  | Indoor
NJADRE1559697267 | Administratively Determined Incentive Program | Waterford Works | 8089 | 11.02 | Residential | Behind the Meter | No | Tesla Energy Operations, Inc. | AC Electric |  | Accepted | 2025-05-09 | 2025-06-09 | 2026-06-09 | Solar Panels | TESLA | SR72T2 |  | 0.072 | 97 | 270 | 90 |  | Fixed | Roof
NJADRE1559697276 | Administratively Determined Incentive Program | ORANGE | 7050 | 6.56 | Residential | Behind the Meter | Yes | Trinity Solar, LLC | PSE&G |  | Accepted | 2025-05-09 | 2025-06-09 | 2026-06-09 | Solar Panels | Hanwha | HANWHA 410 (Q.PEAK DUO BLK ML-G10+ 410) |  | 0.41 | 16 | 221 | 40 |  | Fixed | Roof
NJADRE1559697276 | Administratively Determined Incentive Program | ORANGE | 7050 | 6.56 | Residential | Behind the Meter | Yes | Trinity Solar, LLC | PSE&G |  | Accepted | 2025-05-09 | 2025-06-09 | 2026-06-09 | Inverters | Solar Edge | USE5700H-USMNBL75 | 5760 |  | 1 |  |  | 0.97 |  | Outdoor
NJADRE1559697278 | Administratively Determined Incentive Program | Millville | 8332 | 8.17 | Residential | Behind the Meter | Yes | EMT Renewables, LLC | AC Electric |  | Accepted | 2025-05-09 | 2025-06-16 | 2026-06-16 | Inverters | ENPHASE | IQ8+ | 290 |  | 19 |  |  | 0.98 |  | Other | UNDER EACH PANEL
NJADRE1559697278 | Administratively Determined Incentive Program | Millville | 8332 | 8.17 | Residential | Behind the Meter | Yes | EMT Renewables, LLC | AC Electric |  | Accepted | 2025-05-09 | 2025-06-16 | 2026-06-16 | Solar Panels | SEG SOLAR | SEG 430 |  | 0.43 | 9 | 263 | 20 |  | Fixed | Roof
NJADRE1559697278 | Administratively Determined Incentive Program | Millville | 8332 | 8.17 | Residential | Behind the Meter | Yes | EMT Renewables, LLC | AC Electric |  | Accepted | 2025-05-09 | 2025-06-16 | 2026-06-16 | Solar Panels | SEG SOLAR | SEG 430 |  | 0.43 | 10 | 83 | 27 |  | Fixed | Roof
NJADRE1559697288 | Administratively Determined Incentive Program | Woodbury | 8096 | 6.38 | Residential | Behind the Meter | Yes | Power Energy Solutions, LLC | PSE&G |  | Accepted | 2025-05-09 | 2025-06-09 | 2026-06-09 | Solar Panels | Trina Solar | TSM-425NE09RC.05 |  | 0.425 | 5 | 199 | 29 |  | Fixed | Roof
NJADRE1559697288 | Administratively Determined Incentive Program | Woodbury | 8096 | 6.38 | Residential | Behind the Meter | Yes | Power Energy Solutions, LLC | PSE&G |  | Accepted | 2025-05-09 | 2025-06-09 | 2026-06-09 | Inverters | SolarEdge | SE3800H-US | 4 |  | 1 |  |  | 0.97 |  | Outdoor
NJADRE1559697288 | Administratively Determined Incentive Program | Woodbury | 8096 | 6.38 | Residential | Behind the Meter | Yes | Power Energy Solutions, LLC | PSE&G |  | Accepted | 2025-05-09 | 2025-06-09 | 2026-06-09 | Solar Panels | Trina Solar | TSM-425NE09RC.05 |  | 0.425 | 8 | 19 | 29 |  | Fixed | Roof
NJADRE1559697288 | Administratively Determined Incentive Program | Woodbury | 8096 | 6.38 | Residential | Behind the Meter | Yes | Power Energy Solutions, LLC | PSE&G |  | Accepted | 2025-05-09 | 2025-06-09 | 2026-06-09 | Solar Panels | Trina Solar | TSM-425NE09RC.05 |  | 0.425 | 2 | 199 | 23 |  | Fixed | Roof
NJADRE1559697294 | Administratively Determined Incentive Program | Woodbury | 8096 | 6.02 | Residential | Behind the Meter | Yes | EMT Renewables, LLC | PSE&G |  | Accepted | 2025-05-09 | 2025-06-09 | 2026-06-09 | Solar Panels | SEG SOLAR | SEG 430 |  | 0.43 | 9 | 110 | 41 |  | Fixed | Roof
NJADRE1559697294 | Administratively Determined Incentive Program | Woodbury | 8096 | 6.02 | Residential | Behind the Meter | Yes | EMT Renewables, LLC | PSE&G |  | Accepted | 2025-05-09 | 2025-06-09 | 2026-06-09 | Inverters | ENPHASE | IQ8+ | 290 |  | 14 |  |  | 0.98 |  | Other | UNDER EACH PANEL
NJADRE1559697294 | Administratively Determined Incentive Program | Woodbury | 8096 | 6.02 | Residential | Behind the Meter | Yes | EMT Renewables, LLC | PSE&G |  | Accepted | 2025-05-09 | 2025-06-09 | 2026-06-09 | Solar Panels | SEG SOLAR | SEG 430 |  | 0.43 | 5 | 111 | 42 |  | Fixed | Roof
NJADRE1559697295 | Administratively Determined Incentive Program | South Orange | 7079 | 9.84 | Residential | Behind the Meter | Yes | Trinity Solar, LLC | PSE&G |  | Accepted | 2025-05-09 | 2025-06-17 | 2026-06-17 | Inverters | TESLA 7.6kW (PV ONLY) | TESLA 7.6kW (PV ONLY) | 7600 |  | 1 |  |  | 0.97 |  | Outside
NJADRE1559697295 | Administratively Determined Incentive Program | South Orange | 7079 | 9.84 | Residential | Behind the Meter | Yes | Trinity Solar, LLC | PSE&G |  | Accepted | 2025-05-09 | 2025-06-17 | 2026-06-17 | Solar Panels | HANWHA 410 (Q.PEAK DUO BLK ML-G10+410) | HANWHA 410 (Q.PEAK DUO BLK ML-G10+410) |  | 0.41 | 12 | 64 | 18 |  | Fixed | Roof
NJADRE1559697295 | Administratively Determined Incentive Program | South Orange | 7079 | 9.84 | Residential | Behind the Meter | Yes | Trinity Solar, LLC | PSE&G |  | Accepted | 2025-05-09 | 2025-06-17 | 2026-06-17 | Solar Panels | HANWHA 410 (Q.PEAK DUO BLK ML-G10+410) | HANWHA 410 (Q.PEAK DUO BLK ML-G10+410) |  | 0.41 | 6 | 64 | 18 |  | Fixed | Roof
NJADRE1559697295 | Administratively Determined Incentive Program | South Orange | 7079 | 9.84 | Residential | Behind the Meter | Yes | Trinity Solar, LLC | PSE&G |  | Accepted | 2025-05-09 | 2025-06-17 | 2026-06-17 | Solar Panels | HANWHA 410 (Q.PEAK DUO BLK ML-G10+410) | HANWHA 410 (Q.PEAK DUO BLK ML-G10+410) |  | 0.41 | 6 | 302 | 32 |  | Fixed | Roof
NJADRE1559697309 | Administratively Determined Incentive Program | BURLINGTON | 8016 | 9.02 | Residential | Behind the Meter | Yes | Trinity Solar, LLC | PSE&G |  | Accepted | 2025-05-09 | 2025-06-30 | 2026-06-30 | Solar Panels | Hanwha | HANWHA 410 (Q.PEAK DUO BLK ML-G10+ 410) |  | 0.41 | 6 | 66 | 23 |  | Fixed | Roof
NJADRE1559697309 | Administratively Determined Incentive Program | BURLINGTON | 8016 | 9.02 | Residential | Behind the Meter | Yes | Trinity Solar, LLC | PSE&G |  | Accepted | 2025-05-09 | 2025-06-30 | 2026-06-30 | Solar Panels | Hanwha | HANWHA 410 (Q.PEAK DUO BLK ML-G10+ 410) |  | 0.41 | 6 | 66 | 18 |  | Fixed | Roof
NJADRE1559697309 | Administratively Determined Incentive Program | BURLINGTON | 8016 | 9.02 | Residential | Behind the Meter | Yes | Trinity Solar, LLC | PSE&G |  | Accepted | 2025-05-09 | 2025-06-30 | 2026-06-30 | Inverters | Solar Edge | USE7600H-USMNBL75 | 7600 |  | 1 |  |  | 0.97 |  | Outdoor
NJADRE1559697309 | Administratively Determined Incentive Program | BURLINGTON | 8016 | 9.02 | Residential | Behind the Meter | Yes | Trinity Solar, LLC | PSE&G |  | Accepted | 2025-05-09 | 2025-06-30 | 2026-06-30 | Solar Panels | Hanwha | HANWHA 410 (Q.PEAK DUO BLK ML-G10+ 410) |  | 0.41 | 10 | 246 | 23 |  | Fixed | Roof
NJADRE1559697313 | Administratively Determined Incentive Program | Hillsborough Township | 8844 | 12.71 | Residential | Behind the Meter | No | Tesla Energy Operations, Inc. | PSE&G |  | Accepted | 2025-05-09 | 2025-06-09 | 2026-06-09 | Solar Panels | Hanwha | Q.PEAK DUO BLK ML-G10+/TS 410 |  | 0.41 | 12 | 214 | 34 |  | Fixed | Roof
NJADRE1559697313 | Administratively Determined Incentive Program | Hillsborough Township | 8844 | 12.71 | Residential | Behind the Meter | No | Tesla Energy Operations, Inc. | PSE&G |  | Accepted | 2025-05-09 | 2025-06-09 | 2026-06-09 | Solar Panels | Hanwha | Q.PEAK DUO BLK ML-G10+/TS 410 |  | 0.41 | 12 | 214 | 34 |  | Fixed | Roof
NJADRE1559697313 | Administratively Determined Incentive Program | Hillsborough Township | 8844 | 12.71 | Residential | Behind the Meter | No | Tesla Energy Operations, Inc. | PSE&G |  | Accepted | 2025-05-09 | 2025-06-09 | 2026-06-09 | Electric Storage Battery | Tesla | Powerwall 3 |  |  | 1 |  |  |  | Lithium Ion |  | OUTSIDE
NJADRE1559697313 | Administratively Determined Incentive Program | Hillsborough Township | 8844 | 12.71 | Residential | Behind the Meter | No | Tesla Energy Operations, Inc. | PSE&G |  | Accepted | 2025-05-09 | 2025-06-09 | 2026-06-09 | Solar Panels | Hanwha | Q.PEAK DUO BLK ML-G10+/TS 410 |  | 0.41 | 3 | 214 | 34 |  | Fixed | Roof
NJADRE1559697313 | Administratively Determined Incentive Program | Hillsborough Township | 8844 | 12.71 | Residential | Behind the Meter | No | Tesla Energy Operations, Inc. | PSE&G |  | Accepted | 2025-05-09 | 2025-06-09 | 2026-06-09 | Solar Panels | Hanwha | Q.PEAK DUO BLK ML-G10+/TS 410 |  | 0.41 | 4 | 34 | 34 |  | Fixed | Roof
NJADRE1559697313 | Administratively Determined Incentive Program | Hillsborough Township | 8844 | 12.71 | Residential | Behind the Meter | No | Tesla Energy Operations, Inc. | PSE&G |  | Accepted | 2025-05-09 | 2025-06-09 | 2026-06-09 | Inverters | Tesla | 1707000-XX-Y | 10000 |  | 1 |  |  | 0.98 |  | Outside
NJADRE1559697315 | Administratively Determined Incentive Program | TOWACO | 7082 | 13.92 | Residential | Behind the Meter | No | NJ Solar Power, LLC | JCP&L |  | Accepted | 2025-05-09 | 2025-06-09 | 2026-06-09 | Solar Panels | Hanwha | Q.TRON BLK M-G2+ 435 |  | 0.435 | 27 | 206 | 34 |  | Fixed | Roof | Roof 1
NJADRE1559697315 | Administratively Determined Incentive Program | TOWACO | 7082 | 13.92 | Residential | Behind the Meter | No | NJ Solar Power, LLC | JCP&L |  | Accepted | 2025-05-09 | 2025-06-09 | 2026-06-09 | Solar Panels | Hanwha | Q.TRON BLK M-G2+ 435 |  | 0.435 | 5 | 117 | 34 |  | Fixed | Roof | Roof 2
NJADRE1559697315 | Administratively Determined Incentive Program | TOWACO | 7082 | 13.92 | Residential | Behind the Meter | No | NJ Solar Power, LLC | JCP&L |  | Accepted | 2025-05-09 | 2025-06-09 | 2026-06-09 | Inverters | SolarEdge | SE11400H-US | 11400 |  | 1 |  |  | 0.99 |  | Outdoor
NJADRE1559697317 | Administratively Determined Incentive Program | BERLIN | 8009 | 16.34 | Residential | Behind the Meter | Yes | Pro Custom Solar dba Momentum Solar | AC Electric |  | Accepted | 2025-05-09 | 2025-06-09 | 2026-06-09 | Inverters | ENPHASE | IQ8HC-72-M-DOM-US | 380 |  | 38 |  |  | 0.97 |  | Outdoor
NJADRE1559697317 | Administratively Determined Incentive Program | BERLIN | 8009 | 16.34 | Residential | Behind the Meter | Yes | Pro Custom Solar dba Momentum Solar | AC Electric |  | Accepted | 2025-05-09 | 2025-06-09 | 2026-06-09 | Solar Panels | HANWHA | Q.TRON BLK M-G2+430 |  | 0.43 | 7 | 105 | 22 |  | Fixed | Roof
NJADRE1559697317 | Administratively Determined Incentive Program | BERLIN | 8009 | 16.34 | Residential | Behind the Meter | Yes | Pro Custom Solar dba Momentum Solar | AC Electric |  | Accepted | 2025-05-09 | 2025-06-09 | 2026-06-09 | Solar Panels | Hanwha | Q.TRON BLK M-G2+430 |  | 0.43 | 4 | 15 | 20 |  | Fixed | Roof
NJADRE1559697317 | Administratively Determined Incentive Program | BERLIN | 8009 | 16.34 | Residential | Behind the Meter | Yes | Pro Custom Solar dba Momentum Solar | AC Electric |  | Accepted | 2025-05-09 | 2025-06-09 | 2026-06-09 | Solar Panels | HANWHA | Q.TRON BLK M-G2+430 |  | 0.43 | 6 | 285 | 21 |  | Fixed | Roof
NJADRE1559697317 | Administratively Determined Incentive Program | BERLIN | 8009 | 16.34 | Residential | Behind the Meter | Yes | Pro Custom Solar dba Momentum Solar | AC Electric |  | Accepted | 2025-05-09 | 2025-06-09 | 2026-06-09 | Solar Panels | HANWHA | Q.TRON BLK M-G2+430 |  | 0.43 | 10 | 105 | 22 |  | Fixed | Roof
NJADRE1559697317 | Administratively Determined Incentive Program | BERLIN | 8009 | 16.34 | Residential | Behind the Meter | Yes | Pro Custom Solar dba Momentum Solar | AC Electric |  | Accepted | 2025-05-09 | 2025-06-09 | 2026-06-09 | Solar Panels | HANWHA | Q.TRON BLK M-G2+430 |  | 0.43 | 5 | 195 | 22 |  | Fixed | Roof
NJADRE1559697317 | Administratively Determined Incentive Program | BERLIN | 8009 | 16.34 | Residential | Behind the Meter | Yes | Pro Custom Solar dba Momentum Solar | AC Electric |  | Accepted | 2025-05-09 | 2025-06-09 | 2026-06-09 | Solar Panels | HANWHA | Q.TRON BLK M-G2+430 |  | 0.43 | 6 | 285 | 22 |  | Fixed | Roof
NJADRE1559697333 | Administratively Determined Incentive Program | Brick | 8724 | 18.45 | Residential | Behind the Meter | Yes | Trinity Solar, LLC | JCP&L |  | Accepted | 2025-05-09 | 2025-06-13 | 2026-06-13 | Inverters | Solar Edge | USE3800H-US | 3800 |  | 1 |  |  | 0.97 |  | Outside
NJADRE1559697333 | Administratively Determined Incentive Program | Brick | 8724 | 18.45 | Residential | Behind the Meter | Yes | Trinity Solar, LLC | JCP&L |  | Accepted | 2025-05-09 | 2025-06-13 | 2026-06-13 | Solar Panels | Hanwha | Q.PEAK DUO BLK ML-G10+ 410 |  | 0.41 | 25 | 64 | 19 |  | Fixed | Roof
NJADRE1559697333 | Administratively Determined Incentive Program | Brick | 8724 | 18.45 | Residential | Behind the Meter | Yes | Trinity Solar, LLC | JCP&L |  | Accepted | 2025-05-09 | 2025-06-13 | 2026-06-13 | Solar Panels | Hanwha | Q.PEAK DUO BLK ML-G10+ 410 |  | 0.41 | 7 | 244 | 17 |  | Fixed | Roof
NJADRE1559697333 | Administratively Determined Incentive Program | Brick | 8724 | 18.45 | Residential | Behind the Meter | Yes | Trinity Solar, LLC | JCP&L |  | Accepted | 2025-05-09 | 2025-06-13 | 2026-06-13 | Solar Panels | Hanwha | Q.PEAK DUO BLK ML-G10+ 410 |  | 0.41 | 13 | 244 | 19 |  | Fixed | Roof
NJADRE1559697333 | Administratively Determined Incentive Program | Brick | 8724 | 18.45 | Residential | Behind the Meter | Yes | Trinity Solar, LLC | JCP&L |  | Accepted | 2025-05-09 | 2025-06-13 | 2026-06-13 | Inverters | Solar Edge | USE11400H-US | 11400 |  | 1 |  |  | 0.97 |  | Outside
NJADRE1559697334 | Administratively Determined Incentive Program | Cape May | 8204 | 20.21 | Residential | Behind the Meter | Yes | EMT Renewables, LLC | AC Electric |  | Accepted | 2025-05-09 | 2025-06-09 | 2026-06-09 | Inverters | ENPHASE | IQ8+ | 290 |  | 47 |  |  | 0.98 |  | Other | UNDER EACH PANEL
NJADRE1559697334 | Administratively Determined Incentive Program | Cape May | 8204 | 20.21 | Residential | Behind the Meter | Yes | EMT Renewables, LLC | AC Electric |  | Accepted | 2025-05-09 | 2025-06-09 | 2026-06-09 | Solar Panels | SEG SOLAR | SEG 430 |  | 0.43 | 5 | 157 | 20 |  | Fixed | Roof
NJADRE1559697334 | Administratively Determined Incentive Program | Cape May | 8204 | 20.21 | Residential | Behind the Meter | Yes | EMT Renewables, LLC | AC Electric |  | Accepted | 2025-05-09 | 2025-06-09 | 2026-06-09 | Solar Panels | SEG SOLAR | SEG 430 |  | 0.43 | 2 | 156 | 24 |  | Fixed | Roof
NJADRE1559697334 | Administratively Determined Incentive Program | Cape May | 8204 | 20.21 | Residential | Behind the Meter | Yes | EMT Renewables, LLC | AC Electric |  | Accepted | 2025-05-09 | 2025-06-09 | 2026-06-09 | Solar Panels | SEG SOLAR | SEG 430 |  | 0.43 | 12 | 66 | 19 |  | Fixed | Roof
NJADRE1559697334 | Administratively Determined Incentive Program | Cape May | 8204 | 20.21 | Residential | Behind the Meter | Yes | EMT Renewables, LLC | AC Electric |  | Accepted | 2025-05-09 | 2025-06-09 | 2026-06-09 | Solar Panels | SEG SOLAR | SEG 430 |  | 0.43 | 14 | 246 | 19 |  | Fixed | Roof
NJADRE1559697334 | Administratively Determined Incentive Program | Cape May | 8204 | 20.21 | Residential | Behind the Meter | Yes | EMT Renewables, LLC | AC Electric |  | Accepted | 2025-05-09 | 2025-06-09 | 2026-06-09 | Solar Panels | SEG SOLAR | SEG 430 |  | 0.43 | 5 | 337 | 20 |  | Fixed | Roof
NJADRE1559697334 | Administratively Determined Incentive Program | Cape May | 8204 | 20.21 | Residential | Behind the Meter | Yes | EMT Renewables, LLC | AC Electric |  | Accepted | 2025-05-09 | 2025-06-09 | 2026-06-09 | Solar Panels | SEG SOLAR | SEG 430 |  | 0.43 | 4 | 336 | 21 |  | Fixed | Roof
NJADRE1559697334 | Administratively Determined Incentive Program | Cape May | 8204 | 20.21 | Residential | Behind the Meter | Yes | EMT Renewables, LLC | AC Electric |  | Accepted | 2025-05-09 | 2025-06-09 | 2026-06-09 | Solar Panels | SEG SOLAR | SEG 430 |  | 0.43 | 5 | 156 | 21 |  | Fixed | Roof
NJADRE1559697344 | Administratively Determined Incentive Program | Rahway | 7065 | 3.44 | Residential | Behind the Meter | Yes | Pro Custom Solar dba Momentum Solar | PSE&G |  | Accepted | 2025-05-09 | 2025-06-09 | 2026-06-09 | Solar Panels | HANWHA | Q.TRON BLK M-G2+430 |  | 0.43 | 6 | 85 | 27 |  | Fixed | Roof
NJADRE1559697344 | Administratively Determined Incentive Program | Rahway | 7065 | 3.44 | Residential | Behind the Meter | Yes | Pro Custom Solar dba Momentum Solar | PSE&G |  | Accepted | 2025-05-09 | 2025-06-09 | 2026-06-09 | Inverters | ENPHASE | IQ8HC-72-M-DOM-US | 380 |  | 8 |  |  | 0.97 |  | Outdoor
NJADRE1559697344 | Administratively Determined Incentive Program | Rahway | 7065 | 3.44 | Residential | Behind the Meter | Yes | Pro Custom Solar dba Momentum Solar | PSE&G |  | Accepted | 2025-05-09 | 2025-06-09 | 2026-06-09 | Solar Panels | HANWHA | Q.TRON BLK M-G2+430 |  | 0.43 | 2 | 265 | 27 |  | Fixed | Roof
NJADRE1559697352 | Administratively Determined Incentive Program | Browns Mills | 8015 | 6.02 | Residential | Behind the Meter | Yes | EMT Renewables, LLC | JCP&L |  | Accepted | 2025-05-09 | 2025-06-09 | 2026-06-09 | Solar Panels | SEG SOLAR | SEG 430 |  | 0.43 | 14 | 166 | 27 |  | Fixed | Roof
NJADRE1559697352 | Administratively Determined Incentive Program | Browns Mills | 8015 | 6.02 | Residential | Behind the Meter | Yes | EMT Renewables, LLC | JCP&L |  | Accepted | 2025-05-09 | 2025-06-09 | 2026-06-09 | Inverters | ENPHASE | IQ8+ | 290 |  | 14 |  |  | 0.98 |  | Other | UNDER EACH PANEL
NJADRE1559697360 | Administratively Determined Incentive Program | Trenton | 8619 | 7.74 | Residential | Behind the Meter | Yes | EMT Renewables, LLC | PSE&G |  | Accepted | 2025-05-09 | 2025-06-09 | 2026-06-09 | Inverters | ENPHASE | IQ8+ | 290 |  | 18 |  |  | 0.98 |  | Other | UNDER EACH PANEL
NJADRE1559697360 | Administratively Determined Incentive Program | Trenton | 8619 | 7.74 | Residential | Behind the Meter | Yes | EMT Renewables, LLC | PSE&G |  | Accepted | 2025-05-09 | 2025-06-09 | 2026-06-09 | Solar Panels | SEG SOLAR | SEG 430 |  | 0.43 | 16 | 173 | 14 |  | Fixed | Roof
NJADRE1559697360 | Administratively Determined Incentive Program | Trenton | 8619 | 7.74 | Residential | Behind the Meter | Yes | EMT Renewables, LLC | PSE&G |  | Accepted | 2025-05-09 | 2025-06-09 | 2026-06-09 | Solar Panels | SEG SOLAR | SEG 430 |  | 0.43 | 2 | 353 | 31 |  | Fixed | Roof
NJADRE1559697365 | Administratively Determined Incentive Program | Bayonne | 7002 | 1.72 | Residential | Behind the Meter | No | Pro Custom Solar dba Momentum Solar | PSE&G |  | Accepted | 2025-05-09 | 2025-06-11 | 2026-06-11 | Inverters | Enphase | IQ8Plus-72-2-US | 290 |  | 4 |  |  | 0.97 |  | Outdoor
NJADRE1559697365 | Administratively Determined Incentive Program | Bayonne | 7002 | 1.72 | Residential | Behind the Meter | No | Pro Custom Solar dba Momentum Solar | PSE&G |  | Accepted | 2025-05-09 | 2025-06-11 | 2026-06-11 | Solar Panels | HANWHA | Q.TRON BLK M-G2+430 |  | 0.43 | 4 | 33 | 3 |  | Fixed | Roof
NJADRE1559697377 | Administratively Determined Incentive Program | Villas | 8251 | 8.08 | Residential | Behind the Meter | Yes | Whitman Construction, LLC | AC Electric |  | Accepted | 2025-05-09 | 2025-06-10 | 2026-06-10 | Solar Panels | Jinko Solar | JKM425N-54HL4-B |  | 0.425 | 2 | 210 | 34 |  | Fixed | Roof
NJADRE1559697377 | Administratively Determined Incentive Program | Villas | 8251 | 8.08 | Residential | Behind the Meter | Yes | Whitman Construction, LLC | AC Electric |  | Accepted | 2025-05-09 | 2025-06-10 | 2026-06-10 | Solar Panels | Jinko Solar | JKM425N-54HL4-B |  | 0.425 | 14 | 120 | 30 |  | Fixed | Roof
NJADRE1559697377 | Administratively Determined Incentive Program | Villas | 8251 | 8.08 | Residential | Behind the Meter | Yes | Whitman Construction, LLC | AC Electric |  | Accepted | 2025-05-09 | 2025-06-10 | 2026-06-10 | Inverters | ENPHASE | IQ8PLUS-72-2-US | 290 |  | 19 |  |  | 0.975 |  | Outdoor
NJADRE1559697377 | Administratively Determined Incentive Program | Villas | 8251 | 8.08 | Residential | Behind the Meter | Yes | Whitman Construction, LLC | AC Electric |  | Accepted | 2025-05-09 | 2025-06-10 | 2026-06-10 | Solar Panels | Jinko Solar | JKM425N-54HL4-B |  | 0.425 | 3 | 300 | 30 |  | Fixed | Roof
NJADRE1559697401 | Administratively Determined Incentive Program | Williamstown | 8094 | 7.74 | Residential | Behind the Meter | Yes | EMT Renewables, LLC | AC Electric |  | Accepted | 2025-05-09 | 2025-06-17 | 2026-06-17 | Inverters | ENPHASE | IQ8+ | 290 |  | 18 |  |  | 0.98 |  | Other | UNDER EACH PANEL
NJADRE1559697401 | Administratively Determined Incentive Program | Williamstown | 8094 | 7.74 | Residential | Behind the Meter | Yes | EMT Renewables, LLC | AC Electric |  | Accepted | 2025-05-09 | 2025-06-17 | 2026-06-17 | Solar Panels | SEG SOLAR | SEG 430 |  | 0.43 | 4 | 122 | 20 |  | Fixed | Roof
NJADRE1559697401 | Administratively Determined Incentive Program | Williamstown | 8094 | 7.74 | Residential | Behind the Meter | Yes | EMT Renewables, LLC | AC Electric |  | Accepted | 2025-05-09 | 2025-06-17 | 2026-06-17 | Solar Panels | SEG SOLAR | SEG 430 |  | 0.43 | 5 | 212 | 20 |  | Fixed | Roof
NJADRE1559697401 | Administratively Determined Incentive Program | Williamstown | 8094 | 7.74 | Residential | Behind the Meter | Yes | EMT Renewables, LLC | AC Electric |  | Accepted | 2025-05-09 | 2025-06-17 | 2026-06-17 | Solar Panels | SEG SOLAR | SEG 430 |  | 0.43 | 7 | 302 | 20 |  | Fixed | Roof
NJADRE1559697401 | Administratively Determined Incentive Program | Williamstown | 8094 | 7.74 | Residential | Behind the Meter | Yes | EMT Renewables, LLC | AC Electric |  | Accepted | 2025-05-09 | 2025-06-17 | 2026-06-17 | Solar Panels | SEG SOLAR | SEG 430 |  | 0.43 | 2 | 213 | 20 |  | Fixed | Roof
NJADRE1559697412 | Administratively Determined Incentive Program | Leonia | 7605 | 14.76 | Residential | Behind the Meter | Yes | Trinity Solar, LLC | PSE&G |  | Accepted | 2025-05-09 | 2025-06-10 | 2026-06-10 | Inverters | Solar Edge | SE11400H-US | 11400 |  | 1 |  |  | 0.97 |  | Outside
NJADRE1559697412 | Administratively Determined Incentive Program | Leonia | 7605 | 14.76 | Residential | Behind the Meter | Yes | Trinity Solar, LLC | PSE&G |  | Accepted | 2025-05-09 | 2025-06-10 | 2026-06-10 | Solar Panels | Hanwha | Q.PEAK DUO BLK ML-G10+ 410 |  | 0.41 | 36 | 276 | 18 |  | Fixed | Roof
NJADRE1559697413 | Administratively Determined Incentive Program | Turnersville | 8012 | 12.96 | Residential | Behind the Meter | Yes | Sunrun Installation Services, Inc. | AC Electric |  | Accepted | 2025-05-09 | 2025-06-09 | 2026-06-09 | Solar Panels | JA Solar | JAM54S31-405/MR |  | 0.405 | 18 | 131 | 19 |  | Fixed | Roof
NJADRE1559697413 | Administratively Determined Incentive Program | Turnersville | 8012 | 12.96 | Residential | Behind the Meter | Yes | Sunrun Installation Services, Inc. | AC Electric |  | Accepted | 2025-05-09 | 2025-06-09 | 2026-06-09 | Solar Panels | JA Solar | JAM54S31-405/MR |  | 0.405 | 14 | 311 | 19 |  | Fixed | Roof
NJADRE1559697413 | Administratively Determined Incentive Program | Turnersville | 8012 | 12.96 | Residential | Behind the Meter | Yes | Sunrun Installation Services, Inc. | AC Electric |  | Accepted | 2025-05-09 | 2025-06-09 | 2026-06-09 | Inverters | SolarEdge Technologies | SE10000H-USMN | 10000 |  | 1 |  |  | 0.99 |  | Outdoor | Next to meter
NJADRE1559697414 | Administratively Determined Incentive Program | BRIELLE | 8730 | 12.87 | Residential | Behind the Meter | Yes | SunPurity LLC | JCP&L |  | Accepted | 2025-05-09 | 2025-06-11 | 2026-06-11 | Solar Panels | Hanwha Q cells | Q.PEAK DUO BLK-ML-G10+ 415W |  | 0.415 | 18 | 311 | 25 |  | Fixed | Roof
NJADRE1559697414 | Administratively Determined Incentive Program | BRIELLE | 8730 | 12.87 | Residential | Behind the Meter | Yes | SunPurity LLC | JCP&L |  | Accepted | 2025-05-09 | 2025-06-11 | 2026-06-11 | Inverters | SolarEdge | SE10000H-US | 10000 |  | 1 |  |  | 0.99 |  | Outdoor
NJADRE1559697414 | Administratively Determined Incentive Program | BRIELLE | 8730 | 12.87 | Residential | Behind the Meter | Yes | SunPurity LLC | JCP&L |  | Accepted | 2025-05-09 | 2025-06-11 | 2026-06-11 | Solar Panels | Hanwha Q cells | Q.PEAK DUO BLK-ML-G10+ 415W |  | 0.415 | 13 | 311 | 25 |  | Fixed | Roof
NJADRE1559697430 | Administratively Determined Incentive Program | TOMS RIVER | 8757 | 3.65 | Residential | Behind the Meter | Yes | Sunrun Installation Services, Inc. | JCP&L |  | Accepted | 2025-05-09 | 2025-06-09 | 2026-06-09 | Inverters | SolarEdge Technologies | SE3800H-USMN | 3800 |  | 1 |  |  | 0.99 |  | Outdoor | Next to meter
NJADRE1559697430 | Administratively Determined Incentive Program | TOMS RIVER | 8757 | 3.65 | Residential | Behind the Meter | Yes | Sunrun Installation Services, Inc. | JCP&L |  | Accepted | 2025-05-09 | 2025-06-09 | 2026-06-09 | Solar Panels | JA Solar | JAM54S31-405/MR |  | 0.405 | 9 | 203 | 17 |  | Fixed | Roof
NJADRE1559697435 | Administratively Determined Incentive Program | Marlboro | 7746 | 12.18 | Residential | Behind the Meter | Yes | Venture Home Solar, LLC | JCP&L |  | Accepted | 2025-05-09 | 2025-06-09 | 2026-06-09 | Solar Panels | Hanwha | Q.TRON BLK M-G2+ 435 |  | 0.435 | 8 | 165 | 26 |  | Fixed | Roof
NJADRE1559697435 | Administratively Determined Incentive Program | Marlboro | 7746 | 12.18 | Residential | Behind the Meter | Yes | Venture Home Solar, LLC | JCP&L |  | Accepted | 2025-05-09 | 2025-06-09 | 2026-06-09 | Solar Panels | Hanwha | Q.TRON BLK M-G2+ 435 |  | 0.435 | 8 | 255 | 25 |  | Fixed | Roof
NJADRE1559697435 | Administratively Determined Incentive Program | Marlboro | 7746 | 12.18 | Residential | Behind the Meter | Yes | Venture Home Solar, LLC | JCP&L |  | Accepted | 2025-05-09 | 2025-06-09 | 2026-06-09 | Inverters | Enphase Energy Inc. | IQ8HC-72-M-DOM-US (240V) | 366 |  | 28 |  |  | 0.98361 |  | Outside
NJADRE1559697435 | Administratively Determined Incentive Program | Marlboro | 7746 | 12.18 | Residential | Behind the Meter | Yes | Venture Home Solar, LLC | JCP&L |  | Accepted | 2025-05-09 | 2025-06-09 | 2026-06-09 | Solar Panels | Hanwha | Q.TRON BLK M-G2+ 435 |  | 0.435 | 12 | 255 | 26 |  | Fixed | Roof
NJADRE1559697664 | Administratively Determined Incentive Program | Riverdale | 7457 | 10.66 | Residential | Behind the Meter | No | Tesla Energy Operations, Inc. | JCP&L |  | Accepted | 2025-05-09 | 2025-06-09 | 2026-06-09 | Inverters | Tesla | 1538000-XX-Y | 7600 |  | 1 |  |  | 0.98 |  | Indoor
NJADRE1559697664 | Administratively Determined Incentive Program | Riverdale | 7457 | 10.66 | Residential | Behind the Meter | No | Tesla Energy Operations, Inc. | JCP&L |  | Accepted | 2025-05-09 | 2025-06-09 | 2026-06-09 | Solar Panels | Hanwha | Q.PEAK DUO BLK ML-G10+/TS 410 |  | 0.41 | 8 | 100 | 30 |  | Fixed | Roof
NJADRE1559697664 | Administratively Determined Incentive Program | Riverdale | 7457 | 10.66 | Residential | Behind the Meter | No | Tesla Energy Operations, Inc. | JCP&L |  | Accepted | 2025-05-09 | 2025-06-09 | 2026-06-09 | Solar Panels | Hanwha | Q.PEAK DUO BLK ML-G10+/TS 410 |  | 0.41 | 18 | 100 | 30 |  | Fixed | Roof
NJADRE1559697665 | Administratively Determined Incentive Program | Whiting | 8759 | 12.47 | Residential | Behind the Meter | Yes | EMT Renewables, LLC | JCP&L |  | Accepted | 2025-05-09 | 2025-06-09 | 2026-06-09 | Solar Panels | SEG SOLAR | SEG 430 |  | 0.43 | 8 | 317 | 22 |  | Fixed | Roof
NJADRE1559697665 | Administratively Determined Incentive Program | Whiting | 8759 | 12.47 | Residential | Behind the Meter | Yes | EMT Renewables, LLC | JCP&L |  | Accepted | 2025-05-09 | 2025-06-09 | 2026-06-09 | Solar Panels | SEG SOLAR | SEG 430 |  | 0.43 | 21 | 137 | 24 |  | Fixed | Roof
NJADRE1559697665 | Administratively Determined Incentive Program | Whiting | 8759 | 12.47 | Residential | Behind the Meter | Yes | EMT Renewables, LLC | JCP&L |  | Accepted | 2025-05-09 | 2025-06-09 | 2026-06-09 | Inverters | ENPHASE | IQ8+ | 290 |  | 29 |  |  | 0.98 |  | Other | UNDER EACH PANEL
NJADRE1559697953 | Administratively Determined Incentive Program | GALLOWAY | 8205 | 9.89 | Residential | Behind the Meter | Yes | EMT Renewables, LLC | AC Electric |  | Accepted | 2025-05-09 | 2025-06-09 | 2026-06-09 | Solar Panels | SEG SOLAR | SEG 430 |  | 0.43 | 9 | 223 | 17 |  | Fixed | Roof
NJADRE1559697953 | Administratively Determined Incentive Program | GALLOWAY | 8205 | 9.89 | Residential | Behind the Meter | Yes | EMT Renewables, LLC | AC Electric |  | Accepted | 2025-05-09 | 2025-06-09 | 2026-06-09 | Solar Panels | SEG SOLAR | SEG 430 |  | 0.43 | 6 | 223 | 18 |  | Fixed | Roof
NJADRE1559697953 | Administratively Determined Incentive Program | GALLOWAY | 8205 | 9.89 | Residential | Behind the Meter | Yes | EMT Renewables, LLC | AC Electric |  | Accepted | 2025-05-09 | 2025-06-09 | 2026-06-09 | Solar Panels | SEG SOLAR | SEG 430 |  | 0.43 | 8 | 43 | 17 |  | Fixed | Roof
NJADRE1559697953 | Administratively Determined Incentive Program | GALLOWAY | 8205 | 9.89 | Residential | Behind the Meter | Yes | EMT Renewables, LLC | AC Electric |  | Accepted | 2025-05-09 | 2025-06-09 | 2026-06-09 | Inverters | ENPHASE | IQ8+ | 290 |  | 23 |  |  | 0.98 |  | Other | UNDER EACH PANEL
NJADRE1559697960 | Administratively Determined Incentive Program | Cape May Court House | 8210 | 13.53 | Residential | Behind the Meter | Yes | Trinity Solar, LLC | AC Electric |  | Accepted | 2025-05-09 | 2025-06-09 | 2026-06-09 | Solar Panels | Hanwha | HANWHA 410 (Q.PEAK DUO BLK ML-G10+ 410) |  | 0.41 | 6 | 226 | 20 |  | Fixed | Roof
NJADRE1559697960 | Administratively Determined Incentive Program | Cape May Court House | 8210 | 13.53 | Residential | Behind the Meter | Yes | Trinity Solar, LLC | AC Electric |  | Accepted | 2025-05-09 | 2025-06-09 | 2026-06-09 | Solar Panels | Hanwha | HANWHA 410 (Q.PEAK DUO BLK ML-G10+ 410) |  | 0.41 | 6 | 136 | 19 |  | Fixed | Roof
NJADRE1559697960 | Administratively Determined Incentive Program | Cape May Court House | 8210 | 13.53 | Residential | Behind the Meter | Yes | Trinity Solar, LLC | AC Electric |  | Accepted | 2025-05-09 | 2025-06-09 | 2026-06-09 | Inverters | Solar Edge | USE11400H-USMNBL75 | 11400 |  | 1 |  |  | 0.97 |  | Outdoor
NJADRE1559697960 | Administratively Determined Incentive Program | Cape May Court House | 8210 | 13.53 | Residential | Behind the Meter | Yes | Trinity Solar, LLC | AC Electric |  | Accepted | 2025-05-09 | 2025-06-09 | 2026-06-09 | Solar Panels | Hanwha | HANWHA 410 (Q.PEAK DUO BLK ML-G10+ 410) |  | 0.41 | 10 | 226 | 26 |  | Fixed | Roof
NJADRE1559697960 | Administratively Determined Incentive Program | Cape May Court House | 8210 | 13.53 | Residential | Behind the Meter | Yes | Trinity Solar, LLC | AC Electric |  | Accepted | 2025-05-09 | 2025-06-09 | 2026-06-09 | Solar Panels | Hanwha | HANWHA 410 (Q.PEAK DUO BLK ML-G10+ 410) |  | 0.41 | 11 | 226 | 12 |  | Fixed | Roof
NJADRE1559697968 | Administratively Determined Incentive Program | Union | 7087 | 1.6 | Residential | Behind the Meter | No | Exact Solar | PSE&G |  | Accepted | 2025-05-12 | 2025-06-11 | 2026-06-11 | Solar Panels | VSun | VSUN400-108M-BB |  | 0.4 | 4 | 205.6 | 5 |  | Fixed | Roof
NJADRE1559697968 | Administratively Determined Incentive Program | Union | 7087 | 1.6 | Residential | Behind the Meter | No | Exact Solar | PSE&G |  | Accepted | 2025-05-12 | 2025-06-11 | 2026-06-11 | Inverters | Enphase | IQ8+ | 290 |  | 4 |  |  | 0.97 |  | Outdoor | Underpanels
NJADRE1559697983 | Administratively Determined Incentive Program | Union | 7087 | 1.6 | Residential | Behind the Meter | No | Exact Solar | PSE&G |  | Accepted | 2025-05-12 | 2025-06-11 | 2026-06-11 | Inverters | Enphase | IQ8+ | 29 |  | 4 |  |  | 0.97 |  | Other | under panels
NJADRE1559697983 | Administratively Determined Incentive Program | Union | 7087 | 1.6 | Residential | Behind the Meter | No | Exact Solar | PSE&G |  | Accepted | 2025-05-12 | 2025-06-11 | 2026-06-11 | Solar Panels | VSun | VSUN400-108M-BB |  | 0.4 | 4 | 205.6 | 5 |  | Fixed | Roof
NJADRE1559697990 | Administratively Determined Incentive Program | GREENWICH | 8323 | 13.12 | Residential | Behind the Meter | Yes | Trinity Solar, LLC | AC Electric |  | Accepted | 2025-05-09 | 2025-06-10 | 2026-06-10 | Solar Panels | Hanwha | HANWHA 410 (Q.PEAK DUO BLK ML-G10+ 410) |  | 0.41 | 18 | 248 | 26 |  | Fixed | Roof
NJADRE1559697990 | Administratively Determined Incentive Program | GREENWICH | 8323 | 13.12 | Residential | Behind the Meter | Yes | Trinity Solar, LLC | AC Electric |  | Accepted | 2025-05-09 | 2025-06-10 | 2026-06-10 | Solar Panels | Hanwha | HANWHA 410 (Q.PEAK DUO BLK ML-G10+ 410) |  | 0.41 | 8 | 148 | 31 |  | Fixed | Roof
NJADRE1559697990 | Administratively Determined Incentive Program | GREENWICH | 8323 | 13.12 | Residential | Behind the Meter | Yes | Trinity Solar, LLC | AC Electric |  | Accepted | 2025-05-09 | 2025-06-10 | 2026-06-10 | Solar Panels | Hanwha | HANWHA 410 (Q.PEAK DUO BLK ML-G10+ 410) |  | 0.41 | 6 | 248 | 15 |  | Fixed | Roof
NJADRE1559697990 | Administratively Determined Incentive Program | GREENWICH | 8323 | 13.12 | Residential | Behind the Meter | Yes | Trinity Solar, LLC | AC Electric |  | Accepted | 2025-05-09 | 2025-06-10 | 2026-06-10 | Inverters | Solar Edge | USE10000H-USMNBL75 | 10000 |  | 1 |  |  | 0.97 |  | Outdoor
NJADRE1559697993 | Administratively Determined Incentive Program | Union | 7087 | 1.6 | Residential | Behind the Meter | No | Exact Solar | PSE&G |  | Accepted | 2025-05-12 | 2025-06-11 | 2026-06-11 | Inverters | Enphase | IQ8+ | 290 |  | 4 |  |  | 0.97 |  | Other | under panels
NJADRE1559697993 | Administratively Determined Incentive Program | Union | 7087 | 1.6 | Residential | Behind the Meter | No | Exact Solar | PSE&G |  | Accepted | 2025-05-12 | 2025-06-11 | 2026-06-11 | Solar Panels | Vsun | VSUN400-108M-BB |  | 0.4 | 4 | 205.6 | 5 |  | Fixed | Roof
NJADRE1559697995 | Administratively Determined Incentive Program | Hillside | 7205 | 5.67 | Residential | Behind the Meter | Yes | Sunrun Installation Services, Inc. | PSE&G |  | Accepted | 2025-05-09 | 2025-06-06 | 2026-06-06 | Inverters | SOLAREDGE TECHNOLOGIES | SE3800H-USMN | 3800 |  | 1 |  |  | 0.99 |  | Outdoor
NJADRE1559697995 | Administratively Determined Incentive Program | Hillside | 7205 | 5.67 | Residential | Behind the Meter | Yes | Sunrun Installation Services, Inc. | PSE&G |  | Accepted | 2025-05-09 | 2025-06-06 | 2026-06-06 | Solar Panels | JA SOLAR | JAM54S31-405/MR |  | 0.405 | 6 | 120 | 21 |  | Fixed | Roof
NJADRE1559697995 | Administratively Determined Incentive Program | Hillside | 7205 | 5.67 | Residential | Behind the Meter | Yes | Sunrun Installation Services, Inc. | PSE&G |  | Accepted | 2025-05-09 | 2025-06-06 | 2026-06-06 | Solar Panels | JA SOLAR | JAM54S31-405/MR |  | 0.405 | 6 | 300 | 38 |  | Fixed | Roof
NJADRE1559697995 | Administratively Determined Incentive Program | Hillside | 7205 | 5.67 | Residential | Behind the Meter | Yes | Sunrun Installation Services, Inc. | PSE&G |  | Accepted | 2025-05-09 | 2025-06-06 | 2026-06-06 | Solar Panels | JA SOLAR | JAM54S31-405/MR |  | 0.405 | 2 | 210 | 14 |  | Fixed | Roof
NJADRE1559697995 | Administratively Determined Incentive Program | Hillside | 7205 | 5.67 | Residential | Behind the Meter | Yes | Sunrun Installation Services, Inc. | PSE&G |  | Accepted | 2025-05-09 | 2025-06-06 | 2026-06-06 | Meters | SOLAREDGE TECHNOLOGIES | SE3800H-USMN |  |  | 1 |  |  |  | Yes | Outdoor
NJADRE1559698000 | Administratively Determined Incentive Program | PARAMUS | 7652 | 9.57 | Residential | Behind the Meter | Yes | Venture Home Solar, LLC | PSE&G |  | Accepted | 2025-05-09 | 2025-06-11 | 2026-06-11 | Inverters | Tesla Solar | 1538000-XX-Y | 330 |  | 1 |  |  | 0.9697 |  | Outside
NJADRE1559698000 | Administratively Determined Incentive Program | PARAMUS | 7652 | 9.57 | Residential | Behind the Meter | Yes | Venture Home Solar, LLC | PSE&G |  | Accepted | 2025-05-09 | 2025-06-11 | 2026-06-11 | Solar Panels | Hanwha | Q.TRON BLK M-G2+ 435 |  | 0.435 | 12 | 170 | 23 |  | Fixed | Roof
NJADRE1559698000 | Administratively Determined Incentive Program | PARAMUS | 7652 | 9.57 | Residential | Behind the Meter | Yes | Venture Home Solar, LLC | PSE&G |  | Accepted | 2025-05-09 | 2025-06-11 | 2026-06-11 | Solar Panels | Hanwha | Q.TRON BLK M-G2+ 435 |  | 0.435 | 3 | 78 | 20 |  | Fixed | Roof
NJADRE1559698000 | Administratively Determined Incentive Program | PARAMUS | 7652 | 9.57 | Residential | Behind the Meter | Yes | Venture Home Solar, LLC | PSE&G |  | Accepted | 2025-05-09 | 2025-06-11 | 2026-06-11 | Solar Panels | Hanwha | Q.TRON BLK M-G2+ 435 |  | 0.435 | 5 | 170 | 26 |  | Fixed | Roof
NJADRE1559698000 | Administratively Determined Incentive Program | PARAMUS | 7652 | 9.57 | Residential | Behind the Meter | Yes | Venture Home Solar, LLC | PSE&G |  | Accepted | 2025-05-09 | 2025-06-11 | 2026-06-11 | Solar Panels | Hanwha | Q.TRON BLK M-G2+ 435 |  | 0.435 | 2 | 260 | 20 |  | Fixed | Roof
NJADRE1559698001 | Administratively Determined Incentive Program | OLD BRIDGE | 8857 | 4.92 | Residential | Behind the Meter | Yes | Trinity Solar, LLC | JCP&L |  | Accepted | 2025-05-09 | 2025-06-13 | 2026-06-13 | Solar Panels | Hanwha | Q.PEAK DUO BLK ML-G10+ 410 |  | 0.41 | 12 | 225 | 27 |  | Fixed | Roof
NJADRE1559698001 | Administratively Determined Incentive Program | OLD BRIDGE | 8857 | 4.92 | Residential | Behind the Meter | Yes | Trinity Solar, LLC | JCP&L |  | Accepted | 2025-05-09 | 2025-06-13 | 2026-06-13 | Inverters | Solar Edge | USE3800H-US | 3800 |  | 1 |  |  | 0.97 |  | Outside
NJADRE1559698002 | Administratively Determined Incentive Program | Union | 7087 | 1.2 | Residential | Behind the Meter | No | Exact Solar | PSE&G |  | Accepted | 2025-05-12 | 2025-06-11 | 2026-06-11 | Inverters | Enphase | IQ8+ | 290 |  | 3 |  |  | 0.97 |  | Other | under panels
NJADRE1559698002 | Administratively Determined Incentive Program | Union | 7087 | 1.2 | Residential | Behind the Meter | No | Exact Solar | PSE&G |  | Accepted | 2025-05-12 | 2025-06-11 | 2026-06-11 | Solar Panels | Vsun | VSUN400-108M-BB |  | 0.4 | 3 | 205.6 | 5 |  | Fixed | Roof
NJADRE1559698013 | Administratively Determined Incentive Program | EGG HARBOR TOWNSHIP | 8234 | 8.5 | Residential | Behind the Meter | Yes | Whitman Construction, LLC | AC Electric |  | Accepted | 2025-05-09 | 2025-06-10 | 2026-06-10 | Solar Panels | Jinko Solar | JKM425N-54HL4-B |  | 0.425 | 16 | 141 | 27 |  | Fixed | Roof
NJADRE1559698013 | Administratively Determined Incentive Program | EGG HARBOR TOWNSHIP | 8234 | 8.5 | Residential | Behind the Meter | Yes | Whitman Construction, LLC | AC Electric |  | Accepted | 2025-05-09 | 2025-06-10 | 2026-06-10 | Inverters | ENPHASE | IQ8PLUS-72-2-US | 290 |  | 20 |  |  | 0.975 |  | Outdoor
NJADRE1559698013 | Administratively Determined Incentive Program | EGG HARBOR TOWNSHIP | 8234 | 8.5 | Residential | Behind the Meter | Yes | Whitman Construction, LLC | AC Electric |  | Accepted | 2025-05-09 | 2025-06-10 | 2026-06-10 | Solar Panels | Jinko Solar | JKM425N-54HL4-B |  | 0.425 | 4 | 231 | 40 |  | Fixed | Roof
NJADRE1559698018 | Administratively Determined Incentive Program | WESTFIELD | 7090 | 13.94 | Residential | Behind the Meter | No | Tesla Energy Operations, Inc. | PSE&G |  | Accepted | 2025-05-09 | 2025-06-09 | 2026-06-09 | Solar Panels | Hanwha | Q.PEAK DUO BLK ML-G10+/TS 410 |  | 0.41 | 16 | 119 | 23 |  | Fixed | Roof
NJADRE1559698018 | Administratively Determined Incentive Program | WESTFIELD | 7090 | 13.94 | Residential | Behind the Meter | No | Tesla Energy Operations, Inc. | PSE&G |  | Accepted | 2025-05-09 | 2025-06-09 | 2026-06-09 | Solar Panels | Hanwha | Q.PEAK DUO BLK ML-G10+/TS 410 |  | 0.41 | 9 | 209 | 23 |  | Fixed | Roof
NJADRE1559698018 | Administratively Determined Incentive Program | WESTFIELD | 7090 | 13.94 | Residential | Behind the Meter | No | Tesla Energy Operations, Inc. | PSE&G |  | Accepted | 2025-05-09 | 2025-06-09 | 2026-06-09 | Solar Panels | Hanwha | Q.PEAK DUO BLK ML-G10+/TS 410 |  | 0.41 | 2 | 299 | 23 |  | Fixed | Roof
NJADRE1559698018 | Administratively Determined Incentive Program | WESTFIELD | 7090 | 13.94 | Residential | Behind the Meter | No | Tesla Energy Operations, Inc. | PSE&G |  | Accepted | 2025-05-09 | 2025-06-09 | 2026-06-09 | Solar Panels | Hanwha | Q.PEAK DUO BLK ML-G10+/TS 410 |  | 0.41 | 4 | 29 | 23 |  | Fixed | Roof
NJADRE1559698018 | Administratively Determined Incentive Program | WESTFIELD | 7090 | 13.94 | Residential | Behind the Meter | No | Tesla Energy Operations, Inc. | PSE&G |  | Accepted | 2025-05-09 | 2025-06-09 | 2026-06-09 | Inverters | Tesla | 1538000-XX-Y | 7600 |  | 1 |  |  | 0.98 |  | Outside
NJADRE1559698018 | Administratively Determined Incentive Program | WESTFIELD | 7090 | 13.94 | Residential | Behind the Meter | No | Tesla Energy Operations, Inc. | PSE&G |  | Accepted | 2025-05-09 | 2025-06-09 | 2026-06-09 | Solar Panels | Hanwha | Q.PEAK DUO BLK ML-G10+/TS 410 |  | 0.41 | 3 | 299 | 23 |  | Fixed | Roof
NJADRE1559698018 | Administratively Determined Incentive Program | WESTFIELD | 7090 | 13.94 | Residential | Behind the Meter | No | Tesla Energy Operations, Inc. | PSE&G |  | Accepted | 2025-05-09 | 2025-06-09 | 2026-06-09 | Inverters | Tesla | 1538000-XX-Y | 3800 |  | 1 |  |  | 0.98 |  | Outside
NJADRE1559698035 | Administratively Determined Incentive Program | BLACKWOOD | 8012 | 13.33 | Residential | Behind the Meter | Yes | Pro Custom Solar dba Momentum Solar | PSE&G |  | Accepted | 2025-05-09 | 2025-06-09 | 2026-06-09 | Solar Panels | HANWHA | Q.Tron BLK M-G2+ 430 |  | 0.43 | 2 | 165 | 10 |  | Fixed | Roof
NJADRE1559698035 | Administratively Determined Incentive Program | BLACKWOOD | 8012 | 13.33 | Residential | Behind the Meter | Yes | Pro Custom Solar dba Momentum Solar | PSE&G |  | Accepted | 2025-05-09 | 2025-06-09 | 2026-06-09 | Inverters | Enphase | IQ8HC-72-M-DOM-US | 380 |  | 31 |  |  | 0.97 |  | Outdoor
NJADRE1559698035 | Administratively Determined Incentive Program | BLACKWOOD | 8012 | 13.33 | Residential | Behind the Meter | Yes | Pro Custom Solar dba Momentum Solar | PSE&G |  | Accepted | 2025-05-09 | 2025-06-09 | 2026-06-09 | Solar Panels | HANWHA | Q.Tron BLK M-G2+ 430 |  | 0.43 | 9 | 165 | 20 |  | Fixed | Roof
NJADRE1559698035 | Administratively Determined Incentive Program | BLACKWOOD | 8012 | 13.33 | Residential | Behind the Meter | Yes | Pro Custom Solar dba Momentum Solar | PSE&G |  | Accepted | 2025-05-09 | 2025-06-09 | 2026-06-09 | Solar Panels | HANWHA | Q.Tron BLK M-G2+ 430 |  | 0.43 | 20 | 345 | 21 |  | Fixed | Roof
NJADRE1559698043 | Administratively Determined Incentive Program | LAWRENCE TOWNSHIP | 8648 | 8.27 | Residential | Behind the Meter | Yes | Venture Home Solar, LLC | PSE&G |  | Accepted | 2025-05-09 | 2025-06-09 | 2026-06-09 | Inverters | EnPhase | IQ8HC-72-M-DOM-US (240V) | 366 |  | 19 |  |  | 0.98361 |  | Outside
NJADRE1559698043 | Administratively Determined Incentive Program | LAWRENCE TOWNSHIP | 8648 | 8.27 | Residential | Behind the Meter | Yes | Venture Home Solar, LLC | PSE&G |  | Accepted | 2025-05-09 | 2025-06-09 | 2026-06-09 | Solar Panels | Hanwha | Q.TRON BLK M-G2+ 435 |  | 0.435 | 9 | 138 | 20 |  | Fixed | Roof
NJADRE1559698043 | Administratively Determined Incentive Program | LAWRENCE TOWNSHIP | 8648 | 8.27 | Residential | Behind the Meter | Yes | Venture Home Solar, LLC | PSE&G |  | Accepted | 2025-05-09 | 2025-06-09 | 2026-06-09 | Solar Panels | Hanwha | Q.TRON BLK M-G2+ 435 |  | 0.435 | 10 | 318 | 20 |  | Fixed | Roof
NJADRE1559698074 | Administratively Determined Incentive Program | WAYNE | 7470 | 9.35 | Residential | Behind the Meter | Yes | GenSun Roofing and Solar, LLC | JCP&L |  | Accepted | 2025-05-09 | 2025-06-09 | 2026-06-09 | Solar Panels | jinko solar | JKM425N-54HL4-B 425W |  | 0.425 | 14 | 260 | 17 |  | Fixed | Roof
NJADRE1559698074 | Administratively Determined Incentive Program | WAYNE | 7470 | 9.35 | Residential | Behind the Meter | Yes | GenSun Roofing and Solar, LLC | JCP&L |  | Accepted | 2025-05-09 | 2025-06-09 | 2026-06-09 | Inverters | solaredge | se7600h-us | 7600 |  | 1 |  |  | 0.99 |  | Outside
NJADRE1559698074 | Administratively Determined Incentive Program | WAYNE | 7470 | 9.35 | Residential | Behind the Meter | Yes | GenSun Roofing and Solar, LLC | JCP&L |  | Accepted | 2025-05-09 | 2025-06-09 | 2026-06-09 | Solar Panels | jinko solar | JKM425N-54HL4-B 425W |  | 0.425 | 8 | 80 | 17 |  | Fixed | Roof
NJADRE1559698075 | Administratively Determined Incentive Program | SOMERSET | 8873 | 7.7 | Residential | Behind the Meter | Yes | Sunrun Installation Services, Inc. | PSE&G |  | Accepted | 2025-05-09 | 2025-06-09 | 2026-06-09 | Inverters | SOLAREDGE TECHNOLOGIES | SE5700H-USMN | 5760 |  | 1 |  |  | 0.99 |  | Outdoor
NJADRE1559698075 | Administratively Determined Incentive Program | SOMERSET | 8873 | 7.7 | Residential | Behind the Meter | Yes | Sunrun Installation Services, Inc. | PSE&G |  | Accepted | 2025-05-09 | 2025-06-09 | 2026-06-09 | Solar Panels | JA SOLAR | JAM54S31-405/MR |  | 0.405 | 19 | 143 | 10 |  | Fixed | Roof
NJADRE1559698076 | Administratively Determined Incentive Program | JEFFERSON | 7438 | 14.76 | Residential | Behind the Meter | Yes | Trinity Solar, LLC | JCP&L |  | Accepted | 2025-05-09 | 2025-06-09 | 2026-06-09 | Inverters | Solar Edge | USE11400H-US | 11400 |  | 1 |  |  | 0.97 |  | Outside
NJADRE1559698076 | Administratively Determined Incentive Program | JEFFERSON | 7438 | 14.76 | Residential | Behind the Meter | Yes | Trinity Solar, LLC | JCP&L |  | Accepted | 2025-05-09 | 2025-06-09 | 2026-06-09 | Solar Panels | Hanwha | Q.PEAK DUO BLK ML-G10+ 410 |  | 0.41 | 4 | 210 | 18 |  | Fixed | Roof
NJADRE1559698076 | Administratively Determined Incentive Program | JEFFERSON | 7438 | 14.76 | Residential | Behind the Meter | Yes | Trinity Solar, LLC | JCP&L |  | Accepted | 2025-05-09 | 2025-06-09 | 2026-06-09 | Solar Panels | Hanwha | Q.PEAK DUO BLK ML-G10+ 410 |  | 0.41 | 9 | 210 | 43 |  | Fixed | Roof
NJADRE1559698076 | Administratively Determined Incentive Program | JEFFERSON | 7438 | 14.76 | Residential | Behind the Meter | Yes | Trinity Solar, LLC | JCP&L |  | Accepted | 2025-05-09 | 2025-06-09 | 2026-06-09 | Solar Panels | Hanwha | Q.PEAK DUO BLK ML-G10+ 410 |  | 0.41 | 6 | 30 | 21 |  | Fixed | Roof
NJADRE1559698076 | Administratively Determined Incentive Program | JEFFERSON | 7438 | 14.76 | Residential | Behind the Meter | Yes | Trinity Solar, LLC | JCP&L |  | Accepted | 2025-05-09 | 2025-06-09 | 2026-06-09 | Solar Panels | Hanwha | Q.PEAK DUO BLK ML-G10+ 410 |  | 0.41 | 11 | 120 | 43 |  | Fixed | Roof
NJADRE1559698076 | Administratively Determined Incentive Program | JEFFERSON | 7438 | 14.76 | Residential | Behind the Meter | Yes | Trinity Solar, LLC | JCP&L |  | Accepted | 2025-05-09 | 2025-06-09 | 2026-06-09 | Solar Panels | Hanwha | Q.PEAK DUO BLK ML-G10+ 410 |  | 0.41 | 6 | 210 | 43 |  | Fixed | Roof
NJADRE1559698077 | Administratively Determined Incentive Program | FREEHOLD | 7728 | 8.08 | Residential | Behind the Meter | Yes | Whitman Construction, LLC | JCP&L |  | Accepted | 2025-05-09 | 2025-06-09 | 2026-06-09 | Inverters | ENPHASE | IQ8PLUS-72-2-US | 290 |  | 19 |  |  | 0.975 |  | Outdoor
NJADRE1559698077 | Administratively Determined Incentive Program | FREEHOLD | 7728 | 8.08 | Residential | Behind the Meter | Yes | Whitman Construction, LLC | JCP&L |  | Accepted | 2025-05-09 | 2025-06-09 | 2026-06-09 | Solar Panels | Jinko Solar | JKM425N-54HL4-B |  | 0.425 | 13 | 181 | 42 |  | Fixed | Roof
NJADRE1559698077 | Administratively Determined Incentive Program | FREEHOLD | 7728 | 8.08 | Residential | Behind the Meter | Yes | Whitman Construction, LLC | JCP&L |  | Accepted | 2025-05-09 | 2025-06-09 | 2026-06-09 | Solar Panels | Jinko Solar | JKM425N-54HL4-B |  | 0.425 | 6 | 1 | 16 |  | Fixed | Roof
NJADRE1559698080 | Administratively Determined Incentive Program | GARFIELD | 7026 | 7.38 | Residential | Behind the Meter | Yes | Trinity Solar, LLC | PSE&G |  | Accepted | 2025-05-09 | 2025-06-13 | 2026-06-13 | Inverters | Solar Edge | USE5700H-USMNBL75 | 5760 |  | 1 |  |  | 0.97 |  | Outdoor
NJADRE1559698080 | Administratively Determined Incentive Program | GARFIELD | 7026 | 7.38 | Residential | Behind the Meter | Yes | Trinity Solar, LLC | PSE&G |  | Accepted | 2025-05-09 | 2025-06-13 | 2026-06-13 | Solar Panels | HANWHA | Q.PEAK DUO BLK ML-G10+ 410 |  | 0.41 | 10 | 71 | 45 |  | Fixed | Roof
NJADRE1559698080 | Administratively Determined Incentive Program | GARFIELD | 7026 | 7.38 | Residential | Behind the Meter | Yes | Trinity Solar, LLC | PSE&G |  | Accepted | 2025-05-09 | 2025-06-13 | 2026-06-13 | Solar Panels | HANWHA | Q.PEAK DUO BLK ML-G10+ 410 |  | 0.41 | 8 | 251 | 45 |  | Fixed | Roof
NJADRE1559698085 | Administratively Determined Incentive Program | Brick | 8723 | 5.81 | Residential | Behind the Meter | Yes | SunPurity, LLC | JCP&L |  | Accepted | 2025-05-09 | 2025-06-13 | 2026-06-13 | Solar Panels | Hanwha Q cells | Q.PEAK DUO BLK-ML-G10+ 415W |  | 0.415 | 9 | 129 | 20 |  | Fixed | Roof
NJADRE1559698085 | Administratively Determined Incentive Program | Brick | 8723 | 5.81 | Residential | Behind the Meter | Yes | SunPurity, LLC | JCP&L |  | Accepted | 2025-05-09 | 2025-06-13 | 2026-06-13 | Inverters | SolarEdge | SE5700H-US | 5700 |  | 1 |  |  | 0.99 |  | Outdoor
NJADRE1559698085 | Administratively Determined Incentive Program | Brick | 8723 | 5.81 | Residential | Behind the Meter | Yes | SunPurity, LLC | JCP&L |  | Accepted | 2025-05-09 | 2025-06-13 | 2026-06-13 | Solar Panels | Hanwha Q cells | Q.PEAK DUO BLK-ML-G10+ 415W |  | 0.415 | 3 | 219 | 20 |  | Fixed | Roof
NJADRE1559698085 | Administratively Determined Incentive Program | Brick | 8723 | 5.81 | Residential | Behind the Meter | Yes | SunPurity, LLC | JCP&L |  | Accepted | 2025-05-09 | 2025-06-13 | 2026-06-13 | Solar Panels | Hanwha Q cells | Q.PEAK DUO BLK-ML-G10+ 415W |  | 0.415 | 2 | 39 | 20 |  | Fixed | Roof
NJADRE1559698087 | Administratively Determined Incentive Program | PALMYRA | 8065 | 9.89 | Residential | Behind the Meter | Yes | EMT Renewables, LLC | PSE&G |  | Accepted | 2025-05-09 | 2025-06-09 | 2026-06-09 | Solar Panels | SEG SOLAR | SEG 430 |  | 0.43 | 12 | 165 | 30 |  | Fixed | Roof
NJADRE1559698087 | Administratively Determined Incentive Program | PALMYRA | 8065 | 9.89 | Residential | Behind the Meter | Yes | EMT Renewables, LLC | PSE&G |  | Accepted | 2025-05-09 | 2025-06-09 | 2026-06-09 | Inverters | ENPHASE | IQ8+ | 290 |  | 23 |  |  | 0.98 |  | Other | UNDER EACH PANEL
NJADRE1559698087 | Administratively Determined Incentive Program | PALMYRA | 8065 | 9.89 | Residential | Behind the Meter | Yes | EMT Renewables, LLC | PSE&G |  | Accepted | 2025-05-09 | 2025-06-09 | 2026-06-09 | Solar Panels | SEG SOLAR | SEG 430 |  | 0.43 | 11 | 345 | 30 |  | Fixed | Roof
NJADRE1559698096 | Administratively Determined Incentive Program | MARLBORO | 7746 | 15.725 | Residential | Behind the Meter | Yes | Solar Mite Solutions, LLC | JCP&L |  | Accepted | 2025-05-09 | 2025-06-09 | 2026-06-09 | Inverters | Enphase | IQ8HC-72-M-DOM-US | 380 |  | 37 |  |  | 0.97 |  | Outside
NJADRE1559698096 | Administratively Determined Incentive Program | MARLBORO | 7746 | 15.725 | Residential | Behind the Meter | Yes | Solar Mite Solutions, LLC | JCP&L |  | Accepted | 2025-05-09 | 2025-06-09 | 2026-06-09 | Solar Panels | Jinko | JKM425N |  | 0.425 | 5 | 16 | 30 |  | Fixed | Roof
NJADRE1559698096 | Administratively Determined Incentive Program | MARLBORO | 7746 | 15.725 | Residential | Behind the Meter | Yes | Solar Mite Solutions, LLC | JCP&L |  | Accepted | 2025-05-09 | 2025-06-09 | 2026-06-09 | Solar Panels | Jinko | JKM425N |  | 0.425 | 25 | 196 | 30 |  | Fixed | Roof
NJADRE1559698096 | Administratively Determined Incentive Program | MARLBORO | 7746 | 15.725 | Residential | Behind the Meter | Yes | Solar Mite Solutions, LLC | JCP&L |  | Accepted | 2025-05-09 | 2025-06-09 | 2026-06-09 | Solar Panels | Jinko | JKM425N |  | 0.425 | 7 | 196 | 30 |  | Fixed | Roof
NJADRE1559698096 | Administratively Determined Incentive Program | MARLBORO | 7746 | 15.725 | Residential | Behind the Meter | Yes | Solar Mite Solutions, LLC | JCP&L |  | Accepted | 2025-05-09 | 2025-06-09 | 2026-06-09 | Meters | Enphase | X-IQ-AM1-240-5-HDK |  |  | 1 |  |  |  | Yes | Outdoor
NJADRE1559698119 | Administratively Determined Incentive Program | Marmora | 8223 | 20.64 | Residential | Behind the Meter | Yes | EMT Renewables, LLC | AC Electric |  | Accepted | 2025-05-09 | 2025-06-09 | 2026-06-09 | Solar Panels | SEG SOLAR | SEG 430 |  | 0.43 | 25 | 228 | 21 |  | Fixed | Roof
NJADRE1559698119 | Administratively Determined Incentive Program | Marmora | 8223 | 20.64 | Residential | Behind the Meter | Yes | EMT Renewables, LLC | AC Electric |  | Accepted | 2025-05-09 | 2025-06-09 | 2026-06-09 | Inverters | ENPHASE | IQ8+ | 290 |  | 48 |  |  | 0.98 |  | Other | UNDER EACH PANEL
NJADRE1559698119 | Administratively Determined Incentive Program | Marmora | 8223 | 20.64 | Residential | Behind the Meter | Yes | EMT Renewables, LLC | AC Electric |  | Accepted | 2025-05-09 | 2025-06-09 | 2026-06-09 | Solar Panels | SEG SOLAR | SEG 430 |  | 0.43 | 23 | 138 | 21 |  | Fixed | Roof
NJADRE1559698120 | Administratively Determined Incentive Program | Paramus | 7652 | 8.61 | Residential | Behind the Meter | Yes | Sunrun Installation Services, Inc. | PSE&G |  | Accepted | 2025-05-09 | 2025-06-09 | 2026-06-09 | Electric Storage Battery | TESLA | Powerwall 3 1707000-xx-y |  |  | 1 |  |  |  | Lithium Ion |  | OUTSIDE
NJADRE1559698120 | Administratively Determined Incentive Program | Paramus | 7652 | 8.61 | Residential | Behind the Meter | Yes | Sunrun Installation Services, Inc. | PSE&G |  | Accepted | 2025-05-09 | 2025-06-09 | 2026-06-09 | Inverters | TESLA | Powerwall 3 1707000-xx-y | 11500 |  | 1 |  |  | 0.97 |  | Outdoor | Next to meter
NJADRE1559698120 | Administratively Determined Incentive Program | Paramus | 7652 | 8.61 | Residential | Behind the Meter | Yes | Sunrun Installation Services, Inc. | PSE&G |  | Accepted | 2025-05-09 | 2025-06-09 | 2026-06-09 | Solar Panels | Hanwha Q-Cells | Q.PEAK DUO BLK ML-G10+ 410 DCA (MD06G100A-017) |  | 0.41 | 7 | 185 | 35 |  | Fixed | Roof
NJADRE1559698120 | Administratively Determined Incentive Program | Paramus | 7652 | 8.61 | Residential | Behind the Meter | Yes | Sunrun Installation Services, Inc. | PSE&G |  | Accepted | 2025-05-09 | 2025-06-09 | 2026-06-09 | Solar Panels | Hanwha Q-Cells | Q.PEAK DUO BLK ML-G10+ 410 DCA (MD06G100A-017) |  | 0.41 | 14 | 185 | 34 |  | Fixed | Roof
NJADRE1559698125 | Administratively Determined Incentive Program | JERSEY CITY | 7306 | 7.31 | Residential | Behind the Meter | Yes | Pro Custom Solar dba Momentum Solar | PSE&G |  | Accepted | 2025-05-14 | 2025-06-11 | 2026-06-11 | Inverters | ENPHASE | IQ8HC-72-M-DOM-US | 380 |  | 17 |  |  | 0.97 |  | Outdoor
NJADRE1559698125 | Administratively Determined Incentive Program | JERSEY CITY | 7306 | 7.31 | Residential | Behind the Meter | Yes | Pro Custom Solar dba Momentum Solar | PSE&G |  | Accepted | 2025-05-14 | 2025-06-11 | 2026-06-11 | Solar Panels | HANWHA | Q.TRON BLK M-G2+430 |  | 0.43 | 17 | 120 | 4 |  | Fixed | Roof
NJADRE1559698128 | Administratively Determined Incentive Program | Sicklerville | 8081 | 9.78 | Residential | Behind the Meter | Yes | Whitman Construction, LLC | AC Electric |  | Accepted | 2025-05-09 | 2025-06-09 | 2026-06-09 | Solar Panels | Jinko Solar | JKM425N-54HL4-B |  | 0.425 | 9 | 129 | 30 |  | Fixed | Roof
NJADRE1559698128 | Administratively Determined Incentive Program | Sicklerville | 8081 | 9.78 | Residential | Behind the Meter | Yes | Whitman Construction, LLC | AC Electric |  | Accepted | 2025-05-09 | 2025-06-09 | 2026-06-09 | Solar Panels | Jinko Solar | JKM425N-54HL4-B |  | 0.425 | 6 | 219 | 30 |  | Fixed | Roof
NJADRE1559698128 | Administratively Determined Incentive Program | Sicklerville | 8081 | 9.78 | Residential | Behind the Meter | Yes | Whitman Construction, LLC | AC Electric |  | Accepted | 2025-05-09 | 2025-06-09 | 2026-06-09 | Inverters | ENPHASE | IQ8PLUS-72-2-US | 290 |  | 23 |  |  | 0.975 |  | Outdoor
NJADRE1559698128 | Administratively Determined Incentive Program | Sicklerville | 8081 | 9.78 | Residential | Behind the Meter | Yes | Whitman Construction, LLC | AC Electric |  | Accepted | 2025-05-09 | 2025-06-09 | 2026-06-09 | Solar Panels | Jinko Solar | JKM425N-54HL4-B |  | 0.425 | 3 | 129 | 29 |  | Fixed | Roof
NJADRE1559698128 | Administratively Determined Incentive Program | Sicklerville | 8081 | 9.78 | Residential | Behind the Meter | Yes | Whitman Construction, LLC | AC Electric |  | Accepted | 2025-05-09 | 2025-06-09 | 2026-06-09 | Solar Panels | Jinko Solar | JKM425N-54HL4-B |  | 0.425 | 5 | 39 | 30 |  | Fixed | Roof
NJADRE1559698129 | Administratively Determined Incentive Program | Perth Amboy | 8861 | 7.74 | Residential | Behind the Meter | Yes | PosiGen Developer, LLC | PSE&G |  | Accepted | 2025-05-09 | 2025-06-09 | 2026-06-09 | Inverters | SolarEdge | SE7600H-US | 7600 |  | 1 |  |  | 0.99 |  | Outside | within ten feet of meter
NJADRE1559698129 | Administratively Determined Incentive Program | Perth Amboy | 8861 | 7.74 | Residential | Behind the Meter | Yes | PosiGen Developer, LLC | PSE&G |  | Accepted | 2025-05-09 | 2025-06-09 | 2026-06-09 | Solar Panels | JINKO EAGLE G6R | JKM430N-54HL4-B |  | 0.43 | 2 | 200 | 9 |  | Fixed | Roof
NJADRE1559698129 | Administratively Determined Incentive Program | Perth Amboy | 8861 | 7.74 | Residential | Behind the Meter | Yes | PosiGen Developer, LLC | PSE&G |  | Accepted | 2025-05-09 | 2025-06-09 | 2026-06-09 | Solar Panels | JINKO EAGLE G6R | JKM430N-54HL4-B |  | 0.43 | 9 | 110 | 44 |  | Fixed | Roof
NJADRE1559698129 | Administratively Determined Incentive Program | Perth Amboy | 8861 | 7.74 | Residential | Behind the Meter | Yes | PosiGen Developer, LLC | PSE&G |  | Accepted | 2025-05-09 | 2025-06-09 | 2026-06-09 | Solar Panels | JINKO EAGLE G6R | JKM430N-54HL4-B |  | 0.43 | 7 | 290 | 44 |  | Fixed | Roof
NJADRE1559698138 | Administratively Determined Incentive Program | Lakewood | 8701 | 16.6 | Residential | Behind the Meter | Yes | SunPurity, LLC | JCP&L |  | Accepted | 2025-05-13 | 2025-06-11 | 2026-06-11 | Inverters | SolarEdge | SE11400H-US | 11400 |  | 1 |  |  | 0.99 |  | Outdoor
NJADRE1559698138 | Administratively Determined Incentive Program | Lakewood | 8701 | 16.6 | Residential | Behind the Meter | Yes | SunPurity, LLC | JCP&L |  | Accepted | 2025-05-13 | 2025-06-11 | 2026-06-11 | Solar Panels | Hanwha Q cells | Q.PEAK DUO BLK-ML-G10+ 415W |  | 0.415 | 10 | 7 | 30 |  | Fixed | Roof
NJADRE1559698138 | Administratively Determined Incentive Program | Lakewood | 8701 | 16.6 | Residential | Behind the Meter | Yes | SunPurity, LLC | JCP&L |  | Accepted | 2025-05-13 | 2025-06-11 | 2026-06-11 | Solar Panels | Hanwha Q cells | Q.PEAK DUO BLK-ML-G10+ 415W |  | 0.415 | 30 | 187 | 30 |  | Fixed | Roof
NJADRE1559698140 | Administratively Determined Incentive Program | Pleasantville | 8232 | 17.85 | Residential | Behind the Meter | No | Big Wave Roofing and Solar, LLC | AC Electric |  | Accepted | 2025-05-09 | 2025-06-09 | 2026-06-09 | Solar Panels | Jinko | JKM425N-54HL4-B |  | 0.425 | 6 | 124 | 36 |  | Fixed | Roof
NJADRE1559698140 | Administratively Determined Incentive Program | Pleasantville | 8232 | 17.85 | Residential | Behind the Meter | No | Big Wave Roofing and Solar, LLC | AC Electric |  | Accepted | 2025-05-09 | 2025-06-09 | 2026-06-09 | Solar Panels | Jinko | JKM425N-54HL4-B |  | 0.425 | 6 | 34 | 36 |  | Fixed | Roof
NJADRE1559698140 | Administratively Determined Incentive Program | Pleasantville | 8232 | 17.85 | Residential | Behind the Meter | No | Big Wave Roofing and Solar, LLC | AC Electric |  | Accepted | 2025-05-09 | 2025-06-09 | 2026-06-09 | Solar Panels | Jinko | JKM425N-54HL4-B |  | 0.425 | 15 | 124 | 36 |  | Fixed | Roof
NJADRE1559698140 | Administratively Determined Incentive Program | Pleasantville | 8232 | 17.85 | Residential | Behind the Meter | No | Big Wave Roofing and Solar, LLC | AC Electric |  | Accepted | 2025-05-09 | 2025-06-09 | 2026-06-09 | Solar Panels | Jinko | JKM425N-54HL4-B |  | 0.425 | 6 | 214 | 36 |  | Fixed | Roof
NJADRE1559698140 | Administratively Determined Incentive Program | Pleasantville | 8232 | 17.85 | Residential | Behind the Meter | No | Big Wave Roofing and Solar, LLC | AC Electric |  | Accepted | 2025-05-09 | 2025-06-09 | 2026-06-09 | Inverters | Enphase | IQ8PLUS-72-2-US | 380 |  | 42 |  |  | 0.97 |  | Outside
NJADRE1559698140 | Administratively Determined Incentive Program | Pleasantville | 8232 | 17.85 | Residential | Behind the Meter | No | Big Wave Roofing and Solar, LLC | AC Electric |  | Accepted | 2025-05-09 | 2025-06-09 | 2026-06-09 | Solar Panels | Jinko | JKM425N-54HL4-B |  | 0.425 | 9 | 274 | 36 |  | Fixed | Roof
NJADRE1559698143 | Administratively Determined Incentive Program | Nutley | 7110 | 7.47 | Residential | Behind the Meter | Yes | Venture Home Solar, LLC | PSE&G |  | Accepted | 2025-05-09 | 2025-06-09 | 2026-06-09 | Inverters | EnPhase | IQ8HC-72-M-DOM-US (240V) | 366 |  | 20 |  |  | 0.98361 |  | Outside
NJADRE1559698143 | Administratively Determined Incentive Program | Nutley | 7110 | 7.47 | Residential | Behind the Meter | Yes | Venture Home Solar, LLC | PSE&G |  | Accepted | 2025-05-09 | 2025-06-09 | 2026-06-09 | Solar Panels | Hanwha | Q.PEAK DUO BLK ML-G10+ 415W |  | 0.415 | 18 | 233 | 42 |  | Fixed | Roof
NJADRE1559698154 | Administratively Determined Incentive Program | ROSELLE | 7203 | 9.43 | Residential | Behind the Meter | Yes | Trinity Solar, LLC | PSE&G |  | Accepted | 2025-05-09 | 2025-06-10 | 2026-06-10 | Solar Panels | Hanwha | HANWHA 410 (Q.PEAK DUO BLK ML-G10+ 410) |  | 0.41 | 23 | 231 | 21 |  | Fixed | Roof
NJADRE1559698154 | Administratively Determined Incentive Program | ROSELLE | 7203 | 9.43 | Residential | Behind the Meter | Yes | Trinity Solar, LLC | PSE&G |  | Accepted | 2025-05-09 | 2025-06-10 | 2026-06-10 | Inverters | Solar Edge | USE7600H-USMNBL75 | 7600 |  | 1 |  |  | 0.97 |  | Outdoor
NJADRE1559698179 | Administratively Determined Incentive Program | Port Reading | 7064 | 12.04 | Residential | Behind the Meter | Yes | EMT Renewables, LLC | PSE&G |  | Accepted | 2025-05-09 | 2025-06-09 | 2026-06-09 | Solar Panels | SEG SOLAR | SEG 430 |  | 0.43 | 6 | 1 | 23 |  | Fixed | Roof
NJADRE1559698179 | Administratively Determined Incentive Program | Port Reading | 7064 | 12.04 | Residential | Behind the Meter | Yes | EMT Renewables, LLC | PSE&G |  | Accepted | 2025-05-09 | 2025-06-09 | 2026-06-09 | Solar Panels | SEG SOLAR | SEG 430 |  | 0.43 | 5 | 181 | 23 |  | Fixed | Roof
NJADRE1559698179 | Administratively Determined Incentive Program | Port Reading | 7064 | 12.04 | Residential | Behind the Meter | Yes | EMT Renewables, LLC | PSE&G |  | Accepted | 2025-05-09 | 2025-06-09 | 2026-06-09 | Solar Panels | SEG SOLAR | SEG 430 |  | 0.43 | 2 | 1 | 31 |  | Fixed | Roof
NJADRE1559698179 | Administratively Determined Incentive Program | Port Reading | 7064 | 12.04 | Residential | Behind the Meter | Yes | EMT Renewables, LLC | PSE&G |  | Accepted | 2025-05-09 | 2025-06-09 | 2026-06-09 | Solar Panels | SEG SOLAR | SEG 430 |  | 0.43 | 2 | 91 | 20 |  | Fixed | Roof
NJADRE1559698179 | Administratively Determined Incentive Program | Port Reading | 7064 | 12.04 | Residential | Behind the Meter | Yes | EMT Renewables, LLC | PSE&G |  | Accepted | 2025-05-09 | 2025-06-09 | 2026-06-09 | Solar Panels | SEG SOLAR | SEG 430 |  | 0.43 | 5 | 271 | 23 |  | Fixed | Roof
NJADRE1559698179 | Administratively Determined Incentive Program | Port Reading | 7064 | 12.04 | Residential | Behind the Meter | Yes | EMT Renewables, LLC | PSE&G |  | Accepted | 2025-05-09 | 2025-06-09 | 2026-06-09 | Solar Panels | SEG SOLAR | SEG 430 |  | 0.43 | 2 | 271 | 20 |  | Fixed | Roof
NJADRE1559698179 | Administratively Determined Incentive Program | Port Reading | 7064 | 12.04 | Residential | Behind the Meter | Yes | EMT Renewables, LLC | PSE&G |  | Accepted | 2025-05-09 | 2025-06-09 | 2026-06-09 | Solar Panels | SEG SOLAR | SEG 430 |  | 0.43 | 2 | 181 | 31 |  | Fixed | Roof
NJADRE1559698179 | Administratively Determined Incentive Program | Port Reading | 7064 | 12.04 | Residential | Behind the Meter | Yes | EMT Renewables, LLC | PSE&G |  | Accepted | 2025-05-09 | 2025-06-09 | 2026-06-09 | Inverters | ENPHASE | IQ8+ | 290 |  | 28 |  |  | 0.98 |  | Other | UNDER EACH PANEL
NJADRE1559698179 | Administratively Determined Incentive Program | Port Reading | 7064 | 12.04 | Residential | Behind the Meter | Yes | EMT Renewables, LLC | PSE&G |  | Accepted | 2025-05-09 | 2025-06-09 | 2026-06-09 | Solar Panels | SEG SOLAR | SEG 430 |  | 0.43 | 4 | 91 | 32 |  | Fixed | Roof
NJADRE1559698187 | Administratively Determined Incentive Program | Hamilton | 8619 | 6.15 | Residential | Behind the Meter | Yes | Big Wave Roofing and Solar, LLC | PSE&G |  | Accepted | 2025-05-09 | 2025-06-09 | 2026-06-09 | Inverters | Enphase | IQ8HC-72-M-DOM-US | 380 |  | 15 |  |  | 0.97 |  | Outside
NJADRE1559698187 | Administratively Determined Incentive Program | Hamilton | 8619 | 6.15 | Residential | Behind the Meter | Yes | Big Wave Roofing and Solar, LLC | PSE&G |  | Accepted | 2025-05-09 | 2025-06-09 | 2026-06-09 | Solar Panels | Mission | MSE410HT0B |  | 0.41 | 15 | 174 | 15 |  | Fixed | Roof
NJADRE1559698192 | Administratively Determined Incentive Program | Phillipsburg | 8865 | 9.84 | Residential | Behind the Meter | Yes | Pro Custom Solar dba Momentum Solar | JCP&L |  | Accepted | 2025-05-09 | 2025-06-09 | 2026-06-09 | Solar Panels | HANWHA | Q.PEAK DUO BLK ML-G10+ 410 |  | 0.41 | 18 | 232 | 22 |  | Fixed | Roof
NJADRE1559698192 | Administratively Determined Incentive Program | Phillipsburg | 8865 | 9.84 | Residential | Behind the Meter | Yes | Pro Custom Solar dba Momentum Solar | JCP&L |  | Accepted | 2025-05-09 | 2025-06-09 | 2026-06-09 | Inverters | Enphase | IQ8HC-72-M-DOM-US | 380 |  | 24 |  |  | 0.97 |  | Outdoor
NJADRE1559698192 | Administratively Determined Incentive Program | Phillipsburg | 8865 | 9.84 | Residential | Behind the Meter | Yes | Pro Custom Solar dba Momentum Solar | JCP&L |  | Accepted | 2025-05-09 | 2025-06-09 | 2026-06-09 | Solar Panels | HANWHA | Q.PEAK DUO BLK ML-G10+ 410 |  | 0.41 | 6 | 52 | 22 |  | Fixed | Roof
NJADRE1559698204 | Administratively Determined Incentive Program | JERSEY CITY | 7306 | 7.31 | Residential | Behind the Meter | Yes | Pro Custom Solar dba Momentum Solar | PSE&G |  | Accepted | 2025-08-18 | 2025-09-10 | 2026-09-10 | Solar Panels | HANWHA | HANWHA Q.TRON BLK M-G2+ 430 |  | 0.43 | 17 | 120 | 4 |  | Fixed | Roof
NJADRE1559698204 | Administratively Determined Incentive Program | JERSEY CITY | 7306 | 7.31 | Residential | Behind the Meter | Yes | Pro Custom Solar dba Momentum Solar | PSE&G |  | Accepted | 2025-08-18 | 2025-09-10 | 2026-09-10 | Inverters | ENPHASE | IQ8HC-72-M-DOM-US | 380 |  | 17 |  |  | 0.97 |  | Outdoor
NJADRE1559698209 | Administratively Determined Incentive Program | WEST NEW YORK | 7093 | 5.67 | Residential | Behind the Meter | Yes | Sunrun Installation Services, Inc. | PSE&G |  | Accepted | 2025-05-09 | 2025-06-09 | 2026-06-09 | Inverters | SolarEdge Technologies | SE3800H-USMN | 3800 |  | 1 |  |  | 0.99 |  | Outdoor | Next to meter
NJADRE1559698209 | Administratively Determined Incentive Program | WEST NEW YORK | 7093 | 5.67 | Residential | Behind the Meter | Yes | Sunrun Installation Services, Inc. | PSE&G |  | Accepted | 2025-05-09 | 2025-06-09 | 2026-06-09 | Solar Panels | JA Solar | JAM54S31-405/MR |  | 0.405 | 14 | 34 | 1 |  | Fixed | Roof
NJADRE1559698922 | Administratively Determined Incentive Program | FREEHOLD | 7728 | 19.27 | Residential | Behind the Meter | Yes | Trinity Solar, LLC | JCP&L |  | Accepted | 2025-05-09 | 2025-06-12 | 2026-06-12 | Inverters | Solar Edge | USE3800H-US | 3800 |  | 1 |  |  | 0.97 |  | Outside
NJADRE1559698922 | Administratively Determined Incentive Program | FREEHOLD | 7728 | 19.27 | Residential | Behind the Meter | Yes | Trinity Solar, LLC | JCP&L |  | Accepted | 2025-05-09 | 2025-06-12 | 2026-06-12 | Solar Panels | Hanwha | Q.PEAK DUO BLK ML-G10+ 410 |  | 0.41 | 32 | 95 | 37 |  | Fixed | Roof
NJADRE1559698922 | Administratively Determined Incentive Program | FREEHOLD | 7728 | 19.27 | Residential | Behind the Meter | Yes | Trinity Solar, LLC | JCP&L |  | Accepted | 2025-05-09 | 2025-06-12 | 2026-06-12 | Inverters | Solar Edge | USE11400H-US | 11400 |  | 1 |  |  | 0.97 |  | Outside
NJADRE1559698922 | Administratively Determined Incentive Program | FREEHOLD | 7728 | 19.27 | Residential | Behind the Meter | Yes | Trinity Solar, LLC | JCP&L |  | Accepted | 2025-05-09 | 2025-06-12 | 2026-06-12 | Solar Panels | Hanwha | Q.PEAK DUO BLK ML-G10+ 410 |  | 0.41 | 15 | 95 | 38 |  | Fixed | Roof
NJADRE1559699146 | Administratively Determined Incentive Program | Colts Neck | 7722 | 13.33 | Residential | Behind the Meter | Yes | EMT Renewables, LLC | JCP&L |  | Accepted | 2025-05-12 | 2025-06-12 | 2026-06-12 | Solar Panels | SEG SOLAR | SEG 430 |  | 0.43 | 8 | 178 | 36 |  | Fixed | Roof
NJADRE1559699146 | Administratively Determined Incentive Program | Colts Neck | 7722 | 13.33 | Residential | Behind the Meter | Yes | EMT Renewables, LLC | JCP&L |  | Accepted | 2025-05-12 | 2025-06-12 | 2026-06-12 | Solar Panels | SEG SOLAR | SEG 430 |  | 0.43 | 4 | 178 | 36 |  | Fixed | Roof
NJADRE1559699146 | Administratively Determined Incentive Program | Colts Neck | 7722 | 13.33 | Residential | Behind the Meter | Yes | EMT Renewables, LLC | JCP&L |  | Accepted | 2025-05-12 | 2025-06-12 | 2026-06-12 | Solar Panels | SEG SOLAR | SEG 430 |  | 0.43 | 4 | 268 | 33 |  | Fixed | Roof
NJADRE1559699146 | Administratively Determined Incentive Program | Colts Neck | 7722 | 13.33 | Residential | Behind the Meter | Yes | EMT Renewables, LLC | JCP&L |  | Accepted | 2025-05-12 | 2025-06-12 | 2026-06-12 | Inverters | ENPHASE | IQ8+ | 290 |  | 31 |  |  | 0.98 |  | Other | UNDER EACH PANEL
NJADRE1559699146 | Administratively Determined Incentive Program | Colts Neck | 7722 | 13.33 | Residential | Behind the Meter | Yes | EMT Renewables, LLC | JCP&L |  | Accepted | 2025-05-12 | 2025-06-12 | 2026-06-12 | Solar Panels | SEG SOLAR | SEG 430 |  | 0.43 | 13 | 178 | 36 |  | Fixed | Roof
NJADRE1559699146 | Administratively Determined Incentive Program | Colts Neck | 7722 | 13.33 | Residential | Behind the Meter | Yes | EMT Renewables, LLC | JCP&L |  | Accepted | 2025-05-12 | 2025-06-12 | 2026-06-12 | Solar Panels | SEG SOLAR | SEG 430 |  | 0.43 | 2 | 88 | 33 |  | Fixed | Roof
NJADRE1559699153 | Administratively Determined Incentive Program | Monroe | 8831 | 6.15 | Residential | Behind the Meter | Yes | Trinity Solar, LLC | JCP&L |  | Accepted | 2025-05-09 | 2025-06-13 | 2026-06-13 | Inverters | Solar Edge | USE5700H-USMNBL75 | 5760 |  | 1 |  |  | 0.97 |  | Outdoor
NJADRE1559699153 | Administratively Determined Incentive Program | Monroe | 8831 | 6.15 | Residential | Behind the Meter | Yes | Trinity Solar, LLC | JCP&L |  | Accepted | 2025-05-09 | 2025-06-13 | 2026-06-13 | Solar Panels | HANWHA | (Q.PEAK DUO BLK ML-G10+ 410) |  | 0.41 | 15 | 120 | 24 |  | Fixed | Roof
NJADRE1559699175 | Administratively Determined Incentive Program | Alexandria | 8867 | 16 | Residential | Behind the Meter | No | AllSeason Solar | JCP&L |  | Accepted | 2025-05-09 | 2025-06-09 | 2026-06-09 | Inverters | Enphase | IQ8 Plus | 290 |  | 40 |  |  | 0.97 |  | Outdoor
NJADRE1559699175 | Administratively Determined Incentive Program | Alexandria | 8867 | 16 | Residential | Behind the Meter | No | AllSeason Solar | JCP&L |  | Accepted | 2025-05-09 | 2025-06-09 | 2026-06-09 | Solar Panels | Certainteed | CT400HC11-06 |  | 0.4 | 12 | 175 | 18 |  | Fixed | Roof
NJADRE1559699175 | Administratively Determined Incentive Program | Alexandria | 8867 | 16 | Residential | Behind the Meter | No | AllSeason Solar | JCP&L |  | Accepted | 2025-05-09 | 2025-06-09 | 2026-06-09 | Solar Panels | Certainteed | CT400HC11-06 |  | 0.4 | 9 | 265 | 18 |  | Fixed | Roof
NJADRE1559699175 | Administratively Determined Incentive Program | Alexandria | 8867 | 16 | Residential | Behind the Meter | No | AllSeason Solar | JCP&L |  | Accepted | 2025-05-09 | 2025-06-09 | 2026-06-09 | Solar Panels | Certainteed | CT400HC11-06 |  | 0.4 | 6 | 85 | 18 |  | Fixed | Roof
NJADRE1559699175 | Administratively Determined Incentive Program | Alexandria | 8867 | 16 | Residential | Behind the Meter | No | AllSeason Solar | JCP&L |  | Accepted | 2025-05-09 | 2025-06-09 | 2026-06-09 | Solar Panels | Certainteed | CT400HC11-06 |  | 0.4 | 6 | 175 | 18 |  | Fixed | Roof
NJADRE1559699175 | Administratively Determined Incentive Program | Alexandria | 8867 | 16 | Residential | Behind the Meter | No | AllSeason Solar | JCP&L |  | Accepted | 2025-05-09 | 2025-06-09 | 2026-06-09 | Solar Panels | Certainteed | CT400HC11-06 |  | 0.4 | 7 | 355 | 18 |  | Fixed | Roof
NJADRE1559699180 | Administratively Determined Incentive Program | Trenton | 8618 | 11.05 | Residential | Behind the Meter | Yes | Brilliant Installations, Inc. | PSE&G |  | Accepted | 2025-05-12 | 2025-06-09 | 2026-06-09 | Solar Panels | JINKO SOLAR | JKM425N-54HL4-B425 |  | 0.425 | 14 | 125 | 25 |  | Fixed | Roof
NJADRE1559699180 | Administratively Determined Incentive Program | Trenton | 8618 | 11.05 | Residential | Behind the Meter | Yes | Brilliant Installations, Inc. | PSE&G |  | Accepted | 2025-05-12 | 2025-06-09 | 2026-06-09 | Inverters | SOLAREDGE | USE7600H-USMNUBL75 | 7600 |  | 1 |  |  | 0.97 |  | Outdoor
NJADRE1559699180 | Administratively Determined Incentive Program | Trenton | 8618 | 11.05 | Residential | Behind the Meter | Yes | Brilliant Installations, Inc. | PSE&G |  | Accepted | 2025-05-12 | 2025-06-09 | 2026-06-09 | Solar Panels | JINKO SOLAR | JKM425N-54HL4-B425 |  | 0.425 | 12 | 305 | 25 |  | Fixed | Roof
NJADRE1559699212 | Administratively Determined Incentive Program | Bridgeton | 8302 | 6.15 | Residential | Behind the Meter | Yes | Pro Custom Solar dba Momentum Solar | AC Electric |  | Accepted | 2025-05-09 | 2025-06-09 | 2026-06-09 | Solar Panels | HANWHA | Q.PEAK DUO BLK ML-G10+ 410 |  | 0.41 | 9 | 250 | 24 |  | Fixed | Roof
NJADRE1559699212 | Administratively Determined Incentive Program | Bridgeton | 8302 | 6.15 | Residential | Behind the Meter | Yes | Pro Custom Solar dba Momentum Solar | AC Electric |  | Accepted | 2025-05-09 | 2025-06-09 | 2026-06-09 | Inverters | Enphase | IQ8HC-72-M-DOM-US | 380 |  | 19 |  |  | 0.97 |  | Outdoor
NJADRE1559699212 | Administratively Determined Incentive Program | Bridgeton | 8302 | 6.15 | Residential | Behind the Meter | Yes | Pro Custom Solar dba Momentum Solar | AC Electric |  | Accepted | 2025-05-09 | 2025-06-09 | 2026-06-09 | Solar Panels | HANWHA | Q.PEAK DUO BLK ML-G10+ 410 |  | 0.41 | 3 | 70 | 30 |  | Fixed | Roof
NJADRE1559699212 | Administratively Determined Incentive Program | Bridgeton | 8302 | 6.15 | Residential | Behind the Meter | Yes | Pro Custom Solar dba Momentum Solar | AC Electric |  | Accepted | 2025-05-09 | 2025-06-09 | 2026-06-09 | Solar Panels | HANWHA | Q.PEAK DUO BLK ML-G10+ 410 |  | 0.41 | 3 | 70 | 14 |  | Fixed | Roof
NJADRE1559699214 | Administratively Determined Incentive Program | Iselin | 8830 | 8.17 | Residential | Behind the Meter | Yes | Pro Custom Solar dba Momentum Solar | PSE&G |  | Accepted | 2025-05-09 | 2025-06-09 | 2026-06-09 | Solar Panels | HANWHA | Q.TRON BLK M-G2+430 |  | 0.43 | 12 | 176 | 27 |  | Fixed | Roof
NJADRE1559699214 | Administratively Determined Incentive Program | Iselin | 8830 | 8.17 | Residential | Behind the Meter | Yes | Pro Custom Solar dba Momentum Solar | PSE&G |  | Accepted | 2025-05-09 | 2025-06-09 | 2026-06-09 | Solar Panels | HANWHA | Q.TRON BLK M-G2+430 |  | 0.43 | 7 | 356 | 27 |  | Fixed | Roof
NJADRE1559699214 | Administratively Determined Incentive Program | Iselin | 8830 | 8.17 | Residential | Behind the Meter | Yes | Pro Custom Solar dba Momentum Solar | PSE&G |  | Accepted | 2025-05-09 | 2025-06-09 | 2026-06-09 | Inverters | ENPHASE | IQ8HC-72-M-DOM-US | 380 |  | 19 |  |  | 0.97 |  | Outdoor
NJADRE1559699223 | Administratively Determined Incentive Program | Livingston | 7039 | 9.72 | Residential | Behind the Meter | Yes | Freedom Forever New Jersey, LLC | JCP&L |  | Accepted | 2025-05-09 | 2025-06-09 | 2026-06-09 | Solar Panels | JA Solar | JAM54S31-405/MR |  | 0.405 | 9 | 96 | 23 |  | Fixed | Roof
NJADRE1559699223 | Administratively Determined Incentive Program | Livingston | 7039 | 9.72 | Residential | Behind the Meter | Yes | Freedom Forever New Jersey, LLC | JCP&L |  | Accepted | 2025-05-09 | 2025-06-09 | 2026-06-09 | Solar Panels | JA Solar | JAM54S31-405/MR |  | 0.405 | 8 | 186 | 23 |  | Fixed | Roof
NJADRE1559699223 | Administratively Determined Incentive Program | Livingston | 7039 | 9.72 | Residential | Behind the Meter | Yes | Freedom Forever New Jersey, LLC | JCP&L |  | Accepted | 2025-05-09 | 2025-06-09 | 2026-06-09 | Solar Panels | JA Solar | JAM54S31-405/MR |  | 0.405 | 4 | 186 | 23 |  | Fixed | Roof
NJADRE1559699223 | Administratively Determined Incentive Program | Livingston | 7039 | 9.72 | Residential | Behind the Meter | Yes | Freedom Forever New Jersey, LLC | JCP&L |  | Accepted | 2025-05-09 | 2025-06-09 | 2026-06-09 | Inverters | Solar Edge | SE7600H-US | 7600 |  | 1 |  |  | 0.99 |  | Outside
NJADRE1559699223 | Administratively Determined Incentive Program | Livingston | 7039 | 9.72 | Residential | Behind the Meter | Yes | Freedom Forever New Jersey, LLC | JCP&L |  | Accepted | 2025-05-09 | 2025-06-09 | 2026-06-09 | Solar Panels | JA Solar | JAM54S31-405/MR |  | 0.405 | 3 | 276 | 23 |  | Fixed | Roof
NJADRE1559699265 | Administratively Determined Incentive Program | Whitehouse Station | 8889 | 16.19 | Residential | Behind the Meter | Yes | Solar Energy World | JCP&L |  | Accepted | 2025-05-09 | 2025-06-09 | 2026-06-09 | Inverters | Enphase | IQ8HC-72-M-DOM-US | 384 |  | 39 |  |  | 0.97 |  | Outside
NJADRE1559699265 | Administratively Determined Incentive Program | Whitehouse Station | 8889 | 16.19 | Residential | Behind the Meter | Yes | Solar Energy World | JCP&L |  | Accepted | 2025-05-09 | 2025-06-09 | 2026-06-09 | Solar Panels | Hanwha | Q.PEAK DUO BLK ML-G10+-415W |  | 0.415 | 39 | 202 | 10 |  | Fixed | Roof
NJADRE1559699282 | Administratively Determined Incentive Program | WILLINGBORO | 8046 | 9.96 | Residential | Behind the Meter | Yes | SunPurity, LLC | PSE&G |  | Accepted | 2025-05-13 | 2025-06-10 | 2026-06-10 | Inverters | SolarEdge | SE7600H-US | 7600 |  | 1 |  |  | 0.99 |  | Outdoor
NJADRE1559699282 | Administratively Determined Incentive Program | WILLINGBORO | 8046 | 9.96 | Residential | Behind the Meter | Yes | SunPurity, LLC | PSE&G |  | Accepted | 2025-05-13 | 2025-06-10 | 2026-06-10 | Solar Panels | Hanwha Q cells | Q.PEAK DUO BLK-ML-G10+ 415W |  | 0.415 | 13 | 216 | 20 |  | Fixed | Roof
NJADRE1559699282 | Administratively Determined Incentive Program | WILLINGBORO | 8046 | 9.96 | Residential | Behind the Meter | Yes | SunPurity, LLC | PSE&G |  | Accepted | 2025-05-13 | 2025-06-10 | 2026-06-10 | Solar Panels | Hanwha Q cells | Q.PEAK DUO BLK-ML-G10+ 415W |  | 0.415 | 7 | 36 | 20 |  | Fixed | Roof
NJADRE1559699282 | Administratively Determined Incentive Program | WILLINGBORO | 8046 | 9.96 | Residential | Behind the Meter | Yes | SunPurity, LLC | PSE&G |  | Accepted | 2025-05-13 | 2025-06-10 | 2026-06-10 | Solar Panels | Hanwha Q cells | Q.PEAK DUO BLK-ML-G10+ 415W |  | 0.415 | 4 | 216 | 20 |  | Fixed | Roof
NJADRE1559699294 | Administratively Determined Incentive Program | Long Beach | 8008 | 2.84 | Residential | Behind the Meter | No | Freedom Forever New Jersey, LLC | AC Electric |  | Accepted | 2025-05-09 | 2025-06-09 | 2026-06-09 | Solar Panels | JA Solar | JAM54S31-405/MR |  | 0.405 | 3 | 26 | 29 |  | Fixed | Roof
NJADRE1559699294 | Administratively Determined Incentive Program | Long Beach | 8008 | 2.84 | Residential | Behind the Meter | No | Freedom Forever New Jersey, LLC | AC Electric |  | Accepted | 2025-05-09 | 2025-06-09 | 2026-06-09 | Inverters | Solar Edge | SE3800H-USRGM | 3800 |  | 1 |  |  | 0.99 |  | Outside
NJADRE1559699294 | Administratively Determined Incentive Program | Long Beach | 8008 | 2.84 | Residential | Behind the Meter | No | Freedom Forever New Jersey, LLC | AC Electric |  | Accepted | 2025-05-09 | 2025-06-09 | 2026-06-09 | Solar Panels | JA Solar | JAM54S31-405/MR |  | 0.405 | 4 | 206 | 29 |  | Fixed | Roof
NJADRE1559699688 | Administratively Determined Incentive Program | Princeton | 8540 | 10.88 | Residential | Behind the Meter | Yes | Venture Home Solar, LLC | PSE&G |  | Accepted | 2025-05-09 | 2025-06-09 | 2026-06-09 | Solar Panels | Hanwha | Q.TRON BLK M-G2+ 435 |  | 0.435 | 3 | 60 | 30 |  | Fixed | Roof
NJADRE1559699688 | Administratively Determined Incentive Program | Princeton | 8540 | 10.88 | Residential | Behind the Meter | Yes | Venture Home Solar, LLC | PSE&G |  | Accepted | 2025-05-09 | 2025-06-09 | 2026-06-09 | Solar Panels | Hanwha | Q.TRON BLK M-G2+ 435 |  | 0.435 | 8 | 60 | 13 |  | Fixed | Roof
NJADRE1559699688 | Administratively Determined Incentive Program | Princeton | 8540 | 10.88 | Residential | Behind the Meter | Yes | Venture Home Solar, LLC | PSE&G |  | Accepted | 2025-05-09 | 2025-06-09 | 2026-06-09 | Solar Panels | Hanwha | Q.TRON BLK M-G2+ 435 |  | 0.435 | 6 | 150 | 33 |  | Fixed | Roof
NJADRE1559699688 | Administratively Determined Incentive Program | Princeton | 8540 | 10.88 | Residential | Behind the Meter | Yes | Venture Home Solar, LLC | PSE&G |  | Accepted | 2025-05-09 | 2025-06-09 | 2026-06-09 | Inverters | EnPhase | IQ8HC-72-M-DOM-US (240V) | 366 |  | 25 |  |  | 0.98361 |  | Outside
NJADRE1559699688 | Administratively Determined Incentive Program | Princeton | 8540 | 10.88 | Residential | Behind the Meter | Yes | Venture Home Solar, LLC | PSE&G |  | Accepted | 2025-05-09 | 2025-06-09 | 2026-06-09 | Solar Panels | Hanwha | Q.TRON BLK M-G2+ 435 |  | 0.435 | 8 | 240 | 30 |  | Fixed | Roof
NJADRE1559699705 | Administratively Determined Incentive Program | Union | 7083 | 4.1 | Residential | Behind the Meter | Yes | Trinity Solar, LLC | PSE&G |  | Accepted | 2025-05-09 | 2025-06-09 | 2026-06-09 | Solar Panels | HANWHA | (Q.PEAK DUO BLK ML-G10+ 410) |  | 0.41 | 5 | 129 | 25 |  | Fixed | Roof
NJADRE1559699705 | Administratively Determined Incentive Program | Union | 7083 | 4.1 | Residential | Behind the Meter | Yes | Trinity Solar, LLC | PSE&G |  | Accepted | 2025-05-09 | 2025-06-09 | 2026-06-09 | Inverters | Solar Edge | USE3800H-USMNBL75 | 3800 |  | 1 |  |  | 0.97 |  | Outdoor
NJADRE1559699705 | Administratively Determined Incentive Program | Union | 7083 | 4.1 | Residential | Behind the Meter | Yes | Trinity Solar, LLC | PSE&G |  | Accepted | 2025-05-09 | 2025-06-09 | 2026-06-09 | Solar Panels | HANWHA | (Q.PEAK DUO BLK ML-G10+ 410) |  | 0.41 | 5 | 309 | 25 |  | Fixed | Roof
NJADRE1559699712 | Administratively Determined Incentive Program | Middlesex | 8846 | 3.4 | Residential | Behind the Meter | Yes | Fusion Solar Energy, LLC | PSE&G |  | Accepted | 2025-05-09 | 2025-06-09 | 2026-06-09 | Inverters | ENPHASE | IQ8HC-72-M-DOM-US | 380 |  | 8 |  |  | 0.97 |  | Outside | Roof
NJADRE1559699712 | Administratively Determined Incentive Program | Middlesex | 8846 | 3.4 | Residential | Behind the Meter | Yes | Fusion Solar Energy, LLC | PSE&G |  | Accepted | 2025-05-09 | 2025-06-09 | 2026-06-09 | Solar Panels | TRINA SOLAR | TSM-NE09RC.05 |  | 0.425 | 8 | 175.95 | 5 |  | Fixed | Roof
NJADRE1559699719 | Administratively Determined Incentive Program | East Orange | 7018 | 4.1 | Residential | Behind the Meter | Yes | Trinity Solar, LLC | PSE&G |  | Accepted | 2025-05-09 | 2025-06-17 | 2026-06-17 | Solar Panels | HANWHA | (Q.PEAK DUO BLK ML-G10+ 410) |  | 0.41 | 2 | 203 | 33 |  | Fixed | Roof
NJADRE1559699719 | Administratively Determined Incentive Program | East Orange | 7018 | 4.1 | Residential | Behind the Meter | Yes | Trinity Solar, LLC | PSE&G |  | Accepted | 2025-05-09 | 2025-06-17 | 2026-06-17 | Solar Panels | HANWHA | (Q.PEAK DUO BLK ML-G10+ 410) |  | 0.41 | 2 | 204 | 33 |  | Fixed | Pole
NJADRE1559699719 | Administratively Determined Incentive Program | East Orange | 7018 | 4.1 | Residential | Behind the Meter | Yes | Trinity Solar, LLC | PSE&G |  | Accepted | 2025-05-09 | 2025-06-17 | 2026-06-17 | Inverters | Solar Edge | SE3800H-USSNBBL14 | 3800 |  | 1 |  |  | 0.97 |  | Outdoor
NJADRE1559699719 | Administratively Determined Incentive Program | East Orange | 7018 | 4.1 | Residential | Behind the Meter | Yes | Trinity Solar, LLC | PSE&G |  | Accepted | 2025-05-09 | 2025-06-17 | 2026-06-17 | Solar Panels | HANWHA | (Q.PEAK DUO BLK ML-G10+ 410) |  | 0.41 | 6 | 294 | 19 |  | Fixed | Roof
NJADRE1559699727 | Administratively Determined Incentive Program | Fair Lawn | 7410 | 4.92 | Residential | Behind the Meter | Yes | Trinity Solar, LLC | PSE&G |  | Accepted | 2025-05-09 | 2025-06-10 | 2026-06-10 | Solar Panels | HANWHA | (Q.PEAK DUO BLK ML-G10+ 410) |  | 0.41 | 12 | 161 | 27 |  | Fixed | Roof
NJADRE1559699727 | Administratively Determined Incentive Program | Fair Lawn | 7410 | 4.92 | Residential | Behind the Meter | Yes | Trinity Solar, LLC | PSE&G |  | Accepted | 2025-05-09 | 2025-06-10 | 2026-06-10 | Inverters | Solar Edge | USE3800H-USMNBL75 | 3800 |  | 1 |  |  | 0.97 |  | Outdoor
NJADRE1559699733 | Administratively Determined Incentive Program | Cape May Court House | 8210 | 14.35 | Residential | Behind the Meter | Yes | Trinity Solar, LLC | AC Electric |  | Accepted | 2025-05-09 | 2025-06-13 | 2026-06-13 | Solar Panels | HANWHA | (Q.PEAK DUO BLK ML-G10+ 410) |  | 0.41 | 21 | 206 | 37 |  | Fixed | Roof
NJADRE1559699733 | Administratively Determined Incentive Program | Cape May Court House | 8210 | 14.35 | Residential | Behind the Meter | Yes | Trinity Solar, LLC | AC Electric |  | Accepted | 2025-05-09 | 2025-06-13 | 2026-06-13 | Solar Panels | HANWHA | (Q.PEAK DUO BLK ML-G10+ 410) |  | 0.41 | 14 | 116 | 27 |  | Fixed | Roof
NJADRE1559699733 | Administratively Determined Incentive Program | Cape May Court House | 8210 | 14.35 | Residential | Behind the Meter | Yes | Trinity Solar, LLC | AC Electric |  | Accepted | 2025-05-09 | 2025-06-13 | 2026-06-13 | Inverters | Solar Edge | USE7600H-USMNBL75 | 7600 |  | 2 |  |  | 0.97 |  | Outdoor
NJADRE1559699735 | Administratively Determined Incentive Program | Swedesboro | 8085 | 11.48 | Residential | Behind the Meter | No | Kaitanna Solar, LLC | AC Electric |  | Accepted | 2025-05-09 | 2025-06-09 | 2026-06-09 | Solar Panels | Silfab | SIL-410 HC+ |  | 0.41 | 12 | 68 | 35 |  | Fixed | Roof
NJADRE1559699735 | Administratively Determined Incentive Program | Swedesboro | 8085 | 11.48 | Residential | Behind the Meter | No | Kaitanna Solar, LLC | AC Electric |  | Accepted | 2025-05-09 | 2025-06-09 | 2026-06-09 | Solar Panels | Silfab | SIL-410 HC+ |  | 0.41 | 10 | 158 | 38 |  | Fixed | Roof
NJADRE1559699735 | Administratively Determined Incentive Program | Swedesboro | 8085 | 11.48 | Residential | Behind the Meter | No | Kaitanna Solar, LLC | AC Electric |  | Accepted | 2025-05-09 | 2025-06-09 | 2026-06-09 | Inverters | Enphase | IQ8M-72-2-US | 325 |  | 28 |  |  | 0.978 |  | Outdoor | Under module
NJADRE1559699735 | Administratively Determined Incentive Program | Swedesboro | 8085 | 11.48 | Residential | Behind the Meter | No | Kaitanna Solar, LLC | AC Electric |  | Accepted | 2025-05-09 | 2025-06-09 | 2026-06-09 | Electric Storage Battery | Enphase | IQBATTERY-10C-1P-NA |  |  | 1 |  |  |  | Lithium Ion |  | OUTSIDE
NJADRE1559699735 | Administratively Determined Incentive Program | Swedesboro | 8085 | 11.48 | Residential | Behind the Meter | No | Kaitanna Solar, LLC | AC Electric |  | Accepted | 2025-05-09 | 2025-06-09 | 2026-06-09 | Meters | Enphase | Envoy |  |  | 1 |  |  |  | Yes | Outdoor
NJADRE1559699735 | Administratively Determined Incentive Program | Swedesboro | 8085 | 11.48 | Residential | Behind the Meter | No | Kaitanna Solar, LLC | AC Electric |  | Accepted | 2025-05-09 | 2025-06-09 | 2026-06-09 | Solar Panels | Silfab | SIL-410 HC+ |  | 0.41 | 6 | 158 | 41 |  | Fixed | Roof
NJADRE1559702210 | Administratively Determined Incentive Program | Monroe | 8831 | 13.6 | Residential | Behind the Meter | No | Greentech Solar USA, LLC | JCP&L |  | Accepted | 2025-05-10 | 2025-06-09 | 2026-06-09 | Solar Panels | Znshine Solar | ZXM7-SH108 400 |  | 0.4 | 6 | 183 | 36 |  | Fixed | Roof | Roof
NJADRE1559702210 | Administratively Determined Incentive Program | Monroe | 8831 | 13.6 | Residential | Behind the Meter | No | Greentech Solar USA, LLC | JCP&L |  | Accepted | 2025-05-10 | 2025-06-09 | 2026-06-09 | Solar Panels | Znshine Solar | ZXM7-SH108-400 |  | 0.4 | 12 | 273 | 36 |  | Fixed | Roof | Roof
NJADRE1559702210 | Administratively Determined Incentive Program | Monroe | 8831 | 13.6 | Residential | Behind the Meter | No | Greentech Solar USA, LLC | JCP&L |  | Accepted | 2025-05-10 | 2025-06-09 | 2026-06-09 | Solar Panels | Znshine Solar | ZXM7-NH108-400 |  | 0.4 | 16 | 273 | 32 |  | Fixed | Roof | Roof
NJADRE1559702210 | Administratively Determined Incentive Program | Monroe | 8831 | 13.6 | Residential | Behind the Meter | No | Greentech Solar USA, LLC | JCP&L |  | Accepted | 2025-05-10 | 2025-06-09 | 2026-06-09 | Inverters | Growatt | MIN11400TL-XH-US | 11400 |  | 1 |  |  | 0 |  | Outdoor | Outside Wall
NJADRE1559702273 | Administratively Determined Incentive Program | DORCHESTER | 8316 | 4.92 | Residential | Behind the Meter | Yes | Trinity Solar, LLC | AC Electric |  | Accepted | 2025-05-10 | 2025-06-09 | 2026-06-09 | Solar Panels | Solar Edge | Q.PEAK DUO BLK ML-G10+ 410 |  | 0.41 | 12 | 201 | 45 |  | Fixed | Roof
NJADRE1559702273 | Administratively Determined Incentive Program | DORCHESTER | 8316 | 4.92 | Residential | Behind the Meter | Yes | Trinity Solar, LLC | AC Electric |  | Accepted | 2025-05-10 | 2025-06-09 | 2026-06-09 | Inverters | Solar Edge | USE3800H-US | 3800 |  | 1 |  |  | 0.97 |  | Outdoor
NJADRE1559702274 | Administratively Determined Incentive Program | Beachwood | 8722 | 9.43 | Residential | Behind the Meter | Yes | Trinity Solar, LLC | JCP&L |  | Accepted | 2025-05-10 | 2025-06-10 | 2026-06-10 | Solar Panels | Hanwha | Q.PEAK DUO BLK ML-G10+ 410 |  | 0.41 | 23 | 215 | 35 |  | Fixed | Roof
NJADRE1559702274 | Administratively Determined Incentive Program | Beachwood | 8722 | 9.43 | Residential | Behind the Meter | Yes | Trinity Solar, LLC | JCP&L |  | Accepted | 2025-05-10 | 2025-06-10 | 2026-06-10 | Inverters | Solar Edge | USE7600H-US | 7600 |  | 1 |  |  | 0.97 |  | Outside
NJADRE1559702277 | Administratively Determined Incentive Program | Irvington | 7111 | 14.76 | Residential | Behind the Meter | Yes | Trinity Solar, LLC | PSE&G |  | Accepted | 2025-05-10 | 2025-06-10 | 2026-06-10 | Solar Panels | Hanwha | Q.PEAK DUO BLK ML-G10+ 410 |  | 0.41 | 20 | 136 | 30 |  | Fixed | Roof
NJADRE1559702277 | Administratively Determined Incentive Program | Irvington | 7111 | 14.76 | Residential | Behind the Meter | Yes | Trinity Solar, LLC | PSE&G |  | Accepted | 2025-05-10 | 2025-06-10 | 2026-06-10 | Inverters | Solar Edge | SE11400H-US | 11400 |  | 1 |  |  | 0.97 |  | Outside
NJADRE1559702277 | Administratively Determined Incentive Program | Irvington | 7111 | 14.76 | Residential | Behind the Meter | Yes | Trinity Solar, LLC | PSE&G |  | Accepted | 2025-05-10 | 2025-06-10 | 2026-06-10 | Solar Panels | Hanwha | Q.PEAK DUO BLK ML-G10+ 410 |  | 0.41 | 16 | 316 | 30 |  | Fixed | Roof
NJADRE1559702280 | Administratively Determined Incentive Program | Englishtown | 7726 | 8.2 | Residential | Behind the Meter | Yes | Trinity Solar, LLC | JCP&L |  | Accepted | 2025-05-10 | 2025-06-10 | 2026-06-10 | Inverters | Solar Edge | USE7600H-US | 7600 |  | 1 |  |  | 0.97 |  | Outside
NJADRE1559702280 | Administratively Determined Incentive Program | Englishtown | 7726 | 8.2 | Residential | Behind the Meter | Yes | Trinity Solar, LLC | JCP&L |  | Accepted | 2025-05-10 | 2025-06-10 | 2026-06-10 | Solar Panels | Hanwha | Q.PEAK DUO BLK ML-G10+ 410 |  | 0.41 | 8 | 156 | 30 |  | Fixed | Roof
NJADRE1559702280 | Administratively Determined Incentive Program | Englishtown | 7726 | 8.2 | Residential | Behind the Meter | Yes | Trinity Solar, LLC | JCP&L |  | Accepted | 2025-05-10 | 2025-06-10 | 2026-06-10 | Solar Panels | Hanwha | Q.PEAK DUO BLK ML-G10+ 410 |  | 0.41 | 6 | 156 | 30 |  | Fixed | Roof
NJADRE1559702280 | Administratively Determined Incentive Program | Englishtown | 7726 | 8.2 | Residential | Behind the Meter | Yes | Trinity Solar, LLC | JCP&L |  | Accepted | 2025-05-10 | 2025-06-10 | 2026-06-10 | Solar Panels | Hanwha | Q.PEAK DUO BLK ML-G10+ 410 |  | 0.41 | 6 | 336 | 30 |  | Fixed | Roof
NJADRE1559703023 | Administratively Determined Incentive Program | ATLANTIC CITY | 8401 | 4.1 | Residential | Behind the Meter | Yes | Trinity Solar, LLC | AC Electric |  | Accepted | 2025-05-10 | 2025-06-16 | 2026-06-16 | Inverters | Solar Edge | USE3800H-USMNBL75 | 3800 |  | 1 |  |  | 0.97 |  | Outdoor
NJADRE1559703023 | Administratively Determined Incentive Program | ATLANTIC CITY | 8401 | 4.1 | Residential | Behind the Meter | Yes | Trinity Solar, LLC | AC Electric |  | Accepted | 2025-05-10 | 2025-06-16 | 2026-06-16 | Solar Panels | HANWHA | (Q.PEAK DUO BLK ML-G10+ 410) |  | 0.41 | 10 | 243 | 37 |  | Fixed | Roof
NJADRE1559703123 | Administratively Determined Incentive Program | Runnemede | 8078 | 12.71 | Residential | Behind the Meter | Yes | Trinity Solar, LLC | PSE&G |  | Accepted | 2025-05-10 | 2025-06-10 | 2026-06-10 | Solar Panels | HANWHA | (Q.PEAK DUO BLK ML-G10+ 410) |  | 0.41 | 4 | 254 | 27 |  | Fixed | Roof
NJADRE1559703123 | Administratively Determined Incentive Program | Runnemede | 8078 | 12.71 | Residential | Behind the Meter | Yes | Trinity Solar, LLC | PSE&G |  | Accepted | 2025-05-10 | 2025-06-10 | 2026-06-10 | Inverters | Solar Edge | USE10000H-USMNBL75 | 10000 |  | 1 |  |  | 0.97 |  | Outdoor
NJADRE1559703123 | Administratively Determined Incentive Program | Runnemede | 8078 | 12.71 | Residential | Behind the Meter | Yes | Trinity Solar, LLC | PSE&G |  | Accepted | 2025-05-10 | 2025-06-10 | 2026-06-10 | Solar Panels | HANWHA | (Q.PEAK DUO BLK ML-G10+ 410) |  | 0.41 | 4 | 74 | 27 |  | Fixed | Roof
NJADRE1559703123 | Administratively Determined Incentive Program | Runnemede | 8078 | 12.71 | Residential | Behind the Meter | Yes | Trinity Solar, LLC | PSE&G |  | Accepted | 2025-05-10 | 2025-06-10 | 2026-06-10 | Solar Panels | HANWHA | (Q.PEAK DUO BLK ML-G10+ 410) |  | 0.41 | 2 | 75 | 10 |  | Fixed | Roof
NJADRE1559703123 | Administratively Determined Incentive Program | Runnemede | 8078 | 12.71 | Residential | Behind the Meter | Yes | Trinity Solar, LLC | PSE&G |  | Accepted | 2025-05-10 | 2025-06-10 | 2026-06-10 | Solar Panels | HANWHA | (Q.PEAK DUO BLK ML-G10+ 410) |  | 0.41 | 6 | 255 | 28 |  | Fixed | Roof
NJADRE1559703123 | Administratively Determined Incentive Program | Runnemede | 8078 | 12.71 | Residential | Behind the Meter | Yes | Trinity Solar, LLC | PSE&G |  | Accepted | 2025-05-10 | 2025-06-10 | 2026-06-10 | Solar Panels | HANWHA | (Q.PEAK DUO BLK ML-G10+ 410) |  | 0.41 | 3 | 75 | 28 |  | Fixed | Roof
NJADRE1559703123 | Administratively Determined Incentive Program | Runnemede | 8078 | 12.71 | Residential | Behind the Meter | Yes | Trinity Solar, LLC | PSE&G |  | Accepted | 2025-05-10 | 2025-06-10 | 2026-06-10 | Solar Panels | HANWHA | (Q.PEAK DUO BLK ML-G10+ 410) |  | 0.41 | 4 | 255 | 28 |  | Fixed | Roof
NJADRE1559703123 | Administratively Determined Incentive Program | Runnemede | 8078 | 12.71 | Residential | Behind the Meter | Yes | Trinity Solar, LLC | PSE&G |  | Accepted | 2025-05-10 | 2025-06-10 | 2026-06-10 | Solar Panels | HANWHA | (Q.PEAK DUO BLK ML-G10+ 410) |  | 0.41 | 2 | 255 | 11 |  | Fixed | Roof
NJADRE1559703123 | Administratively Determined Incentive Program | Runnemede | 8078 | 12.71 | Residential | Behind the Meter | Yes | Trinity Solar, LLC | PSE&G |  | Accepted | 2025-05-10 | 2025-06-10 | 2026-06-10 | Solar Panels | HANWHA | (Q.PEAK DUO BLK ML-G10+ 410) |  | 0.41 | 6 | 75 | 28 |  | Fixed | Roof
NJADRE1559703124 | Administratively Determined Incentive Program | WARREN | 7059 | 18.04 | Residential | Behind the Meter | No | PV4U LLC | JCP&L |  | Accepted | 2025-05-14 | 2025-06-11 | 2026-06-11 | Solar Panels | Axitec | AXIblackbiperfect |  | 0.44 | 36 | 205 | 31 |  | Fixed | Roof | Roof
NJADRE1559703124 | Administratively Determined Incentive Program | WARREN | 7059 | 18.04 | Residential | Behind the Meter | No | PV4U LLC | JCP&L |  | Accepted | 2025-05-14 | 2025-06-11 | 2026-06-11 | Solar Panels | Axitec | AXIblackbiperfect |  | 0.44 | 5 | 115 | 37 |  | Fixed | Roof | Roof
NJADRE1559703124 | Administratively Determined Incentive Program | WARREN | 7059 | 18.04 | Residential | Behind the Meter | No | PV4U LLC | JCP&L |  | Accepted | 2025-05-14 | 2025-06-11 | 2026-06-11 | Inverters | Enphase | IQ8HC-72-M-US | 380 |  | 41 |  |  | 0.973 |  | Other | Under solar panel on roof mount
NJADRE1559703124 | Administratively Determined Incentive Program | WARREN | 7059 | 18.04 | Residential | Behind the Meter | No | PV4U LLC | JCP&L |  | Accepted | 2025-05-14 | 2025-06-11 | 2026-06-11 | Meters | Enphase | X2-IQ-AM1-240-5 | 3 |  | 1 |  |  |  | Yes | Outdoor
NJADRE1559703289 | Administratively Determined Incentive Program | Shiloh | 8353 | 9.43 | Residential | Behind the Meter | Yes | Bright Ops, Inc. | AC Electric |  | Accepted | 2025-05-10 | 2025-06-09 | 2026-06-09 | Inverters | SolarEdge Technologies | SE7600H-USRGM | 7600 |  | 1 |  |  | 0.98 |  | Outdoor | Outside
NJADRE1559703289 | Administratively Determined Incentive Program | Shiloh | 8353 | 9.43 | Residential | Behind the Meter | Yes | Bright Ops, Inc. | AC Electric |  | Accepted | 2025-05-10 | 2025-06-09 | 2026-06-09 | Solar Panels | Hanwha Q-Cells | Q>PEAK DUO BLK ML-G10+ 410 |  | 0.41 | 23 | 175 | 18 |  | Fixed | Roof
NJADRE1559704107 | Administratively Determined Incentive Program | Englewood | 7631 | 5.53 | Residential | Behind the Meter | Yes | Power Energy Solutions, LLC | PSE&G |  | Accepted | 2025-05-11 | 2025-06-09 | 2026-06-09 | Inverters | SolarEdge | SE3800H-US | 4 |  | 1 |  |  | 0.97 |  | Outdoor
NJADRE1559704107 | Administratively Determined Incentive Program | Englewood | 7631 | 5.53 | Residential | Behind the Meter | Yes | Power Energy Solutions, LLC | PSE&G |  | Accepted | 2025-05-11 | 2025-06-09 | 2026-06-09 | Solar Panels | Trina Solar | TSM-425NE09RC.05 |  | 0.425 | 13 | 216 | 41 |  | Fixed | Roof
NJADRE1559704111 | Administratively Determined Incentive Program | Newton | 7860 | 6.8 | Residential | Behind the Meter | Yes | Power Energy Solutions, LLC | JCP&L |  | Accepted | 2025-05-11 | 2025-06-09 | 2026-06-09 | Solar Panels | Trina Solar | TSM-425NE09RC.05 |  | 0.425 | 7 | 89 | 36 |  | Fixed | Roof
NJADRE1559704111 | Administratively Determined Incentive Program | Newton | 7860 | 6.8 | Residential | Behind the Meter | Yes | Power Energy Solutions, LLC | JCP&L |  | Accepted | 2025-05-11 | 2025-06-09 | 2026-06-09 | Solar Panels | Trina Solar | TSM-425NE09RC.05 |  | 0.425 | 7 | 269 | 36 |  | Fixed | Roof
NJADRE1559704111 | Administratively Determined Incentive Program | Newton | 7860 | 6.8 | Residential | Behind the Meter | Yes | Power Energy Solutions, LLC | JCP&L |  | Accepted | 2025-05-11 | 2025-06-09 | 2026-06-09 | Solar Panels | Trina Solar | TSM-425NE09RC.05 |  | 0.425 | 2 | 269 | 20 |  | Fixed | Roof
NJADRE1559704111 | Administratively Determined Incentive Program | Newton | 7860 | 6.8 | Residential | Behind the Meter | Yes | Power Energy Solutions, LLC | JCP&L |  | Accepted | 2025-05-11 | 2025-06-09 | 2026-06-09 | Inverters | SolarEdge | SE3800H-US | 4 |  | 1 |  |  | 0.97 |  | Outdoor
NJADRE1559704412 | Administratively Determined Incentive Program | CHERRY HILL TOWNSHIP | 8003 | 11.18 | Residential | Behind the Meter | No | Sun Up Zero Down, LLC | PSE&G |  | Accepted | 2025-05-12 | 2025-06-09 | 2026-06-09 | Solar Panels | TRINA | SEG-430-BTD-BG |  | 0.43 | 26 | 111 | 30 |  | Fixed | Roof
NJADRE1559704412 | Administratively Determined Incentive Program | CHERRY HILL TOWNSHIP | 8003 | 11.18 | Residential | Behind the Meter | No | Sun Up Zero Down, LLC | PSE&G |  | Accepted | 2025-05-12 | 2025-06-09 | 2026-06-09 | Meters | Enphase | TBD |  |  | 1 |  |  |  | Yes | Outdoor
NJADRE1559704412 | Administratively Determined Incentive Program | CHERRY HILL TOWNSHIP | 8003 | 11.18 | Residential | Behind the Meter | No | Sun Up Zero Down, LLC | PSE&G |  | Accepted | 2025-05-12 | 2025-06-09 | 2026-06-09 | Inverters | Enphase | IQ8PLUS-72-2-US | 290 |  | 26 |  |  | 0.976 |  | Outdoor
NJADRE1559704421 | Administratively Determined Incentive Program | JERSEY CITY | 7306 | 7.2 | Residential | Behind the Meter | No | Suntuity | PSE&G |  | Accepted | 2025-05-12 | 2025-06-10 | 2026-06-10 | Inverters | Enphase | IQ8PLUS-72-2-US | 290 |  | 18 |  |  | 0.976 |  | Outdoor
NJADRE1559704421 | Administratively Determined Incentive Program | JERSEY CITY | 7306 | 7.2 | Residential | Behind the Meter | No | Suntuity | PSE&G |  | Accepted | 2025-05-12 | 2025-06-10 | 2026-06-10 | Solar Panels | Canadian Solar | CS6R-400MS-HL |  | 0.4 | 18 | 113 | 2 |  | Fixed | Roof
NJADRE1559704442 | Administratively Determined Incentive Program | PINE HILL | 8021 | 12.9 | Residential | Behind the Meter | Yes | EMT Renewables, LLC | AC Electric |  | Accepted | 2025-05-12 | 2025-06-09 | 2026-06-09 | Inverters | ENPHASE | IQ8+ | 290 |  | 30 |  |  | 0.98 |  | Other | UNDER EACH PANEL
NJADRE1559704442 | Administratively Determined Incentive Program | PINE HILL | 8021 | 12.9 | Residential | Behind the Meter | Yes | EMT Renewables, LLC | AC Electric |  | Accepted | 2025-05-12 | 2025-06-09 | 2026-06-09 | Solar Panels | SEG SOLAR | SEG 430 |  | 0.43 | 1 | 122 | 24 |  | Fixed | Roof
NJADRE1559704442 | Administratively Determined Incentive Program | PINE HILL | 8021 | 12.9 | Residential | Behind the Meter | Yes | EMT Renewables, LLC | AC Electric |  | Accepted | 2025-05-12 | 2025-06-09 | 2026-06-09 | Solar Panels | SEG SOLAR | SEG 430 |  | 0.43 | 9 | 121 | 24 |  | Fixed | Roof
NJADRE1559704442 | Administratively Determined Incentive Program | PINE HILL | 8021 | 12.9 | Residential | Behind the Meter | Yes | EMT Renewables, LLC | AC Electric |  | Accepted | 2025-05-12 | 2025-06-09 | 2026-06-09 | Solar Panels | SEG SOLAR | SEG 430 |  | 0.43 | 5 | 301 | 24 |  | Fixed | Roof
NJADRE1559704442 | Administratively Determined Incentive Program | PINE HILL | 8021 | 12.9 | Residential | Behind the Meter | Yes | EMT Renewables, LLC | AC Electric |  | Accepted | 2025-05-12 | 2025-06-09 | 2026-06-09 | Solar Panels | SEG SOLAR | SEG 430 |  | 0.43 | 8 | 302 | 24 |  | Fixed | Roof
NJADRE1559704442 | Administratively Determined Incentive Program | PINE HILL | 8021 | 12.9 | Residential | Behind the Meter | Yes | EMT Renewables, LLC | AC Electric |  | Accepted | 2025-05-12 | 2025-06-09 | 2026-06-09 | Solar Panels | SEG SOLAR | SEG 430 |  | 0.43 | 7 | 212 | 24 |  | Fixed | Roof
NJADRE1559704447 | Administratively Determined Incentive Program | SICKLERVILLE | 8081 | 5.59 | Residential | Behind the Meter | Yes | EMT Renewables, LLC | AC Electric |  | Accepted | 2025-05-12 | 2025-06-09 | 2026-06-09 | Solar Panels | SEG SOLAR | SEG 430 |  | 0.43 | 5 | 149 | 30 |  | Fixed | Roof
NJADRE1559704447 | Administratively Determined Incentive Program | SICKLERVILLE | 8081 | 5.59 | Residential | Behind the Meter | Yes | EMT Renewables, LLC | AC Electric |  | Accepted | 2025-05-12 | 2025-06-09 | 2026-06-09 | Solar Panels | SEG SOLAR | SEG 430 |  | 0.43 | 2 | 329 | 30 |  | Fixed | Roof
NJADRE1559704447 | Administratively Determined Incentive Program | SICKLERVILLE | 8081 | 5.59 | Residential | Behind the Meter | Yes | EMT Renewables, LLC | AC Electric |  | Accepted | 2025-05-12 | 2025-06-09 | 2026-06-09 | Inverters | ENPHASE | IQ8+ | 290 |  | 13 |  |  | 0.98 |  | Other | UNDER EACH PANEL
NJADRE1559704447 | Administratively Determined Incentive Program | SICKLERVILLE | 8081 | 5.59 | Residential | Behind the Meter | Yes | EMT Renewables, LLC | AC Electric |  | Accepted | 2025-05-12 | 2025-06-09 | 2026-06-09 | Solar Panels | SEG SOLAR | SEG 430 |  | 0.43 | 6 | 149 | 30 |  | Fixed | Roof
NJADRE1559704454 | Administratively Determined Incentive Program | CAPE MAY COURT HOUSE | 8210 | 7.38 | Residential | Behind the Meter | Yes | Trinity Solar, LLC | AC Electric |  | Accepted | 2025-05-12 | 2025-06-10 | 2026-06-10 | Inverters | Solar Edge | USE5700H-US | 5760 |  | 1 |  |  | 0.97 |  | Outside
NJADRE1559704454 | Administratively Determined Incentive Program | CAPE MAY COURT HOUSE | 8210 | 7.38 | Residential | Behind the Meter | Yes | Trinity Solar, LLC | AC Electric |  | Accepted | 2025-05-12 | 2025-06-10 | 2026-06-10 | Solar Panels | Hanwha | Q.PEAK DUO BLK ML-G10+ 410 |  | 0.41 | 18 | 222 | 14 |  | Fixed | Roof
NJADRE1559704460 | Administratively Determined Incentive Program | Riverside | 8075 | 7.31 | Residential | Behind the Meter | Yes | EMT Renewables, LLC | PSE&G |  | Accepted | 2025-05-12 | 2025-06-09 | 2026-06-09 | Solar Panels | SEG SOLAR | SEG 430 |  | 0.43 | 10 | 353 | 29 |  | Fixed | Roof
NJADRE1559704460 | Administratively Determined Incentive Program | Riverside | 8075 | 7.31 | Residential | Behind the Meter | Yes | EMT Renewables, LLC | PSE&G |  | Accepted | 2025-05-12 | 2025-06-09 | 2026-06-09 | Inverters | ENPHASE | IQ8+ | 290 |  | 17 |  |  | 0.98 |  | Other | UNDER EACH PANEL
NJADRE1559704460 | Administratively Determined Incentive Program | Riverside | 8075 | 7.31 | Residential | Behind the Meter | Yes | EMT Renewables, LLC | PSE&G |  | Accepted | 2025-05-12 | 2025-06-09 | 2026-06-09 | Solar Panels | SEG SOLAR | SEG 430 |  | 0.43 | 7 | 173 | 29 |  | Fixed | Roof
NJADRE1559704470 | Administratively Determined Incentive Program | Newton | 7860 | 13.12 | Residential | Behind the Meter | Yes | Sunrun Installation Services, Inc. | JCP&L |  | Accepted | 2025-05-12 | 2025-06-09 | 2026-06-09 | Solar Panels | HANWHA Q-CELLS | Q.PEAK DUO BLK ML-G10+ 410 |  | 0.41 | 3 | 311 | 31 |  | Fixed | Roof
NJADRE1559704470 | Administratively Determined Incentive Program | Newton | 7860 | 13.12 | Residential | Behind the Meter | Yes | Sunrun Installation Services, Inc. | JCP&L |  | Accepted | 2025-05-12 | 2025-06-09 | 2026-06-09 | Solar Panels | HANWHA Q-CELLS | Q.PEAK DUO BLK ML-G10+ 410 |  | 0.41 | 9 | 313 | 33 |  | Fixed | Roof
NJADRE1559704470 | Administratively Determined Incentive Program | Newton | 7860 | 13.12 | Residential | Behind the Meter | Yes | Sunrun Installation Services, Inc. | JCP&L |  | Accepted | 2025-05-12 | 2025-06-09 | 2026-06-09 | Inverters | Tesla | POWERWALL 3 1707000-XX-Y | 11500 |  | 1 |  |  | 0.97 |  | Outdoor
NJADRE1559704470 | Administratively Determined Incentive Program | Newton | 7860 | 13.12 | Residential | Behind the Meter | Yes | Sunrun Installation Services, Inc. | JCP&L |  | Accepted | 2025-05-12 | 2025-06-09 | 2026-06-09 | Solar Panels | HANWHA Q-CELLS | Q.PEAK DUO BLK ML-G10+ 410 |  | 0.41 | 12 | 130 | 31 |  | Fixed | Roof
NJADRE1559704470 | Administratively Determined Incentive Program | Newton | 7860 | 13.12 | Residential | Behind the Meter | Yes | Sunrun Installation Services, Inc. | JCP&L |  | Accepted | 2025-05-12 | 2025-06-09 | 2026-06-09 | Solar Panels | HANWHA Q-CELLS | Q.PEAK DUO BLK ML-G10+ 410 |  | 0.41 | 8 | 133 | 33 |  | Fixed | Roof
NJADRE1559704470 | Administratively Determined Incentive Program | Newton | 7860 | 13.12 | Residential | Behind the Meter | Yes | Sunrun Installation Services, Inc. | JCP&L |  | Accepted | 2025-05-12 | 2025-06-09 | 2026-06-09 | Electric Storage Battery | Tesla | POWERWALL 3 1707000-XX-Y |  |  | 1 |  |  |  | Lithium Ion |  | OUTSIDE
NJADRE1559704470 | Administratively Determined Incentive Program | Newton | 7860 | 13.12 | Residential | Behind the Meter | Yes | Sunrun Installation Services, Inc. | JCP&L |  | Accepted | 2025-05-12 | 2025-06-09 | 2026-06-09 | Electric Storage Battery | Tesla | EXPANSION 1807000-XX-Y |  |  | 1 |  |  |  | Lithium Ion |  | OUTSIDE
NJADRE1559704473 | Administratively Determined Incentive Program | Stratford | 8084 | 10.005 | Residential | Behind the Meter | Yes | SunnyMac, LLC | AC Electric |  | Accepted | 2025-05-12 | 2025-06-09 | 2026-06-09 | Solar Panels | HANWHA | Q.TRON BLK M-G2+ 435W |  | 0.435 | 5 | 230 | 11 |  | Fixed | Roof
NJADRE1559704473 | Administratively Determined Incentive Program | Stratford | 8084 | 10.005 | Residential | Behind the Meter | Yes | SunnyMac, LLC | AC Electric |  | Accepted | 2025-05-12 | 2025-06-09 | 2026-06-09 | Solar Panels | HANWHA | Q.TRON BLK M-G2+ 435W |  | 0.435 | 18 | 140 | 9 |  | Fixed | Roof
NJADRE1559704473 | Administratively Determined Incentive Program | Stratford | 8084 | 10.005 | Residential | Behind the Meter | Yes | SunnyMac, LLC | AC Electric |  | Accepted | 2025-05-12 | 2025-06-09 | 2026-06-09 | Inverters | SOLAREDGE HOME HUB | SE5700H-US | 5700 |  | 1 |  |  | 0.99 |  | Outdoor | next to meter
NJADRE1559704473 | Administratively Determined Incentive Program | Stratford | 8084 | 10.005 | Residential | Behind the Meter | Yes | SunnyMac, LLC | AC Electric |  | Accepted | 2025-05-12 | 2025-06-09 | 2026-06-09 | Meters | SOLAREDGE HOME HUB | SE-RGMTR-1D-240C-B |  |  | 1 |  |  |  | Yes | Outdoor
NJADRE1559704476 | Administratively Determined Incentive Program | DEPTFORD | 8096 | 10.75 | Residential | Behind the Meter | Yes | Brilliant Installations, Inc. | PSE&G |  | Accepted | 2025-05-13 | 2025-06-10 | 2026-06-10 | Solar Panels | JINKO SOLAR | JKM430N-54HL4-B430 |  | 0.43 | 25 | 133 | 22 |  | Fixed | Roof
NJADRE1559704476 | Administratively Determined Incentive Program | DEPTFORD | 8096 | 10.75 | Residential | Behind the Meter | Yes | Brilliant Installations, Inc. | PSE&G |  | Accepted | 2025-05-13 | 2025-06-10 | 2026-06-10 | Inverters | SOLAREDGE | USE7600H-USMNUBL75 | 7600 |  | 1 |  |  | 0.97 |  | Outdoor
NJADRE1559704486 | Administratively Determined Incentive Program | Hackettstown | 7840 | 15.91 | Residential | Behind the Meter | Yes | EMT Renewables, LLC | JCP&L |  | Accepted | 2025-05-12 | 2025-06-09 | 2026-06-09 | Solar Panels | SEG SOLAR | SEG 430 |  | 0.43 | 19 | 306 | 25 |  | Fixed | Roof
NJADRE1559704486 | Administratively Determined Incentive Program | Hackettstown | 7840 | 15.91 | Residential | Behind the Meter | Yes | EMT Renewables, LLC | JCP&L |  | Accepted | 2025-05-12 | 2025-06-09 | 2026-06-09 | Inverters | ENPHASE | IQ8+ | 290 |  | 37 |  |  | 0.98 |  | Other | UNDER EACH PANEL
NJADRE1559704486 | Administratively Determined Incentive Program | Hackettstown | 7840 | 15.91 | Residential | Behind the Meter | Yes | EMT Renewables, LLC | JCP&L |  | Accepted | 2025-05-12 | 2025-06-09 | 2026-06-09 | Solar Panels | SEG SOLAR | SEG 430 |  | 0.43 | 18 | 126 | 25 |  | Fixed | Roof
NJADRE1559704490 | Administratively Determined Incentive Program | UNION | 7083 | 11.34 | Residential | Behind the Meter | Yes | Sunrun Installation Services, Inc. | PSE&G |  | Accepted | 2025-05-12 | 2025-06-09 | 2026-06-09 | Solar Panels | JA SOLAR | JAM54S31-405/MR |  | 0.405 | 8 | 63 | 8 |  | Fixed | Roof
NJADRE1559704490 | Administratively Determined Incentive Program | UNION | 7083 | 11.34 | Residential | Behind the Meter | Yes | Sunrun Installation Services, Inc. | PSE&G |  | Accepted | 2025-05-12 | 2025-06-09 | 2026-06-09 | Inverters | SOLAREDGE TECHNOLOGIES | SE10000H-USMN | 10000 |  | 1 |  |  | 0.99 |  | Outside
NJADRE1559704490 | Administratively Determined Incentive Program | UNION | 7083 | 11.34 | Residential | Behind the Meter | Yes | Sunrun Installation Services, Inc. | PSE&G |  | Accepted | 2025-05-12 | 2025-06-09 | 2026-06-09 | Solar Panels | JA SOLAR | JAM54S31-405/MR |  | 0.405 | 12 | 63 | 10 |  | Fixed | Roof
NJADRE1559704490 | Administratively Determined Incentive Program | UNION | 7083 | 11.34 | Residential | Behind the Meter | Yes | Sunrun Installation Services, Inc. | PSE&G |  | Accepted | 2025-05-12 | 2025-06-09 | 2026-06-09 | Solar Panels | JA SOLAR | JAM54S31-405/MR |  | 0.405 | 8 | 63 | 8 |  | Fixed | Roof
NJADRE1559704495 | Administratively Determined Incentive Program | Salem | 8079 | 4.92 | Residential | Behind the Meter | Yes | EMT Renewables, LLC | AC Electric |  | Accepted | 2025-05-12 | 2025-06-09 | 2026-06-09 | Solar Panels | MSE PERC | MSE-410 |  | 0.41 | 5 | 202 | 11 |  | Fixed | Roof
NJADRE1559704495 | Administratively Determined Incentive Program | Salem | 8079 | 4.92 | Residential | Behind the Meter | Yes | EMT Renewables, LLC | AC Electric |  | Accepted | 2025-05-12 | 2025-06-09 | 2026-06-09 | Inverters | ENPHASE | IQ8+ | 290 |  | 12 |  |  | 0.98 |  | Other | UNDER EACH PANEL
NJADRE1559704495 | Administratively Determined Incentive Program | Salem | 8079 | 4.92 | Residential | Behind the Meter | Yes | EMT Renewables, LLC | AC Electric |  | Accepted | 2025-05-12 | 2025-06-09 | 2026-06-09 | Solar Panels | MSE PERC | MSE-410 |  | 0.41 | 2 | 22 | 16 |  | Fixed | Roof
NJADRE1559704495 | Administratively Determined Incentive Program | Salem | 8079 | 4.92 | Residential | Behind the Meter | Yes | EMT Renewables, LLC | AC Electric |  | Accepted | 2025-05-12 | 2025-06-09 | 2026-06-09 | Solar Panels | MSE PERC | MSE-410 |  | 0.41 | 3 | 22 | 6 |  | Fixed | Roof
NJADRE1559704495 | Administratively Determined Incentive Program | Salem | 8079 | 4.92 | Residential | Behind the Meter | Yes | EMT Renewables, LLC | AC Electric |  | Accepted | 2025-05-12 | 2025-06-09 | 2026-06-09 | Solar Panels | MSE PERC | MSE-410 |  | 0.41 | 2 | 202 | 15 |  | Fixed | Roof
NJADRE1559704499 | Administratively Determined Incentive Program | Newark | 7106 | 6.45 | Residential | Behind the Meter | Yes | Infinity Solar Systems, LLC | PSE&G |  | Accepted | 2025-05-12 | 2025-06-10 | 2026-06-10 | Solar Panels | SEG Solar | SEG-430-BTD-BG |  | 0.43 | 2 | 304 | 45 |  | Fixed | Roof
NJADRE1559704499 | Administratively Determined Incentive Program | Newark | 7106 | 6.45 | Residential | Behind the Meter | Yes | Infinity Solar Systems, LLC | PSE&G |  | Accepted | 2025-05-12 | 2025-06-10 | 2026-06-10 | Inverters | Enphase | IQ8MC-72-M-US | 320 |  | 15 |  |  | 0.97 |  | Outdoor
NJADRE1559704499 | Administratively Determined Incentive Program | Newark | 7106 | 6.45 | Residential | Behind the Meter | Yes | Infinity Solar Systems, LLC | PSE&G |  | Accepted | 2025-05-12 | 2025-06-10 | 2026-06-10 | Solar Panels | SEG Solar | SEG-430-BTD-BG |  | 0.43 | 3 | 304 | 34 |  | Fixed | Roof
NJADRE1559704499 | Administratively Determined Incentive Program | Newark | 7106 | 6.45 | Residential | Behind the Meter | Yes | Infinity Solar Systems, LLC | PSE&G |  | Accepted | 2025-05-12 | 2025-06-10 | 2026-06-10 | Solar Panels | SEG Solar | SEG-430-BTD-BG |  | 0.43 | 10 | 304 | 5 |  | Fixed | Roof
NJADRE1559704504 | Administratively Determined Incentive Program | Villas | 8251 | 6.88 | Residential | Behind the Meter | Yes | EMT Renewables, LLC | AC Electric |  | Accepted | 2025-05-12 | 2025-06-09 | 2026-06-09 | Solar Panels | SEG SOLAR | SEG 430 |  | 0.43 | 16 | 112 | 15 |  | Fixed | Roof
NJADRE1559704504 | Administratively Determined Incentive Program | Villas | 8251 | 6.88 | Residential | Behind the Meter | Yes | EMT Renewables, LLC | AC Electric |  | Accepted | 2025-05-12 | 2025-06-09 | 2026-06-09 | Inverters | ENPHASE | IQ8+ | 290 |  | 16 |  |  | 0.98 |  | Other | UNDER EACH PANEL
NJADRE1559704506 | Administratively Determined Incentive Program | Bayonne | 7002 | 6.02 | Residential | Behind the Meter | Yes | PosiGen Developer, LLC | PSE&G |  | Accepted | 2025-05-12 | 2025-06-09 | 2026-06-09 | Solar Panels | JINKO EAGLE G6R | JKM430N-54HL4-B |  | 0.43 | 10 | 125 | 39 |  | Fixed | Roof
NJADRE1559704506 | Administratively Determined Incentive Program | Bayonne | 7002 | 6.02 | Residential | Behind the Meter | Yes | PosiGen Developer, LLC | PSE&G |  | Accepted | 2025-05-12 | 2025-06-09 | 2026-06-09 | Solar Panels | JINKO EAGLE G6R | JKM430N-54HL4-B |  | 0.43 | 4 | 305 | 40 |  | Fixed | Roof
NJADRE1559704506 | Administratively Determined Incentive Program | Bayonne | 7002 | 6.02 | Residential | Behind the Meter | Yes | PosiGen Developer, LLC | PSE&G |  | Accepted | 2025-05-12 | 2025-06-09 | 2026-06-09 | Inverters | SolarEdge | SE5700H-US | 5700 |  | 1 |  |  | 0.99 |  | Outside | within ten feet of meter
NJADRE1559704513 | Administratively Determined Incentive Program | Sewell | 8080 | 6.15 | Residential | Behind the Meter | Yes | Trinity Solar, LLC | AC Electric |  | Accepted | 2025-05-12 | 2025-06-16 | 2026-06-16 | Inverters | Solar Edge | USE5700H-USMNBL75 | 5760 |  | 1 |  |  | 0.97 |  | Outdoor
NJADRE1559704513 | Administratively Determined Incentive Program | Sewell | 8080 | 6.15 | Residential | Behind the Meter | Yes | Trinity Solar, LLC | AC Electric |  | Accepted | 2025-05-12 | 2025-06-16 | 2026-06-16 | Solar Panels | HANWHA | (Q.PEAK DUO BLK ML-G10+ 410) |  | 0.41 | 15 | 244 | 34 |  | Fixed | Roof
NJADRE1559704514 | Administratively Determined Incentive Program | EDISON | 8820 | 6.45 | Residential | Behind the Meter | Yes | EMT Renewables, LLC | PSE&G |  | Accepted | 2025-05-12 | 2025-06-23 | 2026-06-23 | Inverters | ENPHASE | IQ8+ | 290 |  | 15 |  |  | 0.98 |  | Other | UNDER EACH PANEL
NJADRE1559704514 | Administratively Determined Incentive Program | EDISON | 8820 | 6.45 | Residential | Behind the Meter | Yes | EMT Renewables, LLC | PSE&G |  | Accepted | 2025-05-12 | 2025-06-23 | 2026-06-23 | Solar Panels | SEG SOLAR | SEG 430 |  | 0.43 | 11 | 266 | 20 |  | Fixed | Roof
NJADRE1559704514 | Administratively Determined Incentive Program | EDISON | 8820 | 6.45 | Residential | Behind the Meter | Yes | EMT Renewables, LLC | PSE&G |  | Accepted | 2025-05-12 | 2025-06-23 | 2026-06-23 | Solar Panels | SEG SOLAR | SEG 430 |  | 0.43 | 4 | 356 | 14 |  | Fixed | Roof
NJADRE1559704536 | Administratively Determined Incentive Program | TUCKERTON | 8087 | 3.24 | Residential | Behind the Meter | Yes | Sunrun Installation Services, Inc. | AC Electric |  | Accepted | 2025-05-12 | 2025-06-09 | 2026-06-09 | Solar Panels | JA SOLAR | JAM54S31-405/MR |  | 0.405 | 4 | 295 | 39 |  | Fixed | Roof
NJADRE1559704536 | Administratively Determined Incentive Program | TUCKERTON | 8087 | 3.24 | Residential | Behind the Meter | Yes | Sunrun Installation Services, Inc. | AC Electric |  | Accepted | 2025-05-12 | 2025-06-09 | 2026-06-09 | Inverters | SOLAREDGE TECHNOLOGIES | SE3800H-USMN | 3800 |  | 1 |  |  | 0.99 |  | Outdoor
NJADRE1559704536 | Administratively Determined Incentive Program | TUCKERTON | 8087 | 3.24 | Residential | Behind the Meter | Yes | Sunrun Installation Services, Inc. | AC Electric |  | Accepted | 2025-05-12 | 2025-06-09 | 2026-06-09 | Solar Panels | JA SOLAR | JAM54S31-405/MR |  | 0.405 | 4 | 26 | 27 |  | Fixed | Roof
NJADRE1559704544 | Administratively Determined Incentive Program | Paterson | 7514 | 11.18 | Residential | Behind the Meter | Yes | EMT Renewables, LLC | PSE&G |  | Accepted | 2025-05-12 | 2025-06-10 | 2026-06-10 | Solar Panels | SEG SOLAR | SEG 430 |  | 0.43 | 22 | 103 | 29 |  | Fixed | Roof
NJADRE1559704544 | Administratively Determined Incentive Program | Paterson | 7514 | 11.18 | Residential | Behind the Meter | Yes | EMT Renewables, LLC | PSE&G |  | Accepted | 2025-05-12 | 2025-06-10 | 2026-06-10 | Inverters | ENPHASE | IQ8+ | 290 |  | 26 |  |  | 0.98 |  | Other | UNDER EACH PANEL
NJADRE1559704544 | Administratively Determined Incentive Program | Paterson | 7514 | 11.18 | Residential | Behind the Meter | Yes | EMT Renewables, LLC | PSE&G |  | Accepted | 2025-05-12 | 2025-06-10 | 2026-06-10 | Solar Panels | SEG SOLAR | SEG 430 |  | 0.43 | 4 | 283 | 29 |  | Fixed | Roof
NJADRE1559704548 | Administratively Determined Incentive Program | Lakewood | 8701 | 9.9 | Residential | Behind the Meter | Yes | Powerlutions, LLC | JCP&L |  | Accepted | 2025-05-12 | 2025-06-09 | 2026-06-09 | Solar Panels | CANADIAN | CS6.1-54TM-450H |  | 0.45 | 22 | 182 | 27 |  | Fixed | Roof
NJADRE1559704548 | Administratively Determined Incentive Program | Lakewood | 8701 | 9.9 | Residential | Behind the Meter | Yes | Powerlutions, LLC | JCP&L |  | Accepted | 2025-05-12 | 2025-06-09 | 2026-06-09 | Inverters | Enphase | IQ8HC-72-M-DOM-US | 380 |  | 22 |  |  | 0.98 |  | Outdoor
NJADRE1559704552 | Administratively Determined Incentive Program | Carteret | 7008 | 10 | Residential | Behind the Meter | No | Solar Energy World | PSE&G |  | Accepted | 2025-05-12 | 2025-06-09 | 2026-06-09 | Solar Panels | LONGi | LR5-54HABB-400M |  | 0.4 | 8 | 294 | 23 |  | Fixed | Roof
NJADRE1559704552 | Administratively Determined Incentive Program | Carteret | 7008 | 10 | Residential | Behind the Meter | No | Solar Energy World | PSE&G |  | Accepted | 2025-05-12 | 2025-06-09 | 2026-06-09 | Inverters | Enphase | IQ8+-72-M-US | 290 |  | 25 |  |  | 0.97 |  | Outside
NJADRE1559704552 | Administratively Determined Incentive Program | Carteret | 7008 | 10 | Residential | Behind the Meter | No | Solar Energy World | PSE&G |  | Accepted | 2025-05-12 | 2025-06-09 | 2026-06-09 | Solar Panels | LONGi | LR5-54HABB-400M |  | 0.4 | 10 | 114 | 18 |  | Fixed | Roof
NJADRE1559704552 | Administratively Determined Incentive Program | Carteret | 7008 | 10 | Residential | Behind the Meter | No | Solar Energy World | PSE&G |  | Accepted | 2025-05-12 | 2025-06-09 | 2026-06-09 | Solar Panels | LONGi | LR5-54HABB-400M |  | 0.4 | 7 | 114 | 23 |  | Fixed | Roof
NJADRE1559704561 | Administratively Determined Incentive Program | MANAHAWKIN | 8050 | 6.97 | Residential | Behind the Meter | Yes | Sunrun Installation Services, Inc. | AC Electric |  | Accepted | 2025-05-12 | 2025-06-09 | 2026-06-09 | Solar Panels | Hanwha Q-Cells | Q.PEAK DUO BLK ML-G10+ 410 DCA (MD06G100A-017) |  | 0.41 | 8 | 45 | 15 |  | Fixed | Roof
NJADRE1559704561 | Administratively Determined Incentive Program | MANAHAWKIN | 8050 | 6.97 | Residential | Behind the Meter | Yes | Sunrun Installation Services, Inc. | AC Electric |  | Accepted | 2025-05-12 | 2025-06-09 | 2026-06-09 | Electric Storage Battery | TESLA | Powerwall 3 1707000-xx-y |  |  | 1 |  |  |  | Lithium Ion |  | OUTSIDE
NJADRE1559704561 | Administratively Determined Incentive Program | MANAHAWKIN | 8050 | 6.97 | Residential | Behind the Meter | Yes | Sunrun Installation Services, Inc. | AC Electric |  | Accepted | 2025-05-12 | 2025-06-09 | 2026-06-09 | Inverters | SolarEdge Technologies | SE5700H-USMN | 5760 |  | 1 |  |  | 0.99 |  | Outdoor | Next to meter
NJADRE1559704561 | Administratively Determined Incentive Program | MANAHAWKIN | 8050 | 6.97 | Residential | Behind the Meter | Yes | Sunrun Installation Services, Inc. | AC Electric |  | Accepted | 2025-05-12 | 2025-06-09 | 2026-06-09 | Solar Panels | Hanwha Q-Cells | Q.PEAK DUO BLK ML-G10+ 410 DCA (MD06G100A-017) |  | 0.41 | 9 | 45 | 17 |  | Fixed | Roof
NJADRE1559704563 | Administratively Determined Incentive Program | GLENDORA | 8029 | 5.16 | Residential | Behind the Meter | Yes | EMT Renewables, LLC | PSE&G |  | Accepted | 2025-06-04 | 2025-06-30 | 2026-06-30 | Solar Panels | SEG SOLAR | SEG 430 |  | 0.43 | 12 | 173 | 41 |  | Fixed | Roof
NJADRE1559704563 | Administratively Determined Incentive Program | GLENDORA | 8029 | 5.16 | Residential | Behind the Meter | Yes | EMT Renewables, LLC | PSE&G |  | Accepted | 2025-06-04 | 2025-06-30 | 2026-06-30 | Inverters | ENPHASE | IQ8+ | 290 |  | 12 |  |  | 0.98 |  | Other | UNDER EACH PANEL
NJADRE1559704565 | Administratively Determined Incentive Program | Lindenwold | 8021 | 7.23 | Residential | Behind the Meter | Yes | Fusion Solar Energy, LLC | AC Electric |  | Accepted | 2025-05-12 | 2025-06-09 | 2026-06-09 | Solar Panels | TRINA SOLAR | TSM-425NE09RC.05 |  | 0.425 | 7 | 34.04 | 20 |  | Fixed | Roof
NJADRE1559704565 | Administratively Determined Incentive Program | Lindenwold | 8021 | 7.23 | Residential | Behind the Meter | Yes | Fusion Solar Energy, LLC | AC Electric |  | Accepted | 2025-05-12 | 2025-06-09 | 2026-06-09 | Solar Panels | TRINA SOLAR | TSM-425NE09RC.05 |  | 0.425 | 10 | 214.04 | 20 |  | Fixed | Roof
NJADRE1559704565 | Administratively Determined Incentive Program | Lindenwold | 8021 | 7.23 | Residential | Behind the Meter | Yes | Fusion Solar Energy, LLC | AC Electric |  | Accepted | 2025-05-12 | 2025-06-09 | 2026-06-09 | Inverters | ENPHASE | IQ8HC-72-M-DOM-US | 380 |  | 17 |  |  | 0.97 |  | Outside | Roof
NJADRE1559704567 | Administratively Determined Incentive Program | Stanhope | 7874 | 24.6 | Residential | Behind the Meter | Yes | Trinity Solar, LLC | JCP&L |  | Accepted | 2025-05-12 | 2025-06-17 | 2026-06-17 | Solar Panels | Hanwha | Q.PEAK DUO BLK ML-G10+ 410 |  | 0.41 | 24 | 137 | 21 |  | Fixed | Roof
NJADRE1559704567 | Administratively Determined Incentive Program | Stanhope | 7874 | 24.6 | Residential | Behind the Meter | Yes | Trinity Solar, LLC | JCP&L |  | Accepted | 2025-05-12 | 2025-06-17 | 2026-06-17 | Solar Panels | Hanwha | Q.PEAK DUO BLK ML-G10+ 410 |  | 0.41 | 4 | 47 | 43 |  | Fixed | Roof
NJADRE1559704567 | Administratively Determined Incentive Program | Stanhope | 7874 | 24.6 | Residential | Behind the Meter | Yes | Trinity Solar, LLC | JCP&L |  | Accepted | 2025-05-12 | 2025-06-17 | 2026-06-17 | Solar Panels | Hanwha | Q.PEAK DUO BLK ML-G10+ 410 |  | 0.41 | 14 | 227 | 42 |  | Fixed | Roof
NJADRE1559704567 | Administratively Determined Incentive Program | Stanhope | 7874 | 24.6 | Residential | Behind the Meter | Yes | Trinity Solar, LLC | JCP&L |  | Accepted | 2025-05-12 | 2025-06-17 | 2026-06-17 | Inverters | Solar Edge | USE11400H-US | 11400 |  | 1 |  |  | 0.97 |  | Outside
NJADRE1559704567 | Administratively Determined Incentive Program | Stanhope | 7874 | 24.6 | Residential | Behind the Meter | Yes | Trinity Solar, LLC | JCP&L |  | Accepted | 2025-05-12 | 2025-06-17 | 2026-06-17 | Inverters | Solar Edge | USE7600H-US | 7600 |  | 1 |  |  | 0.97 |  | Outside
NJADRE1559704567 | Administratively Determined Incentive Program | Stanhope | 7874 | 24.6 | Residential | Behind the Meter | Yes | Trinity Solar, LLC | JCP&L |  | Accepted | 2025-05-12 | 2025-06-17 | 2026-06-17 | Solar Panels | Hanwha | Q.PEAK DUO BLK ML-G10+ 410 |  | 0.41 | 18 | 317 | 21 |  | Fixed | Roof
NJADRE1559704578 | Administratively Determined Incentive Program | Orange | 7050 | 4.46 | Residential | Behind the Meter | Yes | Sunrun Installation Services, Inc. | PSE&G |  | Accepted | 2025-05-12 | 2025-06-09 | 2026-06-09 | Inverters | SOLAREDGE TECHNOLOGIES | SE3800H-USMN | 3800 |  | 1 |  |  | 0.99 |  | Indoor
NJADRE1559704578 | Administratively Determined Incentive Program | Orange | 7050 | 4.46 | Residential | Behind the Meter | Yes | Sunrun Installation Services, Inc. | PSE&G |  | Accepted | 2025-05-12 | 2025-06-09 | 2026-06-09 | Solar Panels | JA SOLAR | JAM54S31-405/MR |  | 0.405 | 11 | 211 | 34 |  | Fixed | Roof
NJADRE1559704578 | Administratively Determined Incentive Program | Orange | 7050 | 4.46 | Residential | Behind the Meter | Yes | Sunrun Installation Services, Inc. | PSE&G |  | Accepted | 2025-05-12 | 2025-06-09 | 2026-06-09 | Electric Storage Battery | SOLAREDGE TECHNOLOGIES | BAT-10K1P |  |  | 1 |  |  |  | Lithium Ion |  | Inside
NJADRE1559704586 | Administratively Determined Incentive Program | Lakewood | 8701 | 16.65 | Residential | Behind the Meter | Yes | Powerlutions, LLC | JCP&L |  | Accepted | 2025-05-12 | 2025-06-17 | 2026-06-17 | Solar Panels | CANADIAN | CS6.1-54TM-450H |  | 0.45 | 23 | 42 | 31 |  | Fixed | Roof
NJADRE1559704586 | Administratively Determined Incentive Program | Lakewood | 8701 | 16.65 | Residential | Behind the Meter | Yes | Powerlutions, LLC | JCP&L |  | Accepted | 2025-05-12 | 2025-06-17 | 2026-06-17 | Solar Panels | CANADIAN | CS6.1-54TM-450H |  | 0.45 | 10 | 222 | 31 |  | Fixed | Roof
NJADRE1559704586 | Administratively Determined Incentive Program | Lakewood | 8701 | 16.65 | Residential | Behind the Meter | Yes | Powerlutions, LLC | JCP&L |  | Accepted | 2025-05-12 | 2025-06-17 | 2026-06-17 | Solar Panels | CANADIAN | CS6.1-54TM-450H |  | 0.45 | 4 | 132 | 42 |  | Fixed | Roof
NJADRE1559704586 | Administratively Determined Incentive Program | Lakewood | 8701 | 16.65 | Residential | Behind the Meter | Yes | Powerlutions, LLC | JCP&L |  | Accepted | 2025-05-12 | 2025-06-17 | 2026-06-17 | Inverters | Enphase | IQ8HC-72-M-DOM-US | 380 |  | 37 |  |  | 0.98 |  | Outdoor
NJADRE1559704608 | Administratively Determined Incentive Program | MILLVILLE | 8332 | 13.18 | Residential | Behind the Meter | Yes | SunPurity, LLC | AC Electric |  | Accepted | 2025-05-14 | 2025-06-13 | 2026-06-13 | Inverters | SolarEdge | SE7600H-US | 7600 |  | 1 |  |  | 0.99 |  | Outdoor
NJADRE1559704608 | Administratively Determined Incentive Program | MILLVILLE | 8332 | 13.18 | Residential | Behind the Meter | Yes | SunPurity, LLC | AC Electric |  | Accepted | 2025-05-14 | 2025-06-13 | 2026-06-13 | Solar Panels | Hanwha Q cells | Q.PEAK DUO BLK-ML-G10+ 415W |  | 0.415 | 24 | 151 | 30 |  | Fixed | Roof
NJADRE1559704612 | Administratively Determined Incentive Program | Lakewood | 8701 | 13.95 | Residential | Behind the Meter | Yes | Powerlutions, LLC | JCP&L |  | Accepted | 2025-05-12 | 2025-06-09 | 2026-06-09 | Solar Panels | CANADIAN | CS6.1-54TM-450H |  | 0.45 | 3 | 97 | 35 |  | Fixed | Roof
NJADRE1559704612 | Administratively Determined Incentive Program | Lakewood | 8701 | 13.95 | Residential | Behind the Meter | Yes | Powerlutions, LLC | JCP&L |  | Accepted | 2025-05-12 | 2025-06-09 | 2026-06-09 | Solar Panels | CANADIAN | CS6.1-54TM-450H |  | 0.45 | 9 | 7 | 34 |  | Fixed | Roof
NJADRE1559704612 | Administratively Determined Incentive Program | Lakewood | 8701 | 13.95 | Residential | Behind the Meter | Yes | Powerlutions, LLC | JCP&L |  | Accepted | 2025-05-12 | 2025-06-09 | 2026-06-09 | Solar Panels | CANADIAN | CS6.1-54TM-450H |  | 0.45 | 19 | 187 | 34 |  | Fixed | Roof
NJADRE1559704612 | Administratively Determined Incentive Program | Lakewood | 8701 | 13.95 | Residential | Behind the Meter | Yes | Powerlutions, LLC | JCP&L |  | Accepted | 2025-05-12 | 2025-06-09 | 2026-06-09 | Inverters | Enphase | IQ8HC-72-M-DOM-US | 380 |  | 31 |  |  | 0.98 |  | Outdoor
NJADRE1559704616 | Administratively Determined Incentive Program | Franklin | 8094 | 14.62 | Residential | Behind the Meter | Yes | Brilliant Installations, Inc. | AC Electric |  | Accepted | 2025-05-13 | 2025-06-12 | 2026-06-12 | Solar Panels | JINKO SOLAR | JKM430N-54HL4-B430 |  | 0.43 | 7 | 232 | 15 |  | Fixed | Roof
NJADRE1559704616 | Administratively Determined Incentive Program | Franklin | 8094 | 14.62 | Residential | Behind the Meter | Yes | Brilliant Installations, Inc. | AC Electric |  | Accepted | 2025-05-13 | 2025-06-12 | 2026-06-12 | Solar Panels | JINKO SOLAR | JKM430N-54HL4-B430 |  | 0.43 | 19 | 232 | 15 |  | Fixed | Roof
NJADRE1559704616 | Administratively Determined Incentive Program | Franklin | 8094 | 14.62 | Residential | Behind the Meter | Yes | Brilliant Installations, Inc. | AC Electric |  | Accepted | 2025-05-13 | 2025-06-12 | 2026-06-12 | Inverters | SOLAREDGE | USE10000H-USMNBL75 | 100 |  | 1 |  |  | 0.97 |  | Outdoor
NJADRE1559704616 | Administratively Determined Incentive Program | Franklin | 8094 | 14.62 | Residential | Behind the Meter | Yes | Brilliant Installations, Inc. | AC Electric |  | Accepted | 2025-05-13 | 2025-06-12 | 2026-06-12 | Solar Panels | JINKO SOLAR | JKM430N-54HL4-B430 |  | 0.43 | 8 | 52 | 15 |  | Fixed | Roof
NJADRE1559704653 | Administratively Determined Incentive Program | Villas | 8251 | 7.38 | Residential | Behind the Meter | Yes | Trinity Solar, LLC | AC Electric |  | Accepted | 2025-05-12 | 2025-06-16 | 2026-06-16 | Solar Panels | HANWHA | (Q.PEAK DUO BLK ML-G10+ 410) |  | 0.41 | 9 | 28 | 23 |  | Fixed | Roof
NJADRE1559704653 | Administratively Determined Incentive Program | Villas | 8251 | 7.38 | Residential | Behind the Meter | Yes | Trinity Solar, LLC | AC Electric |  | Accepted | 2025-05-12 | 2025-06-16 | 2026-06-16 | Inverters | Solar Edge | USE5700H-USMNBL75 | 5760 |  | 1 |  |  | 0.97 |  | Outdoor
NJADRE1559704653 | Administratively Determined Incentive Program | Villas | 8251 | 7.38 | Residential | Behind the Meter | Yes | Trinity Solar, LLC | AC Electric |  | Accepted | 2025-05-12 | 2025-06-16 | 2026-06-16 | Solar Panels | HANWHA | (Q.PEAK DUO BLK ML-G10+ 410) |  | 0.41 | 9 | 208 | 23 |  | Fixed | Roof
NJADRE1559704665 | Administratively Determined Incentive Program | Wantage | 7461 | 11.34 | Residential | Behind the Meter | No | Big Wave Roofing and Solar, LLC | JCP&L |  | Accepted | 2025-05-12 | 2025-06-09 | 2026-06-09 | Inverters | Enphase | IQ8PLUS-72-2-US | 290 |  | 28 |  |  | 0.97 |  | Outside
NJADRE1559704665 | Administratively Determined Incentive Program | Wantage | 7461 | 11.34 | Residential | Behind the Meter | No | Big Wave Roofing and Solar, LLC | JCP&L |  | Accepted | 2025-05-12 | 2025-06-09 | 2026-06-09 | Solar Panels | JA Solar | JAM54S31-405/MR/1500V |  | 0.405 | 10 | 200 | 18 |  | Fixed | Roof
NJADRE1559704665 | Administratively Determined Incentive Program | Wantage | 7461 | 11.34 | Residential | Behind the Meter | No | Big Wave Roofing and Solar, LLC | JCP&L |  | Accepted | 2025-05-12 | 2025-06-09 | 2026-06-09 | Solar Panels | JA Solar | JAM54S31-405/MR/1500V |  | 0.405 | 18 | 20 | 18 |  | Fixed | Roof
NJADRE1559704670 | Administratively Determined Incentive Program | HIGHTSTOWN | 8520 | 9.32 | Residential | Behind the Meter | Yes | Sunrun Installation Services, Inc. | JCP&L |  | Accepted | 2025-05-12 | 2025-06-09 | 2026-06-09 | Inverters | SolarEdge Technologies | SE7600H-USMN | 7600 |  | 1 |  |  | 0.99 |  | Outdoor | Next to meter
NJADRE1559704670 | Administratively Determined Incentive Program | HIGHTSTOWN | 8520 | 9.32 | Residential | Behind the Meter | Yes | Sunrun Installation Services, Inc. | JCP&L |  | Accepted | 2025-05-12 | 2025-06-09 | 2026-06-09 | Solar Panels | JA Solar | JAM54S31-405/MR |  | 0.405 | 19 | 293 | 22 |  | Fixed | Roof
NJADRE1559704670 | Administratively Determined Incentive Program | HIGHTSTOWN | 8520 | 9.32 | Residential | Behind the Meter | Yes | Sunrun Installation Services, Inc. | JCP&L |  | Accepted | 2025-05-12 | 2025-06-09 | 2026-06-09 | Solar Panels | JA Solar | JAM54S31-405/MR |  | 0.405 | 4 | 293 | 22 |  | Fixed | Roof
NJADRE1559704671 | Administratively Determined Incentive Program | PISCATAWAY | 8854 | 11.61 | Residential | Behind the Meter | Yes | Pro Custom Solar dba Momentum Solar | PSE&G |  | Accepted | 2025-05-12 | 2025-06-09 | 2026-06-09 | Solar Panels | HANWHA | Q.TRON BLK M-G2+430 |  | 0.43 | 16 | 337 | 21 |  | Fixed | Roof
NJADRE1559704671 | Administratively Determined Incentive Program | PISCATAWAY | 8854 | 11.61 | Residential | Behind the Meter | Yes | Pro Custom Solar dba Momentum Solar | PSE&G |  | Accepted | 2025-05-12 | 2025-06-09 | 2026-06-09 | Inverters | ENPHASE | IQ8HC-72-M-DOM-US | 380 |  | 27 |  |  | 0.97 |  | Outdoor
NJADRE1559704671 | Administratively Determined Incentive Program | PISCATAWAY | 8854 | 11.61 | Residential | Behind the Meter | Yes | Pro Custom Solar dba Momentum Solar | PSE&G |  | Accepted | 2025-05-12 | 2025-06-09 | 2026-06-09 | Solar Panels | HANWHA | Q.TRON BLK M-G2+430 |  | 0.43 | 11 | 157 | 22 |  | Fixed | Roof
NJADRE1559704692 | Administratively Determined Incentive Program | HACKETTSTOWN | 7840 | 14.19 | Residential | Behind the Meter | Yes | Pro Custom Solar dba Momentum Solar | JCP&L |  | Accepted | 2025-05-12 | 2025-06-09 | 2026-06-09 | Solar Panels | HANWHA | Q.Tron BLK M-G2+ 430 |  | 0.43 | 6 | 177 | 31 |  | Fixed | Roof
NJADRE1559704692 | Administratively Determined Incentive Program | HACKETTSTOWN | 7840 | 14.19 | Residential | Behind the Meter | Yes | Pro Custom Solar dba Momentum Solar | JCP&L |  | Accepted | 2025-05-12 | 2025-06-09 | 2026-06-09 | Solar Panels | HANWHA | Q.Tron BLK M-G2+ 430 |  | 0.43 | 7 | 357 | 31 |  | Fixed | Roof
NJADRE1559704692 | Administratively Determined Incentive Program | HACKETTSTOWN | 7840 | 14.19 | Residential | Behind the Meter | Yes | Pro Custom Solar dba Momentum Solar | JCP&L |  | Accepted | 2025-05-12 | 2025-06-09 | 2026-06-09 | Solar Panels | HANWHA | Q.Tron BLK M-G2+ 430 |  | 0.43 | 4 | 87 | 39 |  | Fixed | Roof
NJADRE1559704692 | Administratively Determined Incentive Program | HACKETTSTOWN | 7840 | 14.19 | Residential | Behind the Meter | Yes | Pro Custom Solar dba Momentum Solar | JCP&L |  | Accepted | 2025-05-12 | 2025-06-09 | 2026-06-09 | Solar Panels | HANWHA | Q.Tron BLK M-G2+ 430 |  | 0.43 | 4 | 267 | 39 |  | Fixed | Roof
NJADRE1559704692 | Administratively Determined Incentive Program | HACKETTSTOWN | 7840 | 14.19 | Residential | Behind the Meter | Yes | Pro Custom Solar dba Momentum Solar | JCP&L |  | Accepted | 2025-05-12 | 2025-06-09 | 2026-06-09 | Inverters | Enphase | IQ8HC-72-M-DOM-US | 380 |  | 33 |  |  | 0.97 |  | Outdoor
NJADRE1559704692 | Administratively Determined Incentive Program | HACKETTSTOWN | 7840 | 14.19 | Residential | Behind the Meter | Yes | Pro Custom Solar dba Momentum Solar | JCP&L |  | Accepted | 2025-05-12 | 2025-06-09 | 2026-06-09 | Solar Panels | HANWHA | Q.Tron BLK M-G2+ 430 |  | 0.43 | 9 | 267 | 39 |  | Fixed | Roof
NJADRE1559704692 | Administratively Determined Incentive Program | HACKETTSTOWN | 7840 | 14.19 | Residential | Behind the Meter | Yes | Pro Custom Solar dba Momentum Solar | JCP&L |  | Accepted | 2025-05-12 | 2025-06-09 | 2026-06-09 | Solar Panels | HANWHA | Q.Tron BLK M-G2+ 430 |  | 0.43 | 3 | 87 | 39 |  | Fixed | Roof
NJADRE1559704706 | Administratively Determined Incentive Program | NEWARK | 7104 | 5.1 | Residential | Behind the Meter | No | Maier Solar Engineering dba Solar Me | PSE&G |  | Accepted | 2025-05-12 | 2025-06-10 | 2026-06-10 | Inverters | TESLA | TESLA SOLAR INVERTER | 7600 |  | 1 |  |  | 0.97 |  | Outdoor
NJADRE1559704706 | Administratively Determined Incentive Program | NEWARK | 7104 | 5.1 | Residential | Behind the Meter | No | Maier Solar Engineering dba Solar Me | PSE&G |  | Accepted | 2025-05-12 | 2025-06-10 | 2026-06-10 | Solar Panels | Jinko | JKM425N-54HL4-B |  | 0.425 | 12 | 28 | 1 |  | Fixed | Roof
NJADRE1559704729 | Administratively Determined Incentive Program | NEWARK | 7104 | 5.1 | Residential | Behind the Meter | No | Maier Solar Engineering dba Solar Me | PSE&G |  | Accepted | 2025-05-12 | 2025-06-11 | 2026-06-11 | Inverters | TESLA | TESLA SOLAR INVERTER | 7600 |  | 1 |  |  | 0.97 |  | Outside
NJADRE1559704729 | Administratively Determined Incentive Program | NEWARK | 7104 | 5.1 | Residential | Behind the Meter | No | Maier Solar Engineering dba Solar Me | PSE&G |  | Accepted | 2025-05-12 | 2025-06-11 | 2026-06-11 | Solar Panels | Jinko | JKM-425N-54HL4-B |  | 0.425 | 12 | 28 | 1 |  | Fixed | Roof
NJADRE1559704743 | Administratively Determined Incentive Program | Cape May Court House | 8210 | 9.84 | Residential | Behind the Meter | Yes | Define Solar, LLC | AC Electric |  | Accepted | 2025-05-20 | 2025-06-16 | 2026-06-16 | Inverters | Enphase | IQ8PLUS-72-2-US | 290 |  | 13 |  |  | 0.976 |  | Outside | Under each pv panel
NJADRE1559704743 | Administratively Determined Incentive Program | Cape May Court House | 8210 | 9.84 | Residential | Behind the Meter | Yes | Define Solar, LLC | AC Electric |  | Accepted | 2025-05-20 | 2025-06-16 | 2026-06-16 | Inverters | Enphase | IQ8PLUS-72-2-US | 290 |  | 11 |  |  | 0.976 |  | Outside | Under each pv panel
NJADRE1559704743 | Administratively Determined Incentive Program | Cape May Court House | 8210 | 9.84 | Residential | Behind the Meter | Yes | Define Solar, LLC | AC Electric |  | Accepted | 2025-05-20 | 2025-06-16 | 2026-06-16 | Solar Panels | Znshine | ZXM7-SH108 410 |  | 0.41 | 11 | 162 | 19 |  | Fixed | Roof
NJADRE1559704743 | Administratively Determined Incentive Program | Cape May Court House | 8210 | 9.84 | Residential | Behind the Meter | Yes | Define Solar, LLC | AC Electric |  | Accepted | 2025-05-20 | 2025-06-16 | 2026-06-16 | Solar Panels | Znshine | ZXM7-SH108 410 |  | 0.41 | 13 | 162 | 19 |  | Fixed | Roof
NJADRE1559704935 | Administratively Determined Incentive Program | EGG HARBOR CITY | 8215 | 31.45 | Residential | Behind the Meter | No | Sun Up Zero Down, LLC | AC Electric |  | Accepted | 2025-05-12 | 2025-06-10 | 2026-06-10 | Meters | Enphase | TBD |  |  | 1 |  |  |  | Yes | Outdoor
NJADRE1559704935 | Administratively Determined Incentive Program | EGG HARBOR CITY | 8215 | 31.45 | Residential | Behind the Meter | No | Sun Up Zero Down, LLC | AC Electric |  | Accepted | 2025-05-12 | 2025-06-10 | 2026-06-10 | Inverters | Enphase | IQ8PLUS-72-2-US | 290 |  | 74 |  |  | 0.976 |  | Outdoor
NJADRE1559704935 | Administratively Determined Incentive Program | EGG HARBOR CITY | 8215 | 31.45 | Residential | Behind the Meter | No | Sun Up Zero Down, LLC | AC Electric |  | Accepted | 2025-05-12 | 2025-06-10 | 2026-06-10 | Solar Panels | TRINA | TSM-425-NE09RC.05 |  | 0.425 | 74 | 131 | 27 |  | Fixed | Roof
NJADRE1559704940 | Administratively Determined Incentive Program | Whiting | 8759 | 17.43 | Residential | Behind the Meter | Yes | Big Wave Roofing and Solar, LLC | JCP&L |  | Accepted | 2025-05-12 | 2025-06-09 | 2026-06-09 | Solar Panels | JKM425N-54HL4-B (425W) | Jinko |  | 0.425 | 24 | 172 | 18 |  | Fixed | Roof
NJADRE1559704940 | Administratively Determined Incentive Program | Whiting | 8759 | 17.43 | Residential | Behind the Meter | Yes | Big Wave Roofing and Solar, LLC | JCP&L |  | Accepted | 2025-05-12 | 2025-06-09 | 2026-06-09 | Solar Panels | JKM425N-54HL4-B (425W) | Jinko |  | 0.425 | 2 | 262 | 18 |  | Fixed | Roof
NJADRE1559704940 | Administratively Determined Incentive Program | Whiting | 8759 | 17.43 | Residential | Behind the Meter | Yes | Big Wave Roofing and Solar, LLC | JCP&L |  | Accepted | 2025-05-12 | 2025-06-09 | 2026-06-09 | Solar Panels | JKM425N-54HL4-B (425W) | Jinko |  | 0.425 | 15 | 352 | 18 |  | Fixed | Roof
NJADRE1559704940 | Administratively Determined Incentive Program | Whiting | 8759 | 17.43 | Residential | Behind the Meter | Yes | Big Wave Roofing and Solar, LLC | JCP&L |  | Accepted | 2025-05-12 | 2025-06-09 | 2026-06-09 | Inverters | Enphase | ENPHASE IQ8HC-72-M-DOM-US | 380 |  | 41 |  |  | 0.97 |  | Outdoor
NJADRE1559704942 | Administratively Determined Incentive Program | UNION | 7083 | 4.86 | Residential | Behind the Meter | Yes | Sunrun Installation Services, Inc. | PSE&G |  | Accepted | 2025-05-12 | 2025-06-10 | 2026-06-10 | Inverters | SOLAREDGE TECHNOLOGIES | SE3800H-USMN | 3800 |  | 1 |  |  | 0.99 |  | Outdoor
NJADRE1559704942 | Administratively Determined Incentive Program | UNION | 7083 | 4.86 | Residential | Behind the Meter | Yes | Sunrun Installation Services, Inc. | PSE&G |  | Accepted | 2025-05-12 | 2025-06-10 | 2026-06-10 | Solar Panels | JA SOLAR | JAM54S31-405/MR |  | 0.405 | 6 | 244 | 24 |  | Fixed | Roof
NJADRE1559704942 | Administratively Determined Incentive Program | UNION | 7083 | 4.86 | Residential | Behind the Meter | Yes | Sunrun Installation Services, Inc. | PSE&G |  | Accepted | 2025-05-12 | 2025-06-10 | 2026-06-10 | Solar Panels | JA SOLAR | JAM54S31-405/MR |  | 0.405 | 6 | 64 | 25 |  | Fixed | Roof
NJADRE1559704956 | Administratively Determined Incentive Program | CAMDEN | 8104 | 7.65 | Residential | Behind the Meter | Yes | Power Energy Solutions, LLC | PSE&G |  | Accepted | 2025-05-12 | 2025-06-09 | 2026-06-09 | Inverters | SolarEdge | SE5700H-US | 6 |  | 1 |  |  | 0.97 |  | Outdoor
NJADRE1559704956 | Administratively Determined Incentive Program | CAMDEN | 8104 | 7.65 | Residential | Behind the Meter | Yes | Power Energy Solutions, LLC | PSE&G |  | Accepted | 2025-05-12 | 2025-06-09 | 2026-06-09 | Solar Panels | Trina Solar | TSM-425NE09RC.05 |  | 0.425 | 18 | 1 | 1 |  | Fixed | Roof
NJADRE1559705126 | Administratively Determined Incentive Program | METUCHEN | 8840 | 10.01 | Residential | Behind the Meter | No | Maier Solar Engineering dba Solar Me | PSE&G |  | Accepted | 2025-05-12 | 2025-06-10 | 2026-06-10 | Inverters | Enphase | IQ8MC | 320 |  | 23 |  |  | 0.96 |  | Outdoor | Next to meter
NJADRE1559705126 | Administratively Determined Incentive Program | METUCHEN | 8840 | 10.01 | Residential | Behind the Meter | No | Maier Solar Engineering dba Solar Me | PSE&G |  | Accepted | 2025-05-12 | 2025-06-10 | 2026-06-10 | Solar Panels | QCELL | Q.TRON BLK M-G2+ 435W |  | 0.435 | 19 | 73 | 19 |  | Fixed | Roof
NJADRE1559705126 | Administratively Determined Incentive Program | METUCHEN | 8840 | 10.01 | Residential | Behind the Meter | No | Maier Solar Engineering dba Solar Me | PSE&G |  | Accepted | 2025-05-12 | 2025-06-10 | 2026-06-10 | Solar Panels | QCELL | Q.TRON M-G2+435W |  | 0.435 | 4 | 163 | 46 |  | Fixed | Roof
NJADRE1559705139 | Administratively Determined Incentive Program | Hackensack | 7601 | 12.62 | Residential | Behind the Meter | Yes | SunnyMac, LLC | PSE&G |  | Accepted | 2025-05-12 | 2025-06-10 | 2026-06-10 | Inverters | SOLAREDGE HOME HUB | SE10000H-US | 10000 |  | 1 |  |  | 0.99 |  | Outdoor | next to meter
NJADRE1559705139 | Administratively Determined Incentive Program | Hackensack | 7601 | 12.62 | Residential | Behind the Meter | Yes | SunnyMac, LLC | PSE&G |  | Accepted | 2025-05-12 | 2025-06-10 | 2026-06-10 | Solar Panels | HANWHA | Q.TRON BLK M-G2+ 435W |  | 0.435 | 24 | 220 | 30 |  | Fixed | Roof
NJADRE1559705139 | Administratively Determined Incentive Program | Hackensack | 7601 | 12.62 | Residential | Behind the Meter | Yes | SunnyMac, LLC | PSE&G |  | Accepted | 2025-05-12 | 2025-06-10 | 2026-06-10 | Solar Panels | HANWHA | Q.TRON BLK M-G2+ 435W |  | 0.435 | 5 | 40 | 30 |  | Fixed | Roof
NJADRE1559705144 | Administratively Determined Incentive Program | BLAIRSTOWN | 7825 | 22.14 | Residential | Behind the Meter | No | Tesla Energy Operations, Inc. | JCP&L |  | Accepted | 2025-05-12 | 2025-06-10 | 2026-06-10 | Solar Panels | Hanwha | Q.PEAK DUO BLK ML-G10+/TS 410 |  | 0.41 | 5 | 306 | 41 |  | Fixed | Roof
NJADRE1559705144 | Administratively Determined Incentive Program | BLAIRSTOWN | 7825 | 22.14 | Residential | Behind the Meter | No | Tesla Energy Operations, Inc. | JCP&L |  | Accepted | 2025-05-12 | 2025-06-10 | 2026-06-10 | Solar Panels | Hanwha | Q.PEAK DUO BLK ML-G10+/TS 410 |  | 0.41 | 5 | 306 | 27 |  | Fixed | Roof
NJADRE1559705144 | Administratively Determined Incentive Program | BLAIRSTOWN | 7825 | 22.14 | Residential | Behind the Meter | No | Tesla Energy Operations, Inc. | JCP&L |  | Accepted | 2025-05-12 | 2025-06-10 | 2026-06-10 | Inverters | Tesla | 1538000-XX-Y | 7600 |  | 1 |  |  | 0.98 |  | Outside
NJADRE1559705144 | Administratively Determined Incentive Program | BLAIRSTOWN | 7825 | 22.14 | Residential | Behind the Meter | No | Tesla Energy Operations, Inc. | JCP&L |  | Accepted | 2025-05-12 | 2025-06-10 | 2026-06-10 | Solar Panels | Hanwha | Q.PEAK DUO BLK ML-G10+/TS 410 |  | 0.41 | 9 | 126 | 27 |  | Fixed | Roof
NJADRE1559705144 | Administratively Determined Incentive Program | BLAIRSTOWN | 7825 | 22.14 | Residential | Behind the Meter | No | Tesla Energy Operations, Inc. | JCP&L |  | Accepted | 2025-05-12 | 2025-06-10 | 2026-06-10 | Solar Panels | Hanwha | Q.PEAK DUO BLK ML-G10+/TS 410 |  | 0.41 | 9 | 306 | 27 |  | Fixed | Roof
NJADRE1559705144 | Administratively Determined Incentive Program | BLAIRSTOWN | 7825 | 22.14 | Residential | Behind the Meter | No | Tesla Energy Operations, Inc. | JCP&L |  | Accepted | 2025-05-12 | 2025-06-10 | 2026-06-10 | Inverters | Tesla | 1707000-XX-Y | 11500 |  | 1 |  |  | 0.98 |  | Outside
NJADRE1559705144 | Administratively Determined Incentive Program | BLAIRSTOWN | 7825 | 22.14 | Residential | Behind the Meter | No | Tesla Energy Operations, Inc. | JCP&L |  | Accepted | 2025-05-12 | 2025-06-10 | 2026-06-10 | Solar Panels | Hanwha | Q.PEAK DUO BLK ML-G10+/TS 410 |  | 0.41 | 26 | 126 | 41 |  | Fixed | Roof
NJADRE1559705144 | Administratively Determined Incentive Program | BLAIRSTOWN | 7825 | 22.14 | Residential | Behind the Meter | No | Tesla Energy Operations, Inc. | JCP&L |  | Accepted | 2025-05-12 | 2025-06-10 | 2026-06-10 | Electric Storage Battery | Tesla | Powerwall 3 |  |  | 1 |  |  |  | Lithium Ion |  | OUTSIDE
NJADRE1559705145 | Administratively Determined Incentive Program | Bayville | 8721 | 6.56 | Residential | Behind the Meter | Yes | Trinity Solar, LLC | JCP&L |  | Accepted | 2025-05-12 | 2025-06-12 | 2026-06-12 | Inverters | Solar Edge | USE5700H-US | 5760 |  | 1 |  |  | 0.97 |  | Outside
NJADRE1559705145 | Administratively Determined Incentive Program | Bayville | 8721 | 6.56 | Residential | Behind the Meter | Yes | Trinity Solar, LLC | JCP&L |  | Accepted | 2025-05-12 | 2025-06-12 | 2026-06-12 | Solar Panels | Hanwha | Q.PEAK DUO BLK ML-G10+ 410 |  | 0.41 | 16 | 186 | 23 |  | Fixed | Roof
NJADRE1559705161 | Administratively Determined Incentive Program | JERSEY CITY | 7305 | 3.69 | Residential | Behind the Meter | Yes | Pro Custom Solar dba Momentum Solar | PSE&G |  | Accepted | 2025-05-12 | 2025-06-09 | 2026-06-09 | Solar Panels | Hanwha | Q.PEAK DUO BLK ML-G10+410 |  | 0.41 | 9 | 45 | 4 |  | Fixed | Roof
NJADRE1559705161 | Administratively Determined Incentive Program | JERSEY CITY | 7305 | 3.69 | Residential | Behind the Meter | Yes | Pro Custom Solar dba Momentum Solar | PSE&G |  | Accepted | 2025-05-12 | 2025-06-09 | 2026-06-09 | Inverters | ENPHASE | IQ8HC-72-M-DOM-US | 380 |  | 9 |  |  | 0.97 |  | Outdoor
NJADRE1559705186 | Administratively Determined Incentive Program | CARTERET | 7008 | 7.29 | Residential | Behind the Meter | No | Power Home Remodeling Group | PSE&G |  | Accepted | 2025-05-12 | 2025-06-09 | 2026-06-09 | Meters | SolarEdge | Revenue Grade Data Ansi C12.20 |  |  | 1 |  |  |  | Yes | Outdoor
NJADRE1559705186 | Administratively Determined Incentive Program | CARTERET | 7008 | 7.29 | Residential | Behind the Meter | No | Power Home Remodeling Group | PSE&G |  | Accepted | 2025-05-12 | 2025-06-09 | 2026-06-09 | Solar Panels | JA Solar | JAM54S31 405/MR |  | 0.405 | 18 | 115 | 29 |  | Fixed | Roof
NJADRE1559705186 | Administratively Determined Incentive Program | CARTERET | 7008 | 7.29 | Residential | Behind the Meter | No | Power Home Remodeling Group | PSE&G |  | Accepted | 2025-05-12 | 2025-06-09 | 2026-06-09 | Inverters | SolarEdge | SE5700H-US | 5760 |  | 1 |  |  | 0.99 |  | Outdoor
NJADRE1559705203 | Administratively Determined Incentive Program | PATERSON | 7522 | 12.71 | Residential | Behind the Meter | Yes | Freedom Forever New Jersey, LLC | PSE&G |  | Accepted | 2025-05-12 | 2025-06-09 | 2026-06-09 | Solar Panels | JINKO SOLAR | JKM385M-72HBL-V |  | 0.385 | 16 | 28 | 25 |  | Fixed | Roof
NJADRE1559705203 | Administratively Determined Incentive Program | PATERSON | 7522 | 12.71 | Residential | Behind the Meter | Yes | Freedom Forever New Jersey, LLC | PSE&G |  | Accepted | 2025-05-12 | 2025-06-09 | 2026-06-09 | Solar Panels | JINKO SOLAR | JKM385M-72HBL-V |  | 0.385 | 17 | 208 | 25 |  | Fixed | Roof
NJADRE1559705203 | Administratively Determined Incentive Program | PATERSON | 7522 | 12.71 | Residential | Behind the Meter | Yes | Freedom Forever New Jersey, LLC | PSE&G |  | Accepted | 2025-05-12 | 2025-06-09 | 2026-06-09 | Inverters | Solar Edge | SE10000H-USRGM [SI1 | 10000 |  | 1 |  |  | 0.99 |  | Outside
NJADRE1559705208 | Administratively Determined Incentive Program | EAST WINDSOR | 8520 | 17.01 | Residential | Behind the Meter | Yes | Sunrun Installation Services, Inc. | JCP&L |  | Accepted | 2025-05-12 | 2025-06-09 | 2026-06-09 | Inverters | SolarEdge Technologies | SE3800H-USMN | 3800 |  | 1 |  |  | 0.99 |  | Outdoor | Next to meter
NJADRE1559705208 | Administratively Determined Incentive Program | EAST WINDSOR | 8520 | 17.01 | Residential | Behind the Meter | Yes | Sunrun Installation Services, Inc. | JCP&L |  | Accepted | 2025-05-12 | 2025-06-09 | 2026-06-09 | Solar Panels | JA Solar | JAM54S31-405/MR |  | 0.405 | 11 | 14 | 33 |  | Fixed | Roof
NJADRE1559705208 | Administratively Determined Incentive Program | EAST WINDSOR | 8520 | 17.01 | Residential | Behind the Meter | Yes | Sunrun Installation Services, Inc. | JCP&L |  | Accepted | 2025-05-12 | 2025-06-09 | 2026-06-09 | Inverters | SolarEdge Technologies | SE7600H-USMN | 7600 |  | 1 |  |  | 0.99 |  | Outdoor | Next to meter
NJADRE1559705208 | Administratively Determined Incentive Program | EAST WINDSOR | 8520 | 17.01 | Residential | Behind the Meter | Yes | Sunrun Installation Services, Inc. | JCP&L |  | Accepted | 2025-05-12 | 2025-06-09 | 2026-06-09 | Solar Panels | JA Solar | JAM54S31-405/MR |  | 0.405 | 10 | 14 | 33 |  | Fixed | Roof
NJADRE1559705208 | Administratively Determined Incentive Program | EAST WINDSOR | 8520 | 17.01 | Residential | Behind the Meter | Yes | Sunrun Installation Services, Inc. | JCP&L |  | Accepted | 2025-05-12 | 2025-06-09 | 2026-06-09 | Solar Panels | JA Solar | JAM54S31-405/MR |  | 0.405 | 3 | 102 | 36 |  | Fixed | Roof
NJADRE1559705208 | Administratively Determined Incentive Program | EAST WINDSOR | 8520 | 17.01 | Residential | Behind the Meter | Yes | Sunrun Installation Services, Inc. | JCP&L |  | Accepted | 2025-05-12 | 2025-06-09 | 2026-06-09 | Solar Panels | JA Solar | JAM54S31-405/MR |  | 0.405 | 6 | 194 | 34 |  | Fixed | Roof
NJADRE1559705208 | Administratively Determined Incentive Program | EAST WINDSOR | 8520 | 17.01 | Residential | Behind the Meter | Yes | Sunrun Installation Services, Inc. | JCP&L |  | Accepted | 2025-05-12 | 2025-06-09 | 2026-06-09 | Solar Panels | JA Solar | JAM54S31-405/MR |  | 0.405 | 12 | 194 | 34 |  | Fixed | Roof
NJADRE1559705223 | Administratively Determined Incentive Program | SOUTH PLAINFIELD | 7080 | 17 | Residential | Behind the Meter | Yes | Power Energy Solutions, LLC | PSE&G |  | Accepted | 2025-05-12 | 2025-06-09 | 2026-06-09 | Inverters | SolarEdge | SE10000H-US | 10 |  | 1 |  |  | 0.97 |  | Outdoor
NJADRE1559705223 | Administratively Determined Incentive Program | SOUTH PLAINFIELD | 7080 | 17 | Residential | Behind the Meter | Yes | Power Energy Solutions, LLC | PSE&G |  | Accepted | 2025-05-12 | 2025-06-09 | 2026-06-09 | Solar Panels | Trina Solar | TSM-425NE09RC.05 |  | 0.425 | 23 | 192 | 35 |  | Fixed | Roof
NJADRE1559705223 | Administratively Determined Incentive Program | SOUTH PLAINFIELD | 7080 | 17 | Residential | Behind the Meter | Yes | Power Energy Solutions, LLC | PSE&G |  | Accepted | 2025-05-12 | 2025-06-09 | 2026-06-09 | Solar Panels | Trina Solar | TSM-425NE09RC.05 |  | 0.425 | 9 | 191 | 33 |  | Fixed | Roof
NJADRE1559705223 | Administratively Determined Incentive Program | SOUTH PLAINFIELD | 7080 | 17 | Residential | Behind the Meter | Yes | Power Energy Solutions, LLC | PSE&G |  | Accepted | 2025-05-12 | 2025-06-09 | 2026-06-09 | Solar Panels | Trina Solar | TSM-425NE09RC.05 |  | 0.425 | 2 | 11 | 33 |  | Fixed | Roof
NJADRE1559705223 | Administratively Determined Incentive Program | SOUTH PLAINFIELD | 7080 | 17 | Residential | Behind the Meter | Yes | Power Energy Solutions, LLC | PSE&G |  | Accepted | 2025-05-12 | 2025-06-09 | 2026-06-09 | Solar Panels | Trina Solar | TSM-425NE09RC.05 |  | 0.425 | 6 | 12 | 35 |  | Fixed | Roof
NJADRE1559705244 | Administratively Determined Incentive Program | BURLINGTON | 8016 | 11.62 | Residential | Behind the Meter | Yes | SunPurity LLC | PSE&G |  | Accepted | 2025-05-14 | 2025-06-12 | 2026-06-12 | Solar Panels | Hanwha Q cells | Q.PEAK DUO BLK-ML-G10+ 415W |  | 0.415 | 23 | 93 | 34 |  | Fixed | Roof
NJADRE1559705244 | Administratively Determined Incentive Program | BURLINGTON | 8016 | 11.62 | Residential | Behind the Meter | Yes | SunPurity LLC | PSE&G |  | Accepted | 2025-05-14 | 2025-06-12 | 2026-06-12 | Solar Panels | Hanwha Q cells | Q.PEAK DUO BLK-ML-G10+ 415W |  | 0.415 | 5 | 93 | 34 |  | Fixed | Roof
NJADRE1559705244 | Administratively Determined Incentive Program | BURLINGTON | 8016 | 11.62 | Residential | Behind the Meter | Yes | SunPurity LLC | PSE&G |  | Accepted | 2025-05-14 | 2025-06-12 | 2026-06-12 | Inverters | SolarEdge | SE10000H-US | 10000 |  | 1 |  |  | 0.99 |  | Outdoor
NJADRE1559705246 | Administratively Determined Incentive Program | MONMOUTH BEACH | 7750 | 9.02 | Residential | Behind the Meter | Yes | Trinity Solar, LLC | JCP&L |  | Accepted | 2025-05-12 | 2025-06-13 | 2026-06-13 | Inverters | Solar Edge | USE7600H-US | 7600 |  | 1 |  |  | 0.97 |  | Outside
NJADRE1559705246 | Administratively Determined Incentive Program | MONMOUTH BEACH | 7750 | 9.02 | Residential | Behind the Meter | Yes | Trinity Solar, LLC | JCP&L |  | Accepted | 2025-05-12 | 2025-06-13 | 2026-06-13 | Solar Panels | Hanwha | Q.PEAK DUO BLK ML-G10+ 410 |  | 0.41 | 7 | 95 | 17 |  | Fixed | Roof
NJADRE1559705246 | Administratively Determined Incentive Program | MONMOUTH BEACH | 7750 | 9.02 | Residential | Behind the Meter | Yes | Trinity Solar, LLC | JCP&L |  | Accepted | 2025-05-12 | 2025-06-13 | 2026-06-13 | Solar Panels | Hanwha | Q.PEAK DUO BLK ML-G10+ 410 |  | 0.41 | 7 | 275 | 17 |  | Fixed | Roof
NJADRE1559705246 | Administratively Determined Incentive Program | MONMOUTH BEACH | 7750 | 9.02 | Residential | Behind the Meter | Yes | Trinity Solar, LLC | JCP&L |  | Accepted | 2025-05-12 | 2025-06-13 | 2026-06-13 | Solar Panels | Hanwha | Q.PEAK DUO BLK ML-G10+ 410 |  | 0.41 | 8 | 243 | 30 |  | Fixed | Roof
NJADRE1559705261 | Administratively Determined Incentive Program | Cedarville | 8311 | 7.47 | Residential | Behind the Meter | Yes | SunPurity, LLC | AC Electric |  | Accepted | 2025-05-15 | 2025-06-17 | 2026-06-17 | Inverters | SolarEdge | SE5700H-US | 5700 |  | 1 |  |  | 0.99 |  | Outdoor
NJADRE1559705261 | Administratively Determined Incentive Program | Cedarville | 8311 | 7.47 | Residential | Behind the Meter | Yes | SunPurity, LLC | AC Electric |  | Accepted | 2025-05-15 | 2025-06-17 | 2026-06-17 | Solar Panels | Hanwha Q cells | Q.PEAK DUO BLK-ML-G10+ 415W |  | 0.415 | 18 | 163 | 25 |  | Fixed | Roof
NJADRE1559705275 | Administratively Determined Incentive Program | Egg Harbor | 8215 | 6.8 | Residential | Behind the Meter | Yes | Power Energy Solutions, LLC | AC Electric |  | Accepted | 2025-05-12 | 2025-06-10 | 2026-06-10 | Solar Panels | Trina Solar | TSM-425NE09RC.05 |  | 0.425 | 8 | 128 | 25 |  | Fixed | Roof
NJADRE1559705275 | Administratively Determined Incentive Program | Egg Harbor | 8215 | 6.8 | Residential | Behind the Meter | Yes | Power Energy Solutions, LLC | AC Electric |  | Accepted | 2025-05-12 | 2025-06-10 | 2026-06-10 | Solar Panels | Trina Solar | TSM-425NE09RC.05 |  | 0.425 | 8 | 308 | 25 |  | Fixed | Roof
NJADRE1559705275 | Administratively Determined Incentive Program | Egg Harbor | 8215 | 6.8 | Residential | Behind the Meter | Yes | Power Energy Solutions, LLC | AC Electric |  | Accepted | 2025-05-12 | 2025-06-10 | 2026-06-10 | Inverters | SolarEdge | SE3800H-US | 4 |  | 1 |  |  | 0.97 |  | Outdoor
NJADRE1559705303 | Administratively Determined Incentive Program | TUCKERTON | 8087 | 11.48 | Residential | Behind the Meter | Yes | Maier Solar Engineering dba Solar Me | AC Electric |  | Accepted | 2025-05-13 | 2025-06-13 | 2026-06-13 | Inverters | Enphase | IQ8HC | 380 |  | 27 |  |  | 0.96 |  | Outdoor | Next to meter
NJADRE1559705303 | Administratively Determined Incentive Program | TUCKERTON | 8087 | 11.48 | Residential | Behind the Meter | Yes | Maier Solar Engineering dba Solar Me | AC Electric |  | Accepted | 2025-05-13 | 2025-06-13 | 2026-06-13 | Solar Panels | Jink | JKM425N-54HL4-B |  | 0.425 | 9 | 355 | 21 |  | Fixed | Roof
NJADRE1559705303 | Administratively Determined Incentive Program | TUCKERTON | 8087 | 11.48 | Residential | Behind the Meter | Yes | Maier Solar Engineering dba Solar Me | AC Electric |  | Accepted | 2025-05-13 | 2025-06-13 | 2026-06-13 | Solar Panels | Jinko | JKM425N-54HL4-B |  | 0.425 | 4 | 175 | 19 |  | Fixed | Roof
NJADRE1559705303 | Administratively Determined Incentive Program | TUCKERTON | 8087 | 11.48 | Residential | Behind the Meter | Yes | Maier Solar Engineering dba Solar Me | AC Electric |  | Accepted | 2025-05-13 | 2025-06-13 | 2026-06-13 | Solar Panels | Jinko | JKM425N-54HL4-B |  | 0.425 | 4 | 175 | 19 |  | Fixed | Roof
NJADRE1559705303 | Administratively Determined Incentive Program | TUCKERTON | 8087 | 11.48 | Residential | Behind the Meter | Yes | Maier Solar Engineering dba Solar Me | AC Electric |  | Accepted | 2025-05-13 | 2025-06-13 | 2026-06-13 | Solar Panels | Jinko | JKM425N-54HL4-B |  | 0.425 | 3 | 85 | 23 |  | Fixed | Roof
NJADRE1559705303 | Administratively Determined Incentive Program | TUCKERTON | 8087 | 11.48 | Residential | Behind the Meter | Yes | Maier Solar Engineering dba Solar Me | AC Electric |  | Accepted | 2025-05-13 | 2025-06-13 | 2026-06-13 | Solar Panels | Jinko | JKM425N-54HL4-B |  | 0.425 | 7 | 175 | 19 |  | Fixed | Roof
NJADRE1559705313 | Administratively Determined Incentive Program | Westampton | 8060 | 6.97 | Residential | Behind the Meter | Yes | Trinity Solar, LLC | PSE&G |  | Accepted | 2025-05-12 | 2025-06-09 | 2026-06-09 | Inverters | SOLAREDGE | USE5700H-USMNBL75 | 5700 |  | 1 |  |  | 0.97 |  | Outside
NJADRE1559705313 | Administratively Determined Incentive Program | Westampton | 8060 | 6.97 | Residential | Behind the Meter | Yes | Trinity Solar, LLC | PSE&G |  | Accepted | 2025-05-12 | 2025-06-09 | 2026-06-09 | Solar Panels | HANWHA 410 (Q.PEAK DUO BLK ML-G10+410) | HANWHA 410 (Q.PEAK DUO BLK ML-G10+410) |  | 0.41 | 13 | 198 | 27 |  | Fixed | Roof
NJADRE1559705313 | Administratively Determined Incentive Program | Westampton | 8060 | 6.97 | Residential | Behind the Meter | Yes | Trinity Solar, LLC | PSE&G |  | Accepted | 2025-05-12 | 2025-06-09 | 2026-06-09 | Solar Panels | HANWHA 410 (Q.PEAK DUO BLK ML-G10+410) | HANWHA 410 (Q.PEAK DUO BLK ML-G10+410) |  | 0.41 | 2 | 288 | 27 |  | Fixed | Roof
NJADRE1559705313 | Administratively Determined Incentive Program | Westampton | 8060 | 6.97 | Residential | Behind the Meter | Yes | Trinity Solar, LLC | PSE&G |  | Accepted | 2025-05-12 | 2025-06-09 | 2026-06-09 | Solar Panels | HANWHA 410 (Q.PEAK DUO BLK ML-G10+410) | HANWHA 410 (Q.PEAK DUO BLK ML-G10+410) |  | 0.41 | 2 | 108 | 24 |  | Fixed | Roof
NJADRE1559705324 | Administratively Determined Incentive Program | Bridgeton | 8302 | 3.69 | Residential | Behind the Meter | Yes | Pro Custom Solar dba Momentum Solar | AC Electric |  | Accepted | 2025-05-12 | 2025-06-09 | 2026-06-09 | Solar Panels | Hanwha | Q.PEAK DUO BLK ML-G10+410 |  | 0.41 | 3 | 175 | 36 |  | Fixed | Roof
NJADRE1559705324 | Administratively Determined Incentive Program | Bridgeton | 8302 | 3.69 | Residential | Behind the Meter | Yes | Pro Custom Solar dba Momentum Solar | AC Electric |  | Accepted | 2025-05-12 | 2025-06-09 | 2026-06-09 | Solar Panels | Hanwha | Q.PEAK DUO BLK ML-G10+410 |  | 0.41 | 2 | 265 | 38 |  | Fixed | Roof
NJADRE1559705324 | Administratively Determined Incentive Program | Bridgeton | 8302 | 3.69 | Residential | Behind the Meter | Yes | Pro Custom Solar dba Momentum Solar | AC Electric |  | Accepted | 2025-05-12 | 2025-06-09 | 2026-06-09 | Solar Panels | Hanwha | Q.PEAK DUO BLK ML-G10+410 |  | 0.41 | 2 | 85 | 38 |  | Fixed | Roof
NJADRE1559705324 | Administratively Determined Incentive Program | Bridgeton | 8302 | 3.69 | Residential | Behind the Meter | Yes | Pro Custom Solar dba Momentum Solar | AC Electric |  | Accepted | 2025-05-12 | 2025-06-09 | 2026-06-09 | Inverters | ENPHASE | IQ8HC-72-M-DOM-US | 380 |  | 9 |  |  | 0.97 |  | Outdoor
NJADRE1559705324 | Administratively Determined Incentive Program | Bridgeton | 8302 | 3.69 | Residential | Behind the Meter | Yes | Pro Custom Solar dba Momentum Solar | AC Electric |  | Accepted | 2025-05-12 | 2025-06-09 | 2026-06-09 | Solar Panels | Hanwha | Q.PEAK DUO BLK ML-G10+410 |  | 0.41 | 2 | 355 | 36 |  | Fixed | Roof
NJADRE1559705334 | Administratively Determined Incentive Program | Wayne | 7470 | 9.32 | Residential | Behind the Meter | Yes | Sunrun Installation Services, Inc. | PSE&G |  | Accepted | 2025-05-12 | 2025-06-09 | 2026-06-09 | Solar Panels | JA Solar | JAM54S31-405/MR |  | 0.405 | 7 | 354 | 34 |  | Fixed | Roof
NJADRE1559705334 | Administratively Determined Incentive Program | Wayne | 7470 | 9.32 | Residential | Behind the Meter | Yes | Sunrun Installation Services, Inc. | PSE&G |  | Accepted | 2025-05-12 | 2025-06-09 | 2026-06-09 | Solar Panels | JA SOLAR | JAM54S31-405/MR |  | 0.405 | 10 | 354 | 34 |  | Fixed | Roof
NJADRE1559705334 | Administratively Determined Incentive Program | Wayne | 7470 | 9.32 | Residential | Behind the Meter | Yes | Sunrun Installation Services, Inc. | PSE&G |  | Accepted | 2025-05-12 | 2025-06-09 | 2026-06-09 | Inverters | SOLAREDGE TECHNOLOGIES | SE7600H-USMN | 7600 |  | 1 |  |  | 1 |  | Outdoor
NJADRE1559705334 | Administratively Determined Incentive Program | Wayne | 7470 | 9.32 | Residential | Behind the Meter | Yes | Sunrun Installation Services, Inc. | PSE&G |  | Accepted | 2025-05-12 | 2025-06-09 | 2026-06-09 | Solar Panels | Ja Solar | JAM54S31-405/MR |  | 0.405 | 6 | 174 | 34 |  | Fixed | Roof
NJADRE1559705705 | Administratively Determined Incentive Program | Pemberton | 8015 | 17.4 | Residential | Behind the Meter | Yes | SunnyMac, LLC | JCP&L |  | Accepted | 2025-05-12 | 2025-06-10 | 2026-06-10 | Solar Panels | HANWHA | Q.PEAK BLK M-G2+ 435W |  | 0.435 | 18 | 151 | 29 |  | Fixed | Roof
NJADRE1559705705 | Administratively Determined Incentive Program | Pemberton | 8015 | 17.4 | Residential | Behind the Meter | Yes | SunnyMac, LLC | JCP&L |  | Accepted | 2025-05-12 | 2025-06-10 | 2026-06-10 | Solar Panels | HANWHA | Q.PEAK BLK M-G2+ 435W |  | 0.435 | 2 | 241 | 35 |  | Fixed | Roof
NJADRE1559705705 | Administratively Determined Incentive Program | Pemberton | 8015 | 17.4 | Residential | Behind the Meter | Yes | SunnyMac, LLC | JCP&L |  | Accepted | 2025-05-12 | 2025-06-10 | 2026-06-10 | Inverters | SOLAREDGE | SE5700H-US | 5760 |  | 1 |  |  | 0.99 |  | Outdoor | next to meter
NJADRE1559705705 | Administratively Determined Incentive Program | Pemberton | 8015 | 17.4 | Residential | Behind the Meter | Yes | SunnyMac, LLC | JCP&L |  | Accepted | 2025-05-12 | 2025-06-10 | 2026-06-10 | Solar Panels | HANWHA | Q.PEAK BLK M-G2+ 435W |  | 0.435 | 20 | 331 | 29 |  | Fixed | Roof
NJADRE1559705705 | Administratively Determined Incentive Program | Pemberton | 8015 | 17.4 | Residential | Behind the Meter | Yes | SunnyMac, LLC | JCP&L |  | Accepted | 2025-05-12 | 2025-06-10 | 2026-06-10 | Inverters | Solaredge | SE5700H-US | 5760 |  | 1 |  |  | 0.99 |  | Outdoor | next to meter
NJADRE1559705726 | Administratively Determined Incentive Program | Washington Twp | 8012 | 10.44 | Residential | Behind the Meter | Yes | SunnyMac, LLC | AC Electric |  | Accepted | 2025-05-12 | 2025-06-10 | 2026-06-10 | Solar Panels | HANWHA | Q.TRON BLK M-G2+ 435W |  | 0.435 | 6 | 189 | 23 |  | Fixed | Roof
NJADRE1559705726 | Administratively Determined Incentive Program | Washington Twp | 8012 | 10.44 | Residential | Behind the Meter | Yes | SunnyMac, LLC | AC Electric |  | Accepted | 2025-05-12 | 2025-06-10 | 2026-06-10 | Solar Panels | HANWHA | Q.TRON BLK M-G2+ 435W |  | 0.435 | 6 | 99 | 24 |  | Fixed | Roof
NJADRE1559705726 | Administratively Determined Incentive Program | Washington Twp | 8012 | 10.44 | Residential | Behind the Meter | Yes | SunnyMac, LLC | AC Electric |  | Accepted | 2025-05-12 | 2025-06-10 | 2026-06-10 | Solar Panels | HANWHA | Q.TRON BLK M-G2+ 435W |  | 0.435 | 6 | 9 | 23 |  | Fixed | Roof
NJADRE1559705726 | Administratively Determined Incentive Program | Washington Twp | 8012 | 10.44 | Residential | Behind the Meter | Yes | SunnyMac, LLC | AC Electric |  | Accepted | 2025-05-12 | 2025-06-10 | 2026-06-10 | Solar Panels | HANWHA | Q.TRON BLK M-G2+ 435W |  | 0.435 | 6 | 279 | 24 |  | Fixed | Roof
NJADRE1559705726 | Administratively Determined Incentive Program | Washington Twp | 8012 | 10.44 | Residential | Behind the Meter | Yes | SunnyMac, LLC | AC Electric |  | Accepted | 2025-05-12 | 2025-06-10 | 2026-06-10 | Inverters | SOLAREDGE HOME HUB | SE7600H-US | 7600 |  | 1 |  |  | 0.99 |  | Outdoor | next to meter
NJADRE1559705726 | Administratively Determined Incentive Program | Washington Twp | 8012 | 10.44 | Residential | Behind the Meter | Yes | SunnyMac, LLC | AC Electric |  | Accepted | 2025-05-12 | 2025-06-10 | 2026-06-10 | Meters | SOLAREDGE HOME HUB | SE-RGMTR-1D-240C-B |  |  | 1 |  |  |  | Yes | Outdoor
NJADRE1559705742 | Administratively Determined Incentive Program | Jersey City | 7305 | 4.05 | Residential | Behind the Meter | No | Sea Bright Solar, LLC | PSE&G |  | Accepted | 2025-05-13 | 2025-06-11 | 2026-06-11 | Electric Storage Battery | Tesla | Powerwall 3.0 |  |  | 1 |  |  |  | Lithium Ion |  | Indoor
NJADRE1559705742 | Administratively Determined Incentive Program | Jersey City | 7305 | 4.05 | Residential | Behind the Meter | No | Sea Bright Solar, LLC | PSE&G |  | Accepted | 2025-05-13 | 2025-06-11 | 2026-06-11 | Solar Panels | SunPower | SPR-U405-BLK-QC-DC |  | 0.405 | 10 | 202 | 30 |  | Fixed | Roof
NJADRE1559705742 | Administratively Determined Incentive Program | Jersey City | 7305 | 4.05 | Residential | Behind the Meter | No | Sea Bright Solar, LLC | PSE&G |  | Accepted | 2025-05-13 | 2025-06-11 | 2026-06-11 | Inverters | Enphase | IQ8PLUS-72-M-US | 290 |  | 10 |  |  | 0.97 |  | Outdoor
NJADRE1559705742 | Administratively Determined Incentive Program | Jersey City | 7305 | 4.05 | Residential | Behind the Meter | No | Sea Bright Solar, LLC | PSE&G |  | Accepted | 2025-05-13 | 2025-06-11 | 2026-06-11 | Meters | Enphase | IQ Combiner 5C |  |  | 1 |  |  |  | Yes | Outdoor
NJADRE1559705754 | Administratively Determined Incentive Program | Newark | 7105 | 5.78 | Residential | Behind the Meter | Yes | Freedom Forever New Jersey, LLC | PSE&G |  | Accepted | 2025-05-12 | 2025-06-10 | 2026-06-10 | Inverters | Solar Edge | SE5000H-USRGM [SI1 | 5000 |  | 1 |  |  | 0.99 |  | Outside
NJADRE1559705754 | Administratively Determined Incentive Program | Newark | 7105 | 5.78 | Residential | Behind the Meter | Yes | Freedom Forever New Jersey, LLC | PSE&G |  | Accepted | 2025-05-12 | 2025-06-10 | 2026-06-10 | Solar Panels | JINKO SOLAR | JKM385M-72HBL-V |  | 0.385 | 7 | 111 | 35 |  | Fixed | Roof
NJADRE1559705754 | Administratively Determined Incentive Program | Newark | 7105 | 5.78 | Residential | Behind the Meter | Yes | Freedom Forever New Jersey, LLC | PSE&G |  | Accepted | 2025-05-12 | 2025-06-10 | 2026-06-10 | Solar Panels | JINKO SOLAR | JKM385M-72HBL-V |  | 0.385 | 8 | 291 | 35 |  | Fixed | Roof
NJADRE1559705756 | Administratively Determined Incentive Program | EDISON | 8820 | 11.34 | Residential | Behind the Meter | No | NJ Solar Power, LLC | PSE&G |  | Accepted | 2025-05-12 | 2025-06-10 | 2026-06-10 | Solar Panels | Panasonic | EVPV420HK2 |  | 0.42 | 5 | 258 | 31 |  | Fixed | Roof | Roof 2
NJADRE1559705756 | Administratively Determined Incentive Program | EDISON | 8820 | 11.34 | Residential | Behind the Meter | No | NJ Solar Power, LLC | PSE&G |  | Accepted | 2025-05-12 | 2025-06-10 | 2026-06-10 | Solar Panels | Panasonic | EVPV420HK2 |  | 0.42 | 4 | 78 | 31 |  | Fixed | Roof | Roof 4
NJADRE1559705756 | Administratively Determined Incentive Program | EDISON | 8820 | 11.34 | Residential | Behind the Meter | No | NJ Solar Power, LLC | PSE&G |  | Accepted | 2025-05-12 | 2025-06-10 | 2026-06-10 | Inverters | Enphase | IQ8H-240-72-2-US | 380 |  | 27 |  |  | 0.976 |  | Outside | underneath attached to panels
NJADRE1559705756 | Administratively Determined Incentive Program | EDISON | 8820 | 11.34 | Residential | Behind the Meter | No | NJ Solar Power, LLC | PSE&G |  | Accepted | 2025-05-12 | 2025-06-10 | 2026-06-10 | Solar Panels | Panasonic | EVPV420HK2 |  | 0.42 | 6 | 258 | 45 |  | Fixed | Roof | Roof 1
NJADRE1559705756 | Administratively Determined Incentive Program | EDISON | 8820 | 11.34 | Residential | Behind the Meter | No | NJ Solar Power, LLC | PSE&G |  | Accepted | 2025-05-12 | 2025-06-10 | 2026-06-10 | Solar Panels | Panasonic | EVPV420HK2 |  | 0.42 | 12 | 258 | 31 |  | Fixed | Roof | Roof 3
NJADRE1559705772 | Administratively Determined Incentive Program | NEWARK | 7108 | 5.39 | Residential | Behind the Meter | No | Freedom Forever New Jersey, LLC | PSE&G |  | Accepted | 2025-05-12 | 2025-06-10 | 2026-06-10 | Solar Panels | JINKO SOLAR | JKM385M-72HBL-V |  | 0.385 | 14 | 198 | 10 |  | Fixed | Roof
NJADRE1559705772 | Administratively Determined Incentive Program | NEWARK | 7108 | 5.39 | Residential | Behind the Meter | No | Freedom Forever New Jersey, LLC | PSE&G |  | Accepted | 2025-05-12 | 2025-06-10 | 2026-06-10 | Inverters | Solar Edge | SE5000H-USRGM [SI1] | 5000 |  | 1 |  |  | 0.99 |  | Outside
NJADRE1559705776 | Administratively Determined Incentive Program | AUDUBON | 8106 | 3.92 | Residential | Behind the Meter | Yes | Velocity Energy & Home Solutions, Inc. | AC Electric |  | Accepted | 2025-05-12 | 2025-06-10 | 2026-06-10 | Inverters | enphase | iq8hc | 380 |  | 9 |  |  | 0.99 |  | Outside | behind panels
NJADRE1559705776 | Administratively Determined Incentive Program | AUDUBON | 8106 | 3.92 | Residential | Behind the Meter | Yes | Velocity Energy & Home Solutions, Inc. | AC Electric |  | Accepted | 2025-05-12 | 2025-06-10 | 2026-06-10 | Solar Panels | hyundai | 435w |  | 0.435 | 9 | 245 | 26 |  | Fixed | Roof
NJADRE1559705803 | Administratively Determined Incentive Program | SICKLERVILLE | 8081 | 15.91 | Residential | Behind the Meter | Yes | Team Sunshine Construction, LLC | AC Electric |  | Accepted | 2025-05-12 | 2025-06-12 | 2026-06-12 | Meters | SOLAREDGE | 12345 |  |  | 1 |  |  |  | Yes | Outdoor
NJADRE1559705803 | Administratively Determined Incentive Program | SICKLERVILLE | 8081 | 15.91 | Residential | Behind the Meter | Yes | Team Sunshine Construction, LLC | AC Electric |  | Accepted | 2025-05-12 | 2025-06-12 | 2026-06-12 | Inverters | SOLAREDGE | SE11400H-US | 11400 |  | 1 |  |  | 0.98 |  | Outdoor
NJADRE1559705803 | Administratively Determined Incentive Program | SICKLERVILLE | 8081 | 15.91 | Residential | Behind the Meter | Yes | Team Sunshine Construction, LLC | AC Electric |  | Accepted | 2025-05-12 | 2025-06-12 | 2026-06-12 | Solar Panels | JINKO SOLAR | JKM430N-54HL4-B |  | 0.43 | 10 | 32 | 23 |  | Fixed | Roof
NJADRE1559705803 | Administratively Determined Incentive Program | SICKLERVILLE | 8081 | 15.91 | Residential | Behind the Meter | Yes | Team Sunshine Construction, LLC | AC Electric |  | Accepted | 2025-05-12 | 2025-06-12 | 2026-06-12 | Solar Panels | JINKO SOLAR | JKM430N-54HL4-B |  | 0.43 | 27 | 212 | 23 |  | Fixed | Roof
NJADRE1559705821 | Administratively Determined Incentive Program | LITTLE FALLS | 7424 | 7.74 | Residential | Behind the Meter | Yes | PosiGen Developer, LLC | PSE&G |  | Accepted | 2025-05-12 | 2025-06-10 | 2026-06-10 | Solar Panels | JINKO EAGLE G6R | JKM430N-54HL4-B |  | 0.43 | 10 | 144 | 23 |  | Fixed | Roof
NJADRE1559705821 | Administratively Determined Incentive Program | LITTLE FALLS | 7424 | 7.74 | Residential | Behind the Meter | Yes | PosiGen Developer, LLC | PSE&G |  | Accepted | 2025-05-12 | 2025-06-10 | 2026-06-10 | Solar Panels | JINKO EAGLE G6R | JKM430N-54HL4-B |  | 0.43 | 5 | 234 | 18 |  | Fixed | Roof
NJADRE1559705821 | Administratively Determined Incentive Program | LITTLE FALLS | 7424 | 7.74 | Residential | Behind the Meter | Yes | PosiGen Developer, LLC | PSE&G |  | Accepted | 2025-05-12 | 2025-06-10 | 2026-06-10 | Solar Panels | JINKO EAGLE G6R | JKM430N-54HL4-B |  | 0.43 | 3 | 54 | 18 |  | Fixed | Roof
NJADRE1559705821 | Administratively Determined Incentive Program | LITTLE FALLS | 7424 | 7.74 | Residential | Behind the Meter | Yes | PosiGen Developer, LLC | PSE&G |  | Accepted | 2025-05-12 | 2025-06-10 | 2026-06-10 | Inverters | SOLAREDGE | SE7600H-US | 7600 |  | 1 |  |  | 0.99 |  | Outside | WITHIN TEN FEET OF METER
NJADRE1559705822 | Administratively Determined Incentive Program | EGG HARBOR TOWNSHIP | 8234 | 6 | Residential | Behind the Meter | Yes | Solar Energy World | AC Electric |  | Accepted | 2025-05-12 | 2025-06-10 | 2026-06-10 | Inverters | Enphase | IQ8HC-72-M-DOM-US | 384 |  | 15 |  |  | 0.97 |  | Outside
NJADRE1559705822 | Administratively Determined Incentive Program | EGG HARBOR TOWNSHIP | 8234 | 6 | Residential | Behind the Meter | Yes | Solar Energy World | AC Electric |  | Accepted | 2025-05-12 | 2025-06-10 | 2026-06-10 | Solar Panels | LONGi | LR5-54HABB-400M |  | 0.4 | 15 | 201 | 28 |  | Fixed | Roof
NJADRE1559705855 | Administratively Determined Incentive Program | TOMS RIVER | 8757 | 3.69 | Residential | Behind the Meter | Yes | Sunrun Installation Services, Inc. | JCP&L |  | Accepted | 2025-05-12 | 2025-06-10 | 2026-06-10 | Inverters | SolarEdge Technologies | SE3800H-USMN | 3800 |  | 1 |  |  | 0.99 |  | Outdoor | Next to meter
NJADRE1559705855 | Administratively Determined Incentive Program | TOMS RIVER | 8757 | 3.69 | Residential | Behind the Meter | Yes | Sunrun Installation Services, Inc. | JCP&L |  | Accepted | 2025-05-12 | 2025-06-10 | 2026-06-10 | Solar Panels | Hanwha Q-Cells | Q.PEAK DUO BLK ML-G10+ 410 |  | 0.41 | 9 | 138 | 23 |  | Fixed | Roof
NJADRE1559705857 | Administratively Determined Incentive Program | LITTLE EGG HARBOR | 8087 | 6 | Residential | Behind the Meter | No | Solar Energy World | AC Electric |  | Accepted | 2025-05-12 | 2025-06-10 | 2026-06-10 | Inverters | Enphase | IQ8+-72-M-US | 290 |  | 15 |  |  | 0.97 |  | Outside
NJADRE1559705857 | Administratively Determined Incentive Program | LITTLE EGG HARBOR | 8087 | 6 | Residential | Behind the Meter | No | Solar Energy World | AC Electric |  | Accepted | 2025-05-12 | 2025-06-10 | 2026-06-10 | Solar Panels | LONGi | LR5-54HABB-400M |  | 0.4 | 3 | 189 | 29 |  | Fixed | Roof
NJADRE1559705857 | Administratively Determined Incentive Program | LITTLE EGG HARBOR | 8087 | 6 | Residential | Behind the Meter | No | Solar Energy World | AC Electric |  | Accepted | 2025-05-12 | 2025-06-10 | 2026-06-10 | Solar Panels | LONGi | LR5-54HABB-400M |  | 0.4 | 3 | 188 | 27 |  | Fixed | Roof
NJADRE1559705857 | Administratively Determined Incentive Program | LITTLE EGG HARBOR | 8087 | 6 | Residential | Behind the Meter | No | Solar Energy World | AC Electric |  | Accepted | 2025-05-12 | 2025-06-10 | 2026-06-10 | Solar Panels | LONGi | LR5-54HABB-400M |  | 0.4 | 6 | 189 | 30 |  | Fixed | Roof
NJADRE1559705857 | Administratively Determined Incentive Program | LITTLE EGG HARBOR | 8087 | 6 | Residential | Behind the Meter | No | Solar Energy World | AC Electric |  | Accepted | 2025-05-12 | 2025-06-10 | 2026-06-10 | Solar Panels | LONGi | LR5-54HABB-400M |  | 0.4 | 3 | 190 | 23 |  | Fixed | Roof
NJADRE1559705867 | Administratively Determined Incentive Program | MARMORA | 8223 | 3.69 | Residential | Behind the Meter | Yes | Trinity Solar, LLC | AC Electric |  | Accepted | 2025-05-12 | 2025-06-10 | 2026-06-10 | Solar Panels | HANWHA | (Q.PEAK DUO BLK ML-G10+ 410) |  | 0.41 | 9 | 138 | 37 |  | Fixed | Roof
NJADRE1559705867 | Administratively Determined Incentive Program | MARMORA | 8223 | 3.69 | Residential | Behind the Meter | Yes | Trinity Solar, LLC | AC Electric |  | Accepted | 2025-05-12 | 2025-06-10 | 2026-06-10 | Inverters | Solar Edge | USE3800H-USMNBL75 | 3800 |  | 1 |  |  | 0.97 |  | Outdoor
NJADRE1559707361 | Administratively Determined Incentive Program | NORTHFIELD | 8225 | 6.48 | Residential | Behind the Meter | Yes | Sunrun Installation Services, Inc. | AC Electric |  | Accepted | 2025-05-13 | 2025-06-10 | 2026-06-10 | Inverters | SolarEdge Technologies | SE5700H-USMN | 5760 |  | 1 |  |  | 0.99 |  | Outdoor | Next to meter
NJADRE1559707361 | Administratively Determined Incentive Program | NORTHFIELD | 8225 | 6.48 | Residential | Behind the Meter | Yes | Sunrun Installation Services, Inc. | AC Electric |  | Accepted | 2025-05-13 | 2025-06-10 | 2026-06-10 | Solar Panels | JA Solar | JAM54S31-405/MR |  | 0.405 | 16 | 226 | 31 |  | Fixed | Roof
NJADRE1559707364 | Administratively Determined Incentive Program | WILLINGBORO | 8046 | 8.1 | Residential | Behind the Meter | Yes | Sunrun Installation Services, Inc. | PSE&G |  | Accepted | 2025-05-13 | 2025-06-10 | 2026-06-10 | Inverters | SolarEdge Technologies | SE5700H-USMN | 5760 |  | 1 |  |  | 0.99 |  | Outdoor | Next to meter
NJADRE1559707364 | Administratively Determined Incentive Program | WILLINGBORO | 8046 | 8.1 | Residential | Behind the Meter | Yes | Sunrun Installation Services, Inc. | PSE&G |  | Accepted | 2025-05-13 | 2025-06-10 | 2026-06-10 | Solar Panels | JA Solar | JAM54S31-405/MR |  | 0.405 | 4 | 204 | 28 |  | Fixed | Roof
NJADRE1559707364 | Administratively Determined Incentive Program | WILLINGBORO | 8046 | 8.1 | Residential | Behind the Meter | Yes | Sunrun Installation Services, Inc. | PSE&G |  | Accepted | 2025-05-13 | 2025-06-10 | 2026-06-10 | Solar Panels | JA Solar | JAM54S31-405/MR |  | 0.405 | 16 | 24 | 28 |  | Fixed | Roof
NJADRE1559707377 | Administratively Determined Incentive Program | BERLIN | 8009 | 6.48 | Residential | Behind the Meter | Yes | Sunrun Installation Services, Inc. | AC Electric |  | Accepted | 2025-05-13 | 2025-06-10 | 2026-06-10 | Solar Panels | JA Solar | JAM54S31-405/MR |  | 0.405 | 4 | 335 | 20 |  | Fixed | Roof
NJADRE1559707377 | Administratively Determined Incentive Program | BERLIN | 8009 | 6.48 | Residential | Behind the Meter | Yes | Sunrun Installation Services, Inc. | AC Electric |  | Accepted | 2025-05-13 | 2025-06-10 | 2026-06-10 | Solar Panels | JA Solar | JAM54S31-405/MR |  | 0.405 | 12 | 155 | 18 |  | Fixed | Roof
NJADRE1559707377 | Administratively Determined Incentive Program | BERLIN | 8009 | 6.48 | Residential | Behind the Meter | Yes | Sunrun Installation Services, Inc. | AC Electric |  | Accepted | 2025-05-13 | 2025-06-10 | 2026-06-10 | Inverters | SolarEdge Technologies | SE5700H-USMN | 5760 |  | 1 |  |  | 0.99 |  | Outdoor | Next to meter
NJADRE1559707386 | Administratively Determined Incentive Program | WASHINGTON | 7882 | 4.92 | Residential | Behind the Meter | Yes | Trinity Solar, LLC | JCP&L |  | Accepted | 2025-05-13 | 2025-06-10 | 2026-06-10 | Solar Panels | Hanwha | Q.PEAK DUO BLK ML-G10+ 410 |  | 0.41 | 10 | 165 | 27 |  | Fixed | Roof
NJADRE1559707386 | Administratively Determined Incentive Program | WASHINGTON | 7882 | 4.92 | Residential | Behind the Meter | Yes | Trinity Solar, LLC | JCP&L |  | Accepted | 2025-05-13 | 2025-06-10 | 2026-06-10 | Solar Panels | Hanwha | Q.PEAK DUO BLK ML-G10+ 410 |  | 0.41 | 2 | 165 | 27 |  | Fixed | Roof
NJADRE1559707386 | Administratively Determined Incentive Program | WASHINGTON | 7882 | 4.92 | Residential | Behind the Meter | Yes | Trinity Solar, LLC | JCP&L |  | Accepted | 2025-05-13 | 2025-06-10 | 2026-06-10 | Inverters | Solar Edge | SE3800H-US | 3800 |  | 1 |  |  | 0.97 |  | Outside
NJADRE1559707451 | Administratively Determined Incentive Program | TRENTON | 8690 | 11.9 | Residential | Behind the Meter | Yes | Whitman Construction, LLC | PSE&G |  | Accepted | 2025-05-13 | 2025-06-10 | 2026-06-10 | Solar Panels | Jinko Solar | JKM425N-54HL4-B |  | 0.425 | 17 | 122 | 19 |  | Fixed | Roof
NJADRE1559707451 | Administratively Determined Incentive Program | TRENTON | 8690 | 11.9 | Residential | Behind the Meter | Yes | Whitman Construction, LLC | PSE&G |  | Accepted | 2025-05-13 | 2025-06-10 | 2026-06-10 | Solar Panels | Jinko Solar | JKM425N-54HL4-B |  | 0.425 | 11 | 122 | 18 |  | Fixed | Roof
NJADRE1559707451 | Administratively Determined Incentive Program | TRENTON | 8690 | 11.9 | Residential | Behind the Meter | Yes | Whitman Construction, LLC | PSE&G |  | Accepted | 2025-05-13 | 2025-06-10 | 2026-06-10 | Inverters | ENPHASE | IQ8PLUS-72-2-US | 290 |  | 28 |  |  | 0.975 |  | Outdoor
NJADRE1559707454 | Administratively Determined Incentive Program | SICKLERVILLE | 8081 | 8.08 | Residential | Behind the Meter | Yes | Power Energy Solutions, LLC | AC Electric |  | Accepted | 2025-05-13 | 2025-06-10 | 2026-06-10 | Solar Panels | Trina Solar | TSM-425NE09RC.05 |  | 0.425 | 12 | 326 | 29 |  | Fixed | Roof
NJADRE1559707454 | Administratively Determined Incentive Program | SICKLERVILLE | 8081 | 8.08 | Residential | Behind the Meter | Yes | Power Energy Solutions, LLC | AC Electric |  | Accepted | 2025-05-13 | 2025-06-10 | 2026-06-10 | Inverters | SolarEdge | SE5700H-US | 6 |  | 1 |  |  | 0.97 |  | Outdoor
NJADRE1559707454 | Administratively Determined Incentive Program | SICKLERVILLE | 8081 | 8.08 | Residential | Behind the Meter | Yes | Power Energy Solutions, LLC | AC Electric |  | Accepted | 2025-05-13 | 2025-06-10 | 2026-06-10 | Solar Panels | Trina Solar | TSM-425NE09RC.05 |  | 0.425 | 6 | 146 | 29 |  | Fixed | Roof
NJADRE1559707454 | Administratively Determined Incentive Program | SICKLERVILLE | 8081 | 8.08 | Residential | Behind the Meter | Yes | Power Energy Solutions, LLC | AC Electric |  | Accepted | 2025-05-13 | 2025-06-10 | 2026-06-10 | Solar Panels | Trina Solar | TSM-425NE09RC.05 |  | 0.425 | 1 | 146 | 31 |  | Fixed | Roof
NJADRE1559707459 | Administratively Determined Incentive Program | Stockton | 8559 | 12.3 | Residential | Behind the Meter | Yes | Trinity Solar, LLC | JCP&L |  | Accepted | 2025-05-13 | 2025-06-10 | 2026-06-10 | Solar Panels | HANWHA 410 (Q.PEAK DUO BLK ML-G10+410) | HANWHA 410 (Q.PEAK DUO BLK ML-G10+410) |  | 0.41 | 7 | 226 | 23 |  | Fixed | Roof
NJADRE1559707459 | Administratively Determined Incentive Program | Stockton | 8559 | 12.3 | Residential | Behind the Meter | Yes | Trinity Solar, LLC | JCP&L |  | Accepted | 2025-05-13 | 2025-06-10 | 2026-06-10 | Solar Panels | HANWHA 410 (Q.PEAK DUO BLK ML-G10+410) | HANWHA 410 (Q.PEAK DUO BLK ML-G10+410) |  | 0.41 | 6 | 136 | 10 |  | Fixed | Roof
NJADRE1559707459 | Administratively Determined Incentive Program | Stockton | 8559 | 12.3 | Residential | Behind the Meter | Yes | Trinity Solar, LLC | JCP&L |  | Accepted | 2025-05-13 | 2025-06-10 | 2026-06-10 | Inverters | SOLAREDGE | SE10000H-USMNBBL15 | 10000 |  | 1 |  |  | 0.97 |  | Outside
NJADRE1559707459 | Administratively Determined Incentive Program | Stockton | 8559 | 12.3 | Residential | Behind the Meter | Yes | Trinity Solar, LLC | JCP&L |  | Accepted | 2025-05-13 | 2025-06-10 | 2026-06-10 | Solar Panels | HANWHA 410 (Q.PEAK DUO BLK ML-G10+410) | HANWHA 410 (Q.PEAK DUO BLK ML-G10+410) |  | 0.41 | 7 | 46 | 23 |  | Fixed | Roof
NJADRE1559707459 | Administratively Determined Incentive Program | Stockton | 8559 | 12.3 | Residential | Behind the Meter | Yes | Trinity Solar, LLC | JCP&L |  | Accepted | 2025-05-13 | 2025-06-10 | 2026-06-10 | Solar Panels | HANWHA 410 (Q.PEAK DUO BLK ML-G10+410) | HANWHA 410 (Q.PEAK DUO BLK ML-G10+410) |  | 0.41 | 10 | 136 | 23 |  | Fixed | Roof
NJADRE1559707472 | Administratively Determined Incentive Program | Newark | 7103 | 10.88 | Residential | Behind the Meter | Yes | SunnyMac, LLC | PSE&G |  | Accepted | 2025-05-13 | 2025-06-10 | 2026-06-10 | Solar Panels | HANWHA | Q.TRON BLK M-G2+ 435W |  | 0.435 | 13 | 106 | 27 |  | Fixed | Roof
NJADRE1559707472 | Administratively Determined Incentive Program | Newark | 7103 | 10.88 | Residential | Behind the Meter | Yes | SunnyMac, LLC | PSE&G |  | Accepted | 2025-05-13 | 2025-06-10 | 2026-06-10 | Solar Panels | HANWHA | Q.TRON BLK M-G2+ 435W |  | 0.435 | 12 | 286 | 27 |  | Fixed | Roof
NJADRE1559707472 | Administratively Determined Incentive Program | Newark | 7103 | 10.88 | Residential | Behind the Meter | Yes | SunnyMac, LLC | PSE&G |  | Accepted | 2025-05-13 | 2025-06-10 | 2026-06-10 | Inverters | SOLAREDGE HOME HUB | SE7600H-US | 7600 |  | 1 |  |  | 0.99 |  | Outdoor | next to meter
NJADRE1559707475 | Administratively Determined Incentive Program | Millville | 8332 | 4.51 | Residential | Behind the Meter | Yes | Whitman Construction, LLC | AC Electric |  | Accepted | 2025-05-13 | 2025-06-10 | 2026-06-10 | Solar Panels | Trina Solar | TSM-410NE09RC.05 |  | 0.41 | 11 | 93 | 22 |  | Fixed | Roof
NJADRE1559707475 | Administratively Determined Incentive Program | Millville | 8332 | 4.51 | Residential | Behind the Meter | Yes | Whitman Construction, LLC | AC Electric |  | Accepted | 2025-05-13 | 2025-06-10 | 2026-06-10 | Inverters | ENPHASE | IQ8PLUS-72-2-US | 290 |  | 11 |  |  | 0.975 |  | Outdoor
NJADRE1559707494 | Administratively Determined Incentive Program | Cape May Court House | 8210 | 6.56 | Residential | Behind the Meter | Yes | Trinity Solar, LLC | AC Electric |  | Accepted | 2025-05-13 | 2025-06-16 | 2026-06-16 | Inverters | Solar Edge | USE5700H-USMNBL75 | 5760 |  | 1 |  |  | 0.97 |  | Outdoor
NJADRE1559707494 | Administratively Determined Incentive Program | Cape May Court House | 8210 | 6.56 | Residential | Behind the Meter | Yes | Trinity Solar, LLC | AC Electric |  | Accepted | 2025-05-13 | 2025-06-16 | 2026-06-16 | Solar Panels | HANWHA | (Q.PEAK DUO BLK ML-G10+ 410) |  | 0.41 | 16 | 196 | 30 |  | Fixed | Roof
NJADRE1559707503 | Administratively Determined Incentive Program | Millville | 8332 | 7.29 | Residential | Behind the Meter | Yes | Sunrun Installation Services, Inc. | AC Electric |  | Accepted | 2025-05-16 | 2025-06-13 | 2026-06-13 | Solar Panels | JA Solar | JAM54S31-405/MR |  | 0.405 | 5 | 178 | 20 |  | Fixed | Roof
NJADRE1559707503 | Administratively Determined Incentive Program | Millville | 8332 | 7.29 | Residential | Behind the Meter | Yes | Sunrun Installation Services, Inc. | AC Electric |  | Accepted | 2025-05-16 | 2025-06-13 | 2026-06-13 | Inverters | SolarEdge Technologies | SE5700H-USMN | 5760 |  | 1 |  |  | 0.99 |  | Outdoor | Next to meter
NJADRE1559707503 | Administratively Determined Incentive Program | Millville | 8332 | 7.29 | Residential | Behind the Meter | Yes | Sunrun Installation Services, Inc. | AC Electric |  | Accepted | 2025-05-16 | 2025-06-13 | 2026-06-13 | Solar Panels | JA Solar | JAM54S31-405/MR |  | 0.405 | 3 | 0 | 21 |  | Fixed | Roof
NJADRE1559707503 | Administratively Determined Incentive Program | Millville | 8332 | 7.29 | Residential | Behind the Meter | Yes | Sunrun Installation Services, Inc. | AC Electric |  | Accepted | 2025-05-16 | 2025-06-13 | 2026-06-13 | Solar Panels | JA Solar | JAM54S31-405/MR |  | 0.405 | 10 | 267 | 23 |  | Fixed | Roof
NJADRE1559707508 | Administratively Determined Incentive Program | EAST WINDSOR | 8520 | 6.53 | Residential | Behind the Meter | Yes | SunnyMac, LLC | JCP&L |  | Accepted | 2025-05-13 | 2025-06-10 | 2026-06-10 | Solar Panels | HANWHA | Q.TRON BLK M-G2+ 435W |  | 0.435 | 11 | 187 | 22 |  | Fixed | Roof
NJADRE1559707508 | Administratively Determined Incentive Program | EAST WINDSOR | 8520 | 6.53 | Residential | Behind the Meter | Yes | SunnyMac, LLC | JCP&L |  | Accepted | 2025-05-13 | 2025-06-10 | 2026-06-10 | Inverters | SOLAREDGE HOME HUB | SE5700H-US | 5760 |  | 1 |  |  | 0.99 |  | Outdoor | next to meter
NJADRE1559707508 | Administratively Determined Incentive Program | EAST WINDSOR | 8520 | 6.53 | Residential | Behind the Meter | Yes | SunnyMac, LLC | JCP&L |  | Accepted | 2025-05-13 | 2025-06-10 | 2026-06-10 | Solar Panels | HANWHA | Q.TRON BLK M-G2+ 435W |  | 0.435 | 4 | 7 | 22 |  | Fixed | Roof
NJADRE1559707518 | Administratively Determined Incentive Program | TOMS RIVER | 8753 | 8.5 | Residential | Behind the Meter | Yes | Integrity Solar & Home Solutions, LLC | JCP&L |  | Accepted | 2025-05-13 | 2025-06-10 | 2026-06-10 | Solar Panels | JINKO | JKM425N-54HL4-B |  | 0.425 | 6 | 5 | 19 |  | Fixed | Roof
NJADRE1559707518 | Administratively Determined Incentive Program | TOMS RIVER | 8753 | 8.5 | Residential | Behind the Meter | Yes | Integrity Solar & Home Solutions, LLC | JCP&L |  | Accepted | 2025-05-13 | 2025-06-10 | 2026-06-10 | Inverters | ENPHASE | IQ8+ | 290 |  | 20 |  |  | 0.98 |  | Other | UNDER EACH PANEL
NJADRE1559707518 | Administratively Determined Incentive Program | TOMS RIVER | 8753 | 8.5 | Residential | Behind the Meter | Yes | Integrity Solar & Home Solutions, LLC | JCP&L |  | Accepted | 2025-05-13 | 2025-06-10 | 2026-06-10 | Solar Panels | JINKO | JKM425N-54HL4-B |  | 0.425 | 4 | 5 | 45 |  | Fixed | Roof
NJADRE1559707518 | Administratively Determined Incentive Program | TOMS RIVER | 8753 | 8.5 | Residential | Behind the Meter | Yes | Integrity Solar & Home Solutions, LLC | JCP&L |  | Accepted | 2025-05-13 | 2025-06-10 | 2026-06-10 | Solar Panels | JINKO | JKM425N-54HL4-B |  | 0.425 | 10 | 185 | 45 |  | Fixed | Roof
NJADRE1559707523 | Administratively Determined Incentive Program | GLASSBORO | 8028 | 6.15 | Residential | Behind the Meter | Yes | Trinity Solar, LLC | AC Electric |  | Accepted | 2025-05-13 | 2025-06-17 | 2026-06-17 | Inverters | Solar Edge | USE5700H-USMNBL75 | 5760 |  | 1 |  |  | 0.97 |  | Outdoor
NJADRE1559707523 | Administratively Determined Incentive Program | GLASSBORO | 8028 | 6.15 | Residential | Behind the Meter | Yes | Trinity Solar, LLC | AC Electric |  | Accepted | 2025-05-13 | 2025-06-17 | 2026-06-17 | Solar Panels | HANWHA | (Q.PEAK DUO BLK ML-G10+ 410) |  | 0.41 | 8 | 240 | 27 |  | Fixed | Roof
NJADRE1559707523 | Administratively Determined Incentive Program | GLASSBORO | 8028 | 6.15 | Residential | Behind the Meter | Yes | Trinity Solar, LLC | AC Electric |  | Accepted | 2025-05-13 | 2025-06-17 | 2026-06-17 | Solar Panels | HANWHA | (Q.PEAK DUO BLK ML-G10+ 410) |  | 0.41 | 3 | 240 | 27 |  | Fixed | Roof
NJADRE1559707523 | Administratively Determined Incentive Program | GLASSBORO | 8028 | 6.15 | Residential | Behind the Meter | Yes | Trinity Solar, LLC | AC Electric |  | Accepted | 2025-05-13 | 2025-06-17 | 2026-06-17 | Solar Panels | HANWHA | (Q.PEAK DUO BLK ML-G10+ 410) |  | 0.41 | 4 | 240 | 27 |  | Fixed | Roof
NJADRE1559707538 | Administratively Determined Incentive Program | Edison | 8820 | 14.36 | Residential | Behind the Meter | Yes | SunnyMac, LLC | PSE&G |  | Accepted | 2025-05-13 | 2025-06-10 | 2026-06-10 | Solar Panels | HANWHA | Q.TRON BLK M-G2+ 435W |  | 0.435 | 5 | 154 | 12 |  | Fixed | Roof
NJADRE1559707538 | Administratively Determined Incentive Program | Edison | 8820 | 14.36 | Residential | Behind the Meter | Yes | SunnyMac, LLC | PSE&G |  | Accepted | 2025-05-13 | 2025-06-10 | 2026-06-10 | Inverters | SOLAREDGE HOME HUB | SE11400H-US | 11400 |  | 1 |  |  | 0.99 |  | Outdoor | next to meter
NJADRE1559707538 | Administratively Determined Incentive Program | Edison | 8820 | 14.36 | Residential | Behind the Meter | Yes | SunnyMac, LLC | PSE&G |  | Accepted | 2025-05-13 | 2025-06-10 | 2026-06-10 | Solar Panels | HANWHA | Q.TRON BLK M-G2+ 435W |  | 0.435 | 28 | 244 | 36 |  | Fixed | Roof
NJADRE1559707542 | Administratively Determined Incentive Program | Cape May Court House | 8210 | 8.61 | Residential | Behind the Meter | Yes | Trinity Solar, LLC | AC Electric |  | Accepted | 2025-05-13 | 2025-06-10 | 2026-06-10 | Solar Panels | HANWHA | (Q.PEAK DUO BLK ML-G10+ 410) |  | 0.41 | 15 | 167 | 34 |  | Fixed | Roof
NJADRE1559707542 | Administratively Determined Incentive Program | Cape May Court House | 8210 | 8.61 | Residential | Behind the Meter | Yes | Trinity Solar, LLC | AC Electric |  | Accepted | 2025-05-13 | 2025-06-10 | 2026-06-10 | Inverters | Solar Edge | USE7600H-USMNBL75 | 7600 |  | 1 |  |  | 0.97 |  | Outdoor
NJADRE1559707542 | Administratively Determined Incentive Program | Cape May Court House | 8210 | 8.61 | Residential | Behind the Meter | Yes | Trinity Solar, LLC | AC Electric |  | Accepted | 2025-05-13 | 2025-06-10 | 2026-06-10 | Solar Panels | HANWHA | (Q.PEAK DUO BLK ML-G10+ 410) |  | 0.41 | 6 | 167 | 34 |  | Fixed | Roof
NJADRE1559707543 | Administratively Determined Incentive Program | Oxford | 7863 | 10.2 | Residential | Behind the Meter | Yes | Power Energy Solutions, LLC | JCP&L |  | Accepted | 2025-05-13 | 2025-06-11 | 2026-06-11 | Solar Panels | Trina Solar | TSM-425NE09RC.05 |  | 0.425 | 12 | 340 | 18 |  | Fixed | Roof
NJADRE1559707543 | Administratively Determined Incentive Program | Oxford | 7863 | 10.2 | Residential | Behind the Meter | Yes | Power Energy Solutions, LLC | JCP&L |  | Accepted | 2025-05-13 | 2025-06-11 | 2026-06-11 | Inverters | SolarEdge | SE5700H-US | 6 |  | 1 |  |  | 0.97 |  | Outdoor
NJADRE1559707543 | Administratively Determined Incentive Program | Oxford | 7863 | 10.2 | Residential | Behind the Meter | Yes | Power Energy Solutions, LLC | JCP&L |  | Accepted | 2025-05-13 | 2025-06-11 | 2026-06-11 | Solar Panels | Trina Solar | TSM-425NE09RC.05 |  | 0.425 | 12 | 160 | 18 |  | Fixed | Roof
NJADRE1559707554 | Administratively Determined Incentive Program | Howell | 7731 | 12.75 | Residential | Behind the Meter | Yes | Integrity Solar & Home Solutions, LLC | JCP&L |  | Accepted | 2025-05-13 | 2025-06-10 | 2026-06-10 | Solar Panels | JINKO | JKM425N-54HL4-B |  | 0.425 | 11 | 323 | 18 |  | Fixed | Roof
NJADRE1559707554 | Administratively Determined Incentive Program | Howell | 7731 | 12.75 | Residential | Behind the Meter | Yes | Integrity Solar & Home Solutions, LLC | JCP&L |  | Accepted | 2025-05-13 | 2025-06-10 | 2026-06-10 | Solar Panels | JINKO | JKM425N-54HL4-B |  | 0.425 | 4 | 143 | 16 |  | Fixed | Roof
NJADRE1559707554 | Administratively Determined Incentive Program | Howell | 7731 | 12.75 | Residential | Behind the Meter | Yes | Integrity Solar & Home Solutions, LLC | JCP&L |  | Accepted | 2025-05-13 | 2025-06-10 | 2026-06-10 | Inverters | ENPHASE | IQ8+ | 290 |  | 30 |  |  | 0.98 |  | Other | UNDER EACH PANEL
NJADRE1559707554 | Administratively Determined Incentive Program | Howell | 7731 | 12.75 | Residential | Behind the Meter | Yes | Integrity Solar & Home Solutions, LLC | JCP&L |  | Accepted | 2025-05-13 | 2025-06-10 | 2026-06-10 | Solar Panels | JINKO | JKM425N-54HL4-B |  | 0.425 | 11 | 143 | 18 |  | Fixed | Roof
NJADRE1559707554 | Administratively Determined Incentive Program | Howell | 7731 | 12.75 | Residential | Behind the Meter | Yes | Integrity Solar & Home Solutions, LLC | JCP&L |  | Accepted | 2025-05-13 | 2025-06-10 | 2026-06-10 | Solar Panels | JINKO | JKM425N-54HL4-B |  | 0.425 | 4 | 323 | 16 |  | Fixed | Roof
NJADRE1559707559 | Administratively Determined Incentive Program | Bridgeton | 8302 | 7.65 | Residential | Behind the Meter | Yes | Whitman Construction, LLC | AC Electric |  | Accepted | 2025-05-13 | 2025-06-10 | 2026-06-10 | Solar Panels | Jinko Solar | JKM425N-54HL4-B |  | 0.425 | 18 | 245 | 20 |  | Fixed | Roof
NJADRE1559707559 | Administratively Determined Incentive Program | Bridgeton | 8302 | 7.65 | Residential | Behind the Meter | Yes | Whitman Construction, LLC | AC Electric |  | Accepted | 2025-05-13 | 2025-06-10 | 2026-06-10 | Inverters | ENPHASE | IQ8PLUS-72-2-US | 290 |  | 18 |  |  | 0.975 |  | Outdoor
NJADRE1559707566 | Administratively Determined Incentive Program | MORGANVILLE | 7751 | 9.02 | Residential | Behind the Meter | Yes | Trinity Solar, LLC | JCP&L |  | Accepted | 2025-05-13 | 2025-06-16 | 2026-06-16 | Inverters | SOLAREDGE | USE7600H-USMNBL75 | 7600 |  | 1 |  |  | 0.97 |  | Outside
NJADRE1559707566 | Administratively Determined Incentive Program | MORGANVILLE | 7751 | 9.02 | Residential | Behind the Meter | Yes | Trinity Solar, LLC | JCP&L |  | Accepted | 2025-05-13 | 2025-06-16 | 2026-06-16 | Solar Panels | HANWHA | Q.PEAK DUO BLK ML-G10+410 |  | 0.41 | 22 | 150 | 34 |  | Fixed | Roof
NJADRE1559707572 | Administratively Determined Incentive Program | DAYTON | 8810 | 7.31 | Residential | Behind the Meter | Yes | Pro Custom Solar dba Momentum Solar | PSE&G |  | Accepted | 2025-05-13 | 2025-06-10 | 2026-06-10 | Solar Panels | HANWHA | Q.TRON BLK M-G2+430 |  | 0.43 | 8 | 272 | 23 |  | Fixed | Roof
NJADRE1559707572 | Administratively Determined Incentive Program | DAYTON | 8810 | 7.31 | Residential | Behind the Meter | Yes | Pro Custom Solar dba Momentum Solar | PSE&G |  | Accepted | 2025-05-13 | 2025-06-10 | 2026-06-10 | Inverters | ENPHASE | IQ8HC-72-M-DOM-US | 380 |  | 17 |  |  | 0.97 |  | Outdoor
NJADRE1559707572 | Administratively Determined Incentive Program | DAYTON | 8810 | 7.31 | Residential | Behind the Meter | Yes | Pro Custom Solar dba Momentum Solar | PSE&G |  | Accepted | 2025-05-13 | 2025-06-10 | 2026-06-10 | Solar Panels | HANWHA | Q.TRON BLK M-G2+430 |  | 0.43 | 9 | 92 | 23 |  | Fixed | Roof
NJADRE1559707577 | Administratively Determined Incentive Program | Mullica Hill | 8062 | 8.2 | Residential | Behind the Meter | Yes | Trinity Solar, LLC | AC Electric |  | Accepted | 2025-05-13 | 2025-06-16 | 2026-06-16 | Inverters | Solar Edge | USE7600H-USMNBL75 | 7600 |  | 1 |  |  | 0.97 |  | Outdoor
NJADRE1559707577 | Administratively Determined Incentive Program | Mullica Hill | 8062 | 8.2 | Residential | Behind the Meter | Yes | Trinity Solar, LLC | AC Electric |  | Accepted | 2025-05-13 | 2025-06-16 | 2026-06-16 | Solar Panels | HANWHA | Q.PEAK DUO BLK ML-G10+ 410 |  | 0.41 | 10 | 158 | 44 |  | Fixed | Roof
NJADRE1559707577 | Administratively Determined Incentive Program | Mullica Hill | 8062 | 8.2 | Residential | Behind the Meter | Yes | Trinity Solar, LLC | AC Electric |  | Accepted | 2025-05-13 | 2025-06-16 | 2026-06-16 | Solar Panels | HANWHA | Q.PEAK DUO BLK ML-G10+ 410 |  | 0.41 | 4 | 248 | 39 |  | Fixed | Roof
NJADRE1559707577 | Administratively Determined Incentive Program | Mullica Hill | 8062 | 8.2 | Residential | Behind the Meter | Yes | Trinity Solar, LLC | AC Electric |  | Accepted | 2025-05-13 | 2025-06-16 | 2026-06-16 | Solar Panels | HANWHA | Q.PEAK DUO BLK ML-G10+ 410 |  | 0.41 | 6 | 158 | 46 |  | Fixed | Roof
NJADRE1559707583 | Administratively Determined Incentive Program | TENAFLY | 7670 | 15.05 | Residential | Behind the Meter | No | Infinity Solar Systems, LLC | PSE&G |  | Accepted | 2025-05-13 | 2025-06-12 | 2026-06-12 | Inverters | Enphase | IQ8MC-72-M-US | 380 |  | 25 |  |  | 0.97 |  | Outdoor
NJADRE1559707583 | Administratively Determined Incentive Program | TENAFLY | 7670 | 15.05 | Residential | Behind the Meter | No | Infinity Solar Systems, LLC | PSE&G |  | Accepted | 2025-05-13 | 2025-06-12 | 2026-06-12 | Solar Panels | SEG Solar | SEG-430-BTD-BG |  | 0.43 | 16 | 273 | 27 |  | Fixed | Roof
NJADRE1559707583 | Administratively Determined Incentive Program | TENAFLY | 7670 | 15.05 | Residential | Behind the Meter | No | Infinity Solar Systems, LLC | PSE&G |  | Accepted | 2025-05-13 | 2025-06-12 | 2026-06-12 | Solar Panels | SEG Solar | SEG-430-BTD-BG |  | 0.43 | 16 | 93 | 27 |  | Fixed | Roof
NJADRE1559707583 | Administratively Determined Incentive Program | TENAFLY | 7670 | 15.05 | Residential | Behind the Meter | No | Infinity Solar Systems, LLC | PSE&G |  | Accepted | 2025-05-13 | 2025-06-12 | 2026-06-12 | Solar Panels | SEG Solar | SEG-430-BTD-BG |  | 0.43 | 3 | 97 | 26 |  | Fixed | Roof
NJADRE1559707588 | Administratively Determined Incentive Program | Hackettstown | 7840 | 8.2 | Residential | Behind the Meter | Yes | Trinity Solar, LLC | JCP&L |  | Accepted | 2025-05-13 | 2025-06-16 | 2026-06-16 | Solar Panels | Hanwha | Q.PEAK DUO BLK ML-G10+ 410 |  | 0.41 | 4 | 209 | 23 |  | Fixed | Roof
NJADRE1559707588 | Administratively Determined Incentive Program | Hackettstown | 7840 | 8.2 | Residential | Behind the Meter | Yes | Trinity Solar, LLC | JCP&L |  | Accepted | 2025-05-13 | 2025-06-16 | 2026-06-16 | Solar Panels | Hanwha | Q.PEAK DUO BLK ML-G10+ 410 |  | 0.41 | 16 | 119 | 23 |  | Fixed | Roof
NJADRE1559707588 | Administratively Determined Incentive Program | Hackettstown | 7840 | 8.2 | Residential | Behind the Meter | Yes | Trinity Solar, LLC | JCP&L |  | Accepted | 2025-05-13 | 2025-06-16 | 2026-06-16 | Inverters | Solar Edge | USE7600H-US | 7600 |  | 1 |  |  | 0.97 |  | Outside
NJADRE1559707596 | Administratively Determined Incentive Program | East Orange | 7017 | 5.16 | Residential | Behind the Meter | Yes | Pro Custom Solar dba Momentum Solar | PSE&G |  | Accepted | 2025-05-13 | 2025-06-10 | 2026-06-10 | Solar Panels | HANWHA | Q.Tron BLK M-G2+ 430 |  | 0.43 | 4 | 291 | 41 |  | Fixed | Roof
NJADRE1559707596 | Administratively Determined Incentive Program | East Orange | 7017 | 5.16 | Residential | Behind the Meter | Yes | Pro Custom Solar dba Momentum Solar | PSE&G |  | Accepted | 2025-05-13 | 2025-06-10 | 2026-06-10 | Solar Panels | HANWHA | Q.Tron BLK M-G2+ 430 |  | 0.43 | 2 | 201 | 41 |  | Fixed | Roof
NJADRE1559707596 | Administratively Determined Incentive Program | East Orange | 7017 | 5.16 | Residential | Behind the Meter | Yes | Pro Custom Solar dba Momentum Solar | PSE&G |  | Accepted | 2025-05-13 | 2025-06-10 | 2026-06-10 | Solar Panels | HANWHA | Q.Tron BLK M-G2+ 430 |  | 0.43 | 6 | 111 | 41 |  | Fixed | Roof
NJADRE1559707596 | Administratively Determined Incentive Program | East Orange | 7017 | 5.16 | Residential | Behind the Meter | Yes | Pro Custom Solar dba Momentum Solar | PSE&G |  | Accepted | 2025-05-13 | 2025-06-10 | 2026-06-10 | Inverters | ENPHASE | IQ8HC-72-M-DOM-US | 380 |  | 12 |  |  | 0.97 |  | Outdoor
NJADRE1559707607 | Administratively Determined Incentive Program | Egg Harbor Twp | 8234 | 3.87 | Residential | Behind the Meter | Yes | Integrity Solar & Home Solutions, LLC | AC Electric |  | Accepted | 2025-05-13 | 2025-06-10 | 2026-06-10 | Inverters | ENPHASE | IQ8HC | 380 |  | 9 |  |  | 0.98 |  | Other | UNDER EACH PANEL
NJADRE1559707607 | Administratively Determined Incentive Program | Egg Harbor Twp | 8234 | 3.87 | Residential | Behind the Meter | Yes | Integrity Solar & Home Solutions, LLC | AC Electric |  | Accepted | 2025-05-13 | 2025-06-10 | 2026-06-10 | Solar Panels | SEG SOLAR | SEG-430-BTD-BG |  | 0.43 | 9 | 219 | 18 |  | Fixed | Roof
NJADRE1559707649 | Administratively Determined Incentive Program | Chesilhurst | 8089 | 17.82 | Residential | Behind the Meter | Yes | Sunrun Installation Services, Inc. | AC Electric |  | Accepted | 2025-05-13 | 2025-06-10 | 2026-06-10 | Inverters | SolarEdge Technologies | SE7600H-USMN | 7600 |  | 1 |  |  | 0.99 |  | Outdoor | Next to meter
NJADRE1559707649 | Administratively Determined Incentive Program | Chesilhurst | 8089 | 17.82 | Residential | Behind the Meter | Yes | Sunrun Installation Services, Inc. | AC Electric |  | Accepted | 2025-05-13 | 2025-06-10 | 2026-06-10 | Solar Panels | JA Solar | JAM54S31-405/MR |  | 0.405 | 12 | 325 | 18 |  | Fixed | Roof
NJADRE1559707649 | Administratively Determined Incentive Program | Chesilhurst | 8089 | 17.82 | Residential | Behind the Meter | Yes | Sunrun Installation Services, Inc. | AC Electric |  | Accepted | 2025-05-13 | 2025-06-10 | 2026-06-10 | Solar Panels | JA Solar | JAM54S31-405/MR |  | 0.405 | 14 | 235 | 18 |  | Fixed | Roof
NJADRE1559707649 | Administratively Determined Incentive Program | Chesilhurst | 8089 | 17.82 | Residential | Behind the Meter | Yes | Sunrun Installation Services, Inc. | AC Electric |  | Accepted | 2025-05-13 | 2025-06-10 | 2026-06-10 | Solar Panels | JA Solar | JAM54S31-405/MR |  | 0.405 | 18 | 55 | 18 |  | Fixed | Roof
NJADRE1559707649 | Administratively Determined Incentive Program | Chesilhurst | 8089 | 17.82 | Residential | Behind the Meter | Yes | Sunrun Installation Services, Inc. | AC Electric |  | Accepted | 2025-05-13 | 2025-06-10 | 2026-06-10 | Inverters | SolarEdge Technologies | SE5700H-USMN | 5760 |  | 1 |  |  | 0.99 |  | Outdoor | Next to meter
NJADRE1559707662 | Administratively Determined Incentive Program | Morganville | 7751 | 25.08 | Residential | Behind the Meter | Yes | Power Energy Solutions, LLC | JCP&L |  | Accepted | 2025-05-13 | 2025-06-12 | 2026-06-12 | Solar Panels | Trina Solar | TSM-425NE09RC.05 |  | 0.425 | 20 | 243 | 39 |  | Fixed | Roof
NJADRE1559707662 | Administratively Determined Incentive Program | Morganville | 7751 | 25.08 | Residential | Behind the Meter | Yes | Power Energy Solutions, LLC | JCP&L |  | Accepted | 2025-05-13 | 2025-06-12 | 2026-06-12 | Solar Panels | Trina Solar | TSM-425NE09RC.05 |  | 0.425 | 20 | 63 | 39 |  | Fixed | Roof
NJADRE1559707662 | Administratively Determined Incentive Program | Morganville | 7751 | 25.08 | Residential | Behind the Meter | Yes | Power Energy Solutions, LLC | JCP&L |  | Accepted | 2025-05-13 | 2025-06-12 | 2026-06-12 | Inverters | SolarEdge | SE7600H-US | 8 |  | 2 |  |  | 0.97 |  | Outdoor
NJADRE1559707662 | Administratively Determined Incentive Program | Morganville | 7751 | 25.08 | Residential | Behind the Meter | Yes | Power Energy Solutions, LLC | JCP&L |  | Accepted | 2025-05-13 | 2025-06-12 | 2026-06-12 | Solar Panels | Trina Solar | TSM-425NE09RC.05 |  | 0.425 | 9 | 153 | 48 |  | Fixed | Roof
NJADRE1559707662 | Administratively Determined Incentive Program | Morganville | 7751 | 25.08 | Residential | Behind the Meter | Yes | Power Energy Solutions, LLC | JCP&L |  | Accepted | 2025-05-13 | 2025-06-12 | 2026-06-12 | Solar Panels | Trina Solar | TSM-425NE09RC.05 |  | 0.425 | 3 | 153 | 45 |  | Fixed | Roof
NJADRE1559707662 | Administratively Determined Incentive Program | Morganville | 7751 | 25.08 | Residential | Behind the Meter | Yes | Power Energy Solutions, LLC | JCP&L |  | Accepted | 2025-05-13 | 2025-06-12 | 2026-06-12 | Solar Panels | Trina Solar | TSM-425NE09RC.05 |  | 0.425 | 4 | 63 | 39 |  | Fixed | Roof
NJADRE1559707662 | Administratively Determined Incentive Program | Morganville | 7751 | 25.08 | Residential | Behind the Meter | Yes | Power Energy Solutions, LLC | JCP&L |  | Accepted | 2025-05-13 | 2025-06-12 | 2026-06-12 | Solar Panels | Trina Solar | TSM-425NE09RC.05 |  | 0.425 | 3 | 153 | 45 |  | Fixed | Roof
NJADRE1559707703 | Administratively Determined Incentive Program | EGG HARBOR TWP | 8234 | 19.98 | Residential | Behind the Meter | Yes | Big Wave Roofing and Solar, LLC | AC Electric |  | Accepted | 2025-05-13 | 2025-06-11 | 2026-06-11 | Solar Panels | JINKO | JKM425N-54HL4-B (425W) |  | 0.425 | 19 | 119 | 19 |  | Fixed | Roof
NJADRE1559707703 | Administratively Determined Incentive Program | EGG HARBOR TWP | 8234 | 19.98 | Residential | Behind the Meter | Yes | Big Wave Roofing and Solar, LLC | AC Electric |  | Accepted | 2025-05-13 | 2025-06-11 | 2026-06-11 | Solar Panels | JINKO | JKM425N-54HL4-B (425W) |  | 0.425 | 4 | 29 | 16 |  | Fixed | Roof
NJADRE1559707703 | Administratively Determined Incentive Program | EGG HARBOR TWP | 8234 | 19.98 | Residential | Behind the Meter | Yes | Big Wave Roofing and Solar, LLC | AC Electric |  | Accepted | 2025-05-13 | 2025-06-11 | 2026-06-11 | Solar Panels | JINKO | JKM425N-54HL4-B (425W) |  | 0.425 | 5 | 199 | 16 |  | Fixed | Roof
NJADRE1559707703 | Administratively Determined Incentive Program | EGG HARBOR TWP | 8234 | 19.98 | Residential | Behind the Meter | Yes | Big Wave Roofing and Solar, LLC | AC Electric |  | Accepted | 2025-05-13 | 2025-06-11 | 2026-06-11 | Inverters | Enphase | ENPHASE IQ8HC-72-M-DOM-US | 380 |  | 47 |  |  | 0.97 |  | Outdoor
NJADRE1559707703 | Administratively Determined Incentive Program | EGG HARBOR TWP | 8234 | 19.98 | Residential | Behind the Meter | Yes | Big Wave Roofing and Solar, LLC | AC Electric |  | Accepted | 2025-05-13 | 2025-06-11 | 2026-06-11 | Solar Panels | JINKO | JKM425N-54HL4-B (425W) |  | 0.425 | 19 | 299 | 16 |  | Fixed | Roof
NJADRE1559707711 | Administratively Determined Incentive Program | BOONTON TOWNSHIP | 7005 | 11.48 | Residential | Behind the Meter | No | Savkat, Inc | JCP&L |  | Accepted | 2025-05-13 | 2025-06-10 | 2026-06-10 | Solar Panels | Jinko | Jinko JKM425N-54HL4-B |  | 0.425 | 10 | 314 | 35 |  | Fixed | Roof
NJADRE1559707711 | Administratively Determined Incentive Program | BOONTON TOWNSHIP | 7005 | 11.48 | Residential | Behind the Meter | No | Savkat, Inc | JCP&L |  | Accepted | 2025-05-13 | 2025-06-10 | 2026-06-10 | Inverters | Enphase | IQ8X-80-M-US(240V) | 380 |  | 27 |  |  | 0.97 |  | Outdoor | under panel.
NJADRE1559707711 | Administratively Determined Incentive Program | BOONTON TOWNSHIP | 7005 | 11.48 | Residential | Behind the Meter | No | Savkat, Inc | JCP&L |  | Accepted | 2025-05-13 | 2025-06-10 | 2026-06-10 | Solar Panels | Jinko | Jinko JKM425N-54HL4-B |  | 0.425 | 17 | 134 | 35 |  | Fixed | Roof
NJADRE1559707712 | Administratively Determined Incentive Program | BAYVILLE | 8721 | 10.63 | Residential | Behind the Meter | Yes | Whitman Construction, LLC | JCP&L |  | Accepted | 2025-05-13 | 2025-06-11 | 2026-06-11 | Solar Panels | Jinko Solar | JKM425N-54HL4-B |  | 0.425 | 10 | 95 | 23 |  | Fixed | Roof
NJADRE1559707712 | Administratively Determined Incentive Program | BAYVILLE | 8721 | 10.63 | Residential | Behind the Meter | Yes | Whitman Construction, LLC | JCP&L |  | Accepted | 2025-05-13 | 2025-06-11 | 2026-06-11 | Inverters | ENPHASE | IQ8PLUS-72-M-US | 290 |  | 25 |  |  | 0.975 |  | Outdoor
NJADRE1559707712 | Administratively Determined Incentive Program | BAYVILLE | 8721 | 10.63 | Residential | Behind the Meter | Yes | Whitman Construction, LLC | JCP&L |  | Accepted | 2025-05-13 | 2025-06-11 | 2026-06-11 | Solar Panels | Jinko Solar | JKM425N-54HL4-B |  | 0.425 | 15 | 275 | 23 |  | Fixed | Roof
NJADRE1559707730 | Administratively Determined Incentive Program | SOUTH PLAINFIELD | 7080 | 7.38 | Residential | Behind the Meter | Yes | Trinity Solar, LLC | PSE&G |  | Accepted | 2025-05-13 | 2025-06-16 | 2026-06-16 | Inverters | Solar Edge | USE5700H-USMNBL75 | 5760 |  | 1 |  |  | 0.97 |  | Outdoor
NJADRE1559707730 | Administratively Determined Incentive Program | SOUTH PLAINFIELD | 7080 | 7.38 | Residential | Behind the Meter | Yes | Trinity Solar, LLC | PSE&G |  | Accepted | 2025-05-13 | 2025-06-16 | 2026-06-16 | Solar Panels | HANWHA | Q.PEAK DUO BLK ML-G10+ 410 |  | 0.41 | 18 | 263 | 22 |  | Fixed | Roof
NJADRE1559707750 | Administratively Determined Incentive Program | UNION | 7083 | 8.2 | Residential | Behind the Meter | Yes | Sunrun Installation Services, Inc. | PSE&G |  | Accepted | 2025-05-13 | 2025-06-10 | 2026-06-10 | Solar Panels | Hanwha Q-Cells | Q.PEAK DUO BLK ML-G10+ 410 |  | 0.41 | 14 | 255 | 26 |  | Fixed | Roof
NJADRE1559707750 | Administratively Determined Incentive Program | UNION | 7083 | 8.2 | Residential | Behind the Meter | Yes | Sunrun Installation Services, Inc. | PSE&G |  | Accepted | 2025-05-13 | 2025-06-10 | 2026-06-10 | Solar Panels | Hanwha Q-Cells | Q.PEAK DUO BLK ML-G10+ 410 |  | 0.41 | 6 | 166 | 26 |  | Fixed | Roof
NJADRE1559707750 | Administratively Determined Incentive Program | UNION | 7083 | 8.2 | Residential | Behind the Meter | Yes | Sunrun Installation Services, Inc. | PSE&G |  | Accepted | 2025-05-13 | 2025-06-10 | 2026-06-10 | Inverters | SolarEdge Technologies | SE5700H-USMN | 5760 |  | 1 |  |  | 0.99 |  | Outdoor | Next to meter
NJADRE1559707777 | Administratively Determined Incentive Program | Newton | 7860 | 24.6 | Residential | Behind the Meter | Yes | Trinity Solar, LLC | JCP&L |  | Accepted | 2025-05-13 | 2025-06-10 | 2026-06-10 | Solar Panels | Hanwha | Q.PEAK DUO BLK ML-G10+ 410 |  | 0.41 | 2 | 45 | 21 |  | Fixed | Roof
NJADRE1559707777 | Administratively Determined Incentive Program | Newton | 7860 | 24.6 | Residential | Behind the Meter | Yes | Trinity Solar, LLC | JCP&L |  | Accepted | 2025-05-13 | 2025-06-10 | 2026-06-10 | Inverters | Solar Edge | USE7600H-US | 7600 |  | 1 |  |  | 0.97 |  | Outside
NJADRE1559707777 | Administratively Determined Incentive Program | Newton | 7860 | 24.6 | Residential | Behind the Meter | Yes | Trinity Solar, LLC | JCP&L |  | Accepted | 2025-05-13 | 2025-06-10 | 2026-06-10 | Solar Panels | Hanwha | Q.PEAK DUO BLK ML-G10+ 410 |  | 0.41 | 12 | 225 | 21 |  | Fixed | Roof
NJADRE1559707777 | Administratively Determined Incentive Program | Newton | 7860 | 24.6 | Residential | Behind the Meter | Yes | Trinity Solar, LLC | JCP&L |  | Accepted | 2025-05-13 | 2025-06-10 | 2026-06-10 | Inverters | Solar Edge | SE11400H-US | 11400 |  | 1 |  |  | 0.97 |  | Outside
NJADRE1559707777 | Administratively Determined Incentive Program | Newton | 7860 | 24.6 | Residential | Behind the Meter | Yes | Trinity Solar, LLC | JCP&L |  | Accepted | 2025-05-13 | 2025-06-10 | 2026-06-10 | Solar Panels | Hanwha | Q.PEAK DUO BLK ML-G10+ 410 |  | 0.41 | 23 | 137 | 22 |  | Fixed | Roof
NJADRE1559707777 | Administratively Determined Incentive Program | Newton | 7860 | 24.6 | Residential | Behind the Meter | Yes | Trinity Solar, LLC | JCP&L |  | Accepted | 2025-05-13 | 2025-06-10 | 2026-06-10 | Solar Panels | Hanwha | Q.PEAK DUO BLK ML-G10+ 410 |  | 0.41 | 23 | 317 | 22 |  | Fixed | Roof
NJADRE1559708194 | Administratively Determined Incentive Program | RAHWAY | 7065 | 7.7 | Residential | Behind the Meter | Yes | Sunrun Installation Services, Inc. | PSE&G |  | Accepted | 2025-05-13 | 2025-06-11 | 2026-06-11 | Inverters | SolarEdge Technologies | SE5700H-USMN | 5760 |  | 1 |  |  | 0.99 |  | Outdoor | Next to meter
NJADRE1559708194 | Administratively Determined Incentive Program | RAHWAY | 7065 | 7.7 | Residential | Behind the Meter | Yes | Sunrun Installation Services, Inc. | PSE&G |  | Accepted | 2025-05-13 | 2025-06-11 | 2026-06-11 | Solar Panels | JA Solar | JAM54S31-405/MR |  | 0.405 | 19 | 192 | 22 |  | Fixed | Roof
NJADRE1559708196 | Administratively Determined Incentive Program | Millville | 8332 | 12.9 | Residential | Behind the Meter | Yes | Integrity Solar & Home Solutions, LLC | AC Electric |  | Accepted | 2025-05-13 | 2025-06-10 | 2026-06-10 | Solar Panels | SEG SOLAR | SEG-430-BTD-BG |  | 0.43 | 11 | 301 | 18 |  | Fixed | Roof
NJADRE1559708196 | Administratively Determined Incentive Program | Millville | 8332 | 12.9 | Residential | Behind the Meter | Yes | Integrity Solar & Home Solutions, LLC | AC Electric |  | Accepted | 2025-05-13 | 2025-06-10 | 2026-06-10 | Solar Panels | SEG SOLAR | SEG-430-BTD-BG |  | 0.43 | 7 | 31 | 17 |  | Fixed | Roof
NJADRE1559708196 | Administratively Determined Incentive Program | Millville | 8332 | 12.9 | Residential | Behind the Meter | Yes | Integrity Solar & Home Solutions, LLC | AC Electric |  | Accepted | 2025-05-13 | 2025-06-10 | 2026-06-10 | Inverters | ENPHASE | IQ8HC | 380 |  | 30 |  |  | 0.98 |  | Other | UNDER EACH PANEL
NJADRE1559708196 | Administratively Determined Incentive Program | Millville | 8332 | 12.9 | Residential | Behind the Meter | Yes | Integrity Solar & Home Solutions, LLC | AC Electric |  | Accepted | 2025-05-13 | 2025-06-10 | 2026-06-10 | Solar Panels | SEG SOLAR | SEG-430-BTD-BG |  | 0.43 | 5 | 121 | 18 |  | Fixed | Roof
NJADRE1559708196 | Administratively Determined Incentive Program | Millville | 8332 | 12.9 | Residential | Behind the Meter | Yes | Integrity Solar & Home Solutions, LLC | AC Electric |  | Accepted | 2025-05-13 | 2025-06-10 | 2026-06-10 | Solar Panels | SEG SOLAR | SEG-430-BTD-BG |  | 0.43 | 7 | 211 | 17 |  | Fixed | Roof
NJADRE1559708207 | Administratively Determined Incentive Program | Fairton | 8320 | 9.35 | Residential | Behind the Meter | Yes | Whitman Construction, LLC | AC Electric |  | Accepted | 2025-05-13 | 2025-06-10 | 2026-06-10 | Inverters | ENPHASE | IQ8PLUS-72-M-US | 290 |  | 22 |  |  | 0.975 |  | Outdoor
NJADRE1559708207 | Administratively Determined Incentive Program | Fairton | 8320 | 9.35 | Residential | Behind the Meter | Yes | Whitman Construction, LLC | AC Electric |  | Accepted | 2025-05-13 | 2025-06-10 | 2026-06-10 | Solar Panels | Jinko Solar | JKM425N-54HL4-B |  | 0.425 | 22 | 156 | 23 |  | Fixed | Roof
NJADRE1559708605 | Administratively Determined Incentive Program | Newark | 7112 | 6.56 | Residential | Behind the Meter | Yes | Big Wave Roofing and Solar, LLC | PSE&G |  | Accepted | 2025-05-13 | 2025-06-10 | 2026-06-10 | Solar Panels | MISSION SOLAR | MSE410HT0B |  | 0.41 | 14 | 213 | 28 |  | Fixed | Roof
NJADRE1559708605 | Administratively Determined Incentive Program | Newark | 7112 | 6.56 | Residential | Behind the Meter | Yes | Big Wave Roofing and Solar, LLC | PSE&G |  | Accepted | 2025-05-13 | 2025-06-10 | 2026-06-10 | Inverters | Enphase | ENPHASE IQ8HC-72-M-DOM-US | 380 |  | 16 |  |  | 0.97 |  | Outdoor
NJADRE1559708605 | Administratively Determined Incentive Program | Newark | 7112 | 6.56 | Residential | Behind the Meter | Yes | Big Wave Roofing and Solar, LLC | PSE&G |  | Accepted | 2025-05-13 | 2025-06-10 | 2026-06-10 | Solar Panels | MISSION SOLAR | MSE410HT0B |  | 0.41 | 2 | 213 | 18 |  | Fixed | Roof
NJADRE1559708617 | Administratively Determined Incentive Program | Jackson | 8527 | 5.53 | Residential | Behind the Meter | Yes | GenSun Roofing and Solar, LLC | JCP&L |  | Accepted | 2025-05-13 | 2025-06-10 | 2026-06-10 | Inverters | SOLAREDGE | SE10000H-US | 10000 |  | 1 |  |  | 0.99 |  | Outside
NJADRE1559708617 | Administratively Determined Incentive Program | Jackson | 8527 | 5.53 | Residential | Behind the Meter | Yes | GenSun Roofing and Solar, LLC | JCP&L |  | Accepted | 2025-05-13 | 2025-06-10 | 2026-06-10 | Solar Panels | jinko solar | JKM425N-54HL4-B 425W |  | 0.425 | 13 | 215 | 40 |  | Fixed | Roof
NJADRE1559708631 | Administratively Determined Incentive Program | Sicklerville | 8081 | 9.03 | Residential | Behind the Meter | Yes | Brilliant Installations, Inc. | AC Electric |  | Accepted | 2025-05-14 | 2025-06-23 | 2026-06-23 | Solar Panels | JINKO SOLAR | JKM430N-54HL4-B430 |  | 0.43 | 14 | 199 | 25 |  | Fixed | Roof
NJADRE1559708631 | Administratively Determined Incentive Program | Sicklerville | 8081 | 9.03 | Residential | Behind the Meter | Yes | Brilliant Installations, Inc. | AC Electric |  | Accepted | 2025-05-14 | 2025-06-23 | 2026-06-23 | Inverters | SOLAREDGE | USE7600H-USMNUBL75 | 7600 |  | 1 |  |  | 0.97 |  | Outdoor
NJADRE1559708631 | Administratively Determined Incentive Program | Sicklerville | 8081 | 9.03 | Residential | Behind the Meter | Yes | Brilliant Installations, Inc. | AC Electric |  | Accepted | 2025-05-14 | 2025-06-23 | 2026-06-23 | Solar Panels | JINKO SOLAR | JKM430N-54HL4-B430 |  | 0.43 | 5 | 199 | 6 |  | Fixed | Roof
NJADRE1559708631 | Administratively Determined Incentive Program | Sicklerville | 8081 | 9.03 | Residential | Behind the Meter | Yes | Brilliant Installations, Inc. | AC Electric |  | Accepted | 2025-05-14 | 2025-06-23 | 2026-06-23 | Solar Panels | JINKO SOLAR | JKM430N-54HL4-B430 |  | 0.43 | 2 | 109 | 40 |  | Fixed | Roof
NJADRE1559708642 | Administratively Determined Incentive Program | Cherry Hill | 8002 | 12.47 | Residential | Behind the Meter | Yes | Pro Custom Solar dba Momentum Solar | PSE&G |  | Accepted | 2025-05-13 | 2025-06-10 | 2026-06-10 | Inverters | ENPHASE | IQ8HC-72-M-DOM-US | 380 |  | 29 |  |  | 0.97 |  | Outdoor
NJADRE1559708642 | Administratively Determined Incentive Program | Cherry Hill | 8002 | 12.47 | Residential | Behind the Meter | Yes | Pro Custom Solar dba Momentum Solar | PSE&G |  | Accepted | 2025-05-13 | 2025-06-10 | 2026-06-10 | Solar Panels | HANWHA | Q.TRON BLK M-G2+430 |  | 0.43 | 17 | 194 | 22 |  | Fixed | Roof
NJADRE1559708642 | Administratively Determined Incentive Program | Cherry Hill | 8002 | 12.47 | Residential | Behind the Meter | Yes | Pro Custom Solar dba Momentum Solar | PSE&G |  | Accepted | 2025-05-13 | 2025-06-10 | 2026-06-10 | Solar Panels | HANWHA | Q.TRON BLK M-G2+430 |  | 0.43 | 12 | 14 | 23 |  | Fixed | Roof
NJADRE1559708657 | Administratively Determined Incentive Program | Neptune City | 7753 | 8.27 | Residential | Behind the Meter | Yes | Skyline Solar, LLC | JCP&L |  | Accepted | 2025-05-13 | 2025-06-12 | 2026-06-12 | Solar Panels | Hanwha | Q.TRON BLK M-G2+ |  | 0.435 | 8 | 353 | 20 |  | Fixed | Roof
NJADRE1559708657 | Administratively Determined Incentive Program | Neptune City | 7753 | 8.27 | Residential | Behind the Meter | Yes | Skyline Solar, LLC | JCP&L |  | Accepted | 2025-05-13 | 2025-06-12 | 2026-06-12 | Inverters | Enphase | IQ8PLUS-72-2-US | 290 |  | 19 |  |  | 0.977 |  | Outside
NJADRE1559708657 | Administratively Determined Incentive Program | Neptune City | 7753 | 8.27 | Residential | Behind the Meter | Yes | Skyline Solar, LLC | JCP&L |  | Accepted | 2025-05-13 | 2025-06-12 | 2026-06-12 | Solar Panels | Hanwha | Q.TRON BLK M-G2+ |  | 0.435 | 11 | 173 | 20 |  | Fixed | Roof
NJADRE1559708684 | Administratively Determined Incentive Program | MOUNT HOLLY | 8060 | 4.57 | Residential | Behind the Meter | Yes | SunPurity, LLC | PSE&G |  | Accepted | 2025-05-13 | 2025-06-11 | 2026-06-11 | Inverters | SolarEdge | SE3800H-US | 3800 |  | 1 |  |  | 0.99 |  | Outdoor
NJADRE1559708684 | Administratively Determined Incentive Program | MOUNT HOLLY | 8060 | 4.57 | Residential | Behind the Meter | Yes | SunPurity, LLC | PSE&G |  | Accepted | 2025-05-13 | 2025-06-11 | 2026-06-11 | Solar Panels | Hanwha Q cells | Q.PEAK DUO BLK-ML-G10+ 415W |  | 0.415 | 11 | 262 | 23 |  | Fixed | Roof
NJADRE1559708685 | Administratively Determined Incentive Program | Roselle Boro | 7203 | 9.32 | Residential | Behind the Meter | Yes | Sunrun Installation Services, Inc. | PSE&G |  | Accepted | 2025-05-13 | 2025-06-10 | 2026-06-10 | Inverters | SolarEdge Technologies | SE7600H-USMN | 7600 |  | 1 |  |  | 0.99 |  | Outdoor | Next to meter
NJADRE1559708685 | Administratively Determined Incentive Program | Roselle Boro | 7203 | 9.32 | Residential | Behind the Meter | Yes | Sunrun Installation Services, Inc. | PSE&G |  | Accepted | 2025-05-13 | 2025-06-10 | 2026-06-10 | Solar Panels | JA Solar | JAM54S31-405/MR |  | 0.405 | 11 | 80 | 40 |  | Fixed | Roof
NJADRE1559708685 | Administratively Determined Incentive Program | Roselle Boro | 7203 | 9.32 | Residential | Behind the Meter | Yes | Sunrun Installation Services, Inc. | PSE&G |  | Accepted | 2025-05-13 | 2025-06-10 | 2026-06-10 | Solar Panels | JA Solar | JAM54S31-405/MR |  | 0.405 | 12 | 260 | 40 |  | Fixed | Roof
NJADRE1559708688 | Administratively Determined Incentive Program | Cape May | 8251 | 10.63 | Residential | Behind the Meter | Yes | Whitman Construction, LLC | AC Electric |  | Accepted | 2025-05-13 | 2025-06-10 | 2026-06-10 | Inverters | ENPHASE | IQ8PLUS-72-2-US | 290 |  | 25 |  |  | 0.975 |  | Outdoor
NJADRE1559708688 | Administratively Determined Incentive Program | Cape May | 8251 | 10.63 | Residential | Behind the Meter | Yes | Whitman Construction, LLC | AC Electric |  | Accepted | 2025-05-13 | 2025-06-10 | 2026-06-10 | Solar Panels | Jinko Solar | JKM425N-54HL4-B |  | 0.425 | 12 | 297 | 25 |  | Fixed | Roof
NJADRE1559708688 | Administratively Determined Incentive Program | Cape May | 8251 | 10.63 | Residential | Behind the Meter | Yes | Whitman Construction, LLC | AC Electric |  | Accepted | 2025-05-13 | 2025-06-10 | 2026-06-10 | Solar Panels | Jinko Solar | JKM425N-54HL4-B |  | 0.425 | 13 | 117 | 25 |  | Fixed | Roof
NJADRE1559708737 | Administratively Determined Incentive Program | SICKLERVILLE | 8081 | 10.32 | Residential | Behind the Meter | Yes | Brilliant Installations, Inc. | AC Electric |  | Accepted | 2025-05-14 | 2025-06-11 | 2026-06-11 | Solar Panels | JINKO SOLAR | JKM430N-54HL4-B430 |  | 0.43 | 24 | 133 | 13 |  | Fixed | Roof
NJADRE1559708737 | Administratively Determined Incentive Program | SICKLERVILLE | 8081 | 10.32 | Residential | Behind the Meter | Yes | Brilliant Installations, Inc. | AC Electric |  | Accepted | 2025-05-14 | 2025-06-11 | 2026-06-11 | Inverters | SOLAREDGE | USE7600H-USMNBL75 | 7600 |  | 1 |  |  | 0.97 |  | Outdoor
NJADRE1559708763 | Administratively Determined Incentive Program | METUCHEN | 8840 | 7.79 | Residential | Behind the Meter | Yes | Powur, PBC | PSE&G |  | Accepted | 2025-05-13 | 2025-06-11 | 2026-06-11 | Solar Panels | Hanwha | Q.PEAK DUO BLK ML-G10 |  | 0.41 | 4 | 145 | 37 |  | Fixed | Roof
NJADRE1559708763 | Administratively Determined Incentive Program | METUCHEN | 8840 | 7.79 | Residential | Behind the Meter | Yes | Powur, PBC | PSE&G |  | Accepted | 2025-05-13 | 2025-06-11 | 2026-06-11 | Inverters | Enphase | IQ8MC-72-M-US | 320 |  | 19 |  |  | 0.97 |  | Outside
NJADRE1559708763 | Administratively Determined Incentive Program | METUCHEN | 8840 | 7.79 | Residential | Behind the Meter | Yes | Powur, PBC | PSE&G |  | Accepted | 2025-05-13 | 2025-06-11 | 2026-06-11 | Solar Panels | Hanwha | Q.PEAK DUO BLK ML-G10 |  | 0.41 | 15 | 325 | 4 |  | Fixed | Roof
NJADRE1559708773 | Administratively Determined Incentive Program | WEST ORANGE | 7052 | 6.96 | Residential | Behind the Meter | Yes | Skyline Solar, LLC | PSE&G |  | Accepted | 2025-05-13 | 2025-06-16 | 2026-06-16 | Solar Panels | Hanwha | Q.TRON BLK M-G2+ 435 |  | 0.435 | 5 | 24 | 20 |  | Fixed | Roof
NJADRE1559708773 | Administratively Determined Incentive Program | WEST ORANGE | 7052 | 6.96 | Residential | Behind the Meter | Yes | Skyline Solar, LLC | PSE&G |  | Accepted | 2025-05-13 | 2025-06-16 | 2026-06-16 | Solar Panels | Hanwha | Q.TRON BLK M-G2+ 435 |  | 0.435 | 2 | 205 | 38 |  | Fixed | Roof
NJADRE1559708773 | Administratively Determined Incentive Program | WEST ORANGE | 7052 | 6.96 | Residential | Behind the Meter | Yes | Skyline Solar, LLC | PSE&G |  | Accepted | 2025-05-13 | 2025-06-16 | 2026-06-16 | Solar Panels | Hanwha | Q.TRON BLK M-G2+ 435 |  | 0.435 | 5 | 205 | 38 |  | Fixed | Roof
NJADRE1559708773 | Administratively Determined Incentive Program | WEST ORANGE | 7052 | 6.96 | Residential | Behind the Meter | Yes | Skyline Solar, LLC | PSE&G |  | Accepted | 2025-05-13 | 2025-06-16 | 2026-06-16 | Solar Panels | Hanwha | Q.TRON BLK M-G2+ 435 |  | 0.435 | 4 | 205 | 20 |  | Fixed | Roof
NJADRE1559708773 | Administratively Determined Incentive Program | WEST ORANGE | 7052 | 6.96 | Residential | Behind the Meter | Yes | Skyline Solar, LLC | PSE&G |  | Accepted | 2025-05-13 | 2025-06-16 | 2026-06-16 | Inverters | Enphase | IQ8PLUS -72-2-US | 290 |  | 16 |  |  | 0.977 |  | Outside
NJADRE1559708790 | Administratively Determined Incentive Program | PATERSON | 7513 | 15.66 | Residential | Behind the Meter | Yes | Skyline Solar, LLC | PSE&G |  | Accepted | 2025-05-13 | 2025-06-12 | 2026-06-12 | Solar Panels | hanwha | Q.TRON BLK M-G2+ 435 |  | 0.435 | 15 | 9 | 37 |  | Fixed | Roof
NJADRE1559708790 | Administratively Determined Incentive Program | PATERSON | 7513 | 15.66 | Residential | Behind the Meter | Yes | Skyline Solar, LLC | PSE&G |  | Accepted | 2025-05-13 | 2025-06-12 | 2026-06-12 | Solar Panels | hanwha | Q.TRON BLK M-G2+ 435 |  | 0.435 | 21 | 189 | 37 |  | Fixed | Roof
NJADRE1559708790 | Administratively Determined Incentive Program | PATERSON | 7513 | 15.66 | Residential | Behind the Meter | Yes | Skyline Solar, LLC | PSE&G |  | Accepted | 2025-05-13 | 2025-06-12 | 2026-06-12 | Inverters | Enphase | IQ8PLUS-72-M-US | 290 |  | 36 |  |  | 0.977 |  | Outside
NJADRE1559708793 | Administratively Determined Incentive Program | Deptford | 8096 | 6.23 | Residential | Behind the Meter | Yes | SunPurity, LLC | PSE&G |  | Accepted | 2025-05-13 | 2025-06-11 | 2026-06-11 | Solar Panels | Hanwha Q cells | Q.PEAK DUO BLK-ML-G10+ 415W |  | 0.415 | 15 | 97 | 20 |  | Fixed | Roof
NJADRE1559708793 | Administratively Determined Incentive Program | Deptford | 8096 | 6.23 | Residential | Behind the Meter | Yes | SunPurity, LLC | PSE&G |  | Accepted | 2025-05-13 | 2025-06-11 | 2026-06-11 | Inverters | SolarEdge | SE5700H-US | 5700 |  | 1 |  |  | 0.99 |  | Outdoor
NJADRE1559708816 | Administratively Determined Incentive Program | WILLINGBORO | 8046 | 7.23 | Residential | Behind the Meter | Yes | GenSun Roofing and Solar, LLC | PSE&G |  | Accepted | 2025-05-13 | 2025-06-10 | 2026-06-10 | Inverters | SOLAREDGE | se6000H-us | 6000 |  | 1 |  |  | 0.99 |  | Outside
NJADRE1559708816 | Administratively Determined Incentive Program | WILLINGBORO | 8046 | 7.23 | Residential | Behind the Meter | Yes | GenSun Roofing and Solar, LLC | PSE&G |  | Accepted | 2025-05-13 | 2025-06-10 | 2026-06-10 | Solar Panels | jinko solar | JKM425N-54HL4-B 425W |  | 0.425 | 17 | 209 | 27 |  | Fixed | Roof
NJADRE1559708822 | Administratively Determined Incentive Program | WEST ORANGE | 7052 | 4.68 | Residential | Behind the Meter | Yes | Integrity Solar & Home Solutions, LLC | PSE&G |  | Accepted | 2025-05-13 | 2025-06-10 | 2026-06-10 | Inverters | ENPHASE | IQ8+ | 290 |  | 11 |  |  | 0.98 |  | Other | UNDER EACH PANEL
NJADRE1559708822 | Administratively Determined Incentive Program | WEST ORANGE | 7052 | 4.68 | Residential | Behind the Meter | Yes | Integrity Solar & Home Solutions, LLC | PSE&G |  | Accepted | 2025-05-13 | 2025-06-10 | 2026-06-10 | Solar Panels | JINKO | JKM425N-54HL4-B |  | 0.425 | 11 | 118 | 32 |  | Fixed | Roof
NJADRE1559708829 | Administratively Determined Incentive Program | MOUNT LAUREL | 8054 | 8.4 | Residential | Behind the Meter | No | Solar Energy World | PSE&G |  | Accepted | 2025-05-13 | 2025-06-10 | 2026-06-10 | Inverters | Enphase | IQ8+-72-M-US | 290 |  | 21 |  |  | 0.97 |  | Outside
NJADRE1559708829 | Administratively Determined Incentive Program | MOUNT LAUREL | 8054 | 8.4 | Residential | Behind the Meter | No | Solar Energy World | PSE&G |  | Accepted | 2025-05-13 | 2025-06-10 | 2026-06-10 | Solar Panels | LONGi | LR5-54HABB-400M |  | 0.4 | 13 | 227 | 33 |  | Fixed | Roof
NJADRE1559708829 | Administratively Determined Incentive Program | MOUNT LAUREL | 8054 | 8.4 | Residential | Behind the Meter | No | Solar Energy World | PSE&G |  | Accepted | 2025-05-13 | 2025-06-10 | 2026-06-10 | Solar Panels | LONGi | LR5-54HABB-400M |  | 0.4 | 2 | 47 | 34 |  | Fixed | Roof
NJADRE1559708829 | Administratively Determined Incentive Program | MOUNT LAUREL | 8054 | 8.4 | Residential | Behind the Meter | No | Solar Energy World | PSE&G |  | Accepted | 2025-05-13 | 2025-06-10 | 2026-06-10 | Solar Panels | LONGi | LR5-54HABB-400M |  | 0.4 | 6 | 47 | 34 |  | Fixed | Roof
NJADRE1559708833 | Administratively Determined Incentive Program | GARFIELD | 7026 | 6.97 | Residential | Behind the Meter | Yes | Big Wave Roofing and Solar, LLC | PSE&G |  | Accepted | 2025-05-13 | 2025-06-10 | 2026-06-10 | Inverters | Enphase | ENPHASE IQ8HC-72-M-DOM-US | 380 |  | 17 |  |  | 0.97 |  | Outdoor
NJADRE1559708833 | Administratively Determined Incentive Program | GARFIELD | 7026 | 6.97 | Residential | Behind the Meter | Yes | Big Wave Roofing and Solar, LLC | PSE&G |  | Accepted | 2025-05-13 | 2025-06-10 | 2026-06-10 | Solar Panels | MISSION SOLAR | MSE410HT0B |  | 0.41 | 17 | 73 | 40 |  | Fixed | Roof
NJADRE1559708837 | Administratively Determined Incentive Program | Lanoka Harbor | 8734 | 7.23 | Residential | Behind the Meter | Yes | Brilliant Installations, Inc. | JCP&L |  | Accepted | 2025-05-14 | 2025-06-13 | 2026-06-13 | Solar Panels | JINKO SOLAR | JKM425N-54HL4-B425 |  | 0.425 | 17 | 145 | 30 |  | Fixed | Roof
NJADRE1559708837 | Administratively Determined Incentive Program | Lanoka Harbor | 8734 | 7.23 | Residential | Behind the Meter | Yes | Brilliant Installations, Inc. | JCP&L |  | Accepted | 2025-05-14 | 2025-06-13 | 2026-06-13 | Inverters | SOLAREDGE | USE5700H-USMNUBL75 | 5700 |  | 1 |  |  | 0.97 |  | Outdoor
NJADRE1559708848 | Administratively Determined Incentive Program | SICKLERVILLE | 8081 | 9.46 | Residential | Behind the Meter | Yes | Integrity Solar & Home Solutions, LLC | AC Electric |  | Accepted | 2025-05-13 | 2025-06-11 | 2026-06-11 | Inverters | ENPHASE | IQ8HC | 380 |  | 22 |  |  | 0.98 |  | Other | UNDER EACH PANEL
NJADRE1559708848 | Administratively Determined Incentive Program | SICKLERVILLE | 8081 | 9.46 | Residential | Behind the Meter | Yes | Integrity Solar & Home Solutions, LLC | AC Electric |  | Accepted | 2025-05-13 | 2025-06-11 | 2026-06-11 | Solar Panels | SEG SOLAR | SEG-430-BTD-BG |  | 0.43 | 10 | 184 | 31 |  | Fixed | Roof
NJADRE1559708848 | Administratively Determined Incentive Program | SICKLERVILLE | 8081 | 9.46 | Residential | Behind the Meter | Yes | Integrity Solar & Home Solutions, LLC | AC Electric |  | Accepted | 2025-05-13 | 2025-06-11 | 2026-06-11 | Solar Panels | SEG SOLAR | SEG-430-BTD-BG |  | 0.43 | 12 | 183 | 30 |  | Fixed | Roof
NJADRE1559708851 | Administratively Determined Incentive Program | WILLIAMSTOWN | 8094 | 7.65 | Residential | Behind the Meter | Yes | Power Energy Solutions, LLC | AC Electric |  | Accepted | 2025-05-13 | 2025-06-10 | 2026-06-10 | Solar Panels | Trina Solar | TSM-425NE09RC.05 |  | 0.425 | 5 | 30 | 26 |  | Fixed | Roof
NJADRE1559708851 | Administratively Determined Incentive Program | WILLIAMSTOWN | 8094 | 7.65 | Residential | Behind the Meter | Yes | Power Energy Solutions, LLC | AC Electric |  | Accepted | 2025-05-13 | 2025-06-10 | 2026-06-10 | Solar Panels | Trina Solar | TSM-425NE09RC.05 |  | 0.425 | 10 | 210 | 26 |  | Fixed | Roof
NJADRE1559708851 | Administratively Determined Incentive Program | WILLIAMSTOWN | 8094 | 7.65 | Residential | Behind the Meter | Yes | Power Energy Solutions, LLC | AC Electric |  | Accepted | 2025-05-13 | 2025-06-10 | 2026-06-10 | Inverters | SolarEdge | SE5700H-US | 6 |  | 1 |  |  | 0.97 |  | Outdoor
NJADRE1559708851 | Administratively Determined Incentive Program | WILLIAMSTOWN | 8094 | 7.65 | Residential | Behind the Meter | Yes | Power Energy Solutions, LLC | AC Electric |  | Accepted | 2025-05-13 | 2025-06-10 | 2026-06-10 | Solar Panels | Trina Solar | TSM-425NE09RC.05 |  | 0.425 | 3 | 209 | 25 |  | Fixed | Roof
NJADRE1559708860 | Administratively Determined Incentive Program | BELLEVILLE | 7109 | 10.25 | Residential | Behind the Meter | Yes | Sunrun, Inc | PSE&G |  | Accepted | 2025-05-13 | 2025-06-10 | 2026-06-10 | Solar Panels | HANWHA Q-CELLS | Q.PEAK DUO BLK ML-G10+ 410 |  | 0.41 | 9 | 102 | 27 |  | Fixed | Roof
NJADRE1559708860 | Administratively Determined Incentive Program | BELLEVILLE | 7109 | 10.25 | Residential | Behind the Meter | Yes | Sunrun, Inc | PSE&G |  | Accepted | 2025-05-13 | 2025-06-10 | 2026-06-10 | Solar Panels | HANWHA Q-CELLS | Q.PEAK DUO BLK ML-G10+ 410 |  | 0.41 | 5 | 284 | 25 |  | Fixed | Roof
NJADRE1559708860 | Administratively Determined Incentive Program | BELLEVILLE | 7109 | 10.25 | Residential | Behind the Meter | Yes | Sunrun, Inc | PSE&G |  | Accepted | 2025-05-13 | 2025-06-10 | 2026-06-10 | Solar Panels | HANWHA Q-CELLS | Q.PEAK DUO BLK ML-G10+ 410 |  | 0.41 | 4 | 285 | 26 |  | Fixed | Roof
NJADRE1559708860 | Administratively Determined Incentive Program | BELLEVILLE | 7109 | 10.25 | Residential | Behind the Meter | Yes | Sunrun, Inc | PSE&G |  | Accepted | 2025-05-13 | 2025-06-10 | 2026-06-10 | Electric Storage Battery | Tesla | POWERWALL 3 1707000-XX-Y |  |  | 1 |  |  |  | Lithium Ion |  | OUTSIDE
NJADRE1559708860 | Administratively Determined Incentive Program | BELLEVILLE | 7109 | 10.25 | Residential | Behind the Meter | Yes | Sunrun, Inc | PSE&G |  | Accepted | 2025-05-13 | 2025-06-10 | 2026-06-10 | Inverters | Tesla | POWERWALL 3 1707000-XX-Y | 11500 |  | 1 |  |  | 0.97 |  | Outdoor
NJADRE1559708860 | Administratively Determined Incentive Program | BELLEVILLE | 7109 | 10.25 | Residential | Behind the Meter | Yes | Sunrun, Inc | PSE&G |  | Accepted | 2025-05-13 | 2025-06-10 | 2026-06-10 | Solar Panels | HANWHA Q-CELLS | Q.PEAK DUO BLK ML-G10+ 410 |  | 0.41 | 7 | 104 | 27 |  | Fixed | Roof
NJADRE1559708870 | Administratively Determined Incentive Program | WEST MILFORD | 7480 | 13.53 | Residential | Behind the Meter | Yes | Trinity Solar, LLC | Orange Rockland Electric |  | Accepted | 2025-05-13 | 2025-06-10 | 2026-06-10 | Solar Panels | HANWHA | (Q.PEAK DUO BLK ML-G10+ 410) |  | 0.41 | 11 | 319 | 18 |  | Fixed | Roof
NJADRE1559708870 | Administratively Determined Incentive Program | WEST MILFORD | 7480 | 13.53 | Residential | Behind the Meter | Yes | Trinity Solar, LLC | Orange Rockland Electric |  | Accepted | 2025-05-13 | 2025-06-10 | 2026-06-10 | Solar Panels | HANWHA | (Q.PEAK DUO BLK ML-G10+ 410) |  | 0.41 | 13 | 139 | 18 |  | Fixed | Roof
NJADRE1559708870 | Administratively Determined Incentive Program | WEST MILFORD | 7480 | 13.53 | Residential | Behind the Meter | Yes | Trinity Solar, LLC | Orange Rockland Electric |  | Accepted | 2025-05-13 | 2025-06-10 | 2026-06-10 | Solar Panels | HANWHA | (Q.PEAK DUO BLK ML-G10+ 410) |  | 0.41 | 4 | 49 | 18 |  | Fixed | Roof
NJADRE1559708870 | Administratively Determined Incentive Program | WEST MILFORD | 7480 | 13.53 | Residential | Behind the Meter | Yes | Trinity Solar, LLC | Orange Rockland Electric |  | Accepted | 2025-05-13 | 2025-06-10 | 2026-06-10 | Solar Panels | HANWHA | (Q.PEAK DUO BLK ML-G10+ 410) |  | 0.41 | 5 | 229 | 18 |  | Fixed | Roof
NJADRE1559708870 | Administratively Determined Incentive Program | WEST MILFORD | 7480 | 13.53 | Residential | Behind the Meter | Yes | Trinity Solar, LLC | Orange Rockland Electric |  | Accepted | 2025-05-13 | 2025-06-10 | 2026-06-10 | Inverters | Solar Edge | USE11400H-USMNBL75 | 11400 |  | 1 |  |  | 0.97 |  | Outdoor
NJADRE1559709145 | Administratively Determined Incentive Program | BLACKWOOD | 8012 | 10.63 | Residential | Behind the Meter | Yes | Power Energy Solutions, LLC | AC Electric |  | Accepted | 2025-05-13 | 2025-06-10 | 2026-06-10 | Inverters | SolarEdge | SE5700H-US | 6 |  | 1 |  |  | 0.97 |  | Outdoor
NJADRE1559709145 | Administratively Determined Incentive Program | BLACKWOOD | 8012 | 10.63 | Residential | Behind the Meter | Yes | Power Energy Solutions, LLC | AC Electric |  | Accepted | 2025-05-13 | 2025-06-10 | 2026-06-10 | Solar Panels | Trina Solar | TSM-425NE09RC.05 |  | 0.425 | 16 | 308 | 20 |  | Fixed | Roof
NJADRE1559709145 | Administratively Determined Incentive Program | BLACKWOOD | 8012 | 10.63 | Residential | Behind the Meter | Yes | Power Energy Solutions, LLC | AC Electric |  | Accepted | 2025-05-13 | 2025-06-10 | 2026-06-10 | Solar Panels | Trina Solar | TSM-425NE09RC.05 |  | 0.425 | 9 | 128 | 20 |  | Fixed | Roof
NJADRE1559709156 | Administratively Determined Incentive Program | Cherry Hill | 8003 | 17.84 | Residential | Behind the Meter | Yes | SunnyMac, LLC | PSE&G |  | Accepted | 2025-05-13 | 2025-06-12 | 2026-06-12 | Solar Panels | HANWHA | Q.TRON BLK M-G2+ 435W |  | 0.435 | 18 | 350 | 22 |  | Fixed | Roof
NJADRE1559709156 | Administratively Determined Incentive Program | Cherry Hill | 8003 | 17.84 | Residential | Behind the Meter | Yes | SunnyMac, LLC | PSE&G |  | Accepted | 2025-05-13 | 2025-06-12 | 2026-06-12 | Inverters | SOLAREDGE HOME HUB | SE7600H-US | 7600 |  | 1 |  |  | 0.99 |  | Outdoor | next to meter
NJADRE1559709156 | Administratively Determined Incentive Program | Cherry Hill | 8003 | 17.84 | Residential | Behind the Meter | Yes | SunnyMac, LLC | PSE&G |  | Accepted | 2025-05-13 | 2025-06-12 | 2026-06-12 | Solar Panels | HANWHA | Q.TRON BLK M-G2+ 435W |  | 0.435 | 2 | 170 | 22 |  | Fixed | Roof
NJADRE1559709156 | Administratively Determined Incentive Program | Cherry Hill | 8003 | 17.84 | Residential | Behind the Meter | Yes | SunnyMac, LLC | PSE&G |  | Accepted | 2025-05-13 | 2025-06-12 | 2026-06-12 | Inverters | SOLAREDGE HOME HUB | SE5700H-US | 5760 |  | 1 |  |  | 0.99 |  | Outdoor | next to meter
NJADRE1559709156 | Administratively Determined Incentive Program | Cherry Hill | 8003 | 17.84 | Residential | Behind the Meter | Yes | SunnyMac, LLC | PSE&G |  | Accepted | 2025-05-13 | 2025-06-12 | 2026-06-12 | Solar Panels | HANWHA | Q.TRON BLK M-G2+ 435W |  | 0.435 | 21 | 170 | 22 |  | Fixed | Roof
NJADRE1559709262 | Administratively Determined Incentive Program | KENILWORTH | 7033 | 5.59 | Residential | Behind the Meter | No | EMT Renewables, LLC | PSE&G |  | Accepted | 2025-05-13 | 2025-06-17 | 2026-06-17 | Inverters | Q.CELLS | Q.MI.349B-G1 | 349 |  | 13 |  |  | 0.98 |  | Outside | UNDER EACH PANEL
NJADRE1559709262 | Administratively Determined Incentive Program | KENILWORTH | 7033 | 5.59 | Residential | Behind the Meter | No | EMT Renewables, LLC | PSE&G |  | Accepted | 2025-05-13 | 2025-06-17 | 2026-06-17 | Solar Panels | Q.CELLS | Q TRON |  | 0.43 | 13 | 83 | 23 |  | Fixed | Roof
NJADRE1559709389 | Administratively Determined Incentive Program | SICKLERVILLE | 8081 | 4.73 | Residential | Behind the Meter | Yes | Integrity Solar & Home Solutions, LLC | AC Electric |  | Accepted | 2025-05-13 | 2025-06-10 | 2026-06-10 | Solar Panels | SEG SOLAR | SEG-430-BTD-BG |  | 0.43 | 2 | 101 | 24 |  | Fixed | Roof
NJADRE1559709389 | Administratively Determined Incentive Program | SICKLERVILLE | 8081 | 4.73 | Residential | Behind the Meter | Yes | Integrity Solar & Home Solutions, LLC | AC Electric |  | Accepted | 2025-05-13 | 2025-06-10 | 2026-06-10 | Solar Panels | SEG SOLAR | SEG-430-BTD-BG |  | 0.43 | 5 | 280 | 25 |  | Fixed | Roof
NJADRE1559709389 | Administratively Determined Incentive Program | SICKLERVILLE | 8081 | 4.73 | Residential | Behind the Meter | Yes | Integrity Solar & Home Solutions, LLC | AC Electric |  | Accepted | 2025-05-13 | 2025-06-10 | 2026-06-10 | Inverters | ENPHASE | IQ8HC | 380 |  | 11 |  |  | 0.98 |  | Other | UNDER EACH PANEL
NJADRE1559709389 | Administratively Determined Incentive Program | SICKLERVILLE | 8081 | 4.73 | Residential | Behind the Meter | Yes | Integrity Solar & Home Solutions, LLC | AC Electric |  | Accepted | 2025-05-13 | 2025-06-10 | 2026-06-10 | Solar Panels | SEG SOLAR | SEG-430-BTD-BG |  | 0.43 | 4 | 100 | 25 |  | Fixed | Roof
NJADRE1559709396 | Administratively Determined Incentive Program | Hillside | 7205 | 3.24 | Residential | Behind the Meter | Yes | Sunrun Installation Services, Inc. | PSE&G |  | Accepted | 2025-05-13 | 2025-06-10 | 2026-06-10 | Solar Panels | JA Solar | JAM54S31-405/MR |  | 0.405 | 8 | 104 | 32 |  | Fixed | Roof
NJADRE1559709396 | Administratively Determined Incentive Program | Hillside | 7205 | 3.24 | Residential | Behind the Meter | Yes | Sunrun Installation Services, Inc. | PSE&G |  | Accepted | 2025-05-13 | 2025-06-10 | 2026-06-10 | Inverters | SolarEdge Technologies | SE3800H-USMN | 3800 |  | 1 |  |  | 0.99 |  | Outdoor | Next to meter
NJADRE1559709421 | Administratively Determined Incentive Program | WEST WINDSOR | 8550 | 10.94 | Residential | Behind the Meter | No | Power Home Remodeling Group | PSE&G |  | Accepted | 2025-05-13 | 2025-06-10 | 2026-06-10 | Inverters | SolarEdge | SE7600H-US | 7600 |  | 1 |  |  | 0.99 |  | Outdoor
NJADRE1559709421 | Administratively Determined Incentive Program | WEST WINDSOR | 8550 | 10.94 | Residential | Behind the Meter | No | Power Home Remodeling Group | PSE&G |  | Accepted | 2025-05-13 | 2025-06-10 | 2026-06-10 | Meters | SolarEdge | Revenue Grade Data Ansi C12.20 |  |  | 1 |  |  |  | Yes | Outdoor
NJADRE1559709421 | Administratively Determined Incentive Program | WEST WINDSOR | 8550 | 10.94 | Residential | Behind the Meter | No | Power Home Remodeling Group | PSE&G |  | Accepted | 2025-05-13 | 2025-06-10 | 2026-06-10 | Solar Panels | JA Solar | JAM54S31 405/MR |  | 0.405 | 27 | 278 | 20 |  | Fixed | Roof
NJADRE1559709447 | Administratively Determined Incentive Program | TRENTON | 8610 | 8.8 | Residential | Behind the Meter | No | AllSeason Solar | AC Electric |  | Accepted | 2025-05-13 | 2025-06-10 | 2026-06-10 | Inverters | Enphase | IQ8 Plus | 290 |  | 22 |  |  | 0.97 |  | Outside
NJADRE1559709447 | Administratively Determined Incentive Program | TRENTON | 8610 | 8.8 | Residential | Behind the Meter | No | AllSeason Solar | AC Electric |  | Accepted | 2025-05-13 | 2025-06-10 | 2026-06-10 | Solar Panels | Certainteed | CT400HC11-06 |  | 0.4 | 7 | 298 | 30 |  | Fixed | Roof
NJADRE1559709447 | Administratively Determined Incentive Program | TRENTON | 8610 | 8.8 | Residential | Behind the Meter | No | AllSeason Solar | AC Electric |  | Accepted | 2025-05-13 | 2025-06-10 | 2026-06-10 | Solar Panels | Certainteed | CT400HC11-06 |  | 0.4 | 15 | 118 | 30 |  | Fixed | Roof
NJADRE1559709471 | Administratively Determined Incentive Program | NEWARK | 7112 | 8.2 | Residential | Behind the Meter | Yes | Pro Custom Solar dba Momentum Solar | PSE&G |  | Accepted | 2025-05-13 | 2025-06-10 | 2026-06-10 | Inverters | Enphase | IQ8HC-72-M-DOM-US | 380 |  | 20 |  |  | 0.97 |  | Outdoor
NJADRE1559709471 | Administratively Determined Incentive Program | NEWARK | 7112 | 8.2 | Residential | Behind the Meter | Yes | Pro Custom Solar dba Momentum Solar | PSE&G |  | Accepted | 2025-05-13 | 2025-06-10 | 2026-06-10 | Solar Panels | HANWHA | Q.PEAK DUO BLK ML-G10+ 410 |  | 0.41 | 20 | 218 | 46 |  | Fixed | Roof
NJADRE1559709488 | Administratively Determined Incentive Program | Sayreville | 8872 | 11.89 | Residential | Behind the Meter | Yes | Powur, PBC | JCP&L |  | Accepted | 2025-05-13 | 2025-06-11 | 2026-06-11 | Inverters | Tesla | POWERWALL 3 (1707000-XX-Y) | 11500 |  | 1 |  |  | 0.97 |  | Outside
NJADRE1559709488 | Administratively Determined Incentive Program | Sayreville | 8872 | 11.89 | Residential | Behind the Meter | Yes | Powur, PBC | JCP&L |  | Accepted | 2025-05-13 | 2025-06-11 | 2026-06-11 | Solar Panels | Hanwha | Q.PEAK DUO BLK ML-G10+ |  | 0.41 | 4 | 339 | 34 |  | Fixed | Roof
NJADRE1559709488 | Administratively Determined Incentive Program | Sayreville | 8872 | 11.89 | Residential | Behind the Meter | Yes | Powur, PBC | JCP&L |  | Accepted | 2025-05-13 | 2025-06-11 | 2026-06-11 | Solar Panels | Hanwha | Q.PEAK DUO BLK ML-G10+ |  | 0.41 | 7 | 339 | 32 |  | Fixed | Roof
NJADRE1559709488 | Administratively Determined Incentive Program | Sayreville | 8872 | 11.89 | Residential | Behind the Meter | Yes | Powur, PBC | JCP&L |  | Accepted | 2025-05-13 | 2025-06-11 | 2026-06-11 | Solar Panels | Hanwha | Q.PEAK DUO BLK ML-G10+ |  | 0.41 | 5 | 159 | 34 |  | Fixed | Roof
NJADRE1559709488 | Administratively Determined Incentive Program | Sayreville | 8872 | 11.89 | Residential | Behind the Meter | Yes | Powur, PBC | JCP&L |  | Accepted | 2025-05-13 | 2025-06-11 | 2026-06-11 | Solar Panels | Hanwha | Q.PEAK DUO BLK ML-G10+ |  | 0.41 | 13 | 159 | 32 |  | Fixed | Roof
NJADRE1559709494 | Administratively Determined Incentive Program | KEANSBURG | 7734 | 8.3 | Residential | Behind the Meter | Yes | Venture Home Solar, LLC | JCP&L |  | Accepted | 2025-05-13 | 2025-06-11 | 2026-06-11 | Solar Panels | Hanwha | Q.PEAK DUO BLK ML-G10+ 415W |  | 0.415 | 11 | 166 | 32 |  | Fixed | Roof
NJADRE1559709494 | Administratively Determined Incentive Program | KEANSBURG | 7734 | 8.3 | Residential | Behind the Meter | Yes | Venture Home Solar, LLC | JCP&L |  | Accepted | 2025-05-13 | 2025-06-11 | 2026-06-11 | Solar Panels | Hanwha | Q.PEAK DUO BLK ML-G10+ 415W |  | 0.415 | 4 | 256 | 12 |  | Fixed | Roof
NJADRE1559709494 | Administratively Determined Incentive Program | KEANSBURG | 7734 | 8.3 | Residential | Behind the Meter | Yes | Venture Home Solar, LLC | JCP&L |  | Accepted | 2025-05-13 | 2025-06-11 | 2026-06-11 | Solar Panels | Hanwha | Q.PEAK DUO BLK ML-G10+ 415W |  | 0.415 | 5 | 166 | 41 |  | Fixed | Roof
NJADRE1559709494 | Administratively Determined Incentive Program | KEANSBURG | 7734 | 8.3 | Residential | Behind the Meter | Yes | Venture Home Solar, LLC | JCP&L |  | Accepted | 2025-05-13 | 2025-06-11 | 2026-06-11 | Inverters | Tesla Solar | 1538000-xx-y | 330 |  | 1 |  |  | 0.9697 |  | Outside
NJADRE1559709513 | Administratively Determined Incentive Program | Browns Mills | 8015 | 4.73 | Residential | Behind the Meter | Yes | Pro Custom Solar dba Momentum Solar | JCP&L |  | Accepted | 2025-05-13 | 2025-06-11 | 2026-06-11 | Inverters | ENPHASE | IQ8HC-72-M-DOM-US | 380 |  | 11 |  |  | 0.97 |  | Outdoor
NJADRE1559709513 | Administratively Determined Incentive Program | Browns Mills | 8015 | 4.73 | Residential | Behind the Meter | Yes | Pro Custom Solar dba Momentum Solar | JCP&L |  | Accepted | 2025-05-13 | 2025-06-11 | 2026-06-11 | Solar Panels | HANWHA | Q.TRON BLK M-G2+430 |  | 0.43 | 3 | 105 | 18 |  | Fixed | Roof
NJADRE1559709513 | Administratively Determined Incentive Program | Browns Mills | 8015 | 4.73 | Residential | Behind the Meter | Yes | Pro Custom Solar dba Momentum Solar | JCP&L |  | Accepted | 2025-05-13 | 2025-06-11 | 2026-06-11 | Solar Panels | HANWHA | Q.TRON BLK M-G2+430 |  | 0.43 | 8 | 285 | 17 |  | Fixed | Roof
NJADRE1559709549 | Administratively Determined Incentive Program | South Amboy | 8879 | 6.56 | Residential | Behind the Meter | Yes | Sunrun Installation Services, Inc. | JCP&L |  | Accepted | 2025-05-13 | 2025-06-12 | 2026-06-12 | Solar Panels | HANWHA Q-CELLS | Q.PEAK DUO BLK ML-G10+ 410 |  | 0.41 | 4 | 289 | 39 |  | Fixed | Roof
NJADRE1559709549 | Administratively Determined Incentive Program | South Amboy | 8879 | 6.56 | Residential | Behind the Meter | Yes | Sunrun Installation Services, Inc. | JCP&L |  | Accepted | 2025-05-13 | 2025-06-12 | 2026-06-12 | Solar Panels | HANWHA Q-CELLS | Q.PEAK DUO BLK ML-G10+ 410 |  | 0.41 | 5 | 19 | 24 |  | Fixed | Roof
NJADRE1559709549 | Administratively Determined Incentive Program | South Amboy | 8879 | 6.56 | Residential | Behind the Meter | Yes | Sunrun Installation Services, Inc. | JCP&L |  | Accepted | 2025-05-13 | 2025-06-12 | 2026-06-12 | Inverters | SOLAREDGE TECHNOLOGIES | SE5700H-USMN | 5760 |  | 1 |  |  | 0.99 |  | Outdoor
NJADRE1559709549 | Administratively Determined Incentive Program | South Amboy | 8879 | 6.56 | Residential | Behind the Meter | Yes | Sunrun Installation Services, Inc. | JCP&L |  | Accepted | 2025-05-13 | 2025-06-12 | 2026-06-12 | Solar Panels | HANWHA Q-CELLS | Q.PEAK DUO BLK ML-G10+ 410 |  | 0.41 | 7 | 200 | 22 |  | Fixed | Roof
NJADRE1559709566 | Administratively Determined Incentive Program | MILLVILLE | 8332 | 14.53 | Residential | Behind the Meter | Yes | SunPurity, LLC | AC Electric |  | Accepted | 2025-05-14 | 2025-06-16 | 2026-06-16 | Solar Panels | Hanwha Q cells | Q.PEAK DUO BLK-ML-G10+ 415W |  | 0.415 | 8 | 304 | 22 |  | Fixed | Roof
NJADRE1559709566 | Administratively Determined Incentive Program | MILLVILLE | 8332 | 14.53 | Residential | Behind the Meter | Yes | SunPurity, LLC | AC Electric |  | Accepted | 2025-05-14 | 2025-06-16 | 2026-06-16 | Solar Panels | Hanwha Q cells | Q.PEAK DUO BLK-ML-G10+ 415W |  | 0.415 | 18 | 169 | 22 |  | Fixed | Roof
NJADRE1559709566 | Administratively Determined Incentive Program | MILLVILLE | 8332 | 14.53 | Residential | Behind the Meter | Yes | SunPurity, LLC | AC Electric |  | Accepted | 2025-05-14 | 2025-06-16 | 2026-06-16 | Solar Panels | Hanwha Q cells | Q.PEAK DUO BLK-ML-G10+ 415W |  | 0.415 | 6 | 259 | 22 |  | Fixed | Roof
NJADRE1559709566 | Administratively Determined Incentive Program | MILLVILLE | 8332 | 14.53 | Residential | Behind the Meter | Yes | SunPurity, LLC | AC Electric |  | Accepted | 2025-05-14 | 2025-06-16 | 2026-06-16 | Inverters | SolarEdge | SE10000H-US | 10000 |  | 1 |  |  | 0.99 |  | Outdoor
NJADRE1559709566 | Administratively Determined Incentive Program | MILLVILLE | 8332 | 14.53 | Residential | Behind the Meter | Yes | SunPurity, LLC | AC Electric |  | Accepted | 2025-05-14 | 2025-06-16 | 2026-06-16 | Solar Panels | Hanwha Q cells | Q.PEAK DUO BLK-ML-G10+ 415W |  | 0.415 | 3 | 349 | 22 |  | Fixed | Roof
NJADRE1559710676 | Administratively Determined Incentive Program | Willingboro | 8046 | 12.64 | Residential | Behind the Meter | Yes | GenSun Roofing and Solar, LLC | PSE&G |  | Accepted | 2025-05-13 | 2025-06-26 | 2026-06-26 | Meters | Solar Edge | SE10000H-US |  |  | 1 |  |  |  | Yes | Outdoor
NJADRE1559710676 | Administratively Determined Incentive Program | Willingboro | 8046 | 12.64 | Residential | Behind the Meter | Yes | GenSun Roofing and Solar, LLC | PSE&G |  | Accepted | 2025-05-13 | 2025-06-26 | 2026-06-26 | Solar Panels | Solar Jam | JAM54S31-395/MR |  | 0.395 | 18 | 166 | 27 |  | Fixed | Roof
NJADRE1559710676 | Administratively Determined Incentive Program | Willingboro | 8046 | 12.64 | Residential | Behind the Meter | Yes | GenSun Roofing and Solar, LLC | PSE&G |  | Accepted | 2025-05-13 | 2025-06-26 | 2026-06-26 | Solar Panels | Solar Jam | JAM54S31-395/MR |  | 0.395 | 8 | 166 | 18 |  | Fixed | Roof
NJADRE1559710676 | Administratively Determined Incentive Program | Willingboro | 8046 | 12.64 | Residential | Behind the Meter | Yes | GenSun Roofing and Solar, LLC | PSE&G |  | Accepted | 2025-05-13 | 2025-06-26 | 2026-06-26 | Inverters | Solar Edge | SE10000H-US | 10000 |  | 1 |  |  | 0.9 |  | Outdoor
NJADRE1559710676 | Administratively Determined Incentive Program | Willingboro | 8046 | 12.64 | Residential | Behind the Meter | Yes | GenSun Roofing and Solar, LLC | PSE&G |  | Accepted | 2025-05-13 | 2025-06-26 | 2026-06-26 | Solar Panels | Solar Jam | JAM54S31-395/MR |  | 0.395 | 6 | 166 | 5 |  | Fixed | Roof
NJADRE1559710679 | Administratively Determined Incentive Program | SICKLERVILLE | 8081 | 22.1 | Residential | Behind the Meter | Yes | Power Energy Solutions, LLC | AC Electric |  | Accepted | 2025-05-13 | 2025-06-11 | 2026-06-11 | Inverters | SolarEdge | SE5700H-US | 6 |  | 2 |  |  | 0.97 |  | Outdoor
NJADRE1559710679 | Administratively Determined Incentive Program | SICKLERVILLE | 8081 | 22.1 | Residential | Behind the Meter | Yes | Power Energy Solutions, LLC | AC Electric |  | Accepted | 2025-05-13 | 2025-06-11 | 2026-06-11 | Solar Panels | Trina Solar | TSM-425NE09RC.05 |  | 0.425 | 8 | 188 | 25 |  | Fixed | Roof
NJADRE1559710679 | Administratively Determined Incentive Program | SICKLERVILLE | 8081 | 22.1 | Residential | Behind the Meter | Yes | Power Energy Solutions, LLC | AC Electric |  | Accepted | 2025-05-13 | 2025-06-11 | 2026-06-11 | Solar Panels | Trina Solar | TSM-425NE09RC.05 |  | 0.425 | 19 | 8 | 28 |  | Fixed | Roof
NJADRE1559710679 | Administratively Determined Incentive Program | SICKLERVILLE | 8081 | 22.1 | Residential | Behind the Meter | Yes | Power Energy Solutions, LLC | AC Electric |  | Accepted | 2025-05-13 | 2025-06-11 | 2026-06-11 | Solar Panels | Trina Solar | TSM-425NE09RC.05 |  | 0.425 | 7 | 8 | 25 |  | Fixed | Roof
NJADRE1559710679 | Administratively Determined Incentive Program | SICKLERVILLE | 8081 | 22.1 | Residential | Behind the Meter | Yes | Power Energy Solutions, LLC | AC Electric |  | Accepted | 2025-05-13 | 2025-06-11 | 2026-06-11 | Solar Panels | Trina Solar | TSM-425NE09RC.05 |  | 0.425 | 18 | 188 | 28 |  | Fixed | Roof
NJADRE1559710699 | Administratively Determined Incentive Program | South Amboy | 8879 | 8.93 | Residential | Behind the Meter | Yes | Fusion Solar Energy, LLC | JCP&L |  | Accepted | 2025-05-13 | 2025-06-11 | 2026-06-11 | Solar Panels | TRINA SOLAR | TSM-425NE09RC.05 |  | 0.425 | 4 | 150 | 35 |  | Fixed | Roof
NJADRE1559710699 | Administratively Determined Incentive Program | South Amboy | 8879 | 8.93 | Residential | Behind the Meter | Yes | Fusion Solar Energy, LLC | JCP&L |  | Accepted | 2025-05-13 | 2025-06-11 | 2026-06-11 | Solar Panels | TRINA SOLAR | TSM-425NE09RC.05 |  | 0.425 | 5 | 330 | 35 |  | Fixed | Roof
NJADRE1559710699 | Administratively Determined Incentive Program | South Amboy | 8879 | 8.93 | Residential | Behind the Meter | Yes | Fusion Solar Energy, LLC | JCP&L |  | Accepted | 2025-05-13 | 2025-06-11 | 2026-06-11 | Solar Panels | TRINA SOLAR | TSM-425NE09RC.05 |  | 0.425 | 12 | 60 | 16 |  | Fixed | Roof
NJADRE1559710699 | Administratively Determined Incentive Program | South Amboy | 8879 | 8.93 | Residential | Behind the Meter | Yes | Fusion Solar Energy, LLC | JCP&L |  | Accepted | 2025-05-13 | 2025-06-11 | 2026-06-11 | Inverters | ENPHASE | IQ8HC-72-M-DOM-US | 380 |  | 21 |  |  | 0.97 |  | Outside | Roof
NJADRE1559710700 | Administratively Determined Incentive Program | JEFFERSON | 7849 | 13.92 | Residential | Behind the Meter | Yes | Venture Home Solar, LLC | JCP&L |  | Accepted | 2025-05-13 | 2025-06-17 | 2026-06-17 | Solar Panels | Hanwha | Q.TRON BLK M-G2+ 435 |  | 0.435 | 7 | 234 | 16 |  | Fixed | Roof
NJADRE1559710700 | Administratively Determined Incentive Program | JEFFERSON | 7849 | 13.92 | Residential | Behind the Meter | Yes | Venture Home Solar, LLC | JCP&L |  | Accepted | 2025-05-13 | 2025-06-17 | 2026-06-17 | Solar Panels | Hanwha | Q.TRON BLK M-G2+ 435 |  | 0.435 | 2 | 54 | 16 |  | Fixed | Roof
NJADRE1559710700 | Administratively Determined Incentive Program | JEFFERSON | 7849 | 13.92 | Residential | Behind the Meter | Yes | Venture Home Solar, LLC | JCP&L |  | Accepted | 2025-05-13 | 2025-06-17 | 2026-06-17 | Solar Panels | Hanwha | Q.TRON BLK M-G2+ 435 |  | 0.435 | 6 | 234 | 20 |  | Fixed | Roof
NJADRE1559710700 | Administratively Determined Incentive Program | JEFFERSON | 7849 | 13.92 | Residential | Behind the Meter | Yes | Venture Home Solar, LLC | JCP&L |  | Accepted | 2025-05-13 | 2025-06-17 | 2026-06-17 | Solar Panels | Hanwha | Q.TRON BLK M-G2+ 435 |  | 0.435 | 7 | 324 | 20 |  | Fixed | Roof
NJADRE1559710700 | Administratively Determined Incentive Program | JEFFERSON | 7849 | 13.92 | Residential | Behind the Meter | Yes | Venture Home Solar, LLC | JCP&L |  | Accepted | 2025-05-13 | 2025-06-17 | 2026-06-17 | Solar Panels | Hanwha | Q.TRON BLK M-G2+ 435 |  | 0.435 | 5 | 54 | 20 |  | Fixed | Roof
NJADRE1559710700 | Administratively Determined Incentive Program | JEFFERSON | 7849 | 13.92 | Residential | Behind the Meter | Yes | Venture Home Solar, LLC | JCP&L |  | Accepted | 2025-05-13 | 2025-06-17 | 2026-06-17 | Solar Panels | Hanwha | Q.TRON BLK M-G2+ 435 |  | 0.435 | 2 | 54 | 5 |  | Fixed | Roof
NJADRE1559710700 | Administratively Determined Incentive Program | JEFFERSON | 7849 | 13.92 | Residential | Behind the Meter | Yes | Venture Home Solar, LLC | JCP&L |  | Accepted | 2025-05-13 | 2025-06-17 | 2026-06-17 | Solar Panels | Hanwha | Q.TRON BLK M-G2+ 435 |  | 0.435 | 3 | 144 | 20 |  | Fixed | Roof
NJADRE1559710700 | Administratively Determined Incentive Program | JEFFERSON | 7849 | 13.92 | Residential | Behind the Meter | Yes | Venture Home Solar, LLC | JCP&L |  | Accepted | 2025-05-13 | 2025-06-17 | 2026-06-17 | Inverters | Enphase Energy Inc. | IQ8HC-72-M-DOM-US (240V) | 366 |  | 32 |  |  | 0.98361 |  | Outside
NJADRE1559710718 | Administratively Determined Incentive Program | Mount Laurel Township | 8054 | 21 | Residential | Behind the Meter | No | Sea Bright Solar, LLC | PSE&G |  | Accepted | 2025-05-13 | 2025-06-11 | 2026-06-11 | Solar Panels | Maxeon | SPR-X21-350-BLK |  | 0.35 | 3 | 132 | 37 |  | Fixed | Roof
NJADRE1559710718 | Administratively Determined Incentive Program | Mount Laurel Township | 8054 | 21 | Residential | Behind the Meter | No | Sea Bright Solar, LLC | PSE&G |  | Accepted | 2025-05-13 | 2025-06-11 | 2026-06-11 | Inverters | Enphase | IQ7XS-96-ACM-US | 315 |  | 60 |  |  | 0.97 |  | Outdoor
NJADRE1559710718 | Administratively Determined Incentive Program | Mount Laurel Township | 8054 | 21 | Residential | Behind the Meter | No | Sea Bright Solar, LLC | PSE&G |  | Accepted | 2025-05-13 | 2025-06-11 | 2026-06-11 | Solar Panels | Maxeon | SPR-X21-350-BLK |  | 0.35 | 7 | 222 | 37 |  | Fixed | Roof
NJADRE1559710718 | Administratively Determined Incentive Program | Mount Laurel Township | 8054 | 21 | Residential | Behind the Meter | No | Sea Bright Solar, LLC | PSE&G |  | Accepted | 2025-05-13 | 2025-06-11 | 2026-06-11 | Solar Panels | Maxeon | SPR-X21-350-BLK |  | 0.35 | 12 | 222 | 37 |  | Fixed | Roof
NJADRE1559710718 | Administratively Determined Incentive Program | Mount Laurel Township | 8054 | 21 | Residential | Behind the Meter | No | Sea Bright Solar, LLC | PSE&G |  | Accepted | 2025-05-13 | 2025-06-11 | 2026-06-11 | Solar Panels | Maxeon | SPR-X21-350-BLK |  | 0.35 | 24 | 132 | 37 |  | Fixed | Roof
NJADRE1559710718 | Administratively Determined Incentive Program | Mount Laurel Township | 8054 | 21 | Residential | Behind the Meter | No | Sea Bright Solar, LLC | PSE&G |  | Accepted | 2025-05-13 | 2025-06-11 | 2026-06-11 | Solar Panels | Maxeon | SPR-X21-350-BLK |  | 0.35 | 14 | 222 | 37 |  | Fixed | Roof
NJADRE1559710718 | Administratively Determined Incentive Program | Mount Laurel Township | 8054 | 21 | Residential | Behind the Meter | No | Sea Bright Solar, LLC | PSE&G |  | Accepted | 2025-05-13 | 2025-06-11 | 2026-06-11 | Meters | Enphase | IQ Combiner 5C |  |  | 1 |  |  |  | Yes | Outdoor
NJADRE1559712670 | Administratively Determined Incentive Program | Elmer | 8318 | 20.4 | Residential | Behind the Meter | No | RCL Enterprises, Inc. | AC Electric |  | Accepted | 2025-05-14 | 2025-06-11 | 2026-06-11 | Solar Panels | jinko | JKM425N |  | 0.425 | 24 | 275 | 30 |  | Fixed | Roof
NJADRE1559712670 | Administratively Determined Incentive Program | Elmer | 8318 | 20.4 | Residential | Behind the Meter | No | RCL Enterprises, Inc. | AC Electric |  | Accepted | 2025-05-14 | 2025-06-11 | 2026-06-11 | Inverters | Enphase | IQ8plus | 290 |  | 48 |  |  | 0.97 |  | Outside
NJADRE1559712670 | Administratively Determined Incentive Program | Elmer | 8318 | 20.4 | Residential | Behind the Meter | No | RCL Enterprises, Inc. | AC Electric |  | Accepted | 2025-05-14 | 2025-06-11 | 2026-06-11 | Solar Panels | Jinko | JKM425N |  | 0.425 | 24 | 95 | 30 |  | Fixed | Roof
NJADRE1559712673 | Administratively Determined Incentive Program | Hillside | 7205 | 4.05 | Residential | Behind the Meter | Yes | Sunrun Installation Services, Inc. | PSE&G |  | Accepted | 2025-05-14 | 2025-06-11 | 2026-06-11 | Inverters | SolarEdge Technologies | SE3800H-USMN | 3800 |  | 1 |  |  | 0.99 |  | Outdoor | Next to meter
NJADRE1559712673 | Administratively Determined Incentive Program | Hillside | 7205 | 4.05 | Residential | Behind the Meter | Yes | Sunrun Installation Services, Inc. | PSE&G |  | Accepted | 2025-05-14 | 2025-06-11 | 2026-06-11 | Solar Panels | JA Solar | JAM54S31-405/MR |  | 0.405 | 10 | 218 | 10 |  | Fixed | Roof
NJADRE1559712676 | Administratively Determined Incentive Program | Woodstown | 8098 | 15.48 | Residential | Behind the Meter | Yes | RCL Enterprises, Inc | AC Electric |  | Accepted | 2025-05-14 | 2025-06-11 | 2026-06-11 | Inverters | Enphase | IQ8H | 380 |  | 36 |  |  | 0.97 |  | Outside
NJADRE1559712676 | Administratively Determined Incentive Program | Woodstown | 8098 | 15.48 | Residential | Behind the Meter | Yes | RCL Enterprises, Inc | AC Electric |  | Accepted | 2025-05-14 | 2025-06-11 | 2026-06-11 | Solar Panels | SEG | SEG430BTD |  | 0.43 | 14 | 92 | 20 |  | Fixed | Roof
NJADRE1559712676 | Administratively Determined Incentive Program | Woodstown | 8098 | 15.48 | Residential | Behind the Meter | Yes | RCL Enterprises, Inc | AC Electric |  | Accepted | 2025-05-14 | 2025-06-11 | 2026-06-11 | Solar Panels | SEG | SEG430BTD |  | 0.43 | 14 | 272 | 20 |  | Fixed | Roof
NJADRE1559712676 | Administratively Determined Incentive Program | Woodstown | 8098 | 15.48 | Residential | Behind the Meter | Yes | RCL Enterprises, Inc | AC Electric |  | Accepted | 2025-05-14 | 2025-06-11 | 2026-06-11 | Solar Panels | SEG | SEG430BTD |  | 0.43 | 8 | 177 | 24 |  | Fixed | Roof
NJADRE1559712677 | Administratively Determined Incentive Program | Deptford | 8096 | 7.29 | Residential | Behind the Meter | Yes | Sunrun Installation Services, Inc. | PSE&G |  | Accepted | 2025-05-14 | 2025-06-11 | 2026-06-11 | Inverters | SolarEdge Technologies | SE5700H-USMN | 5760 |  | 1 |  |  | 0.99 |  | Outdoor | Next to meter
NJADRE1559712677 | Administratively Determined Incentive Program | Deptford | 8096 | 7.29 | Residential | Behind the Meter | Yes | Sunrun Installation Services, Inc. | PSE&G |  | Accepted | 2025-05-14 | 2025-06-11 | 2026-06-11 | Solar Panels | JA Solar | JAM54S31-405/MR |  | 0.405 | 18 | 115 | 34 |  | Fixed | Roof
NJADRE1559712681 | Administratively Determined Incentive Program | Hammonton | 8037 | 9.78 | Residential | Behind the Meter | Yes | Whitman Construction, LLC | AC Electric |  | Accepted | 2025-05-14 | 2025-06-11 | 2026-06-11 | Inverters | ENPHASE | IQ8PLUS-72-M-US | 290 |  | 23 |  |  | 0.975 |  | Outdoor
NJADRE1559712681 | Administratively Determined Incentive Program | Hammonton | 8037 | 9.78 | Residential | Behind the Meter | Yes | Whitman Construction, LLC | AC Electric |  | Accepted | 2025-05-14 | 2025-06-11 | 2026-06-11 | Solar Panels | Jinko Solar | JKM425N-54HL4-B |  | 0.425 | 9 | 313 | 36 |  | Fixed | Roof
NJADRE1559712681 | Administratively Determined Incentive Program | Hammonton | 8037 | 9.78 | Residential | Behind the Meter | Yes | Whitman Construction, LLC | AC Electric |  | Accepted | 2025-05-14 | 2025-06-11 | 2026-06-11 | Solar Panels | Jinko Solar | JKM425N-54HL4-B |  | 0.425 | 10 | 133 | 36 |  | Fixed | Roof
NJADRE1559712681 | Administratively Determined Incentive Program | Hammonton | 8037 | 9.78 | Residential | Behind the Meter | Yes | Whitman Construction, LLC | AC Electric |  | Accepted | 2025-05-14 | 2025-06-11 | 2026-06-11 | Solar Panels | Jinko Solar | JKM425N-54HL4-B |  | 0.425 | 4 | 223 | 31 |  | Fixed | Roof
NJADRE1559712684 | Administratively Determined Incentive Program | Union | 7083 | 6.89 | Residential | Behind the Meter | Yes | Sunrun Installation Services, Inc. | PSE&G |  | Accepted | 2025-05-14 | 2025-06-11 | 2026-06-11 | Solar Panels | JA Solar | JAM54S31-405/MR |  | 0.405 | 2 | 303 | 23 |  | Fixed | Roof
NJADRE1559712684 | Administratively Determined Incentive Program | Union | 7083 | 6.89 | Residential | Behind the Meter | Yes | Sunrun Installation Services, Inc. | PSE&G |  | Accepted | 2025-05-14 | 2025-06-11 | 2026-06-11 | Inverters | SolarEdge Technologies | SE5700H-USMN | 5760 |  | 1 |  |  | 0.99 |  | Outdoor | Next to meter
NJADRE1559712684 | Administratively Determined Incentive Program | Union | 7083 | 6.89 | Residential | Behind the Meter | Yes | Sunrun Installation Services, Inc. | PSE&G |  | Accepted | 2025-05-14 | 2025-06-11 | 2026-06-11 | Solar Panels | JA Solar | JAM54S31-405/MR |  | 0.405 | 15 | 123 | 23 |  | Fixed | Roof
NJADRE1559712686 | Administratively Determined Incentive Program | Lebanon | 8833 | 14.91 | Commercial | Behind the Meter | No | United Solar, LLC | JCP&L |  | Accepted | 2025-05-14 | 2025-06-16 | 2026-06-16 | Solar Panels | TRINA SOLAR | TSM-710NEG21C.20 |  | 0.71 | 21 | 250 | 18 |  | Fixed | Roof
NJADRE1559712686 | Administratively Determined Incentive Program | Lebanon | 8833 | 14.91 | Commercial | Behind the Meter | No | United Solar, LLC | JCP&L |  | Accepted | 2025-05-14 | 2025-06-16 | 2026-06-16 | Inverters | SOL-ARK | 15K-2P-N | 15000 |  | 1 |  |  | 0.98 |  | Outside
NJADRE1559712700 | Administratively Determined Incentive Program | Lebanon | 8833 | 3.55 | Commercial | Behind the Meter | No | United Solar, LLC | JCP&L |  | Accepted | 2025-05-14 | 2025-06-16 | 2026-06-16 | Inverters | GOODWE | GW5000A-ES | 5000 |  | 1 |  |  | 0.98 |  | Outside
NJADRE1559712700 | Administratively Determined Incentive Program | Lebanon | 8833 | 3.55 | Commercial | Behind the Meter | No | United Solar, LLC | JCP&L |  | Accepted | 2025-05-14 | 2025-06-16 | 2026-06-16 | Solar Panels | TRINA SOLAR | TSM-710NEG21C.20 |  | 0.71 | 5 | 70 | 18 |  | Fixed | Roof
NJADRE1559712705 | Administratively Determined Incentive Program | GARFIELD | 7026 | 7.65 | Residential | Behind the Meter | Yes | Big Wave Roofing and Solar, LLC | PSE&G |  | Accepted | 2025-05-14 | 2025-06-11 | 2026-06-11 | Inverters | Enphase | ENPHASE IQ8HC-72-M-DOM-US | 380 |  | 18 |  |  | 0.97 |  | Outdoor
NJADRE1559712705 | Administratively Determined Incentive Program | GARFIELD | 7026 | 7.65 | Residential | Behind the Meter | Yes | Big Wave Roofing and Solar, LLC | PSE&G |  | Accepted | 2025-05-14 | 2025-06-11 | 2026-06-11 | Solar Panels | JINKO | JKM425N-54HL4-B (425W) |  | 0.425 | 18 | 253 | 40 |  | Fixed | Roof
NJADRE1559712707 | Administratively Determined Incentive Program | LITTLE EGG HARBOR TWP | 8087 | 11.48 | Residential | Behind the Meter | Yes | Whitman Construction, LLC | AC Electric |  | Accepted | 2025-05-14 | 2025-06-11 | 2026-06-11 | Solar Panels | Jinko Solar | JKM425N-54HL4-B |  | 0.425 | 27 | 286 | 33 |  | Fixed | Roof
NJADRE1559712707 | Administratively Determined Incentive Program | LITTLE EGG HARBOR TWP | 8087 | 11.48 | Residential | Behind the Meter | Yes | Whitman Construction, LLC | AC Electric |  | Accepted | 2025-05-14 | 2025-06-11 | 2026-06-11 | Inverters | ENPHASE | IQ8PLUS-72-M-US | 290 |  | 27 |  |  | 0.975 |  | Outdoor
NJADRE1559712709 | Administratively Determined Incentive Program | BERLIN | 8009 | 12.75 | Residential | Behind the Meter | Yes | Power Energy Solutions, LLC | AC Electric |  | Accepted | 2025-05-14 | 2025-06-11 | 2026-06-11 | Solar Panels | Trina Solar | TSM-425NE09RC.05 |  | 0.425 | 6 | 82 | 25 |  | Fixed | Roof
NJADRE1559712709 | Administratively Determined Incentive Program | BERLIN | 8009 | 12.75 | Residential | Behind the Meter | Yes | Power Energy Solutions, LLC | AC Electric |  | Accepted | 2025-05-14 | 2025-06-11 | 2026-06-11 | Solar Panels | Trina Solar | TSM-425NE09RC.05 |  | 0.425 | 5 | 262 | 25 |  | Fixed | Roof
NJADRE1559712709 | Administratively Determined Incentive Program | BERLIN | 8009 | 12.75 | Residential | Behind the Meter | Yes | Power Energy Solutions, LLC | AC Electric |  | Accepted | 2025-05-14 | 2025-06-11 | 2026-06-11 | Solar Panels | Trina Solar | TSM-425NE09RC.05 |  | 0.425 | 3 | 261 | 20 |  | Fixed | Roof
NJADRE1559712709 | Administratively Determined Incentive Program | BERLIN | 8009 | 12.75 | Residential | Behind the Meter | Yes | Power Energy Solutions, LLC | AC Electric |  | Accepted | 2025-05-14 | 2025-06-11 | 2026-06-11 | Inverters | SolarEdge | SE7600H-US | 8 |  | 1 |  |  | 0.97 |  | Outdoor
NJADRE1559712709 | Administratively Determined Incentive Program | BERLIN | 8009 | 12.75 | Residential | Behind the Meter | Yes | Power Energy Solutions, LLC | AC Electric |  | Accepted | 2025-05-14 | 2025-06-11 | 2026-06-11 | Solar Panels | Trina Solar | TSM-425NE09RC.05 |  | 0.425 | 11 | 172 | 25 |  | Fixed | Roof
NJADRE1559712709 | Administratively Determined Incentive Program | BERLIN | 8009 | 12.75 | Residential | Behind the Meter | Yes | Power Energy Solutions, LLC | AC Electric |  | Accepted | 2025-05-14 | 2025-06-11 | 2026-06-11 | Solar Panels | Trina Solar | TSM-425NE09RC.05 |  | 0.425 | 5 | 171 | 20 |  | Fixed | Roof
NJADRE1559712734 | Administratively Determined Incentive Program | PITMAN | 8071 | 11.9 | Residential | Behind the Meter | Yes | Power Energy Solutions, LLC | AC Electric |  | Accepted | 2025-05-14 | 2025-06-11 | 2026-06-11 | Inverters | SolarEdge | SE7600H-US | 8 |  | 1 |  |  | 0.97 |  | Outdoor
NJADRE1559712734 | Administratively Determined Incentive Program | PITMAN | 8071 | 11.9 | Residential | Behind the Meter | Yes | Power Energy Solutions, LLC | AC Electric |  | Accepted | 2025-05-14 | 2025-06-11 | 2026-06-11 | Solar Panels | Trina Solar | TSM-425NE09RC.05 |  | 0.425 | 5 | 160 | 39 |  | Fixed | Roof
NJADRE1559712734 | Administratively Determined Incentive Program | PITMAN | 8071 | 11.9 | Residential | Behind the Meter | Yes | Power Energy Solutions, LLC | AC Electric |  | Accepted | 2025-05-14 | 2025-06-11 | 2026-06-11 | Solar Panels | Trina Solar | TSM-425NE09RC.05 |  | 0.425 | 3 | 250 | 42 |  | Fixed | Roof
NJADRE1559712734 | Administratively Determined Incentive Program | PITMAN | 8071 | 11.9 | Residential | Behind the Meter | Yes | Power Energy Solutions, LLC | AC Electric |  | Accepted | 2025-05-14 | 2025-06-11 | 2026-06-11 | Solar Panels | Trina Solar | TSM-425NE09RC.05 |  | 0.425 | 1 | 161 | 20 |  | Fixed | Roof
NJADRE1559712734 | Administratively Determined Incentive Program | PITMAN | 8071 | 11.9 | Residential | Behind the Meter | Yes | Power Energy Solutions, LLC | AC Electric |  | Accepted | 2025-05-14 | 2025-06-11 | 2026-06-11 | Solar Panels | Trina Solar | TSM-425NE09RC.05 |  | 0.425 | 17 | 340 | 39 |  | Fixed | Roof
NJADRE1559712734 | Administratively Determined Incentive Program | PITMAN | 8071 | 11.9 | Residential | Behind the Meter | Yes | Power Energy Solutions, LLC | AC Electric |  | Accepted | 2025-05-14 | 2025-06-11 | 2026-06-11 | Solar Panels | Trina Solar | TSM-425NE09RC.05 |  | 0.425 | 2 | 160 | 16 |  | Fixed | Roof
NJADRE1559712746 | Administratively Determined Incentive Program | SAYREVILLE | 8872 | 9.43 | Residential | Behind the Meter | Yes | Trinity Solar, LLC | JCP&L |  | Accepted | 2025-05-14 | 2025-06-11 | 2026-06-11 | Solar Panels | Hanwha | Q.PEAK DUO BLK ML-G10+ 410 |  | 0.41 | 9 | 79 | 37 |  | Fixed | Roof
NJADRE1559712746 | Administratively Determined Incentive Program | SAYREVILLE | 8872 | 9.43 | Residential | Behind the Meter | Yes | Trinity Solar, LLC | JCP&L |  | Accepted | 2025-05-14 | 2025-06-11 | 2026-06-11 | Inverters | Solar Edge | USE7600H-US | 7600 |  | 1 |  |  | 0.97 |  | Outside
NJADRE1559712746 | Administratively Determined Incentive Program | SAYREVILLE | 8872 | 9.43 | Residential | Behind the Meter | Yes | Trinity Solar, LLC | JCP&L |  | Accepted | 2025-05-14 | 2025-06-11 | 2026-06-11 | Solar Panels | Hanwha | Q.PEAK DUO BLK ML-G10+ 410 |  | 0.41 | 8 | 259 | 37 |  | Fixed | Roof
NJADRE1559712746 | Administratively Determined Incentive Program | SAYREVILLE | 8872 | 9.43 | Residential | Behind the Meter | Yes | Trinity Solar, LLC | JCP&L |  | Accepted | 2025-05-14 | 2025-06-11 | 2026-06-11 | Solar Panels | Hanwha | Q.PEAK DUO BLK ML-G10+ 410 |  | 0.41 | 6 | 259 | 11 |  | Fixed | Roof
NJADRE1559712756 | Administratively Determined Incentive Program | POMPTON LAKES | 7442 | 4.46 | Residential | Behind the Meter | Yes | Sunrun Installation Services, Inc. | JCP&L |  | Accepted | 2025-05-14 | 2025-06-11 | 2026-06-11 | Solar Panels | JA SOLAR | JAM54S31-405/MR |  | 0.405 | 11 | 176 | 40 |  | Fixed | Roof
NJADRE1559712756 | Administratively Determined Incentive Program | POMPTON LAKES | 7442 | 4.46 | Residential | Behind the Meter | Yes | Sunrun Installation Services, Inc. | JCP&L |  | Accepted | 2025-05-14 | 2025-06-11 | 2026-06-11 | Inverters | SOLAREDGE TECHNOLOGIES | SE5700H-USMN | 5760 |  | 1 |  |  | 0.99 |  | Outside
NJADRE1559712761 | Administratively Determined Incentive Program | ELIZABETH | 7201 | 5.33 | Residential | Behind the Meter | Yes | Sunrun, Inc | PSE&G |  | Accepted | 2025-05-14 | 2025-06-11 | 2026-06-11 | Inverters | Tesla | POWERWALL 3 1707000-XX-Y | 11500 |  | 1 |  |  | 0.97 |  | Indoor
NJADRE1559712761 | Administratively Determined Incentive Program | ELIZABETH | 7201 | 5.33 | Residential | Behind the Meter | Yes | Sunrun, Inc | PSE&G |  | Accepted | 2025-05-14 | 2025-06-11 | 2026-06-11 | Solar Panels | HANWHA Q-CELLS | Q.PEAK DUO BLK ML-G10+ 410 DCA |  | 0.41 | 3 | 210 | 29 |  | Fixed | Roof
NJADRE1559712761 | Administratively Determined Incentive Program | ELIZABETH | 7201 | 5.33 | Residential | Behind the Meter | Yes | Sunrun, Inc | PSE&G |  | Accepted | 2025-05-14 | 2025-06-11 | 2026-06-11 | Electric Storage Battery | Tesla | POWERWALL 3 1707000-XX-Y |  |  | 1 |  |  |  | Lithium Ion |  | Inside
NJADRE1559712761 | Administratively Determined Incentive Program | ELIZABETH | 7201 | 5.33 | Residential | Behind the Meter | Yes | Sunrun, Inc | PSE&G |  | Accepted | 2025-05-14 | 2025-06-11 | 2026-06-11 | Solar Panels | HANWHA Q-CELLS | Q.PEAK DUO BLK ML-G10+ 410 DCA |  | 0.41 | 10 | 30 | 28 |  | Fixed | Roof
NJADRE1559712784 | Administratively Determined Incentive Program | Monroe | 8831 | 14.45 | Residential | Behind the Meter | Yes | US Clean Energy Construction, Inc. | JCP&L |  | Accepted | 2025-05-14 | 2025-06-11 | 2026-06-11 | Meters | VISION METERING | Cat VM-2E2A1P |  |  | 1 |  |  |  | Yes | Outdoor
NJADRE1559712784 | Administratively Determined Incentive Program | Monroe | 8831 | 14.45 | Residential | Behind the Meter | Yes | US Clean Energy Construction, Inc. | JCP&L |  | Accepted | 2025-05-14 | 2025-06-11 | 2026-06-11 | Solar Panels | Trina Solar | TRINA 425W |  | 0.425 | 10 | 279 | 20 |  | Fixed | Roof
NJADRE1559712784 | Administratively Determined Incentive Program | Monroe | 8831 | 14.45 | Residential | Behind the Meter | Yes | US Clean Energy Construction, Inc. | JCP&L |  | Accepted | 2025-05-14 | 2025-06-11 | 2026-06-11 | Inverters | SMA AMERICA | SMA SBSE-4.8-50 | 4800 |  | 2 |  |  | 0.96 |  | Outdoor
NJADRE1559712784 | Administratively Determined Incentive Program | Monroe | 8831 | 14.45 | Residential | Behind the Meter | Yes | US Clean Energy Construction, Inc. | JCP&L |  | Accepted | 2025-05-14 | 2025-06-11 | 2026-06-11 | Solar Panels | Trina Solar | TRINA 425W |  | 0.425 | 14 | 189 | 20 |  | Fixed | Roof
NJADRE1559712784 | Administratively Determined Incentive Program | Monroe | 8831 | 14.45 | Residential | Behind the Meter | Yes | US Clean Energy Construction, Inc. | JCP&L |  | Accepted | 2025-05-14 | 2025-06-11 | 2026-06-11 | Solar Panels | Trina Solar | TRINA 425W |  | 0.425 | 10 | 99 | 20 |  | Fixed | Roof
NJADRE1559712790 | Administratively Determined Incentive Program | Toms River | 8753 | 9.03 | Residential | Behind the Meter | Yes | Infinity Solar Systems, LLC | JCP&L |  | Accepted | 2025-05-14 | 2025-06-18 | 2026-06-18 | Inverters | Enphase | IQ8MC-72-M-US | 320 |  | 21 |  |  | 0.97 |  | Outdoor
NJADRE1559712790 | Administratively Determined Incentive Program | Toms River | 8753 | 9.03 | Residential | Behind the Meter | Yes | Infinity Solar Systems, LLC | JCP&L |  | Accepted | 2025-05-14 | 2025-06-18 | 2026-06-18 | Solar Panels | SEG Solar | SEG-430-BTD-BG |  | 0.43 | 15 | 194 | 26 |  | Fixed | Roof
NJADRE1559712790 | Administratively Determined Incentive Program | Toms River | 8753 | 9.03 | Residential | Behind the Meter | Yes | Infinity Solar Systems, LLC | JCP&L |  | Accepted | 2025-05-14 | 2025-06-18 | 2026-06-18 | Solar Panels | SEG Solar | SEG-430-BTD-BG |  | 0.43 | 6 | 104 | 15 |  | Fixed | Roof
NJADRE1559712798 | Administratively Determined Incentive Program | TOMS RIVER | 8753 | 8.2 | Residential | Behind the Meter | Yes | Trinity Solar, LLC | JCP&L |  | Accepted | 2025-05-14 | 2025-06-12 | 2026-06-12 | Inverters | Solar Edge | USE7600H-USMNBL75 | 7600 |  | 1 |  |  | 0.97 |  | Outdoor
NJADRE1559712798 | Administratively Determined Incentive Program | TOMS RIVER | 8753 | 8.2 | Residential | Behind the Meter | Yes | Trinity Solar, LLC | JCP&L |  | Accepted | 2025-05-14 | 2025-06-12 | 2026-06-12 | Solar Panels | HANWHA | (Q.PEAK DUO BLK ML-G10+ 410) |  | 0.41 | 20 | 273 | 28 |  | Fixed | Roof
NJADRE1559712803 | Administratively Determined Incentive Program | Toms River | 8757 | 4.3 | Residential | Behind the Meter | Yes | PosiGen Developer, LLC | JCP&L |  | Accepted | 2025-05-14 | 2025-06-11 | 2026-06-11 | Solar Panels | Jinko Eagle | G6R JKM430N-54HL4-B |  | 0.43 | 10 | 238 | 18 |  | Fixed | Roof
NJADRE1559712803 | Administratively Determined Incentive Program | Toms River | 8757 | 4.3 | Residential | Behind the Meter | Yes | PosiGen Developer, LLC | JCP&L |  | Accepted | 2025-05-14 | 2025-06-11 | 2026-06-11 | Inverters | SolarEdge | SE3800H-US | 3800 |  | 1 |  |  | 0.99 |  | Outside | Within ten feet of meter
NJADRE1559712805 | Administratively Determined Incentive Program | MARLTON | 8053 | 4.73 | Residential | Behind the Meter | Yes | Integrity Solar & Home Solutions, LLC | PSE&G |  | Accepted | 2025-05-14 | 2025-06-11 | 2026-06-11 | Solar Panels | SEG SOLAR | SEG-430-BTD-BG |  | 0.43 | 11 | 179 | 34 |  | Fixed | Roof
NJADRE1559712805 | Administratively Determined Incentive Program | MARLTON | 8053 | 4.73 | Residential | Behind the Meter | Yes | Integrity Solar & Home Solutions, LLC | PSE&G |  | Accepted | 2025-05-14 | 2025-06-11 | 2026-06-11 | Inverters | ENPHASE | IQ8HC | 380 |  | 11 |  |  | 0.98 |  | Other | UNDER EACH PANEL
NJADRE1559712809 | Administratively Determined Incentive Program | MULLICA HILL | 8062 | 5.53 | Residential | Behind the Meter | Yes | Power Energy Solutions, LLC | AC Electric |  | Accepted | 2025-05-14 | 2025-06-11 | 2026-06-11 | Solar Panels | Trina Solar | TSM-425NE09RC.05 |  | 0.425 | 6 | 173 | 22 |  | Fixed | Roof
NJADRE1559712809 | Administratively Determined Incentive Program | MULLICA HILL | 8062 | 5.53 | Residential | Behind the Meter | Yes | Power Energy Solutions, LLC | AC Electric |  | Accepted | 2025-05-14 | 2025-06-11 | 2026-06-11 | Inverters | SolarEdge | SE3800H-US | 4 |  | 1 |  |  | 0.97 |  | Outdoor
NJADRE1559712809 | Administratively Determined Incentive Program | MULLICA HILL | 8062 | 5.53 | Residential | Behind the Meter | Yes | Power Energy Solutions, LLC | AC Electric |  | Accepted | 2025-05-14 | 2025-06-11 | 2026-06-11 | Solar Panels | Trina Solar | TSM-425NE09RC.05 |  | 0.425 | 7 | 353 | 22 |  | Fixed | Roof
NJADRE1559712822 | Administratively Determined Incentive Program | Runnemede | 8078 | 4.79 | Residential | Behind the Meter | Yes | Venture Home Solar, LLC | PSE&G |  | Accepted | 2025-05-14 | 2025-06-17 | 2026-06-17 | Solar Panels | Hanwha | Q.TRON BLK M-G2+ 435 |  | 0.435 | 7 | 126 | 35 |  | Fixed | Roof
NJADRE1559712822 | Administratively Determined Incentive Program | Runnemede | 8078 | 4.79 | Residential | Behind the Meter | Yes | Venture Home Solar, LLC | PSE&G |  | Accepted | 2025-05-14 | 2025-06-17 | 2026-06-17 | Solar Panels | Hanwha | Q.TRON BLK M-G2+ 435 |  | 0.435 | 2 | 216 | 20 |  | Fixed | Roof
NJADRE1559712822 | Administratively Determined Incentive Program | Runnemede | 8078 | 4.79 | Residential | Behind the Meter | Yes | Venture Home Solar, LLC | PSE&G |  | Accepted | 2025-05-14 | 2025-06-17 | 2026-06-17 | Inverters | EnPhase | IQ8HC-72-M-DOM-US (240V) | 366 |  | 11 |  |  | 0.98361 |  | Outside
NJADRE1559712822 | Administratively Determined Incentive Program | Runnemede | 8078 | 4.79 | Residential | Behind the Meter | Yes | Venture Home Solar, LLC | PSE&G |  | Accepted | 2025-05-14 | 2025-06-17 | 2026-06-17 | Solar Panels | Hanwha | Q.TRON BLK M-G2+ 435 |  | 0.435 | 2 | 126 | 9 |  | Fixed | Roof
NJADRE1559712832 | Administratively Determined Incentive Program | Avon By The Sea | 7717 | 2.87 | Residential | Behind the Meter | Yes | Sunrun Installation Services, Inc. | JCP&L |  | Accepted | 2025-05-14 | 2025-06-11 | 2026-06-11 | Inverters | GROWATT NEW ENERGY TECHNOLOGY CO LTD | MIN 3800TL-XH-US | 3800 |  | 1 |  |  | 0.98 |  | Outdoor
NJADRE1559712832 | Administratively Determined Incentive Program | Avon By The Sea | 7717 | 2.87 | Residential | Behind the Meter | Yes | Sunrun Installation Services, Inc. | JCP&L |  | Accepted | 2025-05-14 | 2025-06-11 | 2026-06-11 | Solar Panels | HANWHA Q-CELLS | Q.PEAK DUO BLK ML-G10+ 410 DCA |  | 0.41 | 7 | 277 | 40 |  | Fixed | Roof
NJADRE1559712835 | Administratively Determined Incentive Program | Englewood | 7631 | 5.74 | Residential | Behind the Meter | Yes | Trinity Solar, LLC | PSE&G |  | Accepted | 2025-05-14 | 2025-06-16 | 2026-06-16 | Solar Panels | HANWHA | (Q.PEAK DUO BLK ML-G10+ 410) |  | 0.41 | 7 | 217 | 23 |  | Fixed | Roof
NJADRE1559712835 | Administratively Determined Incentive Program | Englewood | 7631 | 5.74 | Residential | Behind the Meter | Yes | Trinity Solar, LLC | PSE&G |  | Accepted | 2025-05-14 | 2025-06-16 | 2026-06-16 | Inverters | Solar Edge | USE5700H-USMNBL75 | 5760 |  | 1 |  |  | 0.97 |  | Outdoor
NJADRE1559712835 | Administratively Determined Incentive Program | Englewood | 7631 | 5.74 | Residential | Behind the Meter | Yes | Trinity Solar, LLC | PSE&G |  | Accepted | 2025-05-14 | 2025-06-16 | 2026-06-16 | Solar Panels | HANWHA | (Q.PEAK DUO BLK ML-G10+ 410) |  | 0.41 | 7 | 37 | 23 |  | Fixed | Roof
NJADRE1559712842 | Administratively Determined Incentive Program | Union Twp | 7083 | 7.29 | Residential | Behind the Meter | Yes | Sunrun Installation Services, Inc. | PSE&G |  | Accepted | 2025-05-14 | 2025-06-11 | 2026-06-11 | Solar Panels | JA Solar | JAM54S31-405/MR |  | 0.405 | 9 | 102 | 19 |  | Fixed | Roof
NJADRE1559712842 | Administratively Determined Incentive Program | Union Twp | 7083 | 7.29 | Residential | Behind the Meter | Yes | Sunrun Installation Services, Inc. | PSE&G |  | Accepted | 2025-05-14 | 2025-06-11 | 2026-06-11 | Inverters | SolarEdge Technologies | SE5700H-USMN | 5760 |  | 1 |  |  | 0.99 |  | Outdoor | Next to meter
NJADRE1559712842 | Administratively Determined Incentive Program | Union Twp | 7083 | 7.29 | Residential | Behind the Meter | Yes | Sunrun Installation Services, Inc. | PSE&G |  | Accepted | 2025-05-14 | 2025-06-11 | 2026-06-11 | Solar Panels | JA Solar | JAM54S31-405/MR |  | 0.405 | 9 | 282 | 16 |  | Fixed | Roof
NJADRE1559712867 | Administratively Determined Incentive Program | BOONTON | 7005 | 5.1 | Residential | Behind the Meter | No | Maier Solar Engineering dba Solar Me | JCP&L |  | Accepted | 2025-05-14 | 2025-07-07 | 2026-07-07 | Inverters | Solar Edge | SE5000H-US | 5000 |  | 1 |  |  | 0.97 |  | Outdoor | Next to meter
NJADRE1559712867 | Administratively Determined Incentive Program | BOONTON | 7005 | 5.1 | Residential | Behind the Meter | No | Maier Solar Engineering dba Solar Me | JCP&L |  | Accepted | 2025-05-14 | 2025-07-07 | 2026-07-07 | Solar Panels | Jinko | JKM-425N-54HL4-B |  | 0.425 | 10 | 335 | 7 |  | Fixed | Roof
NJADRE1559712867 | Administratively Determined Incentive Program | BOONTON | 7005 | 5.1 | Residential | Behind the Meter | No | Maier Solar Engineering dba Solar Me | JCP&L |  | Accepted | 2025-05-14 | 2025-07-07 | 2026-07-07 | Solar Panels | Jinko | JKM-425N-54HL4-B |  | 0.425 | 2 | 335 | 35 |  | Fixed | Roof
NJADRE1559712882 | Administratively Determined Incentive Program | CEDAR BROOK | 8018 | 13.33 | Residential | Behind the Meter | Yes | Integrity Solar & Home Solutions, LLC | AC Electric |  | Accepted | 2025-05-14 | 2025-06-11 | 2026-06-11 | Solar Panels | SEG SOLAR | SEG-430-BTD-BG |  | 0.43 | 11 | 228 | 28 |  | Fixed | Roof
NJADRE1559712882 | Administratively Determined Incentive Program | CEDAR BROOK | 8018 | 13.33 | Residential | Behind the Meter | Yes | Integrity Solar & Home Solutions, LLC | AC Electric |  | Accepted | 2025-05-14 | 2025-06-11 | 2026-06-11 | Solar Panels | SEG SOLAR | SEG-430-BTD-BG |  | 0.43 | 20 | 228 | 27 |  | Fixed | Roof
NJADRE1559712882 | Administratively Determined Incentive Program | CEDAR BROOK | 8018 | 13.33 | Residential | Behind the Meter | Yes | Integrity Solar & Home Solutions, LLC | AC Electric |  | Accepted | 2025-05-14 | 2025-06-11 | 2026-06-11 | Inverters | ENPHASE | IQ8HC | 380 |  | 31 |  |  | 0.98 |  | Other | UNDER EACH PANEL
NJADRE1559712885 | Administratively Determined Incentive Program | BELLE MEAD | 8502 | 11.07 | Residential | Behind the Meter | No | Over the Top Solar Solutions, LLC | PSE&G |  | Accepted | 2025-05-14 | 2025-06-11 | 2026-06-11 | Inverters | ENPHASE | IQ8A-72-2-US | 349 |  | 27 |  |  | 0.97 |  | Outside
NJADRE1559712885 | Administratively Determined Incentive Program | BELLE MEAD | 8502 | 11.07 | Residential | Behind the Meter | No | Over the Top Solar Solutions, LLC | PSE&G |  | Accepted | 2025-05-14 | 2025-06-11 | 2026-06-11 | Solar Panels | SILFAB SOLAR | SIL-410-HC |  | 0.41 | 15 | 203 | 18 |  | Fixed | Roof
NJADRE1559712885 | Administratively Determined Incentive Program | BELLE MEAD | 8502 | 11.07 | Residential | Behind the Meter | No | Over the Top Solar Solutions, LLC | PSE&G |  | Accepted | 2025-05-14 | 2025-06-11 | 2026-06-11 | Solar Panels | SILFAB SOLAR | SIL-410-HC |  | 0.41 | 5 | 203 | 32 |  | Fixed | Roof
NJADRE1559712885 | Administratively Determined Incentive Program | BELLE MEAD | 8502 | 11.07 | Residential | Behind the Meter | No | Over the Top Solar Solutions, LLC | PSE&G |  | Accepted | 2025-05-14 | 2025-06-11 | 2026-06-11 | Solar Panels | SILFAB SOLAR | SIL-410-HC |  | 0.41 | 5 | 113 | 18 |  | Fixed | Roof
NJADRE1559712885 | Administratively Determined Incentive Program | BELLE MEAD | 8502 | 11.07 | Residential | Behind the Meter | No | Over the Top Solar Solutions, LLC | PSE&G |  | Accepted | 2025-05-14 | 2025-06-11 | 2026-06-11 | Solar Panels | SILFAB SOLAR | SIL-410-HC |  | 0.41 | 2 | 203 | 32 |  | Fixed | Roof
NJADRE1559712886 | Administratively Determined Incentive Program | VERONA | 7044 | 7.38 | Residential | Behind the Meter | Yes | Trinity Solar, LLC | PSE&G |  | Accepted | 2025-05-14 | 2025-06-11 | 2026-06-11 | Solar Panels | HANWHA 410 (Q.PEAK DUO BLK ML-G10+410) | HANWHA 410 (Q.PEAK DUO BLK ML-G10+410) |  | 0.41 | 6 | 120 | 38 |  | Fixed | Roof
NJADRE1559712886 | Administratively Determined Incentive Program | VERONA | 7044 | 7.38 | Residential | Behind the Meter | Yes | Trinity Solar, LLC | PSE&G |  | Accepted | 2025-05-14 | 2025-06-11 | 2026-06-11 | Solar Panels | HANWHA 410 (Q.PEAK DUO BLK ML-G10+410) | HANWHA 410 (Q.PEAK DUO BLK ML-G10+410) |  | 0.41 | 3 | 120 | 18 |  | Fixed | Roof
NJADRE1559712886 | Administratively Determined Incentive Program | VERONA | 7044 | 7.38 | Residential | Behind the Meter | Yes | Trinity Solar, LLC | PSE&G |  | Accepted | 2025-05-14 | 2025-06-11 | 2026-06-11 | Solar Panels | HANWHA 410 (Q.PEAK DUO BLK ML-G10+410) | HANWHA 410 (Q.PEAK DUO BLK ML-G10+410) |  | 0.41 | 3 | 30 | 32 |  | Fixed | Roof
NJADRE1559712886 | Administratively Determined Incentive Program | VERONA | 7044 | 7.38 | Residential | Behind the Meter | Yes | Trinity Solar, LLC | PSE&G |  | Accepted | 2025-05-14 | 2025-06-11 | 2026-06-11 | Solar Panels | HANWHA 410 (Q.PEAK DUO BLK ML-G10+410) | HANWHA 410 (Q.PEAK DUO BLK ML-G10+410) |  | 0.41 | 3 | 210 | 32 |  | Fixed | Roof
NJADRE1559712886 | Administratively Determined Incentive Program | VERONA | 7044 | 7.38 | Residential | Behind the Meter | Yes | Trinity Solar, LLC | PSE&G |  | Accepted | 2025-05-14 | 2025-06-11 | 2026-06-11 | Solar Panels | HANWHA 410 (Q.PEAK DUO BLK ML-G10+410) | HANWHA 410 (Q.PEAK DUO BLK ML-G10+410) |  | 0.41 | 1 | 30 | 32 |  | Fixed | Roof
NJADRE1559712886 | Administratively Determined Incentive Program | VERONA | 7044 | 7.38 | Residential | Behind the Meter | Yes | Trinity Solar, LLC | PSE&G |  | Accepted | 2025-05-14 | 2025-06-11 | 2026-06-11 | Inverters | solaredge | USE5700H-USMNBL75 | 5700 |  | 1 |  |  | 0.97 |  | Outside
NJADRE1559712886 | Administratively Determined Incentive Program | VERONA | 7044 | 7.38 | Residential | Behind the Meter | Yes | Trinity Solar, LLC | PSE&G |  | Accepted | 2025-05-14 | 2025-06-11 | 2026-06-11 | Solar Panels | HANWHA 410 (Q.PEAK DUO BLK ML-G10+410) | HANWHA 410 (Q.PEAK DUO BLK ML-G10+410) |  | 0.41 | 2 | 300 | 38 |  | Fixed | Roof
NJADRE1559712901 | Administratively Determined Incentive Program | SOUTH HACKENSACK | 7606 | 4.51 | Residential | Behind the Meter | Yes | Pro Custom Solar dba Momentum Solar | PSE&G |  | Accepted | 2025-05-14 | 2025-06-11 | 2026-06-11 | Inverters | Enphase | IQ8HC-72-M-DOM-US | 380 |  | 11 |  |  | 0.97 |  | Outdoor
NJADRE1559712901 | Administratively Determined Incentive Program | SOUTH HACKENSACK | 7606 | 4.51 | Residential | Behind the Meter | Yes | Pro Custom Solar dba Momentum Solar | PSE&G |  | Accepted | 2025-05-14 | 2025-06-11 | 2026-06-11 | Solar Panels | HANWHA | Q.PEAK DUO BLK ML-G10+ 410 |  | 0.41 | 4 | 182 | 19 |  | Fixed | Roof
NJADRE1559712901 | Administratively Determined Incentive Program | SOUTH HACKENSACK | 7606 | 4.51 | Residential | Behind the Meter | Yes | Pro Custom Solar dba Momentum Solar | PSE&G |  | Accepted | 2025-05-14 | 2025-06-11 | 2026-06-11 | Solar Panels | HANWHA | Q.PEAK DUO BLK ML-G10+ 410 |  | 0.41 | 7 | 92 | 19 |  | Fixed | Roof
NJADRE1559712904 | Administratively Determined Incentive Program | TOMS RIVER | 8757 | 5.74 | Residential | Behind the Meter | Yes | Sunrun Installation Services, Inc. | JCP&L |  | Accepted | 2025-05-14 | 2025-06-11 | 2026-06-11 | Electric Storage Battery | SOLAREDGE TECHNOLOGIES | BAT-10K1P |  |  | 1 |  |  |  | Lithium Ion |  | INSIDE
NJADRE1559712904 | Administratively Determined Incentive Program | TOMS RIVER | 8757 | 5.74 | Residential | Behind the Meter | Yes | Sunrun Installation Services, Inc. | JCP&L |  | Accepted | 2025-05-14 | 2025-06-11 | 2026-06-11 | Solar Panels | Hanwha Q-Cells | Q.PEAK DUO BLK ML-G10+ 410 |  | 0.41 | 6 | 175 | 19 |  | Fixed | Roof
NJADRE1559712904 | Administratively Determined Incentive Program | TOMS RIVER | 8757 | 5.74 | Residential | Behind the Meter | Yes | Sunrun Installation Services, Inc. | JCP&L |  | Accepted | 2025-05-14 | 2025-06-11 | 2026-06-11 | Solar Panels | Hanwha Q-Cells | Q.PEAK DUO BLK ML-G10+ 410 |  | 0.41 | 8 | 265 | 15 |  | Fixed | Roof
NJADRE1559712904 | Administratively Determined Incentive Program | TOMS RIVER | 8757 | 5.74 | Residential | Behind the Meter | Yes | Sunrun Installation Services, Inc. | JCP&L |  | Accepted | 2025-05-14 | 2025-06-11 | 2026-06-11 | Inverters | SolarEdge Technologies | SE7600H-USMN | 7600 |  | 1 |  |  | 0.99 |  | Outdoor | Next to meter
NJADRE1559712912 | Administratively Determined Incentive Program | JACKSON | 8527 | 11.25 | Residential | Behind the Meter | No | Green Revolution Solar | JCP&L |  | Accepted | 2025-05-14 | 2025-06-16 | 2026-06-16 | Inverters | Tigo | TSI7.6 K-US | 7600 |  | 1 |  |  | 0.97 |  | Outdoor
NJADRE1559712912 | Administratively Determined Incentive Program | JACKSON | 8527 | 11.25 | Residential | Behind the Meter | No | Green Revolution Solar | JCP&L |  | Accepted | 2025-05-14 | 2025-06-16 | 2026-06-16 | Solar Panels | Canadian Solar | CS6.1-54TM-450H |  | 0.45 | 25 | 97 | 19 |  | Fixed | Roof
NJADRE1559712916 | Administratively Determined Incentive Program | SHORT HILLS | 7078 | 624.16 | Commercial | Behind the Meter | Yes | Greenskies Clean Energy, LLC | JCP&L |  | Accepted | 2025-05-21 | 2025-06-20 | 2026-06-20 | Solar Panels | Heliene | 144HC-535 M10 SL Monofacial |  | 0.535 | 1024 | 21 | 10 |  | Fixed | Roof
NJADRE1559712916 | Administratively Determined Incentive Program | SHORT HILLS | 7078 | 624.16 | Commercial | Behind the Meter | Yes | Greenskies Clean Energy, LLC | JCP&L |  | Accepted | 2025-05-21 | 2025-06-20 | 2026-06-20 | Solar Panels | Heliene | 144HC-530 M10 SL Bifacial |  | 0.53 | 144 | 21 | 10 |  | Fixed | Roof
NJADRE1559712916 | Administratively Determined Incentive Program | SHORT HILLS | 7078 | 624.16 | Commercial | Behind the Meter | Yes | Greenskies Clean Energy, LLC | JCP&L |  | Accepted | 2025-05-21 | 2025-06-20 | 2026-06-20 | Inverters | CSI Solar | CSI-100K-T480GL03-U | 100000 |  | 6 |  |  | 0.99 |  | Outside
NJADRE1559712920 | Administratively Determined Incentive Program | DELANCO | 8075 | 9.72 | Residential | Behind the Meter | Yes | Define Solar, LLC | PSE&G |  | Accepted | 2025-05-14 | 2025-06-11 | 2026-06-11 | Inverters | Enphase | IQ8PLUS-72-2-US | 290 |  | 17 |  |  | 0.976 |  | Outside | Under each pv panel
NJADRE1559712920 | Administratively Determined Incentive Program | DELANCO | 8075 | 9.72 | Residential | Behind the Meter | Yes | Define Solar, LLC | PSE&G |  | Accepted | 2025-05-14 | 2025-06-11 | 2026-06-11 | Inverters | Enphase | IQ8PLUS-72-2-US | 290 |  | 3 |  |  | 0.976 |  | Outside | Under each pv panel
NJADRE1559712920 | Administratively Determined Incentive Program | DELANCO | 8075 | 9.72 | Residential | Behind the Meter | Yes | Define Solar, LLC | PSE&G |  | Accepted | 2025-05-14 | 2025-06-11 | 2026-06-11 | Solar Panels | Znshine | ZXM7-SH108 405W |  | 0.405 | 3 | 268 | 28 |  | Fixed | Roof
NJADRE1559712920 | Administratively Determined Incentive Program | DELANCO | 8075 | 9.72 | Residential | Behind the Meter | Yes | Define Solar, LLC | PSE&G |  | Accepted | 2025-05-14 | 2025-06-11 | 2026-06-11 | Solar Panels | Znshine | ZXM7-SH108 405W |  | 0.405 | 17 | 178 | 25 |  | Fixed | Roof
NJADRE1559712920 | Administratively Determined Incentive Program | DELANCO | 8075 | 9.72 | Residential | Behind the Meter | Yes | Define Solar, LLC | PSE&G |  | Accepted | 2025-05-14 | 2025-06-11 | 2026-06-11 | Inverters | Enphase | IQ8PLUS-72-2-US | 290 |  | 4 |  |  | 0.976 |  | Outside | Under each pv panel
NJADRE1559712920 | Administratively Determined Incentive Program | DELANCO | 8075 | 9.72 | Residential | Behind the Meter | Yes | Define Solar, LLC | PSE&G |  | Accepted | 2025-05-14 | 2025-06-11 | 2026-06-11 | Solar Panels | Znshine | ZXM7-SH108 405W |  | 0.405 | 4 | 88 | 28 |  | Fixed | Roof
NJADRE1559712933 | Administratively Determined Incentive Program | NEWFIELD | 8344 | 14.62 | Residential | Behind the Meter | Yes | EMT Renewables, LLC | AC Electric |  | Accepted | 2025-05-14 | 2025-06-11 | 2026-06-11 | Inverters | ENPHASE | IQ8+ | 290 |  | 34 |  |  | 0.98 |  | Other | UNDER EACH PANEL
NJADRE1559712933 | Administratively Determined Incentive Program | NEWFIELD | 8344 | 14.62 | Residential | Behind the Meter | Yes | EMT Renewables, LLC | AC Electric |  | Accepted | 2025-05-14 | 2025-06-11 | 2026-06-11 | Solar Panels | SEG SOLAR | SEG 430 |  | 0.43 | 18 | 235 | 25 |  | Fixed | Roof
NJADRE1559712933 | Administratively Determined Incentive Program | NEWFIELD | 8344 | 14.62 | Residential | Behind the Meter | Yes | EMT Renewables, LLC | AC Electric |  | Accepted | 2025-05-14 | 2025-06-11 | 2026-06-11 | Solar Panels | SEG SOLAR | SEG 430 |  | 0.43 | 13 | 145 | 40 |  | Fixed | Roof
NJADRE1559712933 | Administratively Determined Incentive Program | NEWFIELD | 8344 | 14.62 | Residential | Behind the Meter | Yes | EMT Renewables, LLC | AC Electric |  | Accepted | 2025-05-14 | 2025-06-11 | 2026-06-11 | Solar Panels | SEG SOLAR | SEG 430 |  | 0.43 | 3 | 55 | 25 |  | Fixed | Roof
NJADRE1559712941 | Administratively Determined Incentive Program | EGG HARBOR TOWNSHIP | 8234 | 7.29 | Residential | Behind the Meter | Yes | Sunrun Installation Services, Inc. | AC Electric |  | Accepted | 2025-05-14 | 2025-06-11 | 2026-06-11 | Inverters | SOLAREDGE TECHNOLOGIES | SE5700H-USMN | 5760 |  | 1 |  |  | 0.99 |  | Outdoor
NJADRE1559712941 | Administratively Determined Incentive Program | EGG HARBOR TOWNSHIP | 8234 | 7.29 | Residential | Behind the Meter | Yes | Sunrun Installation Services, Inc. | AC Electric |  | Accepted | 2025-05-14 | 2025-06-11 | 2026-06-11 | Solar Panels | JA SOLAR | JAM54S31-405/MR |  | 0.405 | 13 | 187 | 22 |  | Fixed | Roof
NJADRE1559712941 | Administratively Determined Incentive Program | EGG HARBOR TOWNSHIP | 8234 | 7.29 | Residential | Behind the Meter | Yes | Sunrun Installation Services, Inc. | AC Electric |  | Accepted | 2025-05-14 | 2025-06-11 | 2026-06-11 | Solar Panels | JA SOLAR | JAM54S31-405/MR |  | 0.405 | 5 | 187 | 26 |  | Fixed | Roof
NJADRE1559712944 | Administratively Determined Incentive Program | CLEMENTON | 8021 | 10.32 | Residential | Behind the Meter | Yes | Integrity Solar & Home Solutions, LLC | AC Electric |  | Accepted | 2025-05-14 | 2025-06-11 | 2026-06-11 | Solar Panels | SEG SOLAR | SEG-430-BTD-BG |  | 0.43 | 2 | 159 | 24 |  | Fixed | Roof
NJADRE1559712944 | Administratively Determined Incentive Program | CLEMENTON | 8021 | 10.32 | Residential | Behind the Meter | Yes | Integrity Solar & Home Solutions, LLC | AC Electric |  | Accepted | 2025-05-14 | 2025-06-11 | 2026-06-11 | Solar Panels | SEG SOLAR | SEG-430-BTD-BG |  | 0.43 | 11 | 69 | 35 |  | Fixed | Roof
NJADRE1559712944 | Administratively Determined Incentive Program | CLEMENTON | 8021 | 10.32 | Residential | Behind the Meter | Yes | Integrity Solar & Home Solutions, LLC | AC Electric |  | Accepted | 2025-05-14 | 2025-06-11 | 2026-06-11 | Solar Panels | SEG SOLAR | SEG-430-BTD-BG |  | 0.43 | 9 | 249 | 35 |  | Fixed | Roof
NJADRE1559712944 | Administratively Determined Incentive Program | CLEMENTON | 8021 | 10.32 | Residential | Behind the Meter | Yes | Integrity Solar & Home Solutions, LLC | AC Electric |  | Accepted | 2025-05-14 | 2025-06-11 | 2026-06-11 | Solar Panels | SEG SOLAR | SEG-430-BTD-BG |  | 0.43 | 2 | 339 | 24 |  | Fixed | Roof
NJADRE1559712944 | Administratively Determined Incentive Program | CLEMENTON | 8021 | 10.32 | Residential | Behind the Meter | Yes | Integrity Solar & Home Solutions, LLC | AC Electric |  | Accepted | 2025-05-14 | 2025-06-11 | 2026-06-11 | Inverters | ENPHASE | IQ8HC | 380 |  | 24 |  |  | 0.98 |  | Other | UNDER EACH PANEL
NJADRE1559712948 | Administratively Determined Incentive Program | SKILLMAN | 8558 | 11.96 | Residential | Behind the Meter | No | Infinity Solar Systems, LLC | PSE&G |  | Accepted | 2025-05-14 | 2025-06-12 | 2026-06-12 | Solar Panels | REC Solar | REC 460AA PURE-RX |  | 0.46 | 2 | 81 | 44 |  | Fixed | Roof
NJADRE1559712948 | Administratively Determined Incentive Program | SKILLMAN | 8558 | 11.96 | Residential | Behind the Meter | No | Infinity Solar Systems, LLC | PSE&G |  | Accepted | 2025-05-14 | 2025-06-12 | 2026-06-12 | Inverters | Enphase | IQ8X-80-M-US | 380 |  | 26 |  |  | 0.97 |  | Outdoor
NJADRE1559712948 | Administratively Determined Incentive Program | SKILLMAN | 8558 | 11.96 | Residential | Behind the Meter | No | Infinity Solar Systems, LLC | PSE&G |  | Accepted | 2025-05-14 | 2025-06-12 | 2026-06-12 | Solar Panels | REC Solar | REC 460AA PURE-RX |  | 0.46 | 21 | 171 | 34 |  | Fixed | Roof
NJADRE1559712948 | Administratively Determined Incentive Program | SKILLMAN | 8558 | 11.96 | Residential | Behind the Meter | No | Infinity Solar Systems, LLC | PSE&G |  | Accepted | 2025-05-14 | 2025-06-12 | 2026-06-12 | Solar Panels | REC Solar | REC 460AA PURE-RX |  | 0.46 | 3 | 81 | 44 |  | Fixed | Roof
NJADRE1559712956 | Administratively Determined Incentive Program | EGG HARBOR CITY | 8215 | 13.76 | Residential | Behind the Meter | Yes | EMT Renewables, LLC | AC Electric |  | Accepted | 2025-05-14 | 2025-06-11 | 2026-06-11 | Solar Panels | SEG SOLAR | SEG 430 |  | 0.43 | 17 | 222 | 23 |  | Fixed | Roof
NJADRE1559712956 | Administratively Determined Incentive Program | EGG HARBOR CITY | 8215 | 13.76 | Residential | Behind the Meter | Yes | EMT Renewables, LLC | AC Electric |  | Accepted | 2025-05-14 | 2025-06-11 | 2026-06-11 | Inverters | ENPHASE | IQ8+ | 290 |  | 32 |  |  | 0.98 |  | Other | UNDER EACH PANEL
NJADRE1559712956 | Administratively Determined Incentive Program | EGG HARBOR CITY | 8215 | 13.76 | Residential | Behind the Meter | Yes | EMT Renewables, LLC | AC Electric |  | Accepted | 2025-05-14 | 2025-06-11 | 2026-06-11 | Solar Panels | SEG SOLAR | SEG 430 |  | 0.43 | 15 | 42 | 23 |  | Fixed | Roof
NJADRE1559712957 | Administratively Determined Incentive Program | FRANKLINVILLE | 8322 | 4.92 | Residential | Behind the Meter | Yes | Trinity Solar, LLC | AC Electric |  | Accepted | 2025-05-14 | 2025-06-11 | 2026-06-11 | Inverters | Solar Edge | USE3800H-USMNBL75 | 3800 |  | 1 |  |  | 0.97 |  | Outdoor
NJADRE1559712957 | Administratively Determined Incentive Program | FRANKLINVILLE | 8322 | 4.92 | Residential | Behind the Meter | Yes | Trinity Solar, LLC | AC Electric |  | Accepted | 2025-05-14 | 2025-06-11 | 2026-06-11 | Solar Panels | HANWHA | (Q.PEAK DUO BLK ML-G10+ 410) |  | 0.41 | 6 | 336 | 5 |  | Fixed | Roof
NJADRE1559712957 | Administratively Determined Incentive Program | FRANKLINVILLE | 8322 | 4.92 | Residential | Behind the Meter | Yes | Trinity Solar, LLC | AC Electric |  | Accepted | 2025-05-14 | 2025-06-11 | 2026-06-11 | Solar Panels | HANWHA | (Q.PEAK DUO BLK ML-G10+ 410) |  | 0.41 | 6 | 156 | 22 |  | Fixed | Roof
NJADRE1559712958 | Administratively Determined Incentive Program | WENONAH | 8090 | 12.75 | Residential | Behind the Meter | Yes | Power Energy Solutions, LLC | AC Electric |  | Accepted | 2025-05-14 | 2025-06-11 | 2026-06-11 | Solar Panels | Trina Solar | TSM-425NE09RC.05 |  | 0.425 | 9 | 73 | 23 |  | Fixed | Roof
NJADRE1559712958 | Administratively Determined Incentive Program | WENONAH | 8090 | 12.75 | Residential | Behind the Meter | Yes | Power Energy Solutions, LLC | AC Electric |  | Accepted | 2025-05-14 | 2025-06-11 | 2026-06-11 | Inverters | SolarEdge | SE7600H-US | 8 |  | 1 |  |  | 0.97 |  | Outdoor
NJADRE1559712958 | Administratively Determined Incentive Program | WENONAH | 8090 | 12.75 | Residential | Behind the Meter | Yes | Power Energy Solutions, LLC | AC Electric |  | Accepted | 2025-05-14 | 2025-06-11 | 2026-06-11 | Solar Panels | Trina Solar | TSM-425NE09RC.05 |  | 0.425 | 9 | 253 | 23 |  | Fixed | Roof
NJADRE1559712958 | Administratively Determined Incentive Program | WENONAH | 8090 | 12.75 | Residential | Behind the Meter | Yes | Power Energy Solutions, LLC | AC Electric |  | Accepted | 2025-05-14 | 2025-06-11 | 2026-06-11 | Solar Panels | Trina Solar | TSM-425NE09RC.05 |  | 0.425 | 5 | 253 | 23 |  | Fixed | Roof
NJADRE1559712958 | Administratively Determined Incentive Program | WENONAH | 8090 | 12.75 | Residential | Behind the Meter | Yes | Power Energy Solutions, LLC | AC Electric |  | Accepted | 2025-05-14 | 2025-06-11 | 2026-06-11 | Solar Panels | Trina Solar | TSM-425NE09RC.05 |  | 0.425 | 7 | 72 | 23 |  | Fixed | Roof
NJADRE1559712959 | Administratively Determined Incentive Program | Trenton | 8690 | 9.43 | Residential | Behind the Meter | Yes | Trinity Solar, LLC | PSE&G |  | Accepted | 2025-05-14 | 2025-06-11 | 2026-06-11 | Inverters | Solar Edge | USE7600H-US | 7600 |  | 1 |  |  | 0.97 |  | Outside
NJADRE1559712959 | Administratively Determined Incentive Program | Trenton | 8690 | 9.43 | Residential | Behind the Meter | Yes | Trinity Solar, LLC | PSE&G |  | Accepted | 2025-05-14 | 2025-06-11 | 2026-06-11 | Solar Panels | Hanwha | Q.PEAK DUO BLK ML-G10+ 410 |  | 0.41 | 12 | 225 | 24 |  | Fixed | Roof
NJADRE1559712959 | Administratively Determined Incentive Program | Trenton | 8690 | 9.43 | Residential | Behind the Meter | Yes | Trinity Solar, LLC | PSE&G |  | Accepted | 2025-05-14 | 2025-06-11 | 2026-06-11 | Solar Panels | Hanwha | Q.PEAK DUO BLK ML-G10+ 410 |  | 0.41 | 7 | 45 | 24 |  | Fixed | Roof
NJADRE1559712959 | Administratively Determined Incentive Program | Trenton | 8690 | 9.43 | Residential | Behind the Meter | Yes | Trinity Solar, LLC | PSE&G |  | Accepted | 2025-05-14 | 2025-06-11 | 2026-06-11 | Solar Panels | Hanwha | Q.PEAK DUO BLK ML-G10+ 410 |  | 0.41 | 4 | 225 | 24 |  | Fixed | Roof
NJADRE1559712963 | Administratively Determined Incentive Program | SWEDESBORO | 8085 | 13.6 | Residential | Behind the Meter | Yes | Big Wave Roofing and Solar, LLC | AC Electric |  | Accepted | 2025-05-14 | 2025-06-11 | 2026-06-11 | Solar Panels | JINKO | JKM425N-54HL4-B (425W) |  | 0.425 | 14 | 51 | 38 |  | Fixed | Roof
NJADRE1559712963 | Administratively Determined Incentive Program | SWEDESBORO | 8085 | 13.6 | Residential | Behind the Meter | Yes | Big Wave Roofing and Solar, LLC | AC Electric |  | Accepted | 2025-05-14 | 2025-06-11 | 2026-06-11 | Inverters | Enphase | ENPHASE IQ8HC-72-M-DOM-US | 380 |  | 32 |  |  | 0.097 |  | Outdoor
NJADRE1559712963 | Administratively Determined Incentive Program | SWEDESBORO | 8085 | 13.6 | Residential | Behind the Meter | Yes | Big Wave Roofing and Solar, LLC | AC Electric |  | Accepted | 2025-05-14 | 2025-06-11 | 2026-06-11 | Solar Panels | JINKO | JKM425N-54HL4-B (425W) |  | 0.425 | 13 | 231 | 40 |  | Fixed | Roof
NJADRE1559712963 | Administratively Determined Incentive Program | SWEDESBORO | 8085 | 13.6 | Residential | Behind the Meter | Yes | Big Wave Roofing and Solar, LLC | AC Electric |  | Accepted | 2025-05-14 | 2025-06-11 | 2026-06-11 | Solar Panels | JINKO | JKM425N-54HL4-B (425W) |  | 0.425 | 5 | 141 | 40 |  | Fixed | Roof
NJADRE1559712981 | Administratively Determined Incentive Program | CLIFTON CITY | 7013 | 11.75 | Residential | Behind the Meter | Yes | Sunrun Installation Services, Inc. | PSE&G |  | Accepted | 2025-05-14 | 2025-06-11 | 2026-06-11 | Solar Panels | JA SOLAR | JAM54S31-405/MR |  | 0.405 | 8 | 313 | 27 |  | Fixed | Roof
NJADRE1559712981 | Administratively Determined Incentive Program | CLIFTON CITY | 7013 | 11.75 | Residential | Behind the Meter | Yes | Sunrun Installation Services, Inc. | PSE&G |  | Accepted | 2025-05-14 | 2025-06-11 | 2026-06-11 | Solar Panels | JA SOLAR | JAM54S31-405/MR |  | 0.405 | 12 | 42 | 27 |  | Fixed | Roof
NJADRE1559712981 | Administratively Determined Incentive Program | CLIFTON CITY | 7013 | 11.75 | Residential | Behind the Meter | Yes | Sunrun Installation Services, Inc. | PSE&G |  | Accepted | 2025-05-14 | 2025-06-11 | 2026-06-11 | Inverters | SOLAREDGE TECHNOLOGIES | SE10000H-USMN | 10000 |  | 1 |  |  | 0.99 |  | Outdoor
NJADRE1559712981 | Administratively Determined Incentive Program | CLIFTON CITY | 7013 | 11.75 | Residential | Behind the Meter | Yes | Sunrun Installation Services, Inc. | PSE&G |  | Accepted | 2025-05-14 | 2025-06-11 | 2026-06-11 | Solar Panels | JA SOLAR | JAM54S31-405/MR |  | 0.405 | 4 | 223 | 27 |  | Fixed | Roof
NJADRE1559712981 | Administratively Determined Incentive Program | CLIFTON CITY | 7013 | 11.75 | Residential | Behind the Meter | Yes | Sunrun Installation Services, Inc. | PSE&G |  | Accepted | 2025-05-14 | 2025-06-11 | 2026-06-11 | Solar Panels | JA SOLAR | JAM54S31-405/MR |  | 0.405 | 5 | 133 | 27 |  | Fixed | Roof
NJADRE1559712997 | Administratively Determined Incentive Program | HILLSBOROUGH | 8844 | 10.25 | Residential | Behind the Meter | Yes | Trinity Solar, LLC | PSE&G |  | Accepted | 2025-05-14 | 2025-06-17 | 2026-06-17 | Solar Panels | HANWHA 410 (Q.PEAK DUO BLK ML-G10+410) | HANWHA 410 (Q.PEAK DUO BLK ML-G10+410) |  | 0.41 | 10 | 291 | 23 |  | Fixed | Roof
NJADRE1559712997 | Administratively Determined Incentive Program | HILLSBOROUGH | 8844 | 10.25 | Residential | Behind the Meter | Yes | Trinity Solar, LLC | PSE&G |  | Accepted | 2025-05-14 | 2025-06-17 | 2026-06-17 | Inverters | SOLAREDGE | USE7600H-USMNBL75 | 7600 |  | 1 |  |  | 0.97 |  | Outside
NJADRE1559712997 | Administratively Determined Incentive Program | HILLSBOROUGH | 8844 | 10.25 | Residential | Behind the Meter | Yes | Trinity Solar, LLC | PSE&G |  | Accepted | 2025-05-14 | 2025-06-17 | 2026-06-17 | Solar Panels | HANWHA 410 (Q.PEAK DUO BLK ML-G10+410) | HANWHA 410 (Q.PEAK DUO BLK ML-G10+410) |  | 0.41 | 15 | 111 | 23 |  | Fixed | Roof
NJADRE1559713000 | Administratively Determined Incentive Program | WESTVILLE | 8093 | 13.18 | Residential | Behind the Meter | Yes | Power Energy Solutions, LLC | PSE&G |  | Accepted | 2025-05-14 | 2025-06-11 | 2026-06-11 | Inverters | SolarEdge | SE7600H-US | 8 |  | 1 |  |  | 0.97 |  | Outdoor
NJADRE1559713000 | Administratively Determined Incentive Program | WESTVILLE | 8093 | 13.18 | Residential | Behind the Meter | Yes | Power Energy Solutions, LLC | PSE&G |  | Accepted | 2025-05-14 | 2025-06-11 | 2026-06-11 | Solar Panels | Trina Solar | TSM-425NE09RC.05 |  | 0.425 | 9 | 137 | 21 |  | Fixed | Roof
NJADRE1559713000 | Administratively Determined Incentive Program | WESTVILLE | 8093 | 13.18 | Residential | Behind the Meter | Yes | Power Energy Solutions, LLC | PSE&G |  | Accepted | 2025-05-14 | 2025-06-11 | 2026-06-11 | Solar Panels | Trina Solar | TSM-425NE09RC.05 |  | 0.425 | 22 | 136 | 20 |  | Fixed | Roof
NJADRE1559713002 | Administratively Determined Incentive Program | Egg Harbor City | 8215 | 11.62 | Residential | Behind the Meter | No | Solar Energy World | AC Electric |  | Accepted | 2025-05-14 | 2025-06-11 | 2026-06-11 | Inverters | Enphase | IQ8+-72-M-US | 290 |  | 28 |  |  | 0.97 |  | Outside
NJADRE1559713002 | Administratively Determined Incentive Program | Egg Harbor City | 8215 | 11.62 | Residential | Behind the Meter | No | Solar Energy World | AC Electric |  | Accepted | 2025-05-14 | 2025-06-11 | 2026-06-11 | Solar Panels | Hanwha | Q.PEAK DUO BLK ML-G10+-415W |  | 0.415 | 12 | 195 | 27 |  | Fixed | Roof
NJADRE1559713002 | Administratively Determined Incentive Program | Egg Harbor City | 8215 | 11.62 | Residential | Behind the Meter | No | Solar Energy World | AC Electric |  | Accepted | 2025-05-14 | 2025-06-11 | 2026-06-11 | Solar Panels | Hanwha | Q.PEAK DUO BLK ML-G10+-415W |  | 0.415 | 16 | 133 | 26 |  | Fixed | Roof
NJADRE1559713005 | Administratively Determined Incentive Program | Palisades Park | 7650 | 10.53 | Residential | Behind the Meter | Yes | Sunrun Installation Services, Inc. | PSE&G |  | Accepted | 2025-05-14 | 2025-06-11 | 2026-06-11 | Inverters | SOLAREDGE TECHNOLOGIES | SE7600H-USMN | 7600 |  | 1 |  |  | 0.99 |  | Outdoor
NJADRE1559713005 | Administratively Determined Incentive Program | Palisades Park | 7650 | 10.53 | Residential | Behind the Meter | Yes | Sunrun Installation Services, Inc. | PSE&G |  | Accepted | 2025-05-14 | 2025-06-11 | 2026-06-11 | Solar Panels | JA SOLAR | JAM54S31-405/MR |  | 0.405 | 4 | 218 | 18 |  | Fixed | Roof
NJADRE1559713005 | Administratively Determined Incentive Program | Palisades Park | 7650 | 10.53 | Residential | Behind the Meter | Yes | Sunrun Installation Services, Inc. | PSE&G |  | Accepted | 2025-05-14 | 2025-06-11 | 2026-06-11 | Solar Panels | JA SOLAR | JAM54S31-405/MR |  | 0.405 | 16 | 308 | 18 |  | Fixed | Roof
NJADRE1559713005 | Administratively Determined Incentive Program | Palisades Park | 7650 | 10.53 | Residential | Behind the Meter | Yes | Sunrun Installation Services, Inc. | PSE&G |  | Accepted | 2025-05-14 | 2025-06-11 | 2026-06-11 | Solar Panels | JA SOLAR | JAM54S31-405/MR |  | 0.405 | 6 | 38 | 18 |  | Fixed | Roof
NJADRE1559713011 | Administratively Determined Incentive Program | Pine Hill | 8021 | 4.05 | Residential | Behind the Meter | Yes | Define Solar, LLC | AC Electric |  | Accepted | 2025-05-14 | 2025-06-11 | 2026-06-11 | Solar Panels | Znshine | ZXM7-SH108 405W |  | 0.405 | 10 | 128 | 19 |  | Fixed | Roof
NJADRE1559713011 | Administratively Determined Incentive Program | Pine Hill | 8021 | 4.05 | Residential | Behind the Meter | Yes | Define Solar, LLC | AC Electric |  | Accepted | 2025-05-14 | 2025-06-11 | 2026-06-11 | Inverters | Enphase | IQ8PLUS-72-2-US | 290 |  | 10 |  |  | 0.976 |  | Outside | Under each pv panel
NJADRE1559713012 | Administratively Determined Incentive Program | Whiting | 8759 | 12.33 | Residential | Behind the Meter | Yes | Big Wave Roofing and Solar, LLC | JCP&L |  | Accepted | 2025-05-14 | 2025-06-11 | 2026-06-11 | Solar Panels | Jinko | JKM425N-54HL4-B |  | 0.425 | 11 | 176 | 25 |  | Fixed | Roof
NJADRE1559713012 | Administratively Determined Incentive Program | Whiting | 8759 | 12.33 | Residential | Behind the Meter | Yes | Big Wave Roofing and Solar, LLC | JCP&L |  | Accepted | 2025-05-14 | 2025-06-11 | 2026-06-11 | Inverters | Enphase | IQ8HC-72-M-DOM-US | 380 |  | 29 |  |  | 0.98 |  | Outside
NJADRE1559713012 | Administratively Determined Incentive Program | Whiting | 8759 | 12.33 | Residential | Behind the Meter | Yes | Big Wave Roofing and Solar, LLC | JCP&L |  | Accepted | 2025-05-14 | 2025-06-11 | 2026-06-11 | Solar Panels | Jinko | JKM425N-54HL4-B |  | 0.425 | 10 | 176 | 25 |  | Fixed | Roof
NJADRE1559713012 | Administratively Determined Incentive Program | Whiting | 8759 | 12.33 | Residential | Behind the Meter | Yes | Big Wave Roofing and Solar, LLC | JCP&L |  | Accepted | 2025-05-14 | 2025-06-11 | 2026-06-11 | Solar Panels | Jinko | JKM425N-54HL4-B |  | 0.425 | 8 | 356 | 25 |  | Fixed | Roof
NJADRE1559713032 | Administratively Determined Incentive Program | Fortescue | 8321 | 9.89 | Residential | Behind the Meter | Yes | EMT Renewables, LLC | AC Electric |  | Accepted | 2025-05-14 | 2025-06-11 | 2026-06-11 | Solar Panels | SEG SOLAR | SEG 430 |  | 0.43 | 10 | 153 | 16 |  | Fixed | Roof
NJADRE1559713032 | Administratively Determined Incentive Program | Fortescue | 8321 | 9.89 | Residential | Behind the Meter | Yes | EMT Renewables, LLC | AC Electric |  | Accepted | 2025-05-14 | 2025-06-11 | 2026-06-11 | Solar Panels | SEG SOLAR | SEG 430 |  | 0.43 | 6 | 243 | 15 |  | Fixed | Roof
NJADRE1559713032 | Administratively Determined Incentive Program | Fortescue | 8321 | 9.89 | Residential | Behind the Meter | Yes | EMT Renewables, LLC | AC Electric |  | Accepted | 2025-05-14 | 2025-06-11 | 2026-06-11 | Inverters | ENPHASE | IQ8+ | 290 |  | 23 |  |  | 0.98 |  | Other | UNDER EACH PANEL
NJADRE1559713032 | Administratively Determined Incentive Program | Fortescue | 8321 | 9.89 | Residential | Behind the Meter | Yes | EMT Renewables, LLC | AC Electric |  | Accepted | 2025-05-14 | 2025-06-11 | 2026-06-11 | Solar Panels | SEG SOLAR | SEG 430 |  | 0.43 | 4 | 333 | 20 |  | Fixed | Roof
NJADRE1559713032 | Administratively Determined Incentive Program | Fortescue | 8321 | 9.89 | Residential | Behind the Meter | Yes | EMT Renewables, LLC | AC Electric |  | Accepted | 2025-05-14 | 2025-06-11 | 2026-06-11 | Solar Panels | SEG SOLAR | SEG 430 |  | 0.43 | 3 | 63 | 15 |  | Fixed | Roof
NJADRE1559713036 | Administratively Determined Incentive Program | Bernardsville | 7924 | 11.89 | Residential | Behind the Meter | No | Tesla Energy Operations, Inc. | JCP&L |  | Accepted | 2025-05-14 | 2025-06-11 | 2026-06-11 | Inverters | Tesla | 1538000-XX-Y | 5000 |  | 2 |  |  | 0.98 |  | Outside
NJADRE1559713036 | Administratively Determined Incentive Program | Bernardsville | 7924 | 11.89 | Residential | Behind the Meter | No | Tesla Energy Operations, Inc. | JCP&L |  | Accepted | 2025-05-14 | 2025-06-11 | 2026-06-11 | Solar Panels | Hanwha | Q.PEAK DUO BLK ML-G10+/TS 410 |  | 0.41 | 29 | 184 | 18 |  | Fixed | Roof
NJADRE1559713145 | Administratively Determined Incentive Program | Jersey City | 7302 | 10.32 | Residential | Behind the Meter | Yes | PosiGen Developer, LLC | PSE&G |  | Accepted | 2025-05-14 | 2025-06-12 | 2026-06-12 | Solar Panels | JINKO EAGLE G6R | JKM430N-54HL4-B |  | 0.43 | 24 | 35 | 3 |  | Fixed | Roof
NJADRE1559713145 | Administratively Determined Incentive Program | Jersey City | 7302 | 10.32 | Residential | Behind the Meter | Yes | PosiGen Developer, LLC | PSE&G |  | Accepted | 2025-05-14 | 2025-06-12 | 2026-06-12 | Inverters | SOLAREDGE | SE10000H-US | 10000 |  | 1 |  |  | 0.99 |  | Outside | WITHIN TEN FEET OF METER
NJADRE1559713490 | Administratively Determined Incentive Program | Irvington | 7111 | 5.59 | Residential | Behind the Meter | Yes | EMT Renewables, LLC | PSE&G |  | Accepted | 2025-05-14 | 2025-06-11 | 2026-06-11 | Inverters | ENPHASE | IQ8+ | 290 |  | 13 |  |  | 0.98 |  | Other | UNDER EACH PANEL
NJADRE1559713490 | Administratively Determined Incentive Program | Irvington | 7111 | 5.59 | Residential | Behind the Meter | Yes | EMT Renewables, LLC | PSE&G |  | Accepted | 2025-05-14 | 2025-06-11 | 2026-06-11 | Solar Panels | SEG SOLAR | SEG 430 |  | 0.43 | 8 | 216 | 21 |  | Fixed | Roof
NJADRE1559713490 | Administratively Determined Incentive Program | Irvington | 7111 | 5.59 | Residential | Behind the Meter | Yes | EMT Renewables, LLC | PSE&G |  | Accepted | 2025-05-14 | 2025-06-11 | 2026-06-11 | Solar Panels | SEG SOLAR | SEG 430 |  | 0.43 | 5 | 36 | 21 |  | Fixed | Roof
NJADRE1559713612 | Administratively Determined Incentive Program | Roselle | 7203 | 4.1 | Residential | Behind the Meter | Yes | Sunrun Installation Services, Inc. | PSE&G |  | Accepted | 2025-05-14 | 2025-06-11 | 2026-06-11 | Inverters | Tesla | POWERWALL 3 1707000-XX-Y | 11500 |  | 1 |  |  | 0.97 |  | Outdoor
NJADRE1559713612 | Administratively Determined Incentive Program | Roselle | 7203 | 4.1 | Residential | Behind the Meter | Yes | Sunrun Installation Services, Inc. | PSE&G |  | Accepted | 2025-05-14 | 2025-06-11 | 2026-06-11 | Electric Storage Battery | Tesla | POWERWALL 3 1707000-XX-Y |  |  | 1 |  |  |  | Lithium Ion |  | OUTSIDE
NJADRE1559713612 | Administratively Determined Incentive Program | Roselle | 7203 | 4.1 | Residential | Behind the Meter | Yes | Sunrun Installation Services, Inc. | PSE&G |  | Accepted | 2025-05-14 | 2025-06-11 | 2026-06-11 | Solar Panels | HANWHA Q-CELLS | Q.PEAK DUO BLK ML-G10+ 410 |  | 0.41 | 10 | 260 | 42 |  | Fixed | Roof
NJADRE1559713775 | Administratively Determined Incentive Program | Bayonne | 7002 | 3.83 | Residential | Behind the Meter | Yes | Power Energy Solutions, LLC | PSE&G |  | Accepted | 2025-05-14 | 2025-06-12 | 2026-06-12 | Inverters | SolarEdge | SE3800H-US | 4 |  | 1 |  |  | 0.97 |  | Outdoor
NJADRE1559713775 | Administratively Determined Incentive Program | Bayonne | 7002 | 3.83 | Residential | Behind the Meter | Yes | Power Energy Solutions, LLC | PSE&G |  | Accepted | 2025-05-14 | 2025-06-12 | 2026-06-12 | Solar Panels | Trina Solar | TSM-425NE09RC.05 |  | 0.425 | 9 | 214 | 25 |  | Fixed | Roof
NJADRE1559713822 | Administratively Determined Incentive Program | Pine Hill | 8021 | 6.45 | Residential | Behind the Meter | Yes | EMT Renewables, LLC | AC Electric |  | Accepted | 2025-05-14 | 2025-06-11 | 2026-06-11 | Inverters | ENPHASE | IQ8+ | 290 |  | 15 |  |  | 0.98 |  | Other | UNDER EACH PANEL
NJADRE1559713822 | Administratively Determined Incentive Program | Pine Hill | 8021 | 6.45 | Residential | Behind the Meter | Yes | EMT Renewables, LLC | AC Electric |  | Accepted | 2025-05-14 | 2025-06-11 | 2026-06-11 | Solar Panels | SEG SOLAR | SEG 430 |  | 0.43 | 15 | 187 | 20 |  | Fixed | Roof
NJADRE1559713868 | Administratively Determined Incentive Program | Cookstown | 8511 | 11.07 | Residential | Behind the Meter | Yes | Trinity Solar, LLC | JCP&L |  | Accepted | 2025-05-14 | 2025-06-11 | 2026-06-11 | Solar Panels | HANWHA 410 (Q.PEAK DUO BLK ML-G10+410) | HANWHA 410 (Q.PEAK DUO BLK ML-G10+410) |  | 0.41 | 19 | 186 | 19 |  | Fixed | Roof
NJADRE1559713868 | Administratively Determined Incentive Program | Cookstown | 8511 | 11.07 | Residential | Behind the Meter | Yes | Trinity Solar, LLC | JCP&L |  | Accepted | 2025-05-14 | 2025-06-11 | 2026-06-11 | Inverters | SOLAREDGE | USE10000H-USMNBL75 | 10000 |  | 1 |  |  | 0.97 |  | Outside
NJADRE1559713868 | Administratively Determined Incentive Program | Cookstown | 8511 | 11.07 | Residential | Behind the Meter | Yes | Trinity Solar, LLC | JCP&L |  | Accepted | 2025-05-14 | 2025-06-11 | 2026-06-11 | Solar Panels | HANWHA 410 (Q.PEAK DUO BLK ML-G10+410) | HANWHA 410 (Q.PEAK DUO BLK ML-G10+410) |  | 0.41 | 8 | 186 | 30 |  | Fixed | Roof
NJADRE1559714236 | Administratively Determined Incentive Program | Pompton Lakes | 7442 | 7.29 | Residential | Behind the Meter | Yes | Sunrun Installation Services, Inc. | JCP&L |  | Accepted | 2025-05-14 | 2025-06-11 | 2026-06-11 | Inverters | SOLAREDGE TECHNOLOGIES | SE5700H-USMN | 5760 |  | 1 |  |  | 0.99 |  | Outdoor
NJADRE1559714236 | Administratively Determined Incentive Program | Pompton Lakes | 7442 | 7.29 | Residential | Behind the Meter | Yes | Sunrun Installation Services, Inc. | JCP&L |  | Accepted | 2025-05-14 | 2025-06-11 | 2026-06-11 | Solar Panels | JA SOLAR | JAM54S31-405/MR |  | 0.405 | 14 | 185 | 21 |  | Fixed | Roof
NJADRE1559714236 | Administratively Determined Incentive Program | Pompton Lakes | 7442 | 7.29 | Residential | Behind the Meter | Yes | Sunrun Installation Services, Inc. | JCP&L |  | Accepted | 2025-05-14 | 2025-06-11 | 2026-06-11 | Solar Panels | JA SOLAR | JAM54S31-405/MR |  | 0.405 | 4 | 5 | 22 |  | Fixed | Roof
NJADRE1559714338 | Administratively Determined Incentive Program | PLAINSBORO | 8536 | 5.33 | Residential | Behind the Meter | No | Tesla Energy Operations, Inc. | PSE&G |  | Accepted | 2025-05-14 | 2025-06-11 | 2026-06-11 | Inverters | Tesla | 1538000-XX-Y | 5000 |  | 1 |  |  | 0.98 |  | Outside
NJADRE1559714338 | Administratively Determined Incentive Program | PLAINSBORO | 8536 | 5.33 | Residential | Behind the Meter | No | Tesla Energy Operations, Inc. | PSE&G |  | Accepted | 2025-05-14 | 2025-06-11 | 2026-06-11 | Solar Panels | Hanwha | Q.PEAK DUO BLK ML-G10+/TS 410 |  | 0.41 | 7 | 225 | 40 |  | Fixed | Roof
NJADRE1559714338 | Administratively Determined Incentive Program | PLAINSBORO | 8536 | 5.33 | Residential | Behind the Meter | No | Tesla Energy Operations, Inc. | PSE&G |  | Accepted | 2025-05-14 | 2025-06-11 | 2026-06-11 | Solar Panels | Hanwha | Q.PEAK DUO BLK ML-G10+/TS 410 |  | 0.41 | 6 | 225 | 40 |  | Fixed | Roof
NJADRE1559714790 | Administratively Determined Incentive Program | Atco | 8004 | 6.3 | Residential | Behind the Meter | No | Sea Bright Solar, LLC | AC Electric |  | Accepted | 2025-05-14 | 2025-06-11 | 2026-06-11 | Inverters | Enphase | IQ8PLUS-72-M-US | 290 |  | 18 |  |  | 0.97 |  | Outdoor
NJADRE1559714790 | Administratively Determined Incentive Program | Atco | 8004 | 6.3 | Residential | Behind the Meter | No | Sea Bright Solar, LLC | AC Electric |  | Accepted | 2025-05-14 | 2025-06-11 | 2026-06-11 | Solar Panels | Maxeon | SPR-X21-350-BLK/ |  | 0.35 | 4 | 138 | 25 |  | Fixed | Roof
NJADRE1559714790 | Administratively Determined Incentive Program | Atco | 8004 | 6.3 | Residential | Behind the Meter | No | Sea Bright Solar, LLC | AC Electric |  | Accepted | 2025-05-14 | 2025-06-11 | 2026-06-11 | Solar Panels | Maxeon | SPR-X21-350-BLK |  | 0.35 | 14 | 138 | 24 |  | Fixed | Roof
NJADRE1559714804 | Administratively Determined Incentive Program | Penns Grove | 8069 | 10.63 | Residential | Behind the Meter | Yes | Big Wave Roofing and Solar, LLC | AC Electric |  | Accepted | 2025-05-14 | 2025-06-11 | 2026-06-11 | Solar Panels | Jinko | JKM425N-54HL4-B |  | 0.425 | 4 | 259 | 15 |  | Fixed | Roof
NJADRE1559714804 | Administratively Determined Incentive Program | Penns Grove | 8069 | 10.63 | Residential | Behind the Meter | Yes | Big Wave Roofing and Solar, LLC | AC Electric |  | Accepted | 2025-05-14 | 2025-06-11 | 2026-06-11 | Solar Panels | Jinko | JKM425N-54HL4-B |  | 0.425 | 7 | 79 | 15 |  | Fixed | Roof
NJADRE1559714804 | Administratively Determined Incentive Program | Penns Grove | 8069 | 10.63 | Residential | Behind the Meter | Yes | Big Wave Roofing and Solar, LLC | AC Electric |  | Accepted | 2025-05-14 | 2025-06-11 | 2026-06-11 | Inverters | Enphase | IQ8HC-72-M-DOM-US | 380 |  | 25 |  |  | 0.98 |  | Outside
NJADRE1559714804 | Administratively Determined Incentive Program | Penns Grove | 8069 | 10.63 | Residential | Behind the Meter | Yes | Big Wave Roofing and Solar, LLC | AC Electric |  | Accepted | 2025-05-14 | 2025-06-11 | 2026-06-11 | Solar Panels | Jinko | JKM425N-54HL4-B |  | 0.425 | 10 | 259 | 15 |  | Fixed | Roof
NJADRE1559714804 | Administratively Determined Incentive Program | Penns Grove | 8069 | 10.63 | Residential | Behind the Meter | Yes | Big Wave Roofing and Solar, LLC | AC Electric |  | Accepted | 2025-05-14 | 2025-06-11 | 2026-06-11 | Solar Panels | Jinko | JKM425N-54HL4-B |  | 0.425 | 4 | 169 | 15 |  | Fixed | Roof
NJADRE1559715158 | Administratively Determined Incentive Program | Manchester | 8759 | 8.3 | Residential | Behind the Meter | Yes | Venture Home Solar, LLC | JCP&L |  | Accepted | 2025-05-14 | 2025-06-17 | 2026-06-17 | Solar Panels | Hanwha | Q.PEAK DUO BLK ML-G10+ 415W |  | 0.415 | 20 | 233 | 35 |  | Fixed | Roof
NJADRE1559715158 | Administratively Determined Incentive Program | Manchester | 8759 | 8.3 | Residential | Behind the Meter | Yes | Venture Home Solar, LLC | JCP&L |  | Accepted | 2025-05-14 | 2025-06-17 | 2026-06-17 | Inverters | Tesla Solar | 1538000-xx-y | 330 |  | 1 |  |  | 0.9697 |  | Outside
NJADRE1559715448 | Administratively Determined Incentive Program | Westville Boro | 8093 | 5.33 | Residential | Behind the Meter | Yes | Sunrun Installation Services, Inc. | PSE&G |  | Accepted | 2025-05-14 | 2025-06-11 | 2026-06-11 | Electric Storage Battery | Tesla | POWERWALL 3 1707000-XX-Y |  |  | 1 |  |  |  | Lithium Ion |  | OUTSIDE
NJADRE1559715448 | Administratively Determined Incentive Program | Westville Boro | 8093 | 5.33 | Residential | Behind the Meter | Yes | Sunrun Installation Services, Inc. | PSE&G |  | Accepted | 2025-05-14 | 2025-06-11 | 2026-06-11 | Inverters | Tesla | POWERWALL 3 1707000-XX-Y | 11500 |  | 1 |  |  | 0.97 |  | Outdoor
NJADRE1559715448 | Administratively Determined Incentive Program | Westville Boro | 8093 | 5.33 | Residential | Behind the Meter | Yes | Sunrun Installation Services, Inc. | PSE&G |  | Accepted | 2025-05-14 | 2025-06-11 | 2026-06-11 | Solar Panels | HANWHA Q-CELLS | Q.PEAK DUO BLK ML-G10+ 410 DCA |  | 0.41 | 3 | 173 | 4 |  | Fixed | Roof
NJADRE1559715448 | Administratively Determined Incentive Program | Westville Boro | 8093 | 5.33 | Residential | Behind the Meter | Yes | Sunrun Installation Services, Inc. | PSE&G |  | Accepted | 2025-05-14 | 2025-06-11 | 2026-06-11 | Solar Panels | HANWHA Q-CELLS | Q.PEAK DUO BLK ML-G10+ 410 DCA |  | 0.41 | 3 | 173 | 45 |  | Fixed | Roof
NJADRE1559715448 | Administratively Determined Incentive Program | Westville Boro | 8093 | 5.33 | Residential | Behind the Meter | Yes | Sunrun Installation Services, Inc. | PSE&G |  | Accepted | 2025-05-14 | 2025-06-11 | 2026-06-11 | Solar Panels | HANWHA Q-CELLS | Q.PEAK DUO BLK ML-G10+ 410 DCA |  | 0.41 | 3 | 173 | 45 |  | Fixed | Roof
NJADRE1559715448 | Administratively Determined Incentive Program | Westville Boro | 8093 | 5.33 | Residential | Behind the Meter | Yes | Sunrun Installation Services, Inc. | PSE&G |  | Accepted | 2025-05-14 | 2025-06-11 | 2026-06-11 | Solar Panels | HANWHA Q-CELLS | Q.PEAK DUO BLK ML-G10+ 410 DCA |  | 0.41 | 4 | 263 | 7 |  | Fixed | Roof
NJADRE1559715455 | Administratively Determined Incentive Program | Whiting | 8759 | 17 | Residential | Behind the Meter | Yes | Big Wave Roofing and Solar, LLC | JCP&L |  | Accepted | 2025-05-14 | 2025-06-11 | 2026-06-11 | Solar Panels | Jinko | JKM425N-54HL4-B |  | 0.425 | 11 | 204 | 16 |  | Fixed | Roof
NJADRE1559715455 | Administratively Determined Incentive Program | Whiting | 8759 | 17 | Residential | Behind the Meter | Yes | Big Wave Roofing and Solar, LLC | JCP&L |  | Accepted | 2025-05-14 | 2025-06-11 | 2026-06-11 | Solar Panels | Jinko | JKM425N-54HL4-B |  | 0.425 | 5 | 24 | 16 |  | Fixed | Roof
NJADRE1559715455 | Administratively Determined Incentive Program | Whiting | 8759 | 17 | Residential | Behind the Meter | Yes | Big Wave Roofing and Solar, LLC | JCP&L |  | Accepted | 2025-05-14 | 2025-06-11 | 2026-06-11 | Inverters | Enphase | IQ8HC-72-M-DOM-US | 380 |  | 40 |  |  | 0.98 |  | Outside
NJADRE1559715455 | Administratively Determined Incentive Program | Whiting | 8759 | 17 | Residential | Behind the Meter | Yes | Big Wave Roofing and Solar, LLC | JCP&L |  | Accepted | 2025-05-14 | 2025-06-11 | 2026-06-11 | Solar Panels | Jinko | JKM425N-54HL4-B |  | 0.425 | 7 | 204 | 16 |  | Fixed | Roof
NJADRE1559715455 | Administratively Determined Incentive Program | Whiting | 8759 | 17 | Residential | Behind the Meter | Yes | Big Wave Roofing and Solar, LLC | JCP&L |  | Accepted | 2025-05-14 | 2025-06-11 | 2026-06-11 | Solar Panels | Jinko | JKM425N-54HL4-B |  | 0.425 | 17 | 24 | 16 |  | Fixed | Roof
NJADRE1559715584 | Administratively Determined Incentive Program | STAFFORD TOWNSHIP | 8050 | 6.97 | Residential | Behind the Meter | Yes | Trinity Solar, LLC | AC Electric |  | Accepted | 2025-05-14 | 2025-06-11 | 2026-06-11 | Inverters | SOLAREDGE | SE6000H-USSNBBL14 | 6000 |  | 1 |  |  | 0.97 |  | Outside
NJADRE1559715584 | Administratively Determined Incentive Program | STAFFORD TOWNSHIP | 8050 | 6.97 | Residential | Behind the Meter | Yes | Trinity Solar, LLC | AC Electric |  | Accepted | 2025-05-14 | 2025-06-11 | 2026-06-11 | Solar Panels | HANWHA 410 (Q.PEAK DUO BLK ML-G10+410) | HANWHA 410 (Q.PEAK DUO BLK ML-G10+410) |  | 0.41 | 17 | 192 | 32 |  | Fixed | Roof
NJADRE1559715608 | Administratively Determined Incentive Program | CLEMENTON | 8021 | 6.45 | Residential | Behind the Meter | Yes | Brilliant Installations, Inc. | AC Electric |  | Accepted | 2025-05-15 | 2025-06-13 | 2026-06-13 | Solar Panels | JINKO SOLAR | JKM430N-54HL4-B430 |  | 0.43 | 9 | 124 | 6 |  | Fixed | Roof
NJADRE1559715608 | Administratively Determined Incentive Program | CLEMENTON | 8021 | 6.45 | Residential | Behind the Meter | Yes | Brilliant Installations, Inc. | AC Electric |  | Accepted | 2025-05-15 | 2025-06-13 | 2026-06-13 | Solar Panels | JINKO SOLAR | JKM430N-54HL4-B430 |  | 0.43 | 6 | 124 | 21 |  | Fixed | Roof
NJADRE1559715608 | Administratively Determined Incentive Program | CLEMENTON | 8021 | 6.45 | Residential | Behind the Meter | Yes | Brilliant Installations, Inc. | AC Electric |  | Accepted | 2025-05-15 | 2025-06-13 | 2026-06-13 | Inverters | SOLAREDGE | USE5700H-USMNBL75 | 5700 |  | 1 |  |  | 0.97 |  | Outdoor
NJADRE1559715811 | Administratively Determined Incentive Program | JACKSON | 8527 | 6.97 | Residential | Behind the Meter | No | Trinity Solar, LLC | JCP&L |  | Accepted | 2025-05-14 | 2025-06-11 | 2026-06-11 | Inverters | Solar Edge | USE5700H-US | 5760 |  | 1 |  |  | 0.97 |  | Outside
NJADRE1559715811 | Administratively Determined Incentive Program | JACKSON | 8527 | 6.97 | Residential | Behind the Meter | No | Trinity Solar, LLC | JCP&L |  | Accepted | 2025-05-14 | 2025-06-11 | 2026-06-11 | Solar Panels | Hanwha | Q.PEAK DUO BLK ML-G10+ 410 |  | 0.41 | 17 | 125 | 22 |  | Fixed | Roof
NJADRE1559715945 | Administratively Determined Incentive Program | HOPATCONG | 7843 | 10.25 | Residential | Behind the Meter | Yes | Sunrun Installation Services, Inc. | JCP&L |  | Accepted | 2025-05-14 | 2025-06-11 | 2026-06-11 | Electric Storage Battery | Tesla | POWERWALL 3 1707000-XX-Y |  |  | 1 |  |  |  | Lithium Ion |  | OUTSIDE
NJADRE1559715945 | Administratively Determined Incentive Program | HOPATCONG | 7843 | 10.25 | Residential | Behind the Meter | Yes | Sunrun Installation Services, Inc. | JCP&L |  | Accepted | 2025-05-14 | 2025-06-11 | 2026-06-11 | Inverters | Tesla | POWERWALL 3 1707000-XX-Y | 11500 |  | 1 |  |  | 0.97 |  | Outdoor
NJADRE1559715945 | Administratively Determined Incentive Program | HOPATCONG | 7843 | 10.25 | Residential | Behind the Meter | Yes | Sunrun Installation Services, Inc. | JCP&L |  | Accepted | 2025-05-14 | 2025-06-11 | 2026-06-11 | Solar Panels | HANWHA Q-CELLS | Q.PEAK DUO BLK ML-G10+ 410 |  | 0.41 | 3 | 37 | 20 |  | Fixed | Roof
NJADRE1559715945 | Administratively Determined Incentive Program | HOPATCONG | 7843 | 10.25 | Residential | Behind the Meter | Yes | Sunrun Installation Services, Inc. | JCP&L |  | Accepted | 2025-05-14 | 2025-06-11 | 2026-06-11 | Solar Panels | HANWHA Q-CELLS | Q.PEAK DUO BLK ML-G10+ 410 |  | 0.41 | 5 | 307 | 22 |  | Fixed | Roof
NJADRE1559715945 | Administratively Determined Incentive Program | HOPATCONG | 7843 | 10.25 | Residential | Behind the Meter | Yes | Sunrun Installation Services, Inc. | JCP&L |  | Accepted | 2025-05-14 | 2025-06-11 | 2026-06-11 | Solar Panels | HANWHA Q-CELLS | Q.PEAK DUO BLK ML-G10+ 410 |  | 0.41 | 3 | 128 | 23 |  | Fixed | Roof
NJADRE1559715945 | Administratively Determined Incentive Program | HOPATCONG | 7843 | 10.25 | Residential | Behind the Meter | Yes | Sunrun Installation Services, Inc. | JCP&L |  | Accepted | 2025-05-14 | 2025-06-11 | 2026-06-11 | Solar Panels | HANWHA Q-CELLS | Q.PEAK DUO BLK ML-G10+ 410 |  | 0.41 | 8 | 217 | 24 |  | Fixed | Roof
NJADRE1559715945 | Administratively Determined Incentive Program | HOPATCONG | 7843 | 10.25 | Residential | Behind the Meter | Yes | Sunrun Installation Services, Inc. | JCP&L |  | Accepted | 2025-05-14 | 2025-06-11 | 2026-06-11 | Solar Panels | HANWHA Q-CELLS | Q.PEAK DUO BLK ML-G10+ 410 |  | 0.41 | 6 | 37 | 20 |  | Fixed | Roof
NJADRE1559716058 | Administratively Determined Incentive Program | FORT LEE | 7024 | 11.48 | Residential | Behind the Meter | Yes | Trinity Solar, LLC | PSE&G |  | Accepted | 2025-05-14 | 2025-06-11 | 2026-06-11 | Solar Panels | HANWHA 410 (Q.PEAK DUO BLK ML-G10+410) | HANWHA 410 (Q.PEAK DUO BLK ML-G10+410) |  | 0.41 | 5 | 126 | 32 |  | Fixed | Roof
NJADRE1559716058 | Administratively Determined Incentive Program | FORT LEE | 7024 | 11.48 | Residential | Behind the Meter | Yes | Trinity Solar, LLC | PSE&G |  | Accepted | 2025-05-14 | 2025-06-11 | 2026-06-11 | Inverters | SOLAREDGE | SE10000H-USMNUBL15 | 10000 |  | 1 |  |  | 0.97 |  | Outside
NJADRE1559716058 | Administratively Determined Incentive Program | FORT LEE | 7024 | 11.48 | Residential | Behind the Meter | Yes | Trinity Solar, LLC | PSE&G |  | Accepted | 2025-05-14 | 2025-06-11 | 2026-06-11 | Solar Panels | HANWHA 410 (Q.PEAK DUO BLK ML-G10+410) | HANWHA 410 (Q.PEAK DUO BLK ML-G10+410) |  | 0.41 | 10 | 306 | 32 |  | Fixed | Roof
NJADRE1559716058 | Administratively Determined Incentive Program | FORT LEE | 7024 | 11.48 | Residential | Behind the Meter | Yes | Trinity Solar, LLC | PSE&G |  | Accepted | 2025-05-14 | 2025-06-11 | 2026-06-11 | Solar Panels | HANWHA 410 (Q.PEAK DUO BLK ML-G10+410) | HANWHA 410 (Q.PEAK DUO BLK ML-G10+410) |  | 0.41 | 3 | 216 | 31 |  | Fixed | Roof
NJADRE1559716058 | Administratively Determined Incentive Program | FORT LEE | 7024 | 11.48 | Residential | Behind the Meter | Yes | Trinity Solar, LLC | PSE&G |  | Accepted | 2025-05-14 | 2025-06-11 | 2026-06-11 | Solar Panels | HANWHA 410 (Q.PEAK DUO BLK ML-G10+410) | HANWHA 410 (Q.PEAK DUO BLK ML-G10+410) |  | 0.41 | 10 | 126 | 31 |  | Fixed | Roof
NJADRE1559716068 | Administratively Determined Incentive Program | CHESILHURST | 8089 | 20.5 | Residential | Behind the Meter | Yes | EMT Renewables, LLC | AC Electric |  | Accepted | 2025-05-14 | 2025-06-17 | 2026-06-17 | Solar Panels | MSE PERC | MSE-410 |  | 0.41 | 33 | 280 | 27 |  | Fixed | Roof
NJADRE1559716068 | Administratively Determined Incentive Program | CHESILHURST | 8089 | 20.5 | Residential | Behind the Meter | Yes | EMT Renewables, LLC | AC Electric |  | Accepted | 2025-05-14 | 2025-06-17 | 2026-06-17 | Inverters | ENPHASE | IQ8+ | 290 |  | 50 |  |  | 0.98 |  | Other | UNDER EACH PANEL
NJADRE1559716068 | Administratively Determined Incentive Program | CHESILHURST | 8089 | 20.5 | Residential | Behind the Meter | Yes | EMT Renewables, LLC | AC Electric |  | Accepted | 2025-05-14 | 2025-06-17 | 2026-06-17 | Solar Panels | MSE PERC | MSE-410 |  | 0.41 | 17 | 100 | 27 |  | Fixed | Roof
NJADRE1559716153 | Administratively Determined Incentive Program | Perth Amboy | 8861 | 14.62 | Residential | Behind the Meter | Yes | Pro Customs Solar dba Momentum Solar | PSE&G |  | Accepted | 2025-05-14 | 2025-06-11 | 2026-06-11 | Inverters | ENPHASE | IQ8HC-72-M-DOM-US | 380 |  | 34 |  |  | 0.97 |  | Outdoor
NJADRE1559716153 | Administratively Determined Incentive Program | Perth Amboy | 8861 | 14.62 | Residential | Behind the Meter | Yes | Pro Customs Solar dba Momentum Solar | PSE&G |  | Accepted | 2025-05-14 | 2025-06-11 | 2026-06-11 | Solar Panels | HANWHA | Q.TRON BLK M-G2+430 |  | 0.43 | 4 | 200 | 45 |  | Fixed | Roof
NJADRE1559716153 | Administratively Determined Incentive Program | Perth Amboy | 8861 | 14.62 | Residential | Behind the Meter | Yes | Pro Customs Solar dba Momentum Solar | PSE&G |  | Accepted | 2025-05-14 | 2025-06-11 | 2026-06-11 | Solar Panels | HANWHA | Q.TRON BLK M-G2+430 |  | 0.43 | 12 | 290 | 45 |  | Fixed | Roof
NJADRE1559716153 | Administratively Determined Incentive Program | Perth Amboy | 8861 | 14.62 | Residential | Behind the Meter | Yes | Pro Customs Solar dba Momentum Solar | PSE&G |  | Accepted | 2025-05-14 | 2025-06-11 | 2026-06-11 | Solar Panels | HANWHA | Q.TRON BLK M-G2+430 |  | 0.43 | 5 | 290 | 4 |  | Fixed | Roof
NJADRE1559716153 | Administratively Determined Incentive Program | Perth Amboy | 8861 | 14.62 | Residential | Behind the Meter | Yes | Pro Customs Solar dba Momentum Solar | PSE&G |  | Accepted | 2025-05-14 | 2025-06-11 | 2026-06-11 | Solar Panels | HANWHA | Q.TRON BLK M-G2+430 |  | 0.43 | 10 | 291 | 4 |  | Fixed | Roof
NJADRE1559716153 | Administratively Determined Incentive Program | Perth Amboy | 8861 | 14.62 | Residential | Behind the Meter | Yes | Pro Customs Solar dba Momentum Solar | PSE&G |  | Accepted | 2025-05-14 | 2025-06-11 | 2026-06-11 | Solar Panels | HANWHA | Q.TRON BLK M-G2+430 |  | 0.43 | 3 | 20 | 45 |  | Fixed | Roof
NJADRE1559716287 | Administratively Determined Incentive Program | Maurice River | 8234 | 11.9 | Residential | Behind the Meter | Yes | RCL Enterprises, Inc. | AC Electric |  | Accepted | 2025-05-14 | 2025-06-11 | 2026-06-11 | Solar Panels | Jinko | JKM425N |  | 0.425 | 28 | 180 | 25 |  | Fixed | Ground
NJADRE1559716287 | Administratively Determined Incentive Program | Maurice River | 8234 | 11.9 | Residential | Behind the Meter | Yes | RCL Enterprises, Inc. | AC Electric |  | Accepted | 2025-05-14 | 2025-06-11 | 2026-06-11 | Inverters | Enphase | IQ8+ | 290 |  | 28 |  |  | 0.97 |  | Outside
NJADRE1559716508 | Administratively Determined Incentive Program | NETCONG | 7857 | 3.2 | Residential | Behind the Meter | Yes | Sunrun Installation Services, Inc. | JCP&L |  | Accepted | 2025-05-14 | 2025-06-11 | 2026-06-11 | Electric Storage Battery | Tesla | POWERWALL 3 1707000-XX-Y |  |  | 1 |  |  |  | Lithium Ion |  | OUTSIDE
NJADRE1559716508 | Administratively Determined Incentive Program | NETCONG | 7857 | 3.2 | Residential | Behind the Meter | Yes | Sunrun Installation Services, Inc. | JCP&L |  | Accepted | 2025-05-14 | 2025-06-11 | 2026-06-11 | Solar Panels | HANWHA Q-CELLS | Q.PEAK DUO BLK ML-G10+/T 400 |  | 0.4 | 8 | 323 | 37 |  | Fixed | Roof
NJADRE1559716508 | Administratively Determined Incentive Program | NETCONG | 7857 | 3.2 | Residential | Behind the Meter | Yes | Sunrun Installation Services, Inc. | JCP&L |  | Accepted | 2025-05-14 | 2025-06-11 | 2026-06-11 | Inverters | Tesla | POWERWALL 3 1707000-XX-Y | 11500 |  | 1 |  |  | 0.97 |  | Outdoor
NJADRE1559716645 | Administratively Determined Incentive Program | EGG HARBOR TOWNSHIP | 8234 | 9.43 | Residential | Behind the Meter | Yes | Trinity Solar, LLC | AC Electric |  | Accepted | 2025-05-14 | 2025-06-11 | 2026-06-11 | Solar Panels | HANWHA 410 (Q.PEAK DUO BLK ML-G10+410) | HANWHA 410 (Q.PEAK DUO BLK ML-G10+410) |  | 0.41 | 8 | 201 | 21 |  | Fixed | Roof
NJADRE1559716645 | Administratively Determined Incentive Program | EGG HARBOR TOWNSHIP | 8234 | 9.43 | Residential | Behind the Meter | Yes | Trinity Solar, LLC | AC Electric |  | Accepted | 2025-05-14 | 2025-06-11 | 2026-06-11 | Solar Panels | HANWHA 410 (Q.PEAK DUO BLK ML-G10+410) | HANWHA 410 (Q.PEAK DUO BLK ML-G10+410) |  | 0.41 | 5 | 201 | 23 |  | Fixed | Roof
NJADRE1559716645 | Administratively Determined Incentive Program | EGG HARBOR TOWNSHIP | 8234 | 9.43 | Residential | Behind the Meter | Yes | Trinity Solar, LLC | AC Electric |  | Accepted | 2025-05-14 | 2025-06-11 | 2026-06-11 | Inverters | TESLA 7.6kW (PV ONLY) | TESLA 7.6kW (PV ONLY) | 7600 |  | 1 |  |  | 0.97 |  | Outside
NJADRE1559716645 | Administratively Determined Incentive Program | EGG HARBOR TOWNSHIP | 8234 | 9.43 | Residential | Behind the Meter | Yes | Trinity Solar, LLC | AC Electric |  | Accepted | 2025-05-14 | 2025-06-11 | 2026-06-11 | Solar Panels | HANWHA 410 (Q.PEAK DUO BLK ML-G10+410) | HANWHA 410 (Q.PEAK DUO BLK ML-G10+410) |  | 0.41 | 7 | 21 | 21 |  | Fixed | Roof
NJADRE1559716645 | Administratively Determined Incentive Program | EGG HARBOR TOWNSHIP | 8234 | 9.43 | Residential | Behind the Meter | Yes | Trinity Solar, LLC | AC Electric |  | Accepted | 2025-05-14 | 2025-06-11 | 2026-06-11 | Solar Panels | HANWHA 410 (Q.PEAK DUO BLK ML-G10+410) | HANWHA 410 (Q.PEAK DUO BLK ML-G10+410) |  | 0.41 | 3 | 1351 | 18 |  | Fixed | Roof
NJADRE1559716720 | Administratively Determined Incentive Program | CAPE MAY COURT HOUSE | 8210 | 20.64 | Residential | Behind the Meter | Yes | EMT Renewables, LLC | AC Electric |  | Accepted | 2025-05-14 | 2025-06-12 | 2026-06-12 | Solar Panels | SEG SOLAR | SEG 430 |  | 0.43 | 3 | 146 | 20 |  | Fixed | Roof
NJADRE1559716720 | Administratively Determined Incentive Program | CAPE MAY COURT HOUSE | 8210 | 20.64 | Residential | Behind the Meter | Yes | EMT Renewables, LLC | AC Electric |  | Accepted | 2025-05-14 | 2025-06-12 | 2026-06-12 | Inverters | ENPHASE | IQ8+ | 290 |  | 48 |  |  | 0.98 |  | Other | UNDER EACH PANEL
NJADRE1559716720 | Administratively Determined Incentive Program | CAPE MAY COURT HOUSE | 8210 | 20.64 | Residential | Behind the Meter | Yes | EMT Renewables, LLC | AC Electric |  | Accepted | 2025-05-14 | 2025-06-12 | 2026-06-12 | Solar Panels | SEG SOLAR | SEG 430 |  | 0.43 | 15 | 236 | 20 |  | Fixed | Roof
NJADRE1559716720 | Administratively Determined Incentive Program | CAPE MAY COURT HOUSE | 8210 | 20.64 | Residential | Behind the Meter | Yes | EMT Renewables, LLC | AC Electric |  | Accepted | 2025-05-14 | 2025-06-12 | 2026-06-12 | Solar Panels | SEG SOLAR | SEG 430 |  | 0.43 | 16 | 56 | 20 |  | Fixed | Roof
NJADRE1559716720 | Administratively Determined Incentive Program | CAPE MAY COURT HOUSE | 8210 | 20.64 | Residential | Behind the Meter | Yes | EMT Renewables, LLC | AC Electric |  | Accepted | 2025-05-14 | 2025-06-12 | 2026-06-12 | Solar Panels | SEG SOLAR | SEG 430 |  | 0.43 | 7 | 56 | 20 |  | Fixed | Roof
NJADRE1559716720 | Administratively Determined Incentive Program | CAPE MAY COURT HOUSE | 8210 | 20.64 | Residential | Behind the Meter | Yes | EMT Renewables, LLC | AC Electric |  | Accepted | 2025-05-14 | 2025-06-12 | 2026-06-12 | Solar Panels | SEG SOLAR | SEG 430 |  | 0.43 | 7 | 236 | 20 |  | Fixed | Roof
NJADRE1559716831 | Administratively Determined Incentive Program | FRANKLIN TWP | 8873 | 10.25 | Residential | Behind the Meter | Yes | Sunrun Installation Services, Inc. | PSE&G |  | Accepted | 2025-05-14 | 2025-06-12 | 2026-06-12 | Electric Storage Battery | Tesla | POWERWALL 3 1707000-XX-Y |  |  | 1 |  |  |  | Lithium Ion |  | OUTSIDE
NJADRE1559716831 | Administratively Determined Incentive Program | FRANKLIN TWP | 8873 | 10.25 | Residential | Behind the Meter | Yes | Sunrun Installation Services, Inc. | PSE&G |  | Accepted | 2025-05-14 | 2025-06-12 | 2026-06-12 | Solar Panels | HANWHA Q-CELLS | Q.PEAK DUO BLK ML-G10+ 410 |  | 0.41 | 20 | 130 | 43 |  | Fixed | Roof
NJADRE1559716831 | Administratively Determined Incentive Program | FRANKLIN TWP | 8873 | 10.25 | Residential | Behind the Meter | Yes | Sunrun Installation Services, Inc. | PSE&G |  | Accepted | 2025-05-14 | 2025-06-12 | 2026-06-12 | Inverters | Tesla | POWERWALL 3 1707000-XX-Y | 11500 |  | 1 |  |  | 0.97 |  | Outdoor
NJADRE1559716831 | Administratively Determined Incentive Program | FRANKLIN TWP | 8873 | 10.25 | Residential | Behind the Meter | Yes | Sunrun Installation Services, Inc. | PSE&G |  | Accepted | 2025-05-14 | 2025-06-12 | 2026-06-12 | Solar Panels | HANWHA Q-CELLS | Q.PEAK DUO BLK ML-G10+ 410 |  | 0.41 | 5 | 40 | 33 |  | Fixed | Roof
NJADRE1559717087 | Administratively Determined Incentive Program | Edison | 8820 | 9.43 | Residential | Behind the Meter | No | Tesla Energy Operations, Inc. | PSE&G |  | Accepted | 2025-05-14 | 2025-06-11 | 2026-06-11 | Solar Panels | Hanwha | Q.PEAK DUO BLK ML-G10+/TS 410 |  | 0.41 | 23 | 149 | 30 |  | Fixed | Roof
NJADRE1559717087 | Administratively Determined Incentive Program | Edison | 8820 | 9.43 | Residential | Behind the Meter | No | Tesla Energy Operations, Inc. | PSE&G |  | Accepted | 2025-05-14 | 2025-06-11 | 2026-06-11 | Inverters | Tesla | 1538000-XX-Y | 7600 |  | 1 |  |  | 0.98 |  | Outside
NJADRE1559717143 | Administratively Determined Incentive Program | Phillipsburg | 8865 | 6.8 | Residential | Behind the Meter | Yes | Fusion Solar Energy, LLC | JCP&L |  | Accepted | 2025-05-14 | 2025-06-11 | 2026-06-11 | Inverters | ENPHASE | IQ8HC-72-M-DOM-US | 380 |  | 16 |  |  | 0.97 |  | Outside | Roof
NJADRE1559717143 | Administratively Determined Incentive Program | Phillipsburg | 8865 | 6.8 | Residential | Behind the Meter | Yes | Fusion Solar Energy, LLC | JCP&L |  | Accepted | 2025-05-14 | 2025-06-11 | 2026-06-11 | Solar Panels | TRINA SOLAR | TSM-NE09RC.05 |  | 0.425 | 14 | 245.36 | 20 |  | Fixed | Roof
NJADRE1559717143 | Administratively Determined Incentive Program | Phillipsburg | 8865 | 6.8 | Residential | Behind the Meter | Yes | Fusion Solar Energy, LLC | JCP&L |  | Accepted | 2025-05-14 | 2025-06-11 | 2026-06-11 | Solar Panels | TRINA SOLAR | TSM-NE09RC.05 |  | 0.425 | 2 | 65.36 | 20 |  | Fixed | Roof
NJADRE1559717209 | Administratively Determined Incentive Program | SOUTH PLAINFIELD | 7080 | 7.38 | Residential | Behind the Meter | Yes | Sunrun Installation Services, Inc. | PSE&G |  | Accepted | 2025-05-14 | 2025-06-11 | 2026-06-11 | Electric Storage Battery | Tesla | POWERWALL 3 1707000-XX-Y |  |  | 1 |  |  |  | Lithium Ion |  | OUTSIDE
NJADRE1559717209 | Administratively Determined Incentive Program | SOUTH PLAINFIELD | 7080 | 7.38 | Residential | Behind the Meter | Yes | Sunrun Installation Services, Inc. | PSE&G |  | Accepted | 2025-05-14 | 2025-06-11 | 2026-06-11 | Inverters | Tesla | POWERWALL 3 1707000-XX-Y | 11500 |  | 1 |  |  | 0.97 |  | Outdoor
NJADRE1559717209 | Administratively Determined Incentive Program | SOUTH PLAINFIELD | 7080 | 7.38 | Residential | Behind the Meter | Yes | Sunrun Installation Services, Inc. | PSE&G |  | Accepted | 2025-05-14 | 2025-06-11 | 2026-06-11 | Solar Panels | HANWHA Q-CELLS | Q.PEAK DUO BLK ML-G10+ 410 |  | 0.41 | 8 | 217 | 20 |  | Fixed | Roof
NJADRE1559717209 | Administratively Determined Incentive Program | SOUTH PLAINFIELD | 7080 | 7.38 | Residential | Behind the Meter | Yes | Sunrun Installation Services, Inc. | PSE&G |  | Accepted | 2025-05-14 | 2025-06-11 | 2026-06-11 | Electric Storage Battery | Tesla | EXPANSION 1807000-XX-Y |  |  | 1 |  |  |  | Lithium Ion |  | OUTSIDE
NJADRE1559717209 | Administratively Determined Incentive Program | SOUTH PLAINFIELD | 7080 | 7.38 | Residential | Behind the Meter | Yes | Sunrun Installation Services, Inc. | PSE&G |  | Accepted | 2025-05-14 | 2025-06-11 | 2026-06-11 | Solar Panels | HANWHA Q-CELLS | Q.PEAK DUO BLK ML-G10+ 410 |  | 0.41 | 10 | 38 | 40 |  | Fixed | Roof
NJADRE1559717245 | Administratively Determined Incentive Program | MARLBORO TOWNSHIP | 7751 | 19.78 | Residential | Behind the Meter | Yes | Brilliant Installations, Inc. | JCP&L |  | Accepted | 2025-05-15 | 2025-06-12 | 2026-06-12 | Inverters | SOLAREDGE | USE10000H-USMNBL75 | 10000 |  | 1 |  |  | 0.97 |  | Outdoor
NJADRE1559717245 | Administratively Determined Incentive Program | MARLBORO TOWNSHIP | 7751 | 19.78 | Residential | Behind the Meter | Yes | Brilliant Installations, Inc. | JCP&L |  | Accepted | 2025-05-15 | 2025-06-12 | 2026-06-12 | Solar Panels | JINKO SOLAR | JKM430N-54HL4-B430 |  | 0.43 | 11 | 152 | 34 |  | Fixed | Roof
NJADRE1559717245 | Administratively Determined Incentive Program | MARLBORO TOWNSHIP | 7751 | 19.78 | Residential | Behind the Meter | Yes | Brilliant Installations, Inc. | JCP&L |  | Accepted | 2025-05-15 | 2025-06-12 | 2026-06-12 | Solar Panels | JINKO SOLAR | JKM430N-54HL4-B430 |  | 0.43 | 8 | 62 | 34 |  | Fixed | Roof
NJADRE1559717245 | Administratively Determined Incentive Program | MARLBORO TOWNSHIP | 7751 | 19.78 | Residential | Behind the Meter | Yes | Brilliant Installations, Inc. | JCP&L |  | Accepted | 2025-05-15 | 2025-06-12 | 2026-06-12 | Solar Panels | JINKO SOLAR | JKM430N-54HL4-B430 |  | 0.43 | 14 | 332 | 34 |  | Fixed | Roof
NJADRE1559717245 | Administratively Determined Incentive Program | MARLBORO TOWNSHIP | 7751 | 19.78 | Residential | Behind the Meter | Yes | Brilliant Installations, Inc. | JCP&L |  | Accepted | 2025-05-15 | 2025-06-12 | 2026-06-12 | Inverters | SOLAREDGE | USE3800H-USMNBL75 | 3800 |  | 1 |  |  | 0.97 |  | Outdoor
NJADRE1559717245 | Administratively Determined Incentive Program | MARLBORO TOWNSHIP | 7751 | 19.78 | Residential | Behind the Meter | Yes | Brilliant Installations, Inc. | JCP&L |  | Accepted | 2025-05-15 | 2025-06-12 | 2026-06-12 | Solar Panels | JINKO SOLAR | JKM430N-54HL4-B430 |  | 0.43 | 13 | 242 | 34 |  | Fixed | Roof
NJADRE1559717361 | Administratively Determined Incentive Program | PLEASANTVILLE | 8232 | 6.97 | Residential | Behind the Meter | Yes | Trinity Solar, LLC | AC Electric |  | Accepted | 2025-05-14 | 2025-06-11 | 2026-06-11 | Solar Panels | HANWHA 410 (Q.PEAK DUO BLK ML-G10+410) | HANWHA 410 (Q.PEAK DUO BLK ML-G10+410) |  | 0.41 | 17 | 224 | 27 |  | Fixed | Roof
NJADRE1559717361 | Administratively Determined Incentive Program | PLEASANTVILLE | 8232 | 6.97 | Residential | Behind the Meter | Yes | Trinity Solar, LLC | AC Electric |  | Accepted | 2025-05-14 | 2025-06-11 | 2026-06-11 | Inverters | USE5700H-USMNBL75 | USE5700H-USMNBL75 | 5700 |  | 1 |  |  | 0.97 |  | Outside
NJADRE1559717575 | Administratively Determined Incentive Program | NORWOOD | 7648 | 10.25 | Residential | Behind the Meter | Yes | Trinity Solar, LLC | Orange Rockland Electric |  | Accepted | 2025-05-14 | 2025-06-16 | 2026-06-16 | Solar Panels | HANWHA | (Q.PEAK DUO BLK ML-G10+ 410) |  | 0.41 | 4 | 248 | 18 |  | Fixed | Roof
NJADRE1559717575 | Administratively Determined Incentive Program | NORWOOD | 7648 | 10.25 | Residential | Behind the Meter | Yes | Trinity Solar, LLC | Orange Rockland Electric |  | Accepted | 2025-05-14 | 2025-06-16 | 2026-06-16 | Solar Panels | HANWHA | (Q.PEAK DUO BLK ML-G10+ 410) |  | 0.41 | 4 | 68 | 18 |  | Fixed | Roof
NJADRE1559717575 | Administratively Determined Incentive Program | NORWOOD | 7648 | 10.25 | Residential | Behind the Meter | Yes | Trinity Solar, LLC | Orange Rockland Electric |  | Accepted | 2025-05-14 | 2025-06-16 | 2026-06-16 | Inverters | Solar Edge | USE7600H-USMNBL75 | 7600 |  | 1 |  |  | 0.97 |  | Outdoor
NJADRE1559717575 | Administratively Determined Incentive Program | NORWOOD | 7648 | 10.25 | Residential | Behind the Meter | Yes | Trinity Solar, LLC | Orange Rockland Electric |  | Accepted | 2025-05-14 | 2025-06-16 | 2026-06-16 | Solar Panels | HANWHA | (Q.PEAK DUO BLK ML-G10+ 410) |  | 0.41 | 5 | 248 | 18 |  | Fixed | Roof
NJADRE1559717575 | Administratively Determined Incentive Program | NORWOOD | 7648 | 10.25 | Residential | Behind the Meter | Yes | Trinity Solar, LLC | Orange Rockland Electric |  | Accepted | 2025-05-14 | 2025-06-16 | 2026-06-16 | Solar Panels | HANWHA | (Q.PEAK DUO BLK ML-G10+ 410) |  | 0.41 | 12 | 68 | 18 |  | Fixed | Roof
NJADRE1559717650 | Administratively Determined Incentive Program | Woodbury | 8096 | 9.35 | Residential | Behind the Meter | Yes | Power Energy Solutions, LLC | PSE&G |  | Accepted | 2025-05-14 | 2025-06-12 | 2026-06-12 | Solar Panels | Trina Solar | TSM-425NE09RC.05 |  | 0.425 | 7 | 97 | 24 |  | Fixed | Roof
NJADRE1559717650 | Administratively Determined Incentive Program | Woodbury | 8096 | 9.35 | Residential | Behind the Meter | Yes | Power Energy Solutions, LLC | PSE&G |  | Accepted | 2025-05-14 | 2025-06-12 | 2026-06-12 | Inverters | SolarEdge | SE5700H-US | 6 |  | 1 |  |  | 0.97 |  | Outdoor
NJADRE1559717650 | Administratively Determined Incentive Program | Woodbury | 8096 | 9.35 | Residential | Behind the Meter | Yes | Power Energy Solutions, LLC | PSE&G |  | Accepted | 2025-05-14 | 2025-06-12 | 2026-06-12 | Solar Panels | Trina Solar | TSM-425NE09RC.05 |  | 0.425 | 5 | 97 | 28 |  | Fixed | Roof
NJADRE1559717650 | Administratively Determined Incentive Program | Woodbury | 8096 | 9.35 | Residential | Behind the Meter | Yes | Power Energy Solutions, LLC | PSE&G |  | Accepted | 2025-05-14 | 2025-06-12 | 2026-06-12 | Solar Panels | Trina Solar | TSM-425NE09RC.05 |  | 0.425 | 10 | 277 | 24 |  | Fixed | Roof
NJADRE1559717809 | Administratively Determined Incentive Program | NEWFIELD | 8344 | 6.02 | Residential | Behind the Meter | Yes | EMT Renewables, LLC | AC Electric |  | Accepted | 2025-05-14 | 2025-06-11 | 2026-06-11 | Inverters | ENPHASE | IQ8+ | 290 |  | 14 |  |  | 0.98 |  | Other | UNDER EACH PANEL
NJADRE1559717809 | Administratively Determined Incentive Program | NEWFIELD | 8344 | 6.02 | Residential | Behind the Meter | Yes | EMT Renewables, LLC | AC Electric |  | Accepted | 2025-05-14 | 2025-06-11 | 2026-06-11 | Solar Panels | SEG SOLAR | SEG 430 |  | 0.43 | 14 | 190 | 20 |  | Fixed | Roof
NJADRE1559717816 | Administratively Determined Incentive Program | IRVINGTON | 7111 | 10.32 | Residential | Behind the Meter | Yes | Pro Custom Solar dba Momentum Solar | PSE&G |  | Accepted | 2025-05-14 | 2025-06-12 | 2026-06-12 | Inverters | ENPHASE | IQ8HC-72-M-DOM-US | 380 |  | 24 |  |  | 0.97 |  | Outdoor
NJADRE1559717816 | Administratively Determined Incentive Program | IRVINGTON | 7111 | 10.32 | Residential | Behind the Meter | Yes | Pro Custom Solar dba Momentum Solar | PSE&G |  | Accepted | 2025-05-14 | 2025-06-12 | 2026-06-12 | Solar Panels | HANWHA | Q.TRON BLK M-G2+430 |  | 0.43 | 3 | 28 | 29 |  | Fixed | Roof
NJADRE1559717816 | Administratively Determined Incentive Program | IRVINGTON | 7111 | 10.32 | Residential | Behind the Meter | Yes | Pro Custom Solar dba Momentum Solar | PSE&G |  | Accepted | 2025-05-14 | 2025-06-12 | 2026-06-12 | Solar Panels | HANWHA | Q.TRON BLK M-G2+430 |  | 0.43 | 6 | 118 | 12 |  | Fixed | Roof
NJADRE1559717816 | Administratively Determined Incentive Program | IRVINGTON | 7111 | 10.32 | Residential | Behind the Meter | Yes | Pro Custom Solar dba Momentum Solar | PSE&G |  | Accepted | 2025-05-14 | 2025-06-12 | 2026-06-12 | Solar Panels | HANWHA | Q.TRON BLK M-G2+430 |  | 0.43 | 3 | 118 | 27 |  | Fixed | Roof
NJADRE1559717816 | Administratively Determined Incentive Program | IRVINGTON | 7111 | 10.32 | Residential | Behind the Meter | Yes | Pro Custom Solar dba Momentum Solar | PSE&G |  | Accepted | 2025-05-14 | 2025-06-12 | 2026-06-12 | Solar Panels | HANWHA | Q.TRON BLK M-G2+430 |  | 0.43 | 3 | 298 | 26 |  | Fixed | Roof
NJADRE1559717816 | Administratively Determined Incentive Program | IRVINGTON | 7111 | 10.32 | Residential | Behind the Meter | Yes | Pro Custom Solar dba Momentum Solar | PSE&G |  | Accepted | 2025-05-14 | 2025-06-12 | 2026-06-12 | Solar Panels | HANWHA | Q.TRON BLK M-G2+430 |  | 0.43 | 6 | 298 | 31 |  | Fixed | Roof
NJADRE1559717816 | Administratively Determined Incentive Program | IRVINGTON | 7111 | 10.32 | Residential | Behind the Meter | Yes | Pro Custom Solar dba Momentum Solar | PSE&G |  | Accepted | 2025-05-14 | 2025-06-12 | 2026-06-12 | Solar Panels | HANWHA | Q.TRON BLK M-G2+430 |  | 0.43 | 3 | 208 | 26 |  | Fixed | Roof
NJADRE1559718064 | Administratively Determined Incentive Program | North Brunswick | 8902 | 7.31 | Residential | Behind the Meter | Yes | EMT Renewables, LLC | PSE&G |  | Accepted | 2025-05-14 | 2025-06-23 | 2026-06-23 | Solar Panels | SEG SOLAR | SEG 430 |  | 0.43 | 14 | 223 | 22 |  | Fixed | Roof
NJADRE1559718064 | Administratively Determined Incentive Program | North Brunswick | 8902 | 7.31 | Residential | Behind the Meter | Yes | EMT Renewables, LLC | PSE&G |  | Accepted | 2025-05-14 | 2025-06-23 | 2026-06-23 | Solar Panels | SEG SOLAR | SEG 430 |  | 0.43 | 3 | 223 | 22 |  | Fixed | Roof
NJADRE1559718064 | Administratively Determined Incentive Program | North Brunswick | 8902 | 7.31 | Residential | Behind the Meter | Yes | EMT Renewables, LLC | PSE&G |  | Accepted | 2025-05-14 | 2025-06-23 | 2026-06-23 | Inverters | ENPHASE | IQ8+ | 290 |  | 17 |  |  | 0.98 |  | Other | UNDER EACH PANEL
NJADRE1559718119 | Administratively Determined Incentive Program | GREEN BROOK | 8812 | 9.84 | Residential | Behind the Meter | Yes | Pro Custom Solar dba Momentum Solar | PSE&G |  | Accepted | 2025-05-14 | 2025-06-12 | 2026-06-12 | Solar Panels | Hanwha | Q.PEAK DUO BLK ML-G10+410 |  | 0.41 | 5 | 76 | 40 |  | Fixed | Roof
NJADRE1559718119 | Administratively Determined Incentive Program | GREEN BROOK | 8812 | 9.84 | Residential | Behind the Meter | Yes | Pro Custom Solar dba Momentum Solar | PSE&G |  | Accepted | 2025-05-14 | 2025-06-12 | 2026-06-12 | Solar Panels | Hanwha | Q.PEAK DUO BLK ML-G10+410 |  | 0.41 | 11 | 256 | 40 |  | Fixed | Roof
NJADRE1559718119 | Administratively Determined Incentive Program | GREEN BROOK | 8812 | 9.84 | Residential | Behind the Meter | Yes | Pro Custom Solar dba Momentum Solar | PSE&G |  | Accepted | 2025-05-14 | 2025-06-12 | 2026-06-12 | Solar Panels | Hanwha | Q.PEAK DUO BLK ML-G10+410 |  | 0.41 | 2 | 256 | 40 |  | Fixed | Roof
NJADRE1559718119 | Administratively Determined Incentive Program | GREEN BROOK | 8812 | 9.84 | Residential | Behind the Meter | Yes | Pro Custom Solar dba Momentum Solar | PSE&G |  | Accepted | 2025-05-14 | 2025-06-12 | 2026-06-12 | Solar Panels | Hanwha | Q.PEAK DUO BLK ML-G10+410 |  | 0.41 | 3 | 166 | 40 |  | Fixed | Roof
NJADRE1559718119 | Administratively Determined Incentive Program | GREEN BROOK | 8812 | 9.84 | Residential | Behind the Meter | Yes | Pro Custom Solar dba Momentum Solar | PSE&G |  | Accepted | 2025-05-14 | 2025-06-12 | 2026-06-12 | Inverters | Enphase | IQ8PLUS-72-2-US | 290 |  | 24 |  |  | 0.97 |  | Outdoor
NJADRE1559718119 | Administratively Determined Incentive Program | GREEN BROOK | 8812 | 9.84 | Residential | Behind the Meter | Yes | Pro Custom Solar dba Momentum Solar | PSE&G |  | Accepted | 2025-05-14 | 2025-06-12 | 2026-06-12 | Solar Panels | Hanwha | Q.PEAK DUO BLK ML-G10+410 |  | 0.41 | 3 | 166 | 40 |  | Fixed | Roof
NJADRE1559718530 | Administratively Determined Incentive Program | EGG HARBOR CITY | 8215 | 8.17 | Residential | Behind the Meter | Yes | EMT Renewables, LLC | AC Electric |  | Accepted | 2025-05-14 | 2025-06-12 | 2026-06-12 | Solar Panels | SEG SOLAR | SEG 430 |  | 0.43 | 4 | 151 | 14 |  | Fixed | Roof
NJADRE1559718530 | Administratively Determined Incentive Program | EGG HARBOR CITY | 8215 | 8.17 | Residential | Behind the Meter | Yes | EMT Renewables, LLC | AC Electric |  | Accepted | 2025-05-14 | 2025-06-12 | 2026-06-12 | Inverters | ENPHASE | IQ8+ | 290 |  | 19 |  |  | 0.98 |  | Other | UNDER EACH PANEL
NJADRE1559718530 | Administratively Determined Incentive Program | EGG HARBOR CITY | 8215 | 8.17 | Residential | Behind the Meter | Yes | EMT Renewables, LLC | AC Electric |  | Accepted | 2025-05-14 | 2025-06-12 | 2026-06-12 | Solar Panels | SEG SOLAR | SEG 430 |  | 0.43 | 15 | 150 | 23 |  | Fixed | Roof
NJADRE1559719234 | Administratively Determined Incentive Program | AUDUBON | 8106 | 9.43 | Residential | Behind the Meter | Yes | Pro Custom Solar dba Momentum Solar | PSE&G |  | Accepted | 2025-05-14 | 2025-06-13 | 2026-06-13 | Solar Panels | Hanwha | Q.PEAK DUO BLK ML-G10+410 |  | 0.41 | 4 | 140 | 14 |  | Fixed | Roof
NJADRE1559719234 | Administratively Determined Incentive Program | AUDUBON | 8106 | 9.43 | Residential | Behind the Meter | Yes | Pro Custom Solar dba Momentum Solar | PSE&G |  | Accepted | 2025-05-14 | 2025-06-13 | 2026-06-13 | Solar Panels | HANWHA | Q.PEAK DUO BLK ML-G10+410 |  | 0.41 | 9 | 140 | 38 |  | Fixed | Roof
NJADRE1559719234 | Administratively Determined Incentive Program | AUDUBON | 8106 | 9.43 | Residential | Behind the Meter | Yes | Pro Custom Solar dba Momentum Solar | PSE&G |  | Accepted | 2025-05-14 | 2025-06-13 | 2026-06-13 | Solar Panels | h | Q.PEAK DUO BLK ML-G10+410 |  | 0.41 | 5 | 320 | 37 |  | Fixed | Roof
NJADRE1559719234 | Administratively Determined Incentive Program | AUDUBON | 8106 | 9.43 | Residential | Behind the Meter | Yes | Pro Custom Solar dba Momentum Solar | PSE&G |  | Accepted | 2025-05-14 | 2025-06-13 | 2026-06-13 | Inverters | Enphase | IQ8HC-72-M-DOM-US | 380 |  | 23 |  |  | 0.97 |  | Outdoor
NJADRE1559719234 | Administratively Determined Incentive Program | AUDUBON | 8106 | 9.43 | Residential | Behind the Meter | Yes | Pro Custom Solar dba Momentum Solar | PSE&G |  | Accepted | 2025-05-14 | 2025-06-13 | 2026-06-13 | Solar Panels | Hanwha | Q.PEAK DUO BLK ML-G10+410 |  | 0.41 | 5 | 320 | 14 |  | Fixed | Roof
NJADRE1559719587 | Administratively Determined Incentive Program | BROWNS MILLS | 8015 | 6.02 | Residential | Behind the Meter | Yes | EMT Renewables, LLC | JCP&L |  | Accepted | 2025-05-14 | 2025-06-12 | 2026-06-12 | Solar Panels | SEG SOLAR | SEG 430 |  | 0.43 | 6 | 207 | 24 |  | Fixed | Roof
NJADRE1559719587 | Administratively Determined Incentive Program | BROWNS MILLS | 8015 | 6.02 | Residential | Behind the Meter | Yes | EMT Renewables, LLC | JCP&L |  | Accepted | 2025-05-14 | 2025-06-12 | 2026-06-12 | Inverters | ENPHASE | IQ8+ | 290 |  | 14 |  |  | 0.98 |  | Other | UNDER EACH PANEL
NJADRE1559719587 | Administratively Determined Incentive Program | BROWNS MILLS | 8015 | 6.02 | Residential | Behind the Meter | Yes | EMT Renewables, LLC | JCP&L |  | Accepted | 2025-05-14 | 2025-06-12 | 2026-06-12 | Solar Panels | SEG SOLAR | SEG 430 |  | 0.43 | 4 | 27 | 24 |  | Fixed | Roof
NJADRE1559719587 | Administratively Determined Incentive Program | BROWNS MILLS | 8015 | 6.02 | Residential | Behind the Meter | Yes | EMT Renewables, LLC | JCP&L |  | Accepted | 2025-05-14 | 2025-06-12 | 2026-06-12 | Solar Panels | SEG SOLAR | SEG 430 |  | 0.43 | 4 | 207 | 24 |  | Fixed | Roof
NJADRE1559719737 | Administratively Determined Incentive Program | EGG HARBOR TOWNSHIP | 8234 | 6.96 | Residential | Behind the Meter | No | Solar Energy World | AC Electric |  | Accepted | 2025-05-14 | 2025-06-17 | 2026-06-17 | Inverters | Enphase | IQ8MC-72-M-US | 320 |  | 16 |  |  | 0.97 |  | Outside
NJADRE1559719737 | Administratively Determined Incentive Program | EGG HARBOR TOWNSHIP | 8234 | 6.96 | Residential | Behind the Meter | No | Solar Energy World | AC Electric |  | Accepted | 2025-05-14 | 2025-06-17 | 2026-06-17 | Solar Panels | Hanwha | Q.TRON BLK M-G2+ 435W |  | 0.435 | 16 | 215 | 19 |  | Fixed | Roof
NJADRE1559719831 | Administratively Determined Incentive Program | WOODBURY | 8096 | 16.77 | Residential | Behind the Meter | Yes | Brilliant Installations, Inc. | PSE&G |  | Accepted | 2025-05-15 | 2025-06-12 | 2026-06-12 | Solar Panels | JINKO SOLAR | JKM430N-54HL4-B430 |  | 0.43 | 16 | 333 | 25 |  | Fixed | Roof
NJADRE1559719831 | Administratively Determined Incentive Program | WOODBURY | 8096 | 16.77 | Residential | Behind the Meter | Yes | Brilliant Installations, Inc. | PSE&G |  | Accepted | 2025-05-15 | 2025-06-12 | 2026-06-12 | Solar Panels | JINKO SOLAR | JKM430N-54HL4-B430 |  | 0.43 | 2 | 333 | 25 |  | Fixed | Roof
NJADRE1559719831 | Administratively Determined Incentive Program | WOODBURY | 8096 | 16.77 | Residential | Behind the Meter | Yes | Brilliant Installations, Inc. | PSE&G |  | Accepted | 2025-05-15 | 2025-06-12 | 2026-06-12 | Inverters | SOLAREDGE | USE11400H-USMNBL75 | 11400 |  | 1 |  |  | 0.97 |  | Outdoor
NJADRE1559719831 | Administratively Determined Incentive Program | WOODBURY | 8096 | 16.77 | Residential | Behind the Meter | Yes | Brilliant Installations, Inc. | PSE&G |  | Accepted | 2025-05-15 | 2025-06-12 | 2026-06-12 | Solar Panels | JINKO SOLAR | JKM430N-54HL4-B430 |  | 0.43 | 13 | 153 | 23 |  | Fixed | Roof
NJADRE1559719831 | Administratively Determined Incentive Program | WOODBURY | 8096 | 16.77 | Residential | Behind the Meter | Yes | Brilliant Installations, Inc. | PSE&G |  | Accepted | 2025-05-15 | 2025-06-12 | 2026-06-12 | Solar Panels | JINKO SOLAR | JKM430N-54HL4-B430 |  | 0.43 | 8 | 153 | 25 |  | Fixed | Roof
NJADRE1559719866 | Administratively Determined Incentive Program | LINDEN | 7036 | 5.59 | Residential | Behind the Meter | Yes | EMT Renewables, LLC | PSE&G |  | Accepted | 2025-05-14 | 2025-06-12 | 2026-06-12 | Solar Panels | SEG SOLAR | SEG 430 |  | 0.43 | 13 | 219 | 32 |  | Fixed | Roof
NJADRE1559719866 | Administratively Determined Incentive Program | LINDEN | 7036 | 5.59 | Residential | Behind the Meter | Yes | EMT Renewables, LLC | PSE&G |  | Accepted | 2025-05-14 | 2025-06-12 | 2026-06-12 | Inverters | ENPHASE | IQ8+ | 290 |  | 13 |  |  | 0.98 |  | Other | UNDER EACH PANEL
NJADRE1559720078 | Administratively Determined Incentive Program | TURNERSVILLE | 8012 | 11.61 | Residential | Behind the Meter | Yes | Velocity Energy & Home Solutions, Inc. | AC Electric |  | Accepted | 2025-05-14 | 2025-06-13 | 2026-06-13 | Solar Panels |  |  |  |  | 4 |  | 18
NJADRE1559720078 | Administratively Determined Incentive Program | TURNERSVILLE | 8012 | 11.61 | Residential | Behind the Meter | Yes | Velocity Energy & Home Solutions, Inc. | AC Electric |  | Accepted | 2025-05-14 | 2025-06-13 | 2026-06-13 | Solar Panels |  |  |  |  | 5 |  | 20
NJADRE1559720078 | Administratively Determined Incentive Program | TURNERSVILLE | 8012 | 11.61 | Residential | Behind the Meter | Yes | Velocity Energy & Home Solutions, Inc. | AC Electric |  | Accepted | 2025-05-14 | 2025-06-13 | 2026-06-13 | Solar Panels |  |  |  |  | 3 |  | 20
NJADRE1559720078 | Administratively Determined Incentive Program | TURNERSVILLE | 8012 | 11.61 | Residential | Behind the Meter | Yes | Velocity Energy & Home Solutions, Inc. | AC Electric |  | Accepted | 2025-05-14 | 2025-06-13 | 2026-06-13 | Solar Panels |  |  |  |  | 3 |  | 18
NJADRE1559720078 | Administratively Determined Incentive Program | TURNERSVILLE | 8012 | 11.61 | Residential | Behind the Meter | Yes | Velocity Energy & Home Solutions, Inc. | AC Electric |  | Accepted | 2025-05-14 | 2025-06-13 | 2026-06-13 | Inverters |  |  |  |  | 27
NJADRE1559720078 | Administratively Determined Incentive Program | TURNERSVILLE | 8012 | 11.61 | Residential | Behind the Meter | Yes | Velocity Energy & Home Solutions, Inc. | AC Electric |  | Accepted | 2025-05-14 | 2025-06-13 | 2026-06-13 | Solar Panels |  |  |  |  | 6 |  | 20
NJADRE1559720078 | Administratively Determined Incentive Program | TURNERSVILLE | 8012 | 11.61 | Residential | Behind the Meter | Yes | Velocity Energy & Home Solutions, Inc. | AC Electric |  | Accepted | 2025-05-14 | 2025-06-13 | 2026-06-13 | Solar Panels |  |  |  |  | 6 |  | 20
NJADRE1559720314 | Administratively Determined Incentive Program | WARREN TOWNSHIP | 7059 | 13.76 | Residential | Behind the Meter | No | Green Power Energy, LLC | PSE&G |  | Accepted | 2025-05-14 | 2025-06-12 | 2026-06-12 | Inverters | Enphase Energy | IQ8MC-72-M-US [240V] | 320 |  | 32 |  |  | 0.98 |  | Outside | Roof
NJADRE1559720314 | Administratively Determined Incentive Program | WARREN TOWNSHIP | 7059 | 13.76 | Residential | Behind the Meter | No | Green Power Energy, LLC | PSE&G |  | Accepted | 2025-05-14 | 2025-06-12 | 2026-06-12 | Solar Panels | SEG Solar | SEG-430-BTD-BG |  | 0.43 | 5 | 255 | 45 |  | Fixed | Roof
NJADRE1559720314 | Administratively Determined Incentive Program | WARREN TOWNSHIP | 7059 | 13.76 | Residential | Behind the Meter | No | Green Power Energy, LLC | PSE&G |  | Accepted | 2025-05-14 | 2025-06-12 | 2026-06-12 | Solar Panels | SEG Solar | SEG-430-BTD-BG |  | 0.43 | 8 | 166 | 37 |  | Fixed | Roof
NJADRE1559720314 | Administratively Determined Incentive Program | WARREN TOWNSHIP | 7059 | 13.76 | Residential | Behind the Meter | No | Green Power Energy, LLC | PSE&G |  | Accepted | 2025-05-14 | 2025-06-12 | 2026-06-12 | Solar Panels | SEG Solar | SEG-430-BTD-BG |  | 0.43 | 12 | 165 | 37 |  | Fixed | Roof
NJADRE1559720314 | Administratively Determined Incentive Program | WARREN TOWNSHIP | 7059 | 13.76 | Residential | Behind the Meter | No | Green Power Energy, LLC | PSE&G |  | Accepted | 2025-05-14 | 2025-06-12 | 2026-06-12 | Solar Panels | SEG Solar | SEG-430-BTD-BG |  | 0.43 | 5 | 256 | 45 |  | Fixed | Roof
NJADRE1559720314 | Administratively Determined Incentive Program | WARREN TOWNSHIP | 7059 | 13.76 | Residential | Behind the Meter | No | Green Power Energy, LLC | PSE&G |  | Accepted | 2025-05-14 | 2025-06-12 | 2026-06-12 | Solar Panels | SEG Solar | SEG-430-BTD-BG |  | 0.43 | 2 | 75 | 45 |  | Fixed | Roof
NJADRE1559720889 | Administratively Determined Incentive Program | OLDMANS TOWNSHIP | 8067 | 9.03 | Residential | Behind the Meter | Yes | RCL Enterprises, Inc. | AC Electric |  | Accepted | 2025-05-14 | 2025-06-12 | 2026-06-12 | Inverters | Enphase | IQ8HC-72-M-DOM-US | 380 |  | 21 |  |  | 0.97 |  | Outside
NJADRE1559720889 | Administratively Determined Incentive Program | OLDMANS TOWNSHIP | 8067 | 9.03 | Residential | Behind the Meter | Yes | RCL Enterprises, Inc. | AC Electric |  | Accepted | 2025-05-14 | 2025-06-12 | 2026-06-12 | Solar Panels | SEG Solar | SEG-430-BTD-BG |  | 0.43 | 4 | 248 | 42 |  | Fixed | Roof
NJADRE1559720889 | Administratively Determined Incentive Program | OLDMANS TOWNSHIP | 8067 | 9.03 | Residential | Behind the Meter | Yes | RCL Enterprises, Inc. | AC Electric |  | Accepted | 2025-05-14 | 2025-06-12 | 2026-06-12 | Solar Panels | SEG Solar | SEG-430-BTD-BG |  | 0.43 | 6 | 68 | 42 |  | Fixed | Roof
NJADRE1559720889 | Administratively Determined Incentive Program | OLDMANS TOWNSHIP | 8067 | 9.03 | Residential | Behind the Meter | Yes | RCL Enterprises, Inc. | AC Electric |  | Accepted | 2025-05-14 | 2025-06-12 | 2026-06-12 | Solar Panels | SEG Solar | SEG-430-BTD-BG |  | 0.43 | 4 | 158 | 42 |  | Fixed | Roof
NJADRE1559720889 | Administratively Determined Incentive Program | OLDMANS TOWNSHIP | 8067 | 9.03 | Residential | Behind the Meter | Yes | RCL Enterprises, Inc. | AC Electric |  | Accepted | 2025-05-14 | 2025-06-12 | 2026-06-12 | Solar Panels | SEG Solar | SEG-430-BTD-BG |  | 0.43 | 7 | 338 | 42 |  | Fixed | Roof
NJADRE1559720951 | Administratively Determined Incentive Program | GALLOWAY | 8205 | 12.04 | Residential | Behind the Meter | Yes | EMT Renewables, LLC | AC Electric |  | Accepted | 2025-05-14 | 2025-06-12 | 2026-06-12 | Inverters | ENPHASE | IQ8+ | 290 |  | 28 |  |  | 0.98 |  | Other | UNDER EACH PANEL
NJADRE1559720951 | Administratively Determined Incentive Program | GALLOWAY | 8205 | 12.04 | Residential | Behind the Meter | Yes | EMT Renewables, LLC | AC Electric |  | Accepted | 2025-05-14 | 2025-06-12 | 2026-06-12 | Solar Panels | SEG SOLAR | SEG 430 |  | 0.43 | 19 | 132 | 20 |  | Fixed | Roof
NJADRE1559720951 | Administratively Determined Incentive Program | GALLOWAY | 8205 | 12.04 | Residential | Behind the Meter | Yes | EMT Renewables, LLC | AC Electric |  | Accepted | 2025-05-14 | 2025-06-12 | 2026-06-12 | Solar Panels | SEG SOLAR | SEG 430 |  | 0.43 | 9 | 132 | 12 |  | Fixed | Roof
NJADRE1559721120 | Administratively Determined Incentive Program | CAMDEN | 8105 | 3.24 | Residential | Behind the Meter | Yes | Sunrun, Inc | PSE&G |  | Accepted | 2025-05-14 | 2025-06-13 | 2026-06-13 | Solar Panels | JA SOLAR | JAM54S31-405/MR |  | 0.405 | 8 | 127 | 3 |  | Fixed | Roof
NJADRE1559721120 | Administratively Determined Incentive Program | CAMDEN | 8105 | 3.24 | Residential | Behind the Meter | Yes | Sunrun, Inc | PSE&G |  | Accepted | 2025-05-14 | 2025-06-13 | 2026-06-13 | Inverters | SOLAREDGE TECHNOLOGIES | SE3800H-USMN | 3800 |  | 1 |  |  | 0.99 |  | Outdoor
NJADRE1559721171 | Administratively Determined Incentive Program | MANALAPAN TOWNSHIP | 7726 | 9.46 | Residential | Behind the Meter | Yes | EMT Renewables, LLC | JCP&L |  | Accepted | 2025-05-14 | 2025-06-12 | 2026-06-12 | Inverters | ENPHASE | IQ8+ | 290 |  | 22 |  |  | 0.98 |  | Other | UNDER EACH PANEL
NJADRE1559721171 | Administratively Determined Incentive Program | MANALAPAN TOWNSHIP | 7726 | 9.46 | Residential | Behind the Meter | Yes | EMT Renewables, LLC | JCP&L |  | Accepted | 2025-05-14 | 2025-06-12 | 2026-06-12 | Solar Panels | SEG SOLAR | SEG 430 |  | 0.43 | 13 | 87 | 23 |  | Fixed | Roof
NJADRE1559721171 | Administratively Determined Incentive Program | MANALAPAN TOWNSHIP | 7726 | 9.46 | Residential | Behind the Meter | Yes | EMT Renewables, LLC | JCP&L |  | Accepted | 2025-05-14 | 2025-06-12 | 2026-06-12 | Solar Panels | SEG SOLAR | SEG 430 |  | 0.43 | 9 | 87 | 26 |  | Fixed | Roof
NJADRE1559722194 | Administratively Determined Incentive Program | TEANECK TOWNSHIP | 7666 | 10.75 | Residential | Behind the Meter | No | Green Power Energy, LLC | PSE&G |  | Accepted | 2025-05-14 | 2025-06-12 | 2026-06-12 | Inverters | Enphase Energy | IQ8MC-72-M-US [240V] | 320 |  | 25 |  |  | 0.98 |  | Outside | Roof
NJADRE1559722194 | Administratively Determined Incentive Program | TEANECK TOWNSHIP | 7666 | 10.75 | Residential | Behind the Meter | No | Green Power Energy, LLC | PSE&G |  | Accepted | 2025-05-14 | 2025-06-12 | 2026-06-12 | Solar Panels | Hanwha | Q.TRON BLK M-G2+ 430 |  | 0.43 | 13 | 202 | 37 |  | Fixed | Roof
NJADRE1559722194 | Administratively Determined Incentive Program | TEANECK TOWNSHIP | 7666 | 10.75 | Residential | Behind the Meter | No | Green Power Energy, LLC | PSE&G |  | Accepted | 2025-05-14 | 2025-06-12 | 2026-06-12 | Solar Panels | Hanwha | Q.TRON BLK M-G2+ 430 |  | 0.43 | 4 | 202 | 14 |  | Fixed | Roof
NJADRE1559722194 | Administratively Determined Incentive Program | TEANECK TOWNSHIP | 7666 | 10.75 | Residential | Behind the Meter | No | Green Power Energy, LLC | PSE&G |  | Accepted | 2025-05-14 | 2025-06-12 | 2026-06-12 | Solar Panels | Hanwha | Q.TRON BLK M-G2+ 430 |  | 0.43 | 8 | 22 | 37 |  | Fixed | Roof
NJADRE1559722263 | Administratively Determined Incentive Program | Piscataway | 8854 | 16.6 | Residential | Behind the Meter | Yes | SunPurity, LLC | PSE&G |  | Accepted | 2025-05-15 | 2025-06-18 | 2026-06-18 | Solar Panels | Hanwha Q cells | Q.PEAK DUO BLK-ML-G10+ 415W |  | 0.415 | 2 | 322 | 22 |  | Fixed | Roof
NJADRE1559722263 | Administratively Determined Incentive Program | Piscataway | 8854 | 16.6 | Residential | Behind the Meter | Yes | SunPurity, LLC | PSE&G |  | Accepted | 2025-05-15 | 2025-06-18 | 2026-06-18 | Solar Panels | Hanwha Q cells | Q.PEAK DUO BLK-ML-G10+ 415W |  | 0.415 | 17 | 142 | 22 |  | Fixed | Roof
NJADRE1559722263 | Administratively Determined Incentive Program | Piscataway | 8854 | 16.6 | Residential | Behind the Meter | Yes | SunPurity, LLC | PSE&G |  | Accepted | 2025-05-15 | 2025-06-18 | 2026-06-18 | Inverters | SolarEdge | SE11400H-US | 11400 |  | 1 |  |  | 0.99 |  | Outdoor
NJADRE1559722263 | Administratively Determined Incentive Program | Piscataway | 8854 | 16.6 | Residential | Behind the Meter | Yes | SunPurity, LLC | PSE&G |  | Accepted | 2025-05-15 | 2025-06-18 | 2026-06-18 | Solar Panels | Hanwha Q cells | Q.PEAK DUO BLK-ML-G10+ 415W |  | 0.415 | 21 | 322 | 22 |  | Fixed | Roof
NJADRE1559722391 | Administratively Determined Incentive Program | Monroeville | 8343 | 13.76 | Residential | Behind the Meter | Yes | Pro Custom Solar dba Momentum Solar | AC Electric |  | Accepted | 2025-05-14 | 2025-06-12 | 2026-06-12 | Solar Panels | Hanwha | Q.Tron BLK M-G2+ 430 |  | 0.43 | 28 | 161 | 26 |  | Fixed | Roof
NJADRE1559722391 | Administratively Determined Incentive Program | Monroeville | 8343 | 13.76 | Residential | Behind the Meter | Yes | Pro Custom Solar dba Momentum Solar | AC Electric |  | Accepted | 2025-05-14 | 2025-06-12 | 2026-06-12 | Inverters | Enphase | IQ8HC-72-M-DOM-US | 380 |  | 32 |  |  | 0.97 |  | Outdoor
NJADRE1559722391 | Administratively Determined Incentive Program | Monroeville | 8343 | 13.76 | Residential | Behind the Meter | Yes | Pro Custom Solar dba Momentum Solar | AC Electric |  | Accepted | 2025-05-14 | 2025-06-12 | 2026-06-12 | Solar Panels | Hanwha | Q.Tron BLK M-G2+ 430 |  | 0.43 | 4 | 161 | 26 |  | Fixed | Roof
NJADRE1559723222 | Administratively Determined Incentive Program | TOMS RIVER | 8753 | 8.3 | Residential | Behind the Meter | Yes | SunPurity, LLC | JCP&L |  | Accepted | 2025-05-20 | 2025-06-17 | 2026-06-17 | Solar Panels | Hanwha Q cells | Q.PEAK DUO BLK-ML-G10+ 415W |  | 0.415 | 7 | 3 | 23 |  | Fixed | Roof
NJADRE1559723222 | Administratively Determined Incentive Program | TOMS RIVER | 8753 | 8.3 | Residential | Behind the Meter | Yes | SunPurity, LLC | JCP&L |  | Accepted | 2025-05-20 | 2025-06-17 | 2026-06-17 | Inverters | SolarEdge | SE5700H-US | 5700 |  | 1 |  |  | 0.99 |  | Outdoor
NJADRE1559723222 | Administratively Determined Incentive Program | TOMS RIVER | 8753 | 8.3 | Residential | Behind the Meter | Yes | SunPurity, LLC | JCP&L |  | Accepted | 2025-05-20 | 2025-06-17 | 2026-06-17 | Solar Panels | Hanwha Q cells | Q.PEAK DUO BLK-ML-G10+ 415W |  | 0.415 | 13 | 183 | 23 |  | Fixed | Roof
NJADRE1559723396 | Administratively Determined Incentive Program | Smithville | 8205 | 4.86 | Residential | Behind the Meter | Yes | Sunrun Installation Services, Inc. | AC Electric |  | Accepted | 2025-05-14 | 2025-06-12 | 2026-06-12 | Solar Panels | JA Solar | JAM54S31-405/MR |  | 0.405 | 12 | 38 | 23 |  | Fixed | Roof
NJADRE1559723396 | Administratively Determined Incentive Program | Smithville | 8205 | 4.86 | Residential | Behind the Meter | Yes | Sunrun Installation Services, Inc. | AC Electric |  | Accepted | 2025-05-14 | 2025-06-12 | 2026-06-12 | Inverters | SolarEdge Technologies | SE3800H-USMN | 3800 |  | 1 |  |  | 0.99 |  | Outdoor | Next to meter
NJADRE1559723425 | Administratively Determined Incentive Program | Villas | 8251 | 11.07 | Residential | Behind the Meter | Yes | Trinity Solar, LLC | AC Electric |  | Accepted | 2025-05-14 | 2025-06-12 | 2026-06-12 | Solar Panels | HANWHA | (Q.PEAK DUO BLK ML-G10+ 410) |  | 0.41 | 7 | 126 | 19 |  | Fixed | Roof
NJADRE1559723425 | Administratively Determined Incentive Program | Villas | 8251 | 11.07 | Residential | Behind the Meter | Yes | Trinity Solar, LLC | AC Electric |  | Accepted | 2025-05-14 | 2025-06-12 | 2026-06-12 | Solar Panels | HANWHA | (Q.PEAK DUO BLK ML-G10+ 410) |  | 0.41 | 7 | 36 | 18 |  | Fixed | Roof
NJADRE1559723425 | Administratively Determined Incentive Program | Villas | 8251 | 11.07 | Residential | Behind the Meter | Yes | Trinity Solar, LLC | AC Electric |  | Accepted | 2025-05-14 | 2025-06-12 | 2026-06-12 | Solar Panels | HANWHA | (Q.PEAK DUO BLK ML-G10+ 410) |  | 0.41 | 8 | 306 | 19 |  | Fixed | Roof
NJADRE1559723425 | Administratively Determined Incentive Program | Villas | 8251 | 11.07 | Residential | Behind the Meter | Yes | Trinity Solar, LLC | AC Electric |  | Accepted | 2025-05-14 | 2025-06-12 | 2026-06-12 | Inverters | Solar Edge | USE10000H-USMNBL75 | 10000 |  | 1 |  |  | 0.97 |  | Outdoor
NJADRE1559723425 | Administratively Determined Incentive Program | Villas | 8251 | 11.07 | Residential | Behind the Meter | Yes | Trinity Solar, LLC | AC Electric |  | Accepted | 2025-05-14 | 2025-06-12 | 2026-06-12 | Solar Panels | HANWHA | (Q.PEAK DUO BLK ML-G10+ 410) |  | 0.41 | 5 | 216 | 18 |  | Fixed | Roof
NJADRE1559723449 | Administratively Determined Incentive Program | HOPEWELL | 8530 | 15.18 | Residential | Behind the Meter | No | Sea Bright Solar, LLC | PSE&G |  | Accepted | 2025-05-19 | 2025-06-23 | 2026-06-23 | Solar Panels | REC | REC460AA Pure-RX |  | 0.46 | 33 | 185 | 17 |  | Fixed | Roof
NJADRE1559723449 | Administratively Determined Incentive Program | HOPEWELL | 8530 | 15.18 | Residential | Behind the Meter | No | Sea Bright Solar, LLC | PSE&G |  | Accepted | 2025-05-19 | 2025-06-23 | 2026-06-23 | Inverters | Enphase | IQ8X-80-M-US | 380 |  | 33 |  |  | 0.97 |  | Outdoor
NJADRE1559723532 | Administratively Determined Incentive Program | Trenton | 8690 | 10.25 | Residential | Behind the Meter | Yes | Trinity Solar, LLC | PSE&G |  | Accepted | 2025-05-14 | 2025-06-16 | 2026-06-16 | Solar Panels | HANWHA | (Q.PEAK DUO BLK ML-G10+ 410) |  | 0.41 | 8 | 321 | 30 |  | Fixed | Roof
NJADRE1559723532 | Administratively Determined Incentive Program | Trenton | 8690 | 10.25 | Residential | Behind the Meter | Yes | Trinity Solar, LLC | PSE&G |  | Accepted | 2025-05-14 | 2025-06-16 | 2026-06-16 | Inverters | Solar Edge | USE7600H-USMNBL75 | 7600 |  | 1 |  |  | 0.97 |  | Outdoor
NJADRE1559723532 | Administratively Determined Incentive Program | Trenton | 8690 | 10.25 | Residential | Behind the Meter | Yes | Trinity Solar, LLC | PSE&G |  | Accepted | 2025-05-14 | 2025-06-16 | 2026-06-16 | Solar Panels | HANWHA | (Q.PEAK DUO BLK ML-G10+ 410) |  | 0.41 | 6 | 51 | 35 |  | Fixed | Roof
NJADRE1559723532 | Administratively Determined Incentive Program | Trenton | 8690 | 10.25 | Residential | Behind the Meter | Yes | Trinity Solar, LLC | PSE&G |  | Accepted | 2025-05-14 | 2025-06-16 | 2026-06-16 | Solar Panels | HANWHA | (Q.PEAK DUO BLK ML-G10+ 410) |  | 0.41 | 11 | 141 | 30 |  | Fixed | Roof
NJADRE1559723544 | Administratively Determined Incentive Program | Union | 7083 | 4.51 | Residential | Behind the Meter | Yes | Trinity Solar, LLC | PSE&G |  | Accepted | 2025-05-14 | 2025-06-16 | 2026-06-16 | Inverters | Solar Edge | USE3800H-USMNBL75 | 3800 |  | 1 |  |  | 0.97 |  | Outdoor
NJADRE1559723544 | Administratively Determined Incentive Program | Union | 7083 | 4.51 | Residential | Behind the Meter | Yes | Trinity Solar, LLC | PSE&G |  | Accepted | 2025-05-14 | 2025-06-16 | 2026-06-16 | Solar Panels | HANWHA | (Q.PEAK DUO BLK ML-G10+ 410) |  | 0.41 | 11 | 170 | 18 |  | Fixed | Roof
NJADRE1559723547 | Administratively Determined Incentive Program | Marlton | 8053 | 20.5 | Residential | Behind the Meter | Yes | Pro Custom Solar dba Momentum Solar | AC Electric |  | Accepted | 2025-05-14 | 2025-06-12 | 2026-06-12 | Solar Panels | Hanwha | Q.PEAK DUO BLK ML-G10+410 |  | 0.41 | 13 | 76 | 24 |  | Fixed | Roof
NJADRE1559723547 | Administratively Determined Incentive Program | Marlton | 8053 | 20.5 | Residential | Behind the Meter | Yes | Pro Custom Solar dba Momentum Solar | AC Electric |  | Accepted | 2025-05-14 | 2025-06-12 | 2026-06-12 | Solar Panels | Hanwha | Q.PEAK DUO BLK ML-G10+410 |  | 0.41 | 13 | 256 | 24 |  | Fixed | Roof
NJADRE1559723547 | Administratively Determined Incentive Program | Marlton | 8053 | 20.5 | Residential | Behind the Meter | Yes | Pro Custom Solar dba Momentum Solar | AC Electric |  | Accepted | 2025-05-14 | 2025-06-12 | 2026-06-12 | Solar Panels | Hanwha | Q.PEAK DUO BLK ML-G10+410 |  | 0.41 | 9 | 256 | 24 |  | Fixed | Roof
NJADRE1559723547 | Administratively Determined Incentive Program | Marlton | 8053 | 20.5 | Residential | Behind the Meter | Yes | Pro Custom Solar dba Momentum Solar | AC Electric |  | Accepted | 2025-05-14 | 2025-06-12 | 2026-06-12 | Inverters | Enphase | IQ8HC-72-M-DOM-US | 380 |  | 50 |  |  | 0.97 |  | Outdoor
NJADRE1559723547 | Administratively Determined Incentive Program | Marlton | 8053 | 20.5 | Residential | Behind the Meter | Yes | Pro Custom Solar dba Momentum Solar | AC Electric |  | Accepted | 2025-05-14 | 2025-06-12 | 2026-06-12 | Solar Panels | h | Q.PEAK DUO BLK ML-G10+410 |  | 0.41 | 15 | 76 | 24 |  | Fixed | Roof
NJADRE1559724596 | Administratively Determined Incentive Program | South Brunswick Twp | 8824 | 9.35 | Residential | Behind the Meter | No | All Phase Installations and Electrical Services | PSE&G |  | Accepted | 2025-05-15 | 2025-06-12 | 2026-06-12 | Inverters | SOL-ARK | SOL-ARK-12K-P | 9000 |  | 1 |  |  | 0.97 |  | Outside
NJADRE1559724596 | Administratively Determined Incentive Program | South Brunswick Twp | 8824 | 9.35 | Residential | Behind the Meter | No | All Phase Installations and Electrical Services | PSE&G |  | Accepted | 2025-05-15 | 2025-06-12 | 2026-06-12 | Solar Panels | TRINA SOLAR | TSM-425NE09RC.05 |  | 0.425 | 8 | 121 | 21 |  | Fixed | Roof
NJADRE1559724596 | Administratively Determined Incentive Program | South Brunswick Twp | 8824 | 9.35 | Residential | Behind the Meter | No | All Phase Installations and Electrical Services | PSE&G |  | Accepted | 2025-05-15 | 2025-06-12 | 2026-06-12 | Electric Storage Battery | DEYE | RW-F10.2-B |  |  | 1 |  |  |  | Lithium Ion |  | Outside
NJADRE1559724596 | Administratively Determined Incentive Program | South Brunswick Twp | 8824 | 9.35 | Residential | Behind the Meter | No | All Phase Installations and Electrical Services | PSE&G |  | Accepted | 2025-05-15 | 2025-06-12 | 2026-06-12 | Solar Panels | TRINA SOLAR | TSM-425NE09RC.05 |  | 0.425 | 14 | 121 | 21 |  | Fixed | Roof
NJADRE1559725419 | Administratively Determined Incentive Program | PINE BEACH | 8741 | 19.78 | Residential | Behind the Meter | Yes | Sun Up Zero Down, LLC | JCP&L |  | Accepted | 2025-05-22 | 2025-06-17 | 2026-06-17 | Inverters | Enphase | IQ8PLUS-72-2-US | 290 |  | 46 |  |  | 0.976 |  | Outdoor
NJADRE1559725419 | Administratively Determined Incentive Program | PINE BEACH | 8741 | 19.78 | Residential | Behind the Meter | Yes | Sun Up Zero Down, LLC | JCP&L |  | Accepted | 2025-05-22 | 2025-06-17 | 2026-06-17 | Meters | Enphase | TBD |  |  | 1 |  |  |  | Yes | Outdoor
NJADRE1559725419 | Administratively Determined Incentive Program | PINE BEACH | 8741 | 19.78 | Residential | Behind the Meter | Yes | Sun Up Zero Down, LLC | JCP&L |  | Accepted | 2025-05-22 | 2025-06-17 | 2026-06-17 | Solar Panels | SEG | SEG-430-BTD-BG |  | 0.43 | 46 | 198 | 30 |  | Fixed | Roof
NJADRE1559725427 | Administratively Determined Incentive Program | Netcong | 7857 | 6.89 | Residential | Behind the Meter | Yes | Sunrun Installation Services, Inc. | JCP&L |  | Accepted | 2025-05-15 | 2025-06-12 | 2026-06-12 | Solar Panels | JA Solar | JAM54S31-405/MR |  | 0.405 | 2 | 354 | 26 |  | Fixed | Roof
NJADRE1559725427 | Administratively Determined Incentive Program | Netcong | 7857 | 6.89 | Residential | Behind the Meter | Yes | Sunrun Installation Services, Inc. | JCP&L |  | Accepted | 2025-05-15 | 2025-06-12 | 2026-06-12 | Solar Panels | JA Solar | JAM54S31-405/MR |  | 0.405 | 5 | 173 | 18 |  | Fixed | Roof
NJADRE1559725427 | Administratively Determined Incentive Program | Netcong | 7857 | 6.89 | Residential | Behind the Meter | Yes | Sunrun Installation Services, Inc. | JCP&L |  | Accepted | 2025-05-15 | 2025-06-12 | 2026-06-12 | Solar Panels | JA Solar | JAM54S31-405/MR |  | 0.405 | 5 | 353 | 24 |  | Fixed | Roof
NJADRE1559725427 | Administratively Determined Incentive Program | Netcong | 7857 | 6.89 | Residential | Behind the Meter | Yes | Sunrun Installation Services, Inc. | JCP&L |  | Accepted | 2025-05-15 | 2025-06-12 | 2026-06-12 | Solar Panels | JA Solar | JAM54S31-405/MR |  | 0.405 | 5 | 174 | 19 |  | Fixed | Roof
NJADRE1559725427 | Administratively Determined Incentive Program | Netcong | 7857 | 6.89 | Residential | Behind the Meter | Yes | Sunrun Installation Services, Inc. | JCP&L |  | Accepted | 2025-05-15 | 2025-06-12 | 2026-06-12 | Electric Storage Battery | TESLA | Powerwall 3 1707000-xx-y |  |  | 1 |  |  |  | Lithium Ion |  | OUTSIDE
NJADRE1559725427 | Administratively Determined Incentive Program | Netcong | 7857 | 6.89 | Residential | Behind the Meter | Yes | Sunrun Installation Services, Inc. | JCP&L |  | Accepted | 2025-05-15 | 2025-06-12 | 2026-06-12 | Inverters | TESLA | Powerwall 3 1707000-xx-y | 11500 |  | 1 |  |  | 0.97 |  | Outdoor | Next to meter
NJADRE1559725430 | Administratively Determined Incentive Program | BUENA VISTA TOWNSHIP | 8094 | 7.31 | Residential | Behind the Meter | Yes | Brilliant Installations, Inc. | AC Electric |  | Accepted | 2025-05-15 | 2025-06-13 | 2026-06-13 | Inverters | SOLAREDGE | USE5700H-USMNBL75 | 5700 |  | 1 |  |  | 0.97 |  | Outdoor
NJADRE1559725430 | Administratively Determined Incentive Program | BUENA VISTA TOWNSHIP | 8094 | 7.31 | Residential | Behind the Meter | Yes | Brilliant Installations, Inc. | AC Electric |  | Accepted | 2025-05-15 | 2025-06-13 | 2026-06-13 | Solar Panels | JINKO SOLAR | JKM430N-54HL4-B430 |  | 0.43 | 14 | 132 | 20 |  | Fixed | Roof
NJADRE1559725430 | Administratively Determined Incentive Program | BUENA VISTA TOWNSHIP | 8094 | 7.31 | Residential | Behind the Meter | Yes | Brilliant Installations, Inc. | AC Electric |  | Accepted | 2025-05-15 | 2025-06-13 | 2026-06-13 | Solar Panels | JINKO SOLAR | JKM430N-54HL4-B430 |  | 0.43 | 3 | 132 | 20 |  | Fixed | Roof
NJADRE1559725435 | Administratively Determined Incentive Program | Cape May | 8204 | 7.31 | Residential | Behind the Meter | Yes | EMT Renewables, LLC | AC Electric |  | Accepted | 2025-05-15 | 2025-06-12 | 2026-06-12 | Solar Panels | SEG SOLAR | SEG 430 |  | 0.43 | 13 | 305 | 19 |  | Fixed | Roof
NJADRE1559725435 | Administratively Determined Incentive Program | Cape May | 8204 | 7.31 | Residential | Behind the Meter | Yes | EMT Renewables, LLC | AC Electric |  | Accepted | 2025-05-15 | 2025-06-12 | 2026-06-12 | Inverters | ENPHASE | IQ8+ | 290 |  | 17 |  |  | 0.98 |  | Other | UNDER EACH PANEL
NJADRE1559725435 | Administratively Determined Incentive Program | Cape May | 8204 | 7.31 | Residential | Behind the Meter | Yes | EMT Renewables, LLC | AC Electric |  | Accepted | 2025-05-15 | 2025-06-12 | 2026-06-12 | Solar Panels | SEG SOLAR | SEG 430 |  | 0.43 | 4 | 125 | 33 |  | Fixed | Roof
NJADRE1559725438 | Administratively Determined Incentive Program | Bridgeton | 8302 | 11.18 | Residential | Behind the Meter | Yes | EMT Renewables, LLC | AC Electric |  | Accepted | 2025-05-15 | 2025-06-12 | 2026-06-12 | Inverters | ENPHASE | IQ8+ | 290 |  | 26 |  |  | 0.98 |  | Other | UNDER EACH PANEL
NJADRE1559725438 | Administratively Determined Incentive Program | Bridgeton | 8302 | 11.18 | Residential | Behind the Meter | Yes | EMT Renewables, LLC | AC Electric |  | Accepted | 2025-05-15 | 2025-06-12 | 2026-06-12 | Solar Panels | SEG SOLAR | SEG 430 |  | 0.43 | 9 | 102 | 42 |  | Fixed | Roof
NJADRE1559725438 | Administratively Determined Incentive Program | Bridgeton | 8302 | 11.18 | Residential | Behind the Meter | Yes | EMT Renewables, LLC | AC Electric |  | Accepted | 2025-05-15 | 2025-06-12 | 2026-06-12 | Solar Panels | SEG SOLAR | SEG 430 |  | 0.43 | 7 | 282 | 42 |  | Fixed | Roof
NJADRE1559725438 | Administratively Determined Incentive Program | Bridgeton | 8302 | 11.18 | Residential | Behind the Meter | Yes | EMT Renewables, LLC | AC Electric |  | Accepted | 2025-05-15 | 2025-06-12 | 2026-06-12 | Solar Panels | SEG SOLAR | SEG 430 |  | 0.43 | 10 | 102 | 42 |  | Fixed | Roof
NJADRE1559725440 | Administratively Determined Incentive Program | Cape May Court House | 8210 | 8.91 | Residential | Behind the Meter | Yes | Sunrun Installation Services, Inc. | AC Electric |  | Accepted | 2025-05-15 | 2025-06-12 | 2026-06-12 | Solar Panels | JA Solar | JAM54S31-405/MR |  | 0.405 | 3 | 98 | 23 |  | Fixed | Roof
NJADRE1559725440 | Administratively Determined Incentive Program | Cape May Court House | 8210 | 8.91 | Residential | Behind the Meter | Yes | Sunrun Installation Services, Inc. | AC Electric |  | Accepted | 2025-05-15 | 2025-06-12 | 2026-06-12 | Inverters | SolarEdge Technologies | SE7600H-USMN | 7600 |  | 1 |  |  | 0.99 |  | Outdoor | Next to meter
NJADRE1559725440 | Administratively Determined Incentive Program | Cape May Court House | 8210 | 8.91 | Residential | Behind the Meter | Yes | Sunrun Installation Services, Inc. | AC Electric |  | Accepted | 2025-05-15 | 2025-06-12 | 2026-06-12 | Solar Panels | JA Solar | JAM54S31-405/MR |  | 0.405 | 7 | 97 | 23 |  | Fixed | Roof
NJADRE1559725440 | Administratively Determined Incentive Program | Cape May Court House | 8210 | 8.91 | Residential | Behind the Meter | Yes | Sunrun Installation Services, Inc. | AC Electric |  | Accepted | 2025-05-15 | 2025-06-12 | 2026-06-12 | Solar Panels | JA Solar | JAM54S31-405/MR |  | 0.405 | 7 | 277 | 23 |  | Fixed | Roof
NJADRE1559725440 | Administratively Determined Incentive Program | Cape May Court House | 8210 | 8.91 | Residential | Behind the Meter | Yes | Sunrun Installation Services, Inc. | AC Electric |  | Accepted | 2025-05-15 | 2025-06-12 | 2026-06-12 | Solar Panels | JA Solar | JAM54S31-405/MR |  | 0.405 | 5 | 8 | 23 |  | Fixed | Roof
NJADRE1559725445 | Administratively Determined Incentive Program | Toms River | 8755 | 5.74 | Residential | Behind the Meter | Yes | Trinity Solar, LLC | JCP&L |  | Accepted | 2025-05-15 | 2025-06-12 | 2026-06-12 | Solar Panels | Hanwha | Q.PEAK DUO BLK ML-G10+ 410 |  | 0.41 | 14 | 242 | 23 |  | Fixed | Roof
NJADRE1559725445 | Administratively Determined Incentive Program | Toms River | 8755 | 5.74 | Residential | Behind the Meter | Yes | Trinity Solar, LLC | JCP&L |  | Accepted | 2025-05-15 | 2025-06-12 | 2026-06-12 | Inverters | Solar Edge | USE5700H-US | 5760 |  | 1 |  |  | 0.97 |  | Outside
NJADRE1559725447 | Administratively Determined Incentive Program | Gibbstown | 8027 | 16.34 | Residential | Behind the Meter | Yes | EMT Renewables, LLC | AC Electric |  | Accepted | 2025-05-15 | 2025-06-12 | 2026-06-12 | Inverters | ENPHASE | IQ8+ | 290 |  | 38 |  |  | 0.98 |  | Other | UNDER EACH PANEL
NJADRE1559725447 | Administratively Determined Incentive Program | Gibbstown | 8027 | 16.34 | Residential | Behind the Meter | Yes | EMT Renewables, LLC | AC Electric |  | Accepted | 2025-05-15 | 2025-06-12 | 2026-06-12 | Solar Panels | SEG SOLAR | SEG 430 |  | 0.43 | 33 | 226 | 19 |  | Fixed | Roof
NJADRE1559725447 | Administratively Determined Incentive Program | Gibbstown | 8027 | 16.34 | Residential | Behind the Meter | Yes | EMT Renewables, LLC | AC Electric |  | Accepted | 2025-05-15 | 2025-06-12 | 2026-06-12 | Solar Panels | SEG SOLAR | SEG 430 |  | 0.43 | 5 | 136 | 18 |  | Fixed | Roof
NJADRE1559725448 | Administratively Determined Incentive Program | WILLIAMSTOWN | 8094 | 8.17 | Residential | Behind the Meter | Yes | Brilliant Installations, Inc. | AC Electric |  | Accepted | 2025-05-15 | 2025-06-13 | 2026-06-13 | Solar Panels | JINKO SOLAR | JKM430N-54HL4-B430 |  | 0.43 | 13 | 182 | 18 |  | Fixed | Roof
NJADRE1559725448 | Administratively Determined Incentive Program | WILLIAMSTOWN | 8094 | 8.17 | Residential | Behind the Meter | Yes | Brilliant Installations, Inc. | AC Electric |  | Accepted | 2025-05-15 | 2025-06-13 | 2026-06-13 | Solar Panels | JINKO SOLAR | JKM430N-54HL4-B430 |  | 0.43 | 3 | 92 | 28 |  | Fixed | Roof
NJADRE1559725448 | Administratively Determined Incentive Program | WILLIAMSTOWN | 8094 | 8.17 | Residential | Behind the Meter | Yes | Brilliant Installations, Inc. | AC Electric |  | Accepted | 2025-05-15 | 2025-06-13 | 2026-06-13 | Solar Panels | JINKO SOLAR | JKM430N-54HL4-B430 |  | 0.43 | 3 | 272 | 28 |  | Fixed | Roof
NJADRE1559725448 | Administratively Determined Incentive Program | WILLIAMSTOWN | 8094 | 8.17 | Residential | Behind the Meter | Yes | Brilliant Installations, Inc. | AC Electric |  | Accepted | 2025-05-15 | 2025-06-13 | 2026-06-13 | Inverters | SOLAREDGE | USE5700H-USMNBL75 | 5700 |  | 1 |  |  | 0.97 |  | Outdoor
NJADRE1559725449 | Administratively Determined Incentive Program | Bridgeton | 8302 | 11.48 | Residential | Behind the Meter | Yes | EMT Renewables, LLC | AC Electric |  | Accepted | 2025-05-15 | 2025-06-12 | 2026-06-12 | Solar Panels | MSE PERC | MSE-410 |  | 0.41 | 5 | 263 | 30 |  | Fixed | Roof
NJADRE1559725449 | Administratively Determined Incentive Program | Bridgeton | 8302 | 11.48 | Residential | Behind the Meter | Yes | EMT Renewables, LLC | AC Electric |  | Accepted | 2025-05-15 | 2025-06-12 | 2026-06-12 | Inverters | ENPHASE | IQ8+ | 290 |  | 28 |  |  | 0.98 |  | Other | UNDER EACH PANEL
NJADRE1559725449 | Administratively Determined Incentive Program | Bridgeton | 8302 | 11.48 | Residential | Behind the Meter | Yes | EMT Renewables, LLC | AC Electric |  | Accepted | 2025-05-15 | 2025-06-12 | 2026-06-12 | Solar Panels | MSE PERC | MSE-410 |  | 0.41 | 6 | 173 | 30 |  | Fixed | Roof
NJADRE1559725449 | Administratively Determined Incentive Program | Bridgeton | 8302 | 11.48 | Residential | Behind the Meter | Yes | EMT Renewables, LLC | AC Electric |  | Accepted | 2025-05-15 | 2025-06-12 | 2026-06-12 | Solar Panels | MSE PERC | MSE-410 |  | 0.41 | 2 | 173 | 30 |  | Fixed | Roof
NJADRE1559725449 | Administratively Determined Incentive Program | Bridgeton | 8302 | 11.48 | Residential | Behind the Meter | Yes | EMT Renewables, LLC | AC Electric |  | Accepted | 2025-05-15 | 2025-06-12 | 2026-06-12 | Solar Panels | MSE PERC | MSE-410 |  | 0.41 | 11 | 263 | 30 |  | Fixed | Roof
NJADRE1559725449 | Administratively Determined Incentive Program | Bridgeton | 8302 | 11.48 | Residential | Behind the Meter | Yes | EMT Renewables, LLC | AC Electric |  | Accepted | 2025-05-15 | 2025-06-12 | 2026-06-12 | Solar Panels | MSE PERC | MSE-410 |  | 0.41 | 4 | 83 | 30 |  | Fixed | Roof
NJADRE1559725463 | Administratively Determined Incentive Program | Point Pleasant Boro | 8742 | 3.28 | Residential | Behind the Meter | Yes | Trinity Solar, LLC | JCP&L |  | Accepted | 2025-05-15 | 2025-06-16 | 2026-06-16 | Inverters | Solar Edge | USE3800H-US | 3800 |  | 1 |  |  | 0.97 |  | Outside
NJADRE1559725463 | Administratively Determined Incentive Program | Point Pleasant Boro | 8742 | 3.28 | Residential | Behind the Meter | Yes | Trinity Solar, LLC | JCP&L |  | Accepted | 2025-05-15 | 2025-06-16 | 2026-06-16 | Solar Panels | Hanwha | Q.PEAK DUO BLK ML-G10+ 410 |  | 0.41 | 8 | 287 | 6 |  | Fixed | Roof
NJADRE1559725474 | Administratively Determined Incentive Program | SOUTH BRUNSWICK TWP | 8824 | 10.35 | Residential | Behind the Meter | No | All Phase Installations and Electrical Services | PSE&G |  | Accepted | 2025-05-15 | 2025-06-12 | 2026-06-12 | Solar Panels | CANADIAN SOLAR | CS6.1-54TM-450H |  | 0.45 | 12 | 210 | 18 |  | Fixed | Roof
NJADRE1559725474 | Administratively Determined Incentive Program | SOUTH BRUNSWICK TWP | 8824 | 10.35 | Residential | Behind the Meter | No | All Phase Installations and Electrical Services | PSE&G |  | Accepted | 2025-05-15 | 2025-06-12 | 2026-06-12 | Inverters | ENPHASE | IQ8A-72-2-US | 349 |  | 23 |  |  | 0.97 |  | Outside
NJADRE1559725474 | Administratively Determined Incentive Program | SOUTH BRUNSWICK TWP | 8824 | 10.35 | Residential | Behind the Meter | No | All Phase Installations and Electrical Services | PSE&G |  | Accepted | 2025-05-15 | 2025-06-12 | 2026-06-12 | Solar Panels | CANADIAN SOLAR | CS6.1-54TM-450H |  | 0.45 | 11 | 120 | 18 |  | Fixed | Roof
NJADRE1559725475 | Administratively Determined Incentive Program | Toms River | 8757 | 9.43 | Residential | Behind the Meter | Yes | Trinity Solar, LLC | JCP&L |  | Accepted | 2025-05-15 | 2025-06-12 | 2026-06-12 | Inverters | SOLAREDGE | USE7600H-USMNBL75 | 7600 |  | 1 |  |  | 0.97 |  | Outside
NJADRE1559725475 | Administratively Determined Incentive Program | Toms River | 8757 | 9.43 | Residential | Behind the Meter | Yes | Trinity Solar, LLC | JCP&L |  | Accepted | 2025-05-15 | 2025-06-12 | 2026-06-12 | Solar Panels | HANWHA 410 (Q.PEAK DUO BLK ML-G10+410) | HANWHA 410 (Q.PEAK DUO BLK ML-G10+410) |  | 0.41 | 23 | 87 | 20 |  | Fixed | Roof
NJADRE1559725491 | Administratively Determined Incentive Program | SICKLERVILLE | 8081 | 6.88 | Residential | Behind the Meter | Yes | Integrity Solar & Home Solutions, LLC | AC Electric |  | Accepted | 2025-05-15 | 2025-06-12 | 2026-06-12 | Solar Panels | SEG SOLAR | SEG-430-BTD-BG |  | 0.43 | 9 | 110 | 31 |  | Fixed | Roof
NJADRE1559725491 | Administratively Determined Incentive Program | SICKLERVILLE | 8081 | 6.88 | Residential | Behind the Meter | Yes | Integrity Solar & Home Solutions, LLC | AC Electric |  | Accepted | 2025-05-15 | 2025-06-12 | 2026-06-12 | Solar Panels | SEG SOLAR | SEG-430-BTD-BG |  | 0.43 | 3 | 200 | 31 |  | Fixed | Roof
NJADRE1559725491 | Administratively Determined Incentive Program | SICKLERVILLE | 8081 | 6.88 | Residential | Behind the Meter | Yes | Integrity Solar & Home Solutions, LLC | AC Electric |  | Accepted | 2025-05-15 | 2025-06-12 | 2026-06-12 | Solar Panels | SEG SOLAR | SEG-430-BTD-BG |  | 0.43 | 4 | 290 | 31 |  | Fixed | Roof
NJADRE1559725491 | Administratively Determined Incentive Program | SICKLERVILLE | 8081 | 6.88 | Residential | Behind the Meter | Yes | Integrity Solar & Home Solutions, LLC | AC Electric |  | Accepted | 2025-05-15 | 2025-06-12 | 2026-06-12 | Inverters | ENPHASE | IQ8HC | 380 |  | 16 |  |  | 0.98 |  | Other | UNDER EACH PANEL
NJADRE1559725502 | Administratively Determined Incentive Program | BRANCHVILLE | 7826 | 7.38 | Residential | Behind the Meter | Yes | Trinity Solar, LLC | JCP&L |  | Accepted | 2025-05-15 | 2025-06-12 | 2026-06-12 | Solar Panels | Hanwha | Q.PEAK DUO BLK ML-G10+ 410 |  | 0.41 | 18 | 214 | 32 |  | Fixed | Roof
NJADRE1559725502 | Administratively Determined Incentive Program | BRANCHVILLE | 7826 | 7.38 | Residential | Behind the Meter | Yes | Trinity Solar, LLC | JCP&L |  | Accepted | 2025-05-15 | 2025-06-12 | 2026-06-12 | Inverters | Solar Edge | USE5700H-US | 5760 |  | 1 |  |  | 0.97 |  | Outside
NJADRE1559725523 | Administratively Determined Incentive Program | WHITESBORO | 8252 | 11.18 | Residential | Behind the Meter | Yes | EMT Renewables, LLC | AC Electric |  | Accepted | 2025-05-15 | 2025-06-12 | 2026-06-12 | Solar Panels | SEG SOLAR | SEG 430 |  | 0.43 | 26 | 209 | 25 |  | Fixed | Roof
NJADRE1559725523 | Administratively Determined Incentive Program | WHITESBORO | 8252 | 11.18 | Residential | Behind the Meter | Yes | EMT Renewables, LLC | AC Electric |  | Accepted | 2025-05-15 | 2025-06-12 | 2026-06-12 | Inverters | ENPHASE | IQ8+ | 290 |  | 26 |  |  | 0.98 |  | Other | UNDER EACH PANEL
NJADRE1559725524 | Administratively Determined Incentive Program | WEST ORANGE | 7052 | 9.43 | Residential | Behind the Meter | Yes | Trinity Solar, LLC | PSE&G |  | Accepted | 2025-05-15 | 2025-06-16 | 2026-06-16 | Inverters | Solar Edge | USE7600H-USMNBL75 | 7600 |  | 1 |  |  | 0.97 |  | Outdoor
NJADRE1559725524 | Administratively Determined Incentive Program | WEST ORANGE | 7052 | 9.43 | Residential | Behind the Meter | Yes | Trinity Solar, LLC | PSE&G |  | Accepted | 2025-05-15 | 2025-06-16 | 2026-06-16 | Solar Panels | HANWHA | (Q.PEAK DUO BLK ML-G10+ 410) |  | 0.41 | 3 | 206 | 33 |  | Fixed | Roof
NJADRE1559725524 | Administratively Determined Incentive Program | WEST ORANGE | 7052 | 9.43 | Residential | Behind the Meter | Yes | Trinity Solar, LLC | PSE&G |  | Accepted | 2025-05-15 | 2025-06-16 | 2026-06-16 | Solar Panels | HANWHA | (Q.PEAK DUO BLK ML-G10+ 410) |  | 0.41 | 14 | 206 | 14 |  | Fixed | Roof
NJADRE1559725524 | Administratively Determined Incentive Program | WEST ORANGE | 7052 | 9.43 | Residential | Behind the Meter | Yes | Trinity Solar, LLC | PSE&G |  | Accepted | 2025-05-15 | 2025-06-16 | 2026-06-16 | Solar Panels | HANWHA | (Q.PEAK DUO BLK ML-G10+ 410) |  | 0.41 | 6 | 26 | 15 |  | Fixed | Roof
NJADRE1559725527 | Administratively Determined Incentive Program | SICKLERVILLE | 8081 | 11.61 | Residential | Behind the Meter | Yes | EMT Renewables, LLC | AC Electric |  | Accepted | 2025-05-15 | 2025-06-12 | 2026-06-12 | Inverters | ENPHASE | IQ8+ | 290 |  | 27 |  |  | 0.98 |  | Other | UNDER EACH PANEL
NJADRE1559725527 | Administratively Determined Incentive Program | SICKLERVILLE | 8081 | 11.61 | Residential | Behind the Meter | Yes | EMT Renewables, LLC | AC Electric |  | Accepted | 2025-05-15 | 2025-06-12 | 2026-06-12 | Solar Panels | SEG SOLAR | SEG 430 |  | 0.43 | 15 | 205 | 20 |  | Fixed | Roof
NJADRE1559725527 | Administratively Determined Incentive Program | SICKLERVILLE | 8081 | 11.61 | Residential | Behind the Meter | Yes | EMT Renewables, LLC | AC Electric |  | Accepted | 2025-05-15 | 2025-06-12 | 2026-06-12 | Solar Panels | SEG SOLAR | SEG 430 |  | 0.43 | 12 | 114 | 22 |  | Fixed | Roof
NJADRE1559725529 | Administratively Determined Incentive Program | WEST NEW YORK | 7093 | 4.2 | Residential | Behind the Meter | No | Onsite Energy, Inc. | PSE&G |  | Accepted | 2025-05-15 | 2025-06-13 | 2026-06-13 | Inverters | SOLAREDGE TECHNOLOGIES | SE3800H-US | 3800 |  | 1 |  |  | 0.99 |  | Outside
NJADRE1559725529 | Administratively Determined Incentive Program | WEST NEW YORK | 7093 | 4.2 | Residential | Behind the Meter | No | Onsite Energy, Inc. | PSE&G |  | Accepted | 2025-05-15 | 2025-06-13 | 2026-06-13 | Meters | SOLAREDGE TECHNOLOGIES | SE-1000-ZBGW-K-NA |  |  | 1 |  |  |  | Yes | Outdoor
NJADRE1559725529 | Administratively Determined Incentive Program | WEST NEW YORK | 7093 | 4.2 | Residential | Behind the Meter | No | Onsite Energy, Inc. | PSE&G |  | Accepted | 2025-05-15 | 2025-06-13 | 2026-06-13 | Solar Panels | REC SOLAR | REC Solar REC420AA-PURE-R Alpha Series 420 Watt |  | 0.42 | 10 | 301 | 0 |  | Fixed | Roof
NJADRE1559725532 | Administratively Determined Incentive Program | BRIDGEWATER | 8807 | 23.93 | Residential | Behind the Meter | Yes | Venture Home Solar, LLC | PSE&G |  | Accepted | 2025-05-15 | 2025-06-17 | 2026-06-17 | Solar Panels | Hanwha | Q.TRON BLK M-G2+ 435 |  | 0.435 | 6 | 194 | 11 |  | Fixed | Roof
NJADRE1559725532 | Administratively Determined Incentive Program | BRIDGEWATER | 8807 | 23.93 | Residential | Behind the Meter | Yes | Venture Home Solar, LLC | PSE&G |  | Accepted | 2025-05-15 | 2025-06-17 | 2026-06-17 | Solar Panels | Hanwha | Q.TRON BLK M-G2+ 435 |  | 0.435 | 25 | 194 | 18 |  | Fixed | Roof
NJADRE1559725532 | Administratively Determined Incentive Program | BRIDGEWATER | 8807 | 23.93 | Residential | Behind the Meter | Yes | Venture Home Solar, LLC | PSE&G |  | Accepted | 2025-05-15 | 2025-06-17 | 2026-06-17 | Solar Panels | Hanwha | Q.TRON BLK M-G2+ 435 |  | 0.435 | 3 | 194 | 18 |  | Fixed | Roof
NJADRE1559725532 | Administratively Determined Incentive Program | BRIDGEWATER | 8807 | 23.93 | Residential | Behind the Meter | Yes | Venture Home Solar, LLC | PSE&G |  | Accepted | 2025-05-15 | 2025-06-17 | 2026-06-17 | Solar Panels | Hanwha | Q.TRON BLK M-G2+ 435 |  | 0.435 | 1 | 284 | 18 |  | Fixed | Roof
NJADRE1559725532 | Administratively Determined Incentive Program | BRIDGEWATER | 8807 | 23.93 | Residential | Behind the Meter | Yes | Venture Home Solar, LLC | PSE&G |  | Accepted | 2025-05-15 | 2025-06-17 | 2026-06-17 | Solar Panels | Hanwha | Q.TRON BLK M-G2+ 435 |  | 0.435 | 4 | 14 | 18 |  | Fixed | Roof
NJADRE1559725532 | Administratively Determined Incentive Program | BRIDGEWATER | 8807 | 23.93 | Residential | Behind the Meter | Yes | Venture Home Solar, LLC | PSE&G |  | Accepted | 2025-05-15 | 2025-06-17 | 2026-06-17 | Inverters | Enphase Energy Inc. | IQ8HC-72-M-DOM-US (240V) | 366 |  | 55 |  |  | 0.98361 |  | Outside
NJADRE1559725532 | Administratively Determined Incentive Program | BRIDGEWATER | 8807 | 23.93 | Residential | Behind the Meter | Yes | Venture Home Solar, LLC | PSE&G |  | Accepted | 2025-05-15 | 2025-06-17 | 2026-06-17 | Solar Panels | Hanwha | Q.TRON BLK M-G2+ 435 |  | 0.435 | 15 | 14 | 18 |  | Fixed | Roof
NJADRE1559725532 | Administratively Determined Incentive Program | BRIDGEWATER | 8807 | 23.93 | Residential | Behind the Meter | Yes | Venture Home Solar, LLC | PSE&G |  | Accepted | 2025-05-15 | 2025-06-17 | 2026-06-17 | Solar Panels | Hanwha | Q.TRON BLK M-G2+ 435 |  | 0.435 | 1 | 104 | 18 |  | Fixed | Roof
NJADRE1559725534 | Administratively Determined Incentive Program | LAKEWOOD | 8701 | 22.05 | Residential | Behind the Meter | Yes | Powerlutions, LLC | JCP&L |  | Accepted | 2025-05-15 | 2025-06-16 | 2026-06-16 | Solar Panels | CANADIAN | CS6.1-54TM-450H |  | 0.45 | 29 | 358 | 30 |  | Fixed | Roof
NJADRE1559725534 | Administratively Determined Incentive Program | LAKEWOOD | 8701 | 22.05 | Residential | Behind the Meter | Yes | Powerlutions, LLC | JCP&L |  | Accepted | 2025-05-15 | 2025-06-16 | 2026-06-16 | Solar Panels | CANADIAN | CS6.1-54TM-450H |  | 0.45 | 20 | 178 | 30 |  | Fixed | Roof
NJADRE1559725534 | Administratively Determined Incentive Program | LAKEWOOD | 8701 | 22.05 | Residential | Behind the Meter | Yes | Powerlutions, LLC | JCP&L |  | Accepted | 2025-05-15 | 2025-06-16 | 2026-06-16 | Inverters | Enphase | IQ8HC-72-M-DOM-US | 380 |  | 49 |  |  | 0.98 |  | Outdoor
NJADRE1559725540 | Administratively Determined Incentive Program | PENNS GROVE | 8069 | 11.61 | Residential | Behind the Meter | Yes | RCL Enterprises, Inc. | AC Electric |  | Accepted | 2025-05-15 | 2025-06-12 | 2026-06-12 | Solar Panels | SEG Solar | SEG-430-BTD-BG |  | 0.43 | 24 | 110 | 40 |  | Fixed | Roof
NJADRE1559725540 | Administratively Determined Incentive Program | PENNS GROVE | 8069 | 11.61 | Residential | Behind the Meter | Yes | RCL Enterprises, Inc. | AC Electric |  | Accepted | 2025-05-15 | 2025-06-12 | 2026-06-12 | Inverters | Enphase | IQ8HC-72-M-DOM-US | 380 |  | 27 |  |  | 0.97 |  | Outside
NJADRE1559725540 | Administratively Determined Incentive Program | PENNS GROVE | 8069 | 11.61 | Residential | Behind the Meter | Yes | RCL Enterprises, Inc. | AC Electric |  | Accepted | 2025-05-15 | 2025-06-12 | 2026-06-12 | Solar Panels | SEG Solar | SEG-430-BTD-BG |  | 0.43 | 3 | 200 | 40 |  | Fixed | Roof
NJADRE1559725549 | Administratively Determined Incentive Program | KENDALL PARK | 8824 | 10.35 | Residential | Behind the Meter | Yes | All Phase Installations and Electrical Services | PSE&G |  | Accepted | 2025-05-15 | 2025-06-12 | 2026-06-12 | Solar Panels | CANADIAN SOLAR | CS6.1-54TM-450H |  | 0.45 | 5 | 181 | 45 |  | Fixed | Roof
NJADRE1559725549 | Administratively Determined Incentive Program | KENDALL PARK | 8824 | 10.35 | Residential | Behind the Meter | Yes | All Phase Installations and Electrical Services | PSE&G |  | Accepted | 2025-05-15 | 2025-06-12 | 2026-06-12 | Inverters | ENPHASE | IQ8A-72-2-US | 349 |  | 23 |  |  | 0.97 |  | Outside
NJADRE1559725549 | Administratively Determined Incentive Program | KENDALL PARK | 8824 | 10.35 | Residential | Behind the Meter | Yes | All Phase Installations and Electrical Services | PSE&G |  | Accepted | 2025-05-15 | 2025-06-12 | 2026-06-12 | Solar Panels | CANADIAN SOLAR | CS6.1-54TM-450H |  | 0.45 | 12 | 271 | 26 |  | Fixed | Roof
NJADRE1559725549 | Administratively Determined Incentive Program | KENDALL PARK | 8824 | 10.35 | Residential | Behind the Meter | Yes | All Phase Installations and Electrical Services | PSE&G |  | Accepted | 2025-05-15 | 2025-06-12 | 2026-06-12 | Solar Panels | CANADIAN SOLAR | CS6.1-54TM-450H |  | 0.45 | 6 | 181 | 45 |  | Fixed | Roof
NJADRE1559725554 | Administratively Determined Incentive Program | TUCKERTON | 8087 | 17.84 | Residential | Behind the Meter | Yes | Venture Home Solar, LLC | AC Electric |  | Accepted | 2025-05-15 | 2025-06-17 | 2026-06-17 | Solar Panels | Hanwha | Q.TRON BLK M-G2+ 435 |  | 0.435 | 9 | 130 | 24 |  | Fixed | Roof
NJADRE1559725554 | Administratively Determined Incentive Program | TUCKERTON | 8087 | 17.84 | Residential | Behind the Meter | Yes | Venture Home Solar, LLC | AC Electric |  | Accepted | 2025-05-15 | 2025-06-17 | 2026-06-17 | Solar Panels | Hanwha | Q.TRON BLK M-G2+ 435 |  | 0.435 | 8 | 130 | 17 |  | Fixed | Roof
NJADRE1559725554 | Administratively Determined Incentive Program | TUCKERTON | 8087 | 17.84 | Residential | Behind the Meter | Yes | Venture Home Solar, LLC | AC Electric |  | Accepted | 2025-05-15 | 2025-06-17 | 2026-06-17 | Inverters | Enphase Energy Inc. | IQ8HC-72-M-DOM-US (240V) | 366 |  | 41 |  |  | 0.98361 |  | Outside
NJADRE1559725554 | Administratively Determined Incentive Program | TUCKERTON | 8087 | 17.84 | Residential | Behind the Meter | Yes | Venture Home Solar, LLC | AC Electric |  | Accepted | 2025-05-15 | 2025-06-17 | 2026-06-17 | Solar Panels | Hanwha | Q.TRON BLK M-G2+ 435 |  | 0.435 | 2 | 310 | 22 |  | Fixed | Roof
NJADRE1559725554 | Administratively Determined Incentive Program | TUCKERTON | 8087 | 17.84 | Residential | Behind the Meter | Yes | Venture Home Solar, LLC | AC Electric |  | Accepted | 2025-05-15 | 2025-06-17 | 2026-06-17 | Solar Panels | Hanwha | Q.TRON BLK M-G2+ 435 |  | 0.435 | 5 | 130 | 24 |  | Fixed | Roof
NJADRE1559725554 | Administratively Determined Incentive Program | TUCKERTON | 8087 | 17.84 | Residential | Behind the Meter | Yes | Venture Home Solar, LLC | AC Electric |  | Accepted | 2025-05-15 | 2025-06-17 | 2026-06-17 | Solar Panels | Hanwha | Q.TRON BLK M-G2+ 435 |  | 0.435 | 17 | 310 | 26 |  | Fixed | Roof
NJADRE1559725563 | Administratively Determined Incentive Program | Robbinsville | 8691 | 15.91 | Residential | Behind the Meter | Yes | Sun Up Zero Down, LLC | PSE&G |  | Accepted | 2025-07-13 | 2025-08-03 | 2026-08-03 | Inverters | Enphase | IQ8PLUS-72-2-US | 290 |  | 37 |  |  | 0.976 |  | Outdoor
NJADRE1559725563 | Administratively Determined Incentive Program | Robbinsville | 8691 | 15.91 | Residential | Behind the Meter | Yes | Sun Up Zero Down, LLC | PSE&G |  | Accepted | 2025-07-13 | 2025-08-03 | 2026-08-03 | Meters | Enphase | TBD |  |  | 1 |  |  |  | Yes | Outdoor
NJADRE1559725563 | Administratively Determined Incentive Program | Robbinsville | 8691 | 15.91 | Residential | Behind the Meter | Yes | Sun Up Zero Down, LLC | PSE&G |  | Accepted | 2025-07-13 | 2025-08-03 | 2026-08-03 | Solar Panels | SEG | SEG-430-BTD-BG |  | 0.43 | 37 | 132 | 28 |  | Fixed | Roof
NJADRE1559725571 | Administratively Determined Incentive Program | LINDEN | 7036 | 9.02 | Residential | Behind the Meter | Yes | Trinity Solar, LLC | PSE&G |  | Accepted | 2025-05-15 | 2025-06-13 | 2026-06-13 | Solar Panels | Hanwha | Q.PEAK DUO BLK ML-G10+ 410 |  | 0.41 | 14 | 134 | 38 |  | Fixed | Roof
NJADRE1559725571 | Administratively Determined Incentive Program | LINDEN | 7036 | 9.02 | Residential | Behind the Meter | Yes | Trinity Solar, LLC | PSE&G |  | Accepted | 2025-05-15 | 2025-06-13 | 2026-06-13 | Inverters | Solar Edge | USE7600H-US | 7600 |  | 1 |  |  | 0.97 |  | Outside
NJADRE1559725571 | Administratively Determined Incentive Program | LINDEN | 7036 | 9.02 | Residential | Behind the Meter | Yes | Trinity Solar, LLC | PSE&G |  | Accepted | 2025-05-15 | 2025-06-13 | 2026-06-13 | Solar Panels | Hanwha | Q.PEAK DUO BLK ML-G10+ 410 |  | 0.41 | 8 | 314 | 38 |  | Fixed | Roof
NJADRE1559725580 | Administratively Determined Incentive Program | CAPE MAY COURT HOUSE | 8210 | 9.89 | Residential | Behind the Meter | Yes | EMT Renewables, LLC | AC Electric |  | Accepted | 2025-05-15 | 2025-06-12 | 2026-06-12 | Inverters | ENPHASE | IQ8+ | 290 |  | 23 |  |  | 0.98 |  | Other | UNDER EACH PANEL
NJADRE1559725580 | Administratively Determined Incentive Program | CAPE MAY COURT HOUSE | 8210 | 9.89 | Residential | Behind the Meter | Yes | EMT Renewables, LLC | AC Electric |  | Accepted | 2025-05-15 | 2025-06-12 | 2026-06-12 | Solar Panels | SEG SOLAR | SEG 430 |  | 0.43 | 7 | 26 | 20 |  | Fixed | Roof
NJADRE1559725580 | Administratively Determined Incentive Program | CAPE MAY COURT HOUSE | 8210 | 9.89 | Residential | Behind the Meter | Yes | EMT Renewables, LLC | AC Electric |  | Accepted | 2025-05-15 | 2025-06-12 | 2026-06-12 | Solar Panels | SEG SOLAR | SEG 430 |  | 0.43 | 16 | 206 | 21 |  | Fixed | Roof
NJADRE1559725581 | Administratively Determined Incentive Program | CAPE MAY COURT HOUSE | 8210 | 6.56 | Residential | Behind the Meter | Yes | Trinity Solar, LLC | AC Electric |  | Accepted | 2025-05-15 | 2025-06-13 | 2026-06-13 | Inverters | Solar Edge | USE5700H-USMNBL75 | 5760 |  | 1 |  |  | 0.97 |  | Outdoor
NJADRE1559725581 | Administratively Determined Incentive Program | CAPE MAY COURT HOUSE | 8210 | 6.56 | Residential | Behind the Meter | Yes | Trinity Solar, LLC | AC Electric |  | Accepted | 2025-05-15 | 2025-06-13 | 2026-06-13 | Solar Panels | HANWHA | (Q.PEAK DUO BLK ML-G10+ 410) |  | 0.41 | 16 | 191 | 29 |  | Fixed | Roof
NJADRE1559725582 | Administratively Determined Incentive Program | TRENTON | 8610 | 9.35 | Residential | Behind the Meter | Yes | Integrity Solar & Home Solutions, LLC | PSE&G |  | Accepted | 2025-05-15 | 2025-06-12 | 2026-06-12 | Inverters | ENPHASE | IQ8+ | 290 |  | 22 |  |  | 0.98 |  | Other | UNDER EACH PANEL
NJADRE1559725582 | Administratively Determined Incentive Program | TRENTON | 8610 | 9.35 | Residential | Behind the Meter | Yes | Integrity Solar & Home Solutions, LLC | PSE&G |  | Accepted | 2025-05-15 | 2025-06-12 | 2026-06-12 | Solar Panels | JINKO | JKM425N-54HL4-B |  | 0.425 | 12 | 60 | 36 |  | Fixed | Roof
NJADRE1559725582 | Administratively Determined Incentive Program | TRENTON | 8610 | 9.35 | Residential | Behind the Meter | Yes | Integrity Solar & Home Solutions, LLC | PSE&G |  | Accepted | 2025-05-15 | 2025-06-12 | 2026-06-12 | Solar Panels | JINKO | JKM425N-54HL4-B |  | 0.425 | 10 | 240 | 36 |  | Fixed | Roof
NJADRE1559725584 | Administratively Determined Incentive Program | LAKEWOOD | 8701 | 10.35 | Residential | Behind the Meter | Yes | Powerlutions, LLC | JCP&L |  | Accepted | 2025-05-15 | 2025-06-12 | 2026-06-12 | Solar Panels | CANADIAN | CS6.1-54TM-450H |  | 0.45 | 23 | 172 | 33 |  | Fixed | Roof
NJADRE1559725584 | Administratively Determined Incentive Program | LAKEWOOD | 8701 | 10.35 | Residential | Behind the Meter | Yes | Powerlutions, LLC | JCP&L |  | Accepted | 2025-05-15 | 2025-06-12 | 2026-06-12 | Inverters | Enphase | IQ8HC-72-M-DOM-US | 380 |  | 23 |  |  | 0.98 |  | Outdoor
NJADRE1559725593 | Administratively Determined Incentive Program | UNION | 7083 | 2.87 | Residential | Behind the Meter | Yes | Sunrun Installation Services, Inc. | PSE&G |  | Accepted | 2025-05-15 | 2025-06-12 | 2026-06-12 | Solar Panels | HANWHA Q-CELLS | Q.PEAK DUO BLK ML-G10+ 410 |  | 0.41 | 7 | 42 | 22 |  | Fixed | Roof
NJADRE1559725593 | Administratively Determined Incentive Program | UNION | 7083 | 2.87 | Residential | Behind the Meter | Yes | Sunrun Installation Services, Inc. | PSE&G |  | Accepted | 2025-05-15 | 2025-06-12 | 2026-06-12 | Inverters | GROWATT NEW ENERGY TECHNOLOGY CO LTD | MIN 3800TL-XH-US | 3800 |  | 1 |  |  | 0.98 |  | Outdoor
NJADRE1559725598 | Administratively Determined Incentive Program | SALEM | 8079 | 11.18 | Residential | Behind the Meter | Yes | EMT Renewables, LLC | AC Electric |  | Accepted | 2025-05-15 | 2025-06-12 | 2026-06-12 | Inverters | ENPHASE | IQ8+ | 290 |  | 26 |  |  | 0.98 |  | Other | UNDER EACH PANEL
NJADRE1559725598 | Administratively Determined Incentive Program | SALEM | 8079 | 11.18 | Residential | Behind the Meter | Yes | EMT Renewables, LLC | AC Electric |  | Accepted | 2025-05-15 | 2025-06-12 | 2026-06-12 | Solar Panels | SEG SOLAR | SEG 430 |  | 0.43 | 12 | 45 | 29 |  | Fixed | Roof
NJADRE1559725598 | Administratively Determined Incentive Program | SALEM | 8079 | 11.18 | Residential | Behind the Meter | Yes | EMT Renewables, LLC | AC Electric |  | Accepted | 2025-05-15 | 2025-06-12 | 2026-06-12 | Solar Panels | SEG SOLAR | SEG 430 |  | 0.43 | 11 | 225 | 29 |  | Fixed | Roof
NJADRE1559725598 | Administratively Determined Incentive Program | SALEM | 8079 | 11.18 | Residential | Behind the Meter | Yes | EMT Renewables, LLC | AC Electric |  | Accepted | 2025-05-15 | 2025-06-12 | 2026-06-12 | Solar Panels | SEG SOLAR | SEG 430 |  | 0.43 | 3 | 135 | 44 |  | Fixed | Roof
NJADRE1559725606 | Administratively Determined Incentive Program | PISCATAWAY | 8854 | 11.89 | Residential | Behind the Meter | Yes | Sunrun Installation Services, Inc. | PSE&G |  | Accepted | 2025-05-15 | 2025-06-12 | 2026-06-12 | Inverters | SolarEdge Technologies | SE10000H-USMN | 10000 |  | 1 |  |  | 0.99 |  | Outdoor | Next to meter
NJADRE1559725606 | Administratively Determined Incentive Program | PISCATAWAY | 8854 | 11.89 | Residential | Behind the Meter | Yes | Sunrun Installation Services, Inc. | PSE&G |  | Accepted | 2025-05-15 | 2025-06-12 | 2026-06-12 | Solar Panels | Hanwha Q-Cells | Q.PEAK DUO BLK ML-G10+ 410 |  | 0.41 | 15 | 266 | 18 |  | Fixed | Roof
NJADRE1559725606 | Administratively Determined Incentive Program | PISCATAWAY | 8854 | 11.89 | Residential | Behind the Meter | Yes | Sunrun Installation Services, Inc. | PSE&G |  | Accepted | 2025-05-15 | 2025-06-12 | 2026-06-12 | Solar Panels | Hanwha Q-Cells | Q.PEAK DUO BLK ML-G10+ 410 |  | 0.41 | 14 | 86 | 18 |  | Fixed | Roof
NJADRE1559725612 | Administratively Determined Incentive Program | FORKED RIVER | 8731 | 20.4 | Residential | Behind the Meter | Yes | Big Wave Roofing and Solar, LLC | JCP&L |  | Accepted | 2025-05-15 | 2025-06-12 | 2026-06-12 | Solar Panels | JINKO | JKM425N-54HL4-B (425W) |  | 0.425 | 17 | 99 | 24 |  | Fixed | Roof
NJADRE1559725612 | Administratively Determined Incentive Program | FORKED RIVER | 8731 | 20.4 | Residential | Behind the Meter | Yes | Big Wave Roofing and Solar, LLC | JCP&L |  | Accepted | 2025-05-15 | 2025-06-12 | 2026-06-12 | Inverters | Enphase | ENPHASE IQ8HC-72-M-DOM-US | 380 |  | 48 |  |  | 0.97 |  | Outdoor
NJADRE1559725612 | Administratively Determined Incentive Program | FORKED RIVER | 8731 | 20.4 | Residential | Behind the Meter | Yes | Big Wave Roofing and Solar, LLC | JCP&L |  | Accepted | 2025-05-15 | 2025-06-12 | 2026-06-12 | Solar Panels | JINKO | JKM425N-54HL4-B (425W) |  | 0.425 | 17 | 279 | 24 |  | Fixed | Roof
NJADRE1559725612 | Administratively Determined Incentive Program | FORKED RIVER | 8731 | 20.4 | Residential | Behind the Meter | Yes | Big Wave Roofing and Solar, LLC | JCP&L |  | Accepted | 2025-05-15 | 2025-06-12 | 2026-06-12 | Solar Panels | JINKO | JKM425N-54HL4-B (425W) |  | 0.425 | 8 | 189 | 27 |  | Fixed | Roof
NJADRE1559725612 | Administratively Determined Incentive Program | FORKED RIVER | 8731 | 20.4 | Residential | Behind the Meter | Yes | Big Wave Roofing and Solar, LLC | JCP&L |  | Accepted | 2025-05-15 | 2025-06-12 | 2026-06-12 | Solar Panels | JINKO | JKM425N-54HL4-B (425W) |  | 0.425 | 6 | 189 | 15 |  | Fixed | Roof
NJADRE1559725614 | Administratively Determined Incentive Program | JACKSON | 8527 | 17.63 | Residential | Behind the Meter | Yes | EMT Renewables, LLC | JCP&L |  | Accepted | 2025-05-16 | 2025-06-13 | 2026-06-13 | Inverters | ENPHASE | IQ8+ | 290 |  | 41 |  |  | 0.98 |  | Other | UNDER EACH PANEL
NJADRE1559725614 | Administratively Determined Incentive Program | JACKSON | 8527 | 17.63 | Residential | Behind the Meter | Yes | EMT Renewables, LLC | JCP&L |  | Accepted | 2025-05-16 | 2025-06-13 | 2026-06-13 | Solar Panels | SEG SOLAR | SEG 430 |  | 0.43 | 2 | 193 | 41 |  | Fixed | Roof
NJADRE1559725614 | Administratively Determined Incentive Program | JACKSON | 8527 | 17.63 | Residential | Behind the Meter | Yes | EMT Renewables, LLC | JCP&L |  | Accepted | 2025-05-16 | 2025-06-13 | 2026-06-13 | Solar Panels | SEG SOLAR | SEG 430 |  | 0.43 | 13 | 283 | 41 |  | Fixed | Roof
NJADRE1559725614 | Administratively Determined Incentive Program | JACKSON | 8527 | 17.63 | Residential | Behind the Meter | Yes | EMT Renewables, LLC | JCP&L |  | Accepted | 2025-05-16 | 2025-06-13 | 2026-06-13 | Solar Panels | SEG SOLAR | SEG 430 |  | 0.43 | 4 | 283 | 40 |  | Fixed | Roof
NJADRE1559725614 | Administratively Determined Incentive Program | JACKSON | 8527 | 17.63 | Residential | Behind the Meter | Yes | EMT Renewables, LLC | JCP&L |  | Accepted | 2025-05-16 | 2025-06-13 | 2026-06-13 | Solar Panels | SEG SOLAR | SEG 430 |  | 0.43 | 22 | 103 | 41 |  | Fixed | Roof
NJADRE1559725622 | Administratively Determined Incentive Program | MORRISTOWN | 7960 | 49.8 | Commercial | Behind the Meter | No | Green Power Energy, LLC | JCP&L |  | Accepted | 2025-05-15 | 2025-06-12 | 2026-06-12 | Solar Panels | Hanwha | Q.PEAK DUO BLK ML-G10+ 415 |  | 0.415 | 90 | 183 | 5 |  | Fixed | Roof
NJADRE1559725622 | Administratively Determined Incentive Program | MORRISTOWN | 7960 | 49.8 | Commercial | Behind the Meter | No | Green Power Energy, LLC | JCP&L |  | Accepted | 2025-05-15 | 2025-06-12 | 2026-06-12 | Inverters | Enphase Energy | IQ8P-3P-72-E-US | 475 |  | 120 |  |  | 0.98 |  | Outside | Roof
NJADRE1559725622 | Administratively Determined Incentive Program | MORRISTOWN | 7960 | 49.8 | Commercial | Behind the Meter | No | Green Power Energy, LLC | JCP&L |  | Accepted | 2025-05-15 | 2025-06-12 | 2026-06-12 | Solar Panels | Hanwha | Q.PEAK DUO BLK ML-G10+ 415 |  | 0.415 | 30 | 183 | 5 |  | Fixed | Roof
NJADRE1559725625 | Administratively Determined Incentive Program | WEST WINDSOR | 8550 | 10.66 | Residential | Behind the Meter | No | Tesla Energy Operations, Inc. | PSE&G |  | Accepted | 2025-05-15 | 2025-06-12 | 2026-06-12 | Solar Panels | Hanwha | Q.PEAK DUO BLK ML-G10+/TS 410 |  | 0.41 | 12 | 336 | 27 |  | Fixed | Roof
NJADRE1559725625 | Administratively Determined Incentive Program | WEST WINDSOR | 8550 | 10.66 | Residential | Behind the Meter | No | Tesla Energy Operations, Inc. | PSE&G |  | Accepted | 2025-05-15 | 2025-06-12 | 2026-06-12 | Solar Panels | Hanwha | Q.PEAK DUO BLK ML-G10+/TS 410 |  | 0.41 | 3 | 246 | 27 |  | Fixed | Roof
NJADRE1559725625 | Administratively Determined Incentive Program | WEST WINDSOR | 8550 | 10.66 | Residential | Behind the Meter | No | Tesla Energy Operations, Inc. | PSE&G |  | Accepted | 2025-05-15 | 2025-06-12 | 2026-06-12 | Solar Panels | Hanwha | Q.PEAK DUO BLK ML-G10+/TS 410 |  | 0.41 | 5 | 66 | 27 |  | Fixed | Roof
NJADRE1559725625 | Administratively Determined Incentive Program | WEST WINDSOR | 8550 | 10.66 | Residential | Behind the Meter | No | Tesla Energy Operations, Inc. | PSE&G |  | Accepted | 2025-05-15 | 2025-06-12 | 2026-06-12 | Inverters | Tesla | 1538000-XX-Y | 5700 |  | 1 |  |  | 0.98 |  | Indoor
NJADRE1559725625 | Administratively Determined Incentive Program | WEST WINDSOR | 8550 | 10.66 | Residential | Behind the Meter | No | Tesla Energy Operations, Inc. | PSE&G |  | Accepted | 2025-05-15 | 2025-06-12 | 2026-06-12 | Solar Panels | Hanwha | Q.PEAK DUO BLK ML-G10+/TS 410 |  | 0.41 | 3 | 336 | 27 |  | Fixed | Roof
NJADRE1559725625 | Administratively Determined Incentive Program | WEST WINDSOR | 8550 | 10.66 | Residential | Behind the Meter | No | Tesla Energy Operations, Inc. | PSE&G |  | Accepted | 2025-05-15 | 2025-06-12 | 2026-06-12 | Solar Panels | Hanwha | Q.PEAK DUO BLK ML-G10+/TS 410 |  | 0.41 | 3 | 66 | 27 |  | Fixed | Roof
NJADRE1559725625 | Administratively Determined Incentive Program | WEST WINDSOR | 8550 | 10.66 | Residential | Behind the Meter | No | Tesla Energy Operations, Inc. | PSE&G |  | Accepted | 2025-05-15 | 2025-06-12 | 2026-06-12 | Inverters | Tesla | 1538000-XX-Y | 5000 |  | 1 |  |  | 0.98 |  | Indoor
NJADRE1559725630 | Administratively Determined Incentive Program | FLANDERS | 7836 | 9.43 | Residential | Behind the Meter | Yes | Trinity Solar, LLC | JCP&L |  | Accepted | 2025-05-15 | 2025-06-13 | 2026-06-13 | Inverters | Solar Edge | USE7600H-USMNBL75 | 7600 |  | 1 |  |  | 0.97 |  | Outdoor
NJADRE1559725630 | Administratively Determined Incentive Program | FLANDERS | 7836 | 9.43 | Residential | Behind the Meter | Yes | Trinity Solar, LLC | JCP&L |  | Accepted | 2025-05-15 | 2025-06-13 | 2026-06-13 | Solar Panels | HANWHA | (Q.PEAK DUO BLK ML-G10+ 410) |  | 0.41 | 6 | 137 | 27 |  | Fixed | Roof
NJADRE1559725630 | Administratively Determined Incentive Program | FLANDERS | 7836 | 9.43 | Residential | Behind the Meter | Yes | Trinity Solar, LLC | JCP&L |  | Accepted | 2025-05-15 | 2025-06-13 | 2026-06-13 | Solar Panels | HANWHA | (Q.PEAK DUO BLK ML-G10+ 410) |  | 0.41 | 2 | 137 | 27 |  | Fixed | Roof
NJADRE1559725630 | Administratively Determined Incentive Program | FLANDERS | 7836 | 9.43 | Residential | Behind the Meter | Yes | Trinity Solar, LLC | JCP&L |  | Accepted | 2025-05-15 | 2025-06-13 | 2026-06-13 | Solar Panels | HANWHA | (Q.PEAK DUO BLK ML-G10+ 410) |  | 0.41 | 5 | 137 | 27 |  | Fixed | Roof
NJADRE1559725630 | Administratively Determined Incentive Program | FLANDERS | 7836 | 9.43 | Residential | Behind the Meter | Yes | Trinity Solar, LLC | JCP&L |  | Accepted | 2025-05-15 | 2025-06-13 | 2026-06-13 | Solar Panels | HANWHA | (Q.PEAK DUO BLK ML-G10+ 410) |  | 0.41 | 10 | 137 | 38 |  | Fixed | Roof
NJADRE1559725637 | Administratively Determined Incentive Program | PLEASANTVILLE | 8232 | 7.74 | Residential | Behind the Meter | Yes | SunPurity, LLC | AC Electric |  | Accepted | 2025-05-15 | 2025-06-13 | 2026-06-13 | Inverters | Enphase Energy | IQ8PLUS-72-2-US 290 MICRO-INVERTERS | 5220 |  | 18 |  |  | 0.97 |  | Outdoor
NJADRE1559725637 | Administratively Determined Incentive Program | PLEASANTVILLE | 8232 | 7.74 | Residential | Behind the Meter | Yes | SunPurity, LLC | AC Electric |  | Accepted | 2025-05-15 | 2025-06-13 | 2026-06-13 | Solar Panels | Silfab Solar | SIL-430QD (430W) MODULES |  | 0.43 | 9 | 142 | 30 |  | Fixed | Roof
NJADRE1559725637 | Administratively Determined Incentive Program | PLEASANTVILLE | 8232 | 7.74 | Residential | Behind the Meter | Yes | SunPurity, LLC | AC Electric |  | Accepted | 2025-05-15 | 2025-06-13 | 2026-06-13 | Solar Panels | Silfab Solar | SIL-430QD (430W) MODULES |  | 0.43 | 9 | 322 | 30 |  | Fixed | Roof
NJADRE1559725650 | Administratively Determined Incentive Program | CAPE MAY | 8204 | 9.35 | Residential | Behind the Meter | Yes | Power Energy Solutions, LLC | AC Electric |  | Accepted | 2025-05-15 | 2025-06-12 | 2026-06-12 | Solar Panels | Trina Solar | TSM-425NE09RC.05 |  | 0.425 | 6 | 301 | 18 |  | Fixed | Roof
NJADRE1559725650 | Administratively Determined Incentive Program | CAPE MAY | 8204 | 9.35 | Residential | Behind the Meter | Yes | Power Energy Solutions, LLC | AC Electric |  | Accepted | 2025-05-15 | 2025-06-12 | 2026-06-12 | Inverters | SolarEdge | SE5700H-US | 6 |  | 1 |  |  | 0.97 |  | Outdoor
NJADRE1559725650 | Administratively Determined Incentive Program | CAPE MAY | 8204 | 9.35 | Residential | Behind the Meter | Yes | Power Energy Solutions, LLC | AC Electric |  | Accepted | 2025-05-15 | 2025-06-12 | 2026-06-12 | Solar Panels | Trina Solar | TSM-425NE09RC.05 |  | 0.425 | 16 | 121 | 18 |  | Fixed | Roof
NJADRE1559725655 | Administratively Determined Incentive Program | FRENCHTOWN | 8825 | 20.5 | Residential | Behind the Meter | Yes | Trinity Solar,LLC | JCP&L |  | Accepted | 2025-05-15 | 2025-06-12 | 2026-06-12 | Inverters | USE7600H-USMNBL75 | USE7600H-USMNBL75 | 7600 |  | 2 |  |  | 0.97 |  | Outside
NJADRE1559725655 | Administratively Determined Incentive Program | FRENCHTOWN | 8825 | 20.5 | Residential | Behind the Meter | Yes | Trinity Solar,LLC | JCP&L |  | Accepted | 2025-05-15 | 2025-06-12 | 2026-06-12 | Solar Panels | HANWHA 410 (Q.PEAK DUO BLK ML-G10+410) | HANWHA 410 (Q.PEAK DUO BLK ML-G10+410) |  | 0.41 | 25 | 84 | 18 |  | Fixed | Roof
NJADRE1559725655 | Administratively Determined Incentive Program | FRENCHTOWN | 8825 | 20.5 | Residential | Behind the Meter | Yes | Trinity Solar,LLC | JCP&L |  | Accepted | 2025-05-15 | 2025-06-12 | 2026-06-12 | Solar Panels | HANWHA 410 (Q.PEAK DUO BLK ML-G10+410) | HANWHA 410 (Q.PEAK DUO BLK ML-G10+410) |  | 0.41 | 25 | 264 | 18 |  | Fixed | Roof
NJADRE1559725656 | Administratively Determined Incentive Program | SHIP BOTTOM | 8008 | 8.2 | Residential | Behind the Meter | Yes | Sunrun Installation Services, Inc. | AC Electric |  | Accepted | 2025-05-15 | 2025-06-12 | 2026-06-12 | Electric Storage Battery | Tesla | POWERWALL 3 1707000-XX-Y |  |  | 1 |  |  |  | Lithium Ion |  | OUTSIDE
NJADRE1559725656 | Administratively Determined Incentive Program | SHIP BOTTOM | 8008 | 8.2 | Residential | Behind the Meter | Yes | Sunrun Installation Services, Inc. | AC Electric |  | Accepted | 2025-05-15 | 2025-06-12 | 2026-06-12 | Solar Panels | HANWHA Q-CELLS | Q.PEAK DUO BLK ML-G10+ 410 |  | 0.41 | 3 | 32 | 29 |  | Fixed | Roof
NJADRE1559725656 | Administratively Determined Incentive Program | SHIP BOTTOM | 8008 | 8.2 | Residential | Behind the Meter | Yes | Sunrun Installation Services, Inc. | AC Electric |  | Accepted | 2025-05-15 | 2025-06-12 | 2026-06-12 | Solar Panels | HANWHA Q-CELLS | Q.PEAK DUO BLK ML-G10+ 410 |  | 0.41 | 3 | 122 | 29 |  | Fixed | Roof
NJADRE1559725656 | Administratively Determined Incentive Program | SHIP BOTTOM | 8008 | 8.2 | Residential | Behind the Meter | Yes | Sunrun Installation Services, Inc. | AC Electric |  | Accepted | 2025-05-15 | 2025-06-12 | 2026-06-12 | Inverters | Tesla | POWERWALL 3 1707000-XX-Y | 11500 |  | 1 |  |  | 0.97 |  | Outdoor
NJADRE1559725656 | Administratively Determined Incentive Program | SHIP BOTTOM | 8008 | 8.2 | Residential | Behind the Meter | Yes | Sunrun Installation Services, Inc. | AC Electric |  | Accepted | 2025-05-15 | 2025-06-12 | 2026-06-12 | Solar Panels | HANWHA Q-CELLS | Q.PEAK DUO BLK ML-G10+ 410 |  | 0.41 | 10 | 302 | 13 |  | Fixed | Roof
NJADRE1559725656 | Administratively Determined Incentive Program | SHIP BOTTOM | 8008 | 8.2 | Residential | Behind the Meter | Yes | Sunrun Installation Services, Inc. | AC Electric |  | Accepted | 2025-05-15 | 2025-06-12 | 2026-06-12 | Solar Panels | HANWHA Q-CELLS | Q.PEAK DUO BLK ML-G10+ 410 |  | 0.41 | 4 | 212 | 29 |  | Fixed | Roof
NJADRE1559725659 | Administratively Determined Incentive Program | WILLIAMSTOWN | 8094 | 15.48 | Residential | Behind the Meter | Yes | Integrity Solar & Home Solutions, LLC | AC Electric |  | Accepted | 2025-05-15 | 2025-06-12 | 2026-06-12 | Solar Panels | SEG SOLAR | SEG-430-BTD-BG |  | 0.43 | 8 | 156 | 34 |  | Fixed | Roof
NJADRE1559725659 | Administratively Determined Incentive Program | WILLIAMSTOWN | 8094 | 15.48 | Residential | Behind the Meter | Yes | Integrity Solar & Home Solutions, LLC | AC Electric |  | Accepted | 2025-05-15 | 2025-06-12 | 2026-06-12 | Solar Panels | SEG SOLAR | SEG-430-BTD-BG |  | 0.43 | 4 | 66 | 34 |  | Fixed | Roof
NJADRE1559725659 | Administratively Determined Incentive Program | WILLIAMSTOWN | 8094 | 15.48 | Residential | Behind the Meter | Yes | Integrity Solar & Home Solutions, LLC | AC Electric |  | Accepted | 2025-05-15 | 2025-06-12 | 2026-06-12 | Inverters | ENPHASE | IQ8HC | 380 |  | 36 |  |  | 0.98 |  | Other | UNDER EACH PANEL
NJADRE1559725659 | Administratively Determined Incentive Program | WILLIAMSTOWN | 8094 | 15.48 | Residential | Behind the Meter | Yes | Integrity Solar & Home Solutions, LLC | AC Electric |  | Accepted | 2025-05-15 | 2025-06-12 | 2026-06-12 | Solar Panels | SEG SOLAR | SEG-430-BTD-BG |  | 0.43 | 6 | 336 | 34 |  | Fixed | Roof
NJADRE1559725659 | Administratively Determined Incentive Program | WILLIAMSTOWN | 8094 | 15.48 | Residential | Behind the Meter | Yes | Integrity Solar & Home Solutions, LLC | AC Electric |  | Accepted | 2025-05-15 | 2025-06-12 | 2026-06-12 | Solar Panels | SEG SOLAR | SEG-430-BTD-BG |  | 0.43 | 18 | 246 | 34 |  | Fixed | Roof
NJADRE1559725695 | Administratively Determined Incentive Program | SWEDESBORO | 8085 | 11.05 | Residential | Behind the Meter | Yes | Big Wave Roofing and Solar, LLC | AC Electric |  | Accepted | 2025-05-15 | 2025-06-13 | 2026-06-13 | Inverters | Enphase | IQ8HC-72-M-DOM-US | 380 |  | 26 |  |  | 0.98 |  | Outside
NJADRE1559725695 | Administratively Determined Incentive Program | SWEDESBORO | 8085 | 11.05 | Residential | Behind the Meter | Yes | Big Wave Roofing and Solar, LLC | AC Electric |  | Accepted | 2025-05-15 | 2025-06-13 | 2026-06-13 | Solar Panels | Jinko | JKM425N-54HL4-B |  | 0.425 | 26 | 219 | 34 |  | Fixed | Roof
NJADRE1559725705 | Administratively Determined Incentive Program | NEPTUNE CITY | 7753 | 4.92 | Residential | Behind the Meter | Yes | Trinity Solar, LLC | JCP&L |  | Accepted | 2025-05-15 | 2025-06-12 | 2026-06-12 | Solar Panels | HANWHA 410 (Q.PEAK DUO BLK ML-G10+410) | HANWHA 410 (Q.PEAK DUO BLK ML-G10+410) |  | 0.41 | 12 | 103 | 30 |  | Fixed | Roof
NJADRE1559725705 | Administratively Determined Incentive Program | NEPTUNE CITY | 7753 | 4.92 | Residential | Behind the Meter | Yes | Trinity Solar, LLC | JCP&L |  | Accepted | 2025-05-15 | 2025-06-12 | 2026-06-12 | Inverters | USE3800H-USMNBL75 | USE3800H-USMNBL75 | 3800 |  | 1 |  |  | 0.97 |  | Outside
NJADRE1559725720 | Administratively Determined Incentive Program | Stratford | 8084 | 5.53 | Residential | Behind the Meter | Yes | Big Wave Roofing and Solar, LLC | AC Electric |  | Accepted | 2025-05-15 | 2025-06-12 | 2026-06-12 | Solar Panels | JINKO | JKM425N-54HL4-B (425W) |  | 0.425 | 13 | 199 | 22 |  | Fixed | Roof
NJADRE1559725720 | Administratively Determined Incentive Program | Stratford | 8084 | 5.53 | Residential | Behind the Meter | Yes | Big Wave Roofing and Solar, LLC | AC Electric |  | Accepted | 2025-05-15 | 2025-06-12 | 2026-06-12 | Inverters | Enphase | ENPHASE IQ8HC-72-M-DOM-US | 380 |  | 13 |  |  | 0.97 |  | Outdoor
NJADRE1559725722 | Administratively Determined Incentive Program | PENNSVILLE | 8070 | 8.2 | Residential | Behind the Meter | Yes | Trinity Solar, LLC | AC Electric |  | Accepted | 2025-05-15 | 2025-06-12 | 2026-06-12 | Inverters | Solar Edge | USE7600H-USMNBL75 | 7600 |  | 1 |  |  | 0.97 |  | Outdoor
NJADRE1559725722 | Administratively Determined Incentive Program | PENNSVILLE | 8070 | 8.2 | Residential | Behind the Meter | Yes | Trinity Solar, LLC | AC Electric |  | Accepted | 2025-05-15 | 2025-06-12 | 2026-06-12 | Solar Panels | HANWHA | (Q.PEAK DUO BLK ML-G10+ 410) |  | 0.41 | 18 | 124 | 35 |  | Fixed | Roof
NJADRE1559725722 | Administratively Determined Incentive Program | PENNSVILLE | 8070 | 8.2 | Residential | Behind the Meter | Yes | Trinity Solar, LLC | AC Electric |  | Accepted | 2025-05-15 | 2025-06-12 | 2026-06-12 | Solar Panels | HANWHA | (Q.PEAK DUO BLK ML-G10+ 410) |  | 0.41 | 2 | 304 | 35 |  | Fixed | Roof
NJADRE1559725745 | Administratively Determined Incentive Program | Stratford | 8084 | 9.35 | Residential | Behind the Meter | Yes | Power Energy Solutions, LLC | AC Electric |  | Accepted | 2025-05-15 | 2025-06-12 | 2026-06-12 | Solar Panels | Trina Solar | TSM-425NE09RC.05 |  | 0.425 | 2 | 140 | 20 |  | Fixed | Roof
NJADRE1559725745 | Administratively Determined Incentive Program | Stratford | 8084 | 9.35 | Residential | Behind the Meter | Yes | Power Energy Solutions, LLC | AC Electric |  | Accepted | 2025-05-15 | 2025-06-12 | 2026-06-12 | Solar Panels | Trina Solar | TSM-425NE09RC.05 |  | 0.425 | 18 | 231 | 26 |  | Fixed | Roof
NJADRE1559725745 | Administratively Determined Incentive Program | Stratford | 8084 | 9.35 | Residential | Behind the Meter | Yes | Power Energy Solutions, LLC | AC Electric |  | Accepted | 2025-05-15 | 2025-06-12 | 2026-06-12 | Inverters | SolarEdge | SE5700H-US | 6 |  | 1 |  |  | 0.97 |  | Outdoor
NJADRE1559725745 | Administratively Determined Incentive Program | Stratford | 8084 | 9.35 | Residential | Behind the Meter | Yes | Power Energy Solutions, LLC | AC Electric |  | Accepted | 2025-05-15 | 2025-06-12 | 2026-06-12 | Solar Panels | Trina Solar | TSM-425NE09RC.05 |  | 0.425 | 2 | 51 | 26 |  | Fixed | Roof
NJADRE1559725749 | Administratively Determined Incentive Program | Mount Arlington | 7856 | 4.1 | Residential | Behind the Meter | No | Tesla Energy Operations, Inc. | PSE&G |  | Accepted | 2025-05-15 | 2025-06-12 | 2026-06-12 | Electric Storage Battery | Tesla | Powerwall 3 |  |  | 2 |  |  |  | Lithium Ion |  | Outside
NJADRE1559725749 | Administratively Determined Incentive Program | Mount Arlington | 7856 | 4.1 | Residential | Behind the Meter | No | Tesla Energy Operations, Inc. | PSE&G |  | Accepted | 2025-05-15 | 2025-06-12 | 2026-06-12 | Inverters | Tesla | 1707000-XX-Y | 11500 |  | 1 |  |  | 0.98 |  | Outdoor
NJADRE1559725749 | Administratively Determined Incentive Program | Mount Arlington | 7856 | 4.1 | Residential | Behind the Meter | No | Tesla Energy Operations, Inc. | PSE&G |  | Accepted | 2025-05-15 | 2025-06-12 | 2026-06-12 | Solar Panels | Hanwha | Q.PEAK DUO BLK ML-G10+/TS 410 |  | 0.41 | 10 | 39 | 38 |  | Fixed | Roof
NJADRE1559725995 | Administratively Determined Incentive Program | Blairstown | 7825 | 5.16 | Residential | Behind the Meter | No | Green Power Energy, LLC | JCP&L |  | Accepted | 2025-05-15 | 2025-06-12 | 2026-06-12 | Solar Panels | SEG Solar | SEG-430-BTD-BG |  | 0.43 | 12 | 168 | 10 |  | Fixed | Roof
NJADRE1559725995 | Administratively Determined Incentive Program | Blairstown | 7825 | 5.16 | Residential | Behind the Meter | No | Green Power Energy, LLC | JCP&L |  | Accepted | 2025-05-15 | 2025-06-12 | 2026-06-12 | Inverters | Enphase Energy | IQ8MC-72-M-US [240V] | 320 |  | 12 |  |  | 0.98 |  | Outside | Roof
NJADRE1559725998 | Administratively Determined Incentive Program | Somerset | 8873 | 5.33 | Residential | Behind the Meter | Yes | Trinity Solar, LLC | PSE&G |  | Accepted | 2025-05-15 | 2025-06-17 | 2026-06-17 | Inverters | USE5700H-USMNBL75 | USE5700H-USMNBL75 | 5700 |  | 1 |  |  | 0.97 |  | Outside
NJADRE1559725998 | Administratively Determined Incentive Program | Somerset | 8873 | 5.33 | Residential | Behind the Meter | Yes | Trinity Solar, LLC | PSE&G |  | Accepted | 2025-05-15 | 2025-06-17 | 2026-06-17 | Solar Panels | HANWHA 410 (Q.PEAK DUO BLK ML-G10+410) | HANWHA 410 (Q.PEAK DUO BLK ML-G10+410) |  | 0.41 | 13 | 219 | 23 |  | Fixed | Roof
NJADRE1559726012 | Administratively Determined Incentive Program | WEST ORANGE | 7052 | 24.3 | Residential | Behind the Meter | Yes | Sunrun Installation Services, Inc. | PSE&G |  | Accepted | 2025-05-15 | 2025-06-12 | 2026-06-12 | Solar Panels | JA SOLAR | JAM54S31-405/MR |  | 0.405 | 29 | 207 | 40 |  | Fixed | Roof
NJADRE1559726012 | Administratively Determined Incentive Program | WEST ORANGE | 7052 | 24.3 | Residential | Behind the Meter | Yes | Sunrun Installation Services, Inc. | PSE&G |  | Accepted | 2025-05-15 | 2025-06-12 | 2026-06-12 | Inverters | SOLAREDGE TECHNOLOGIES | SE10000H-USMN | 10000 |  | 1 |  |  | 0.99 |  | Outdoor
NJADRE1559726012 | Administratively Determined Incentive Program | WEST ORANGE | 7052 | 24.3 | Residential | Behind the Meter | Yes | Sunrun Installation Services, Inc. | PSE&G |  | Accepted | 2025-05-15 | 2025-06-12 | 2026-06-12 | Solar Panels | JA SOLAR | JAM54S31-405/MR |  | 0.405 | 9 | 297 | 40 |  | Fixed | Roof
NJADRE1559726012 | Administratively Determined Incentive Program | WEST ORANGE | 7052 | 24.3 | Residential | Behind the Meter | Yes | Sunrun Installation Services, Inc. | PSE&G |  | Accepted | 2025-05-15 | 2025-06-12 | 2026-06-12 | Solar Panels | JA SOLAR | JAM54S31-405/MR |  | 0.405 | 9 | 27 | 40 |  | Fixed | Roof
NJADRE1559726012 | Administratively Determined Incentive Program | WEST ORANGE | 7052 | 24.3 | Residential | Behind the Meter | Yes | Sunrun Installation Services, Inc. | PSE&G |  | Accepted | 2025-05-15 | 2025-06-12 | 2026-06-12 | Solar Panels | JA SOLAR | JAM54S31-405/MR |  | 0.405 | 5 | 117 | 40 |  | Fixed | Roof
NJADRE1559726012 | Administratively Determined Incentive Program | WEST ORANGE | 7052 | 24.3 | Residential | Behind the Meter | Yes | Sunrun Installation Services, Inc. | PSE&G |  | Accepted | 2025-05-15 | 2025-06-12 | 2026-06-12 | Solar Panels | JA SOLAR | JAM54S31-405/MR |  | 0.405 | 4 | 27 | 40 |  | Fixed | Roof
NJADRE1559726012 | Administratively Determined Incentive Program | WEST ORANGE | 7052 | 24.3 | Residential | Behind the Meter | Yes | Sunrun Installation Services, Inc. | PSE&G |  | Accepted | 2025-05-15 | 2025-06-12 | 2026-06-12 | Inverters | SOLAREDGE TECHNOLOGIES | SE7600H-USMN | 7600 |  | 1 |  |  | 0.99 |  | Outdoor
NJADRE1559726012 | Administratively Determined Incentive Program | WEST ORANGE | 7052 | 24.3 | Residential | Behind the Meter | Yes | Sunrun Installation Services, Inc. | PSE&G |  | Accepted | 2025-05-15 | 2025-06-12 | 2026-06-12 | Solar Panels | JA SOLAR | JAM54S31-405/MR |  | 0.405 | 4 | 117 | 40 |  | Fixed | Roof
NJADRE1559726074 | Administratively Determined Incentive Program | Fair Lawn | 7410 | 8.08 | Residential | Behind the Meter | Yes | Power Energy Solutions, LLC | PSE&G |  | Accepted | 2025-05-15 | 2025-06-13 | 2026-06-13 | Inverters | SolarEdge | SE5700H-US | 6 |  | 1 |  |  | 0.97 |  | Outdoor
NJADRE1559726074 | Administratively Determined Incentive Program | Fair Lawn | 7410 | 8.08 | Residential | Behind the Meter | Yes | Power Energy Solutions, LLC | PSE&G |  | Accepted | 2025-05-15 | 2025-06-13 | 2026-06-13 | Solar Panels | Trina Solar | TSM-425NE09RC.05 |  | 0.425 | 19 | 101 | 38 |  | Fixed | Roof
NJADRE1559726160 | Administratively Determined Incentive Program | Pleasantville | 8232 | 11.48 | Residential | Behind the Meter | Yes | Whitman Construction, LLC | AC Electric |  | Accepted | 2025-05-15 | 2025-06-12 | 2026-06-12 | Solar Panels | Jinko Solar | JKM425N-54HL4-B |  | 0.425 | 5 | 306 | 30 |  | Fixed | Roof
NJADRE1559726160 | Administratively Determined Incentive Program | Pleasantville | 8232 | 11.48 | Residential | Behind the Meter | Yes | Whitman Construction, LLC | AC Electric |  | Accepted | 2025-05-15 | 2025-06-12 | 2026-06-12 | Solar Panels | Jinko Solar | JKM425N-54HL4-B |  | 0.425 | 4 | 126 | 30 |  | Fixed | Roof
NJADRE1559726160 | Administratively Determined Incentive Program | Pleasantville | 8232 | 11.48 | Residential | Behind the Meter | Yes | Whitman Construction, LLC | AC Electric |  | Accepted | 2025-05-15 | 2025-06-12 | 2026-06-12 | Solar Panels | Jinko Solar | JKM425N-54HL4-B |  | 0.425 | 3 | 126 | 19 |  | Fixed | Roof
NJADRE1559726160 | Administratively Determined Incentive Program | Pleasantville | 8232 | 11.48 | Residential | Behind the Meter | Yes | Whitman Construction, LLC | AC Electric |  | Accepted | 2025-05-15 | 2025-06-12 | 2026-06-12 | Solar Panels | Jinko Solar | JKM425N-54HL4-B |  | 0.425 | 7 | 36 | 30 |  | Fixed | Roof
NJADRE1559726160 | Administratively Determined Incentive Program | Pleasantville | 8232 | 11.48 | Residential | Behind the Meter | Yes | Whitman Construction, LLC | AC Electric |  | Accepted | 2025-05-15 | 2025-06-12 | 2026-06-12 | Inverters | ENPHASE | IQ8PLUS-72-2-US | 290 |  | 27 |  |  | 0.975 |  | Outdoor
NJADRE1559726160 | Administratively Determined Incentive Program | Pleasantville | 8232 | 11.48 | Residential | Behind the Meter | Yes | Whitman Construction, LLC | AC Electric |  | Accepted | 2025-05-15 | 2025-06-12 | 2026-06-12 | Solar Panels | Jinko Solar | JKM425N-54HL4-B |  | 0.425 | 8 | 216 | 30 |  | Fixed | Roof
NJADRE1559726329 | Administratively Determined Incentive Program | Sicklerville | 8081 | 10.25 | Residential | Behind the Meter | Yes | Trinity Solar, LLC | AC Electric |  | Accepted | 2025-05-15 | 2025-06-12 | 2026-06-12 | Inverters | SE7600H-USSNBBL14 | SE7600H-USSNBBL14 | 7600 |  | 1 |  |  | 0.97 |  | Outside
NJADRE1559726329 | Administratively Determined Incentive Program | Sicklerville | 8081 | 10.25 | Residential | Behind the Meter | Yes | Trinity Solar, LLC | AC Electric |  | Accepted | 2025-05-15 | 2025-06-12 | 2026-06-12 | Solar Panels | HANWHA 410 (Q.PEAK DUO BLK ML-G10+410) | HANWHA 410 (Q.PEAK DUO BLK ML-G10+410) |  | 0.41 | 25 | 130 | 32 |  | Fixed | Roof
NJADRE1559726334 | Administratively Determined Incentive Program | Laurence Harbor | 8879 | 9.57 | Residential | Behind the Meter | Yes | Venture Home Solar, LLC | JCP&L |  | Accepted | 2025-05-15 | 2025-06-17 | 2026-06-17 | Solar Panels | Hanwha | Q.TRON BLK M-G2+ 435 |  | 0.435 | 7 | 91 | 38 |  | Fixed | Roof
NJADRE1559726334 | Administratively Determined Incentive Program | Laurence Harbor | 8879 | 9.57 | Residential | Behind the Meter | Yes | Venture Home Solar, LLC | JCP&L |  | Accepted | 2025-05-15 | 2025-06-17 | 2026-06-17 | Inverters | EnPhase | IQ8HC-72-M-DOM-US (240V) | 366 |  | 22 |  |  | 0.98361 |  | Outside
NJADRE1559726334 | Administratively Determined Incentive Program | Laurence Harbor | 8879 | 9.57 | Residential | Behind the Meter | Yes | Venture Home Solar, LLC | JCP&L |  | Accepted | 2025-05-15 | 2025-06-17 | 2026-06-17 | Solar Panels | Hanwha | Q.TRON BLK M-G2+ 435 |  | 0.435 | 11 | 271 | 37 |  | Fixed | Roof
NJADRE1559726334 | Administratively Determined Incentive Program | Laurence Harbor | 8879 | 9.57 | Residential | Behind the Meter | Yes | Venture Home Solar, LLC | JCP&L |  | Accepted | 2025-05-15 | 2025-06-17 | 2026-06-17 | Solar Panels | Hanwha | Q.TRON BLK M-G2+ 435 |  | 0.435 | 4 | 181 | 25 |  | Fixed | Roof
NJADRE1559726343 | Administratively Determined Incentive Program | Piscataway | 8854 | 19.55 | Residential | Behind the Meter | Yes | Big Wave Roofing and Solar, LLC | PSE&G |  | Accepted | 2025-05-15 | 2025-06-12 | 2026-06-12 | Solar Panels | JINKO | JKM425N-54HL4-B (425W) |  | 0.425 | 22 | 354 | 22 |  | Fixed | Roof
NJADRE1559726343 | Administratively Determined Incentive Program | Piscataway | 8854 | 19.55 | Residential | Behind the Meter | Yes | Big Wave Roofing and Solar, LLC | PSE&G |  | Accepted | 2025-05-15 | 2025-06-12 | 2026-06-12 | Solar Panels | JINKO | JKM425N-54HL4-B (425W) |  | 0.425 | 4 | 174 | 22 |  | Fixed | Roof
NJADRE1559726343 | Administratively Determined Incentive Program | Piscataway | 8854 | 19.55 | Residential | Behind the Meter | Yes | Big Wave Roofing and Solar, LLC | PSE&G |  | Accepted | 2025-05-15 | 2025-06-12 | 2026-06-12 | Inverters | Enphase | ENPHASE IQ8HC-72-M-DOM-US | 380 |  | 46 |  |  | 0.97 |  | Outdoor
NJADRE1559726343 | Administratively Determined Incentive Program | Piscataway | 8854 | 19.55 | Residential | Behind the Meter | Yes | Big Wave Roofing and Solar, LLC | PSE&G |  | Accepted | 2025-05-15 | 2025-06-12 | 2026-06-12 | Solar Panels | JINKO | JKM425N-54HL4-B (425W) |  | 0.425 | 20 | 174 | 22 |  | Fixed | Roof
NJADRE1559726350 | Administratively Determined Incentive Program | Little Egg Harbor Township | 8087 | 7.47 | Residential | Behind the Meter | Yes | Venture Home Solar, LLC | AC Electric |  | Accepted | 2025-05-15 | 2025-06-17 | 2026-06-17 | Solar Panels | Hanwha | Q.PEAK DUO BLK ML-G10+ 415W |  | 0.415 | 10 | 176 | 37 |  | Fixed | Roof
NJADRE1559726350 | Administratively Determined Incentive Program | Little Egg Harbor Township | 8087 | 7.47 | Residential | Behind the Meter | Yes | Venture Home Solar, LLC | AC Electric |  | Accepted | 2025-05-15 | 2025-06-17 | 2026-06-17 | Solar Panels | Hanwha | Q.PEAK DUO BLK ML-G10+ 415W |  | 0.415 | 8 | 176 | 17 |  | Fixed | Roof
NJADRE1559726350 | Administratively Determined Incentive Program | Little Egg Harbor Township | 8087 | 7.47 | Residential | Behind the Meter | Yes | Venture Home Solar, LLC | AC Electric |  | Accepted | 2025-05-15 | 2025-06-17 | 2026-06-17 | Inverters | Enphase Energy Inc. | IQ8HC-72-M-DOM-US (240V) | 366 |  | 18 |  |  | 0.98361 |  | Outside
NJADRE1559726353 | Administratively Determined Incentive Program | East Orange | 7017 | 9.02 | Residential | Behind the Meter | Yes | Big Wave Roofing and Solar, LLC | PSE&G |  | Accepted | 2025-05-15 | 2025-06-12 | 2026-06-12 | Inverters | Enphase | IQ8HC-72-M-DOM-US | 380 |  | 22 |  |  | 0.97 |  | Outside
NJADRE1559726353 | Administratively Determined Incentive Program | East Orange | 7017 | 9.02 | Residential | Behind the Meter | Yes | Big Wave Roofing and Solar, LLC | PSE&G |  | Accepted | 2025-05-15 | 2025-06-12 | 2026-06-12 | Solar Panels | Mission | MSE410HT0B |  | 0.41 | 3 | 303 | 18 |  | Fixed | Roof
NJADRE1559726353 | Administratively Determined Incentive Program | East Orange | 7017 | 9.02 | Residential | Behind the Meter | Yes | Big Wave Roofing and Solar, LLC | PSE&G |  | Accepted | 2025-05-15 | 2025-06-12 | 2026-06-12 | Solar Panels | Mission | MSE410HT0B |  | 0.41 | 8 | 303 | 36 |  | Fixed | Roof
NJADRE1559726353 | Administratively Determined Incentive Program | East Orange | 7017 | 9.02 | Residential | Behind the Meter | Yes | Big Wave Roofing and Solar, LLC | PSE&G |  | Accepted | 2025-05-15 | 2025-06-12 | 2026-06-12 | Solar Panels | Mission | MSE410HT0B |  | 0.41 | 4 | 123 | 18 |  | Fixed | Roof
NJADRE1559726353 | Administratively Determined Incentive Program | East Orange | 7017 | 9.02 | Residential | Behind the Meter | Yes | Big Wave Roofing and Solar, LLC | PSE&G |  | Accepted | 2025-05-15 | 2025-06-12 | 2026-06-12 | Solar Panels | Mission | MSE410HT0B |  | 0.41 | 7 | 123 | 36 |  | Fixed | Roof
NJADRE1559726359 | Administratively Determined Incentive Program | LUMBERTON TWP | 8048 | 8.08 | Residential | Behind the Meter | Yes | Integrity Solar Solutions, LLC | PSE&G |  | Accepted | 2025-05-15 | 2025-06-12 | 2026-06-12 | Inverters | ENPHASE | IQ8+ | 290 |  | 19 |  |  | 0.98 |  | Other | UNDER EACH PANEL
NJADRE1559726359 | Administratively Determined Incentive Program | LUMBERTON TWP | 8048 | 8.08 | Residential | Behind the Meter | Yes | Integrity Solar Solutions, LLC | PSE&G |  | Accepted | 2025-05-15 | 2025-06-12 | 2026-06-12 | Solar Panels | JINKO | JKM425N-54HL4-B |  | 0.425 | 14 | 21 | 26 |  | Fixed | Roof
NJADRE1559726359 | Administratively Determined Incentive Program | LUMBERTON TWP | 8048 | 8.08 | Residential | Behind the Meter | Yes | Integrity Solar Solutions, LLC | PSE&G |  | Accepted | 2025-05-15 | 2025-06-12 | 2026-06-12 | Solar Panels | JINKO | JKM425N-54HL4-B |  | 0.425 | 5 | 201 | 26 |  | Fixed | Roof
NJADRE1559726366 | Administratively Determined Incentive Program | Freehold | 7728 | 16.8 | Residential | Behind the Meter | No | Public Service Solar, LLC | JCP&L |  | Accepted | 2025-05-15 | 2025-06-13 | 2026-06-13 | Inverters | Enphase | iQ8HC-72-M-US | 380 |  | 40 |  |  | 0.96 |  | Outdoor | Under Panels
NJADRE1559726366 | Administratively Determined Incentive Program | Freehold | 7728 | 16.8 | Residential | Behind the Meter | No | Public Service Solar, LLC | JCP&L |  | Accepted | 2025-05-15 | 2025-06-13 | 2026-06-13 | Solar Panels | Panasonic | EVPV420HK2 |  | 0.42 | 32 | 254 | 40 |  | Fixed | Roof
NJADRE1559726366 | Administratively Determined Incentive Program | Freehold | 7728 | 16.8 | Residential | Behind the Meter | No | Public Service Solar, LLC | JCP&L |  | Accepted | 2025-05-15 | 2025-06-13 | 2026-06-13 | Solar Panels | Panasonic | EVPV420HK2 |  | 0.42 | 8 | 254 | 43 |  | Fixed | Roof
NJADRE1559726367 | Administratively Determined Incentive Program | Woodland Park | 7424 | 4.51 | Residential | Behind the Meter | Yes | Trinity Solar, LLC | PSE&G |  | Accepted | 2025-05-15 | 2025-06-17 | 2026-06-17 | Solar Panels | HANWHA 410 (Q.PEAK DUO BLK ML-G10+410) | HANWHA 410 (Q.PEAK DUO BLK ML-G10+410) |  | 0.41 | 11 | 203 | 19 |  | Fixed | Roof
NJADRE1559726367 | Administratively Determined Incentive Program | Woodland Park | 7424 | 4.51 | Residential | Behind the Meter | Yes | Trinity Solar, LLC | PSE&G |  | Accepted | 2025-05-15 | 2025-06-17 | 2026-06-17 | Inverters | SE3800H-USSNBBL14 | SE3800H-USSNBBL14 | 3800 |  | 1 |  |  | 0.97 |  | Outside
NJADRE1559726375 | Administratively Determined Incentive Program | Woodbridge Township | 8863 | 8.265 | Residential | Behind the Meter | No | Venture Home Solar, LLC | PSE&G |  | Accepted | 2025-05-15 | 2025-06-24 | 2026-06-24 | Solar Panels | Hanwha | Q.TRON BLK M-G2+ 435 |  | 0.435 | 4 | 108 | 13 |  | Fixed | Roof
NJADRE1559726375 | Administratively Determined Incentive Program | Woodbridge Township | 8863 | 8.265 | Residential | Behind the Meter | No | Venture Home Solar, LLC | PSE&G |  | Accepted | 2025-05-15 | 2025-06-24 | 2026-06-24 | Inverters | Tesla Solar | 1538000-XX-Y | 330 |  | 1 |  |  | 0.9697 |  | Outside
NJADRE1559726375 | Administratively Determined Incentive Program | Woodbridge Township | 8863 | 8.265 | Residential | Behind the Meter | No | Venture Home Solar, LLC | PSE&G |  | Accepted | 2025-05-15 | 2025-06-24 | 2026-06-24 | Solar Panels | Hanwha | Q.TRON BLK M-G2+ 435 |  | 0.435 | 2 | 288 | 38 |  | Fixed | Roof
NJADRE1559726375 | Administratively Determined Incentive Program | Woodbridge Township | 8863 | 8.265 | Residential | Behind the Meter | No | Venture Home Solar, LLC | PSE&G |  | Accepted | 2025-05-15 | 2025-06-24 | 2026-06-24 | Solar Panels | Hanwha | Q.TRON BLK M-G2+ 435 |  | 0.435 | 6 | 288 | 16 |  | Fixed | Roof
NJADRE1559726375 | Administratively Determined Incentive Program | Woodbridge Township | 8863 | 8.265 | Residential | Behind the Meter | No | Venture Home Solar, LLC | PSE&G |  | Accepted | 2025-05-15 | 2025-06-24 | 2026-06-24 | Solar Panels | Hanwha | Q.TRON BLK M-G2+ 435 |  | 0.435 | 7 | 108 | 38 |  | Fixed | Roof
NJADRE1559726384 | Administratively Determined Incentive Program | PLAINFIELD | 7060 | 10.66 | Residential | Behind the Meter | Yes | Sunrun Installation Services, Inc. | PSE&G |  | Accepted | 2025-05-15 | 2025-06-12 | 2026-06-12 | Solar Panels | HANWHA Q-CELLS | Q.PEAK DUO BLK ML-G10+ 410 DCA |  | 0.41 | 12 | 353 | 31 |  | Fixed | Roof
NJADRE1559726384 | Administratively Determined Incentive Program | PLAINFIELD | 7060 | 10.66 | Residential | Behind the Meter | Yes | Sunrun Installation Services, Inc. | PSE&G |  | Accepted | 2025-05-15 | 2025-06-12 | 2026-06-12 | Solar Panels | HANWHA Q-CELLS | Q.PEAK DUO BLK ML-G10+ 410 |  | 0.41 | 14 | 173 | 32 |  | Fixed | Roof
NJADRE1559726384 | Administratively Determined Incentive Program | PLAINFIELD | 7060 | 10.66 | Residential | Behind the Meter | Yes | Sunrun Installation Services, Inc. | PSE&G |  | Accepted | 2025-05-15 | 2025-06-12 | 2026-06-12 | Inverters | Tesla | POWERWALL 3 1707000-XX-Y | 11500 |  | 1 |  |  | 0.97 |  | Outside
NJADRE1559726384 | Administratively Determined Incentive Program | PLAINFIELD | 7060 | 10.66 | Residential | Behind the Meter | Yes | Sunrun Installation Services, Inc. | PSE&G |  | Accepted | 2025-05-15 | 2025-06-12 | 2026-06-12 | Electric Storage Battery | Tesla | EXPANSION 1807000-XX-Y |  |  | 1 |  |  |  | Lithium Ion |  | Outside
NJADRE1559726384 | Administratively Determined Incentive Program | PLAINFIELD | 7060 | 10.66 | Residential | Behind the Meter | Yes | Sunrun Installation Services, Inc. | PSE&G |  | Accepted | 2025-05-15 | 2025-06-12 | 2026-06-12 | Electric Storage Battery | Tesla | POWERWALL 3 1707000-XX-Y |  |  | 1 |  |  |  | Lithium Ion |  | Outside
NJADRE1559726390 | Administratively Determined Incentive Program | MONROE TOWNSHIP | 8831 | 12.3 | Residential | Behind the Meter | No | Tesla Energy Operations, Inc. | JCP&L |  | Accepted | 2025-05-15 | 2025-06-12 | 2026-06-12 | Solar Panels | Hanwha | Q.PEAK DUO BLK ML-G10+/TS 410 |  | 0.41 | 12 | 322 | 30 |  | Fixed | Roof
NJADRE1559726390 | Administratively Determined Incentive Program | MONROE TOWNSHIP | 8831 | 12.3 | Residential | Behind the Meter | No | Tesla Energy Operations, Inc. | JCP&L |  | Accepted | 2025-05-15 | 2025-06-12 | 2026-06-12 | Inverters | Hanwha | 1538000-XX-Y | 7600 |  | 1 |  |  | 0.98 |  | Outdoor
NJADRE1559726390 | Administratively Determined Incentive Program | MONROE TOWNSHIP | 8831 | 12.3 | Residential | Behind the Meter | No | Tesla Energy Operations, Inc. | JCP&L |  | Accepted | 2025-05-15 | 2025-06-12 | 2026-06-12 | Solar Panels | Hanwha | Q.PEAK DUO BLK ML-G10+/TS 410 |  | 0.41 | 18 | 142 | 30 |  | Fixed | Roof
NJADRE1559726390 | Administratively Determined Incentive Program | MONROE TOWNSHIP | 8831 | 12.3 | Residential | Behind the Meter | No | Tesla Energy Operations, Inc. | JCP&L |  | Accepted | 2025-05-15 | 2025-06-12 | 2026-06-12 | Inverters | Hanwha | 1538000-XX-Y | 3800 |  | 1 |  |  | 0.98 |  | Outdoor
NJADRE1559726412 | Administratively Determined Incentive Program | Monroe Township | 8831 | 18.45 | Residential | Behind the Meter | Yes | Trinity Solar, LLC | JCP&L |  | Accepted | 2025-05-15 | 2025-06-17 | 2026-06-17 | Inverters | SE7600H-USSNBBL14 | SE7600H-USSNBBL14 | 7600 |  | 2 |  |  | 0.97 |  | Outside
NJADRE1559726412 | Administratively Determined Incentive Program | Monroe Township | 8831 | 18.45 | Residential | Behind the Meter | Yes | Trinity Solar, LLC | JCP&L |  | Accepted | 2025-05-15 | 2025-06-17 | 2026-06-17 | Solar Panels | HANWHA 410 (Q.PEAK DUO BLK ML-G10+410) | HANWHA 410 (Q.PEAK DUO BLK ML-G10+410) |  | 0.41 | 25 | 104 | 20 |  | Fixed | Roof
NJADRE1559726412 | Administratively Determined Incentive Program | Monroe Township | 8831 | 18.45 | Residential | Behind the Meter | Yes | Trinity Solar, LLC | JCP&L |  | Accepted | 2025-05-15 | 2025-06-17 | 2026-06-17 | Solar Panels | HANWHA 410 (Q.PEAK DUO BLK ML-G10+410) | HANWHA 410 (Q.PEAK DUO BLK ML-G10+410) |  | 0.41 | 9 | 193 | 12 |  | Fixed | Roof
NJADRE1559726412 | Administratively Determined Incentive Program | Monroe Township | 8831 | 18.45 | Residential | Behind the Meter | Yes | Trinity Solar, LLC | JCP&L |  | Accepted | 2025-05-15 | 2025-06-17 | 2026-06-17 | Solar Panels | HANWHA 410 (Q.PEAK DUO BLK ML-G10+410) | HANWHA 410 (Q.PEAK DUO BLK ML-G10+410) |  | 0.41 | 11 | 13 | 12 |  | Fixed | Roof
NJADRE1559726417 | Administratively Determined Incentive Program | BRIDGEWATER | 8807 | 5.67 | Residential | Behind the Meter | No | Power Home Remodeling Group | PSE&G |  | Accepted | 2025-05-15 | 2025-06-12 | 2026-06-12 | Inverters | SolarEdge | SE3800H-US | 3800 |  | 1 |  |  | 0.99 |  | Outdoor
NJADRE1559726417 | Administratively Determined Incentive Program | BRIDGEWATER | 8807 | 5.67 | Residential | Behind the Meter | No | Power Home Remodeling Group | PSE&G |  | Accepted | 2025-05-15 | 2025-06-12 | 2026-06-12 | Solar Panels | SolarEdge | JAM54S31 405/MR |  | 0.405 | 12 | 229 | 26 |  | Fixed | Roof
NJADRE1559726417 | Administratively Determined Incentive Program | BRIDGEWATER | 8807 | 5.67 | Residential | Behind the Meter | No | Power Home Remodeling Group | PSE&G |  | Accepted | 2025-05-15 | 2025-06-12 | 2026-06-12 | Solar Panels | JA Solar | JA54S31 405/MR |  | 0.405 | 2 | 229 | 30 |  | Fixed | Roof
NJADRE1559726417 | Administratively Determined Incentive Program | BRIDGEWATER | 8807 | 5.67 | Residential | Behind the Meter | No | Power Home Remodeling Group | PSE&G |  | Accepted | 2025-05-15 | 2025-06-12 | 2026-06-12 | Meters | SolarEdge | Revenue Grade Data Ansi C12.20 |  |  | 1 |  |  |  | Yes | Outdoor
NJADRE1559726424 | Administratively Determined Incentive Program | MCKEE CITY | 8234 | 10.2 | Residential | Behind the Meter | Yes | Whitman Construction, LLC | AC Electric |  | Accepted | 2025-05-15 | 2025-06-12 | 2026-06-12 | Solar Panels | Jinko Solar | JKM425N-54HL4-B |  | 0.425 | 10 | 291 | 23 |  | Fixed | Roof
NJADRE1559726424 | Administratively Determined Incentive Program | MCKEE CITY | 8234 | 10.2 | Residential | Behind the Meter | Yes | Whitman Construction, LLC | AC Electric |  | Accepted | 2025-05-15 | 2025-06-12 | 2026-06-12 | Inverters | ENPHASE | IQ8PLUS-72-2-US | 290 |  | 24 |  |  | 0.975 |  | Outdoor
NJADRE1559726424 | Administratively Determined Incentive Program | MCKEE CITY | 8234 | 10.2 | Residential | Behind the Meter | Yes | Whitman Construction, LLC | AC Electric |  | Accepted | 2025-05-15 | 2025-06-12 | 2026-06-12 | Solar Panels | Jinko Solar | JKM425N-54HL4-B |  | 0.425 | 14 | 111 | 23 |  | Fixed | Roof
NJADRE1559726434 | Administratively Determined Incentive Program | VOORHEES | 8043 | 11.05 | Residential | Behind the Meter | Yes | Power Energy Solutions, LLC | PSE&G |  | Accepted | 2025-05-15 | 2025-06-12 | 2026-06-12 | Inverters | SolarEdge | SE5700H-US | 6 |  | 1 |  |  | 0.97 |  | Outdoor
NJADRE1559726434 | Administratively Determined Incentive Program | VOORHEES | 8043 | 11.05 | Residential | Behind the Meter | Yes | Power Energy Solutions, LLC | PSE&G |  | Accepted | 2025-05-15 | 2025-06-12 | 2026-06-12 | Solar Panels | Trina Solar | TSM-425NE09RC.05 |  | 0.425 | 13 | 88 | 20 |  | Fixed | Roof
NJADRE1559726434 | Administratively Determined Incentive Program | VOORHEES | 8043 | 11.05 | Residential | Behind the Meter | Yes | Power Energy Solutions, LLC | PSE&G |  | Accepted | 2025-05-15 | 2025-06-12 | 2026-06-12 | Solar Panels | Trina Solar | TSM-425NE09RC.05 |  | 0.425 | 13 | 268 | 20 |  | Fixed | Roof
NJADRE1559726448 | Administratively Determined Incentive Program | CRANFORD | 7016 | 8.8 | Residential | Behind the Meter | No | Solar Energy World | PSE&G |  | Accepted | 2025-05-15 | 2025-06-12 | 2026-06-12 | Solar Panels | Enphase | LR5-54HABB-400M |  | 0.4 | 22 | 219 | 22 |  | Fixed | Roof
NJADRE1559726448 | Administratively Determined Incentive Program | CRANFORD | 7016 | 8.8 | Residential | Behind the Meter | No | Solar Energy World | PSE&G |  | Accepted | 2025-05-15 | 2025-06-12 | 2026-06-12 | Inverters | Enphase | IQ8+-72-M-US | 290 |  | 22 |  |  | 0.97 |  | Outside
NJADRE1559726454 | Administratively Determined Incentive Program | East Brunswick | 8816 | 12.18 | Residential | Behind the Meter | No | Public Service Solar, LLC | JCP&L |  | Accepted | 2025-05-15 | 2025-06-13 | 2026-06-13 | Solar Panels | Panasonic | EVPV420HK2 |  | 0.42 | 20 | 158 | 19 |  | Fixed | Roof
NJADRE1559726454 | Administratively Determined Incentive Program | East Brunswick | 8816 | 12.18 | Residential | Behind the Meter | No | Public Service Solar, LLC | JCP&L |  | Accepted | 2025-05-15 | 2025-06-13 | 2026-06-13 | Solar Panels | Panasonic | EVPV420HK2 |  | 0.42 | 9 | 158 | 19 |  | Fixed | Roof
NJADRE1559726454 | Administratively Determined Incentive Program | East Brunswick | 8816 | 12.18 | Residential | Behind the Meter | No | Public Service Solar, LLC | JCP&L |  | Accepted | 2025-05-15 | 2025-06-13 | 2026-06-13 | Inverters | Enphase | iQ8HC-72-M-US | 380 |  | 29 |  |  | 0.96 |  | Outdoor | Under Panels
NJADRE1559726462 | Administratively Determined Incentive Program | UNION | 7083 | 6.02 | Residential | Behind the Meter | Yes | Brilliant Installations, Inc. | PSE&G |  | Accepted | 2025-05-16 | 2025-06-16 | 2026-06-16 | Inverters | ENPHASE ENERGY | IQ8HC-72-M-DOM-US | 380 |  | 1 |  |  | 0.97 |  | Outdoor
NJADRE1559726462 | Administratively Determined Incentive Program | UNION | 7083 | 6.02 | Residential | Behind the Meter | Yes | Brilliant Installations, Inc. | PSE&G |  | Accepted | 2025-05-16 | 2025-06-16 | 2026-06-16 | Solar Panels | JINKO SOLAR | JKM430N-54HL4-B430 |  | 0.43 | 3 | 199 | 23 |  | Fixed | Roof
NJADRE1559726462 | Administratively Determined Incentive Program | UNION | 7083 | 6.02 | Residential | Behind the Meter | Yes | Brilliant Installations, Inc. | PSE&G |  | Accepted | 2025-05-16 | 2025-06-16 | 2026-06-16 | Solar Panels | JINKO SOLAR | JKM430N-54HL4-B430 |  | 0.43 | 11 | 19 | 23 |  | Fixed | Roof
NJADRE1559726476 | Administratively Determined Incentive Program | Cape May Court House | 8210 | 9.35 | Residential | Behind the Meter | Yes | Power Energy Solutions, LLC | AC Electric |  | Accepted | 2025-05-15 | 2025-06-13 | 2026-06-13 | Solar Panels | Trina Solar | TSM-425NE09RC.05 |  | 0.425 | 11 | 29 | 20 |  | Fixed | Roof
NJADRE1559726476 | Administratively Determined Incentive Program | Cape May Court House | 8210 | 9.35 | Residential | Behind the Meter | Yes | Power Energy Solutions, LLC | AC Electric |  | Accepted | 2025-05-15 | 2025-06-13 | 2026-06-13 | Inverters | SolarEdge | SE5700H-US | 6 |  | 1 |  |  | 0.97 |  | Outdoor
NJADRE1559726476 | Administratively Determined Incentive Program | Cape May Court House | 8210 | 9.35 | Residential | Behind the Meter | Yes | Power Energy Solutions, LLC | AC Electric |  | Accepted | 2025-05-15 | 2025-06-13 | 2026-06-13 | Solar Panels | Trina Solar | TSM-425NE09RC.05 |  | 0.425 | 11 | 209 | 3 |  | Fixed | Roof
NJADRE1559726478 | Administratively Determined Incentive Program | UNION | 7083 | 6.56 | Residential | Behind the Meter | No | Big Wave Roofing and Solar, LLC | PSE&G |  | Accepted | 2025-05-15 | 2025-06-13 | 2026-06-13 | Inverters | Enphase | IQ8PLUS-72-M-US | 290 |  | 16 |  |  | 0.97 |  | Outdoor
NJADRE1559726478 | Administratively Determined Incentive Program | UNION | 7083 | 6.56 | Residential | Behind the Meter | No | Big Wave Roofing and Solar, LLC | PSE&G |  | Accepted | 2025-05-15 | 2025-06-13 | 2026-06-13 | Solar Panels | MISSION SOLAR | MSE410HT0B |  | 0.41 | 16 | 106 | 35 |  | Fixed | Roof
NJADRE1559726480 | Administratively Determined Incentive Program | Bridgeton | 8302 | 4.68 | Residential | Behind the Meter | Yes | Whitman Construction, LLC | AC Electric |  | Accepted | 2025-05-15 | 2025-06-13 | 2026-06-13 | Solar Panels | Jinko Solar | JKM425N-54HL4-B |  | 0.425 | 11 | 197 | 22 |  | Fixed | Roof
NJADRE1559726480 | Administratively Determined Incentive Program | Bridgeton | 8302 | 4.68 | Residential | Behind the Meter | Yes | Whitman Construction, LLC | AC Electric |  | Accepted | 2025-05-15 | 2025-06-13 | 2026-06-13 | Inverters | ENPHASE | IQ8PLUS-72-2-US | 290 |  | 11 |  |  | 0.975 |  | Outdoor
NJADRE1559726495 | Administratively Determined Incentive Program | ERIAL | 8081 | 3.65 | Residential | Behind the Meter | Yes | Sunrun Installation Services, Inc. | AC Electric |  | Accepted | 2025-05-15 | 2025-06-12 | 2026-06-12 | Solar Panels | JA SOLAR | JAM54S31-405/MR |  | 0.405 | 6 | 40 | 34 |  | Fixed | Roof
NJADRE1559726495 | Administratively Determined Incentive Program | ERIAL | 8081 | 3.65 | Residential | Behind the Meter | Yes | Sunrun Installation Services, Inc. | AC Electric |  | Accepted | 2025-05-15 | 2025-06-12 | 2026-06-12 | Inverters | SOLAREDGE TECHNOLOGIES | SE3800H-USMN | 3800 |  | 1 |  |  | 0.99 |  | Outdoor
NJADRE1559726495 | Administratively Determined Incentive Program | ERIAL | 8081 | 3.65 | Residential | Behind the Meter | Yes | Sunrun Installation Services, Inc. | AC Electric |  | Accepted | 2025-05-15 | 2025-06-12 | 2026-06-12 | Electric Storage Battery | SOLAREDGE TECHNOLOGIES | BAT-10K1P |  |  | 1 |  |  |  | Lithium Ion |  | OUTSIDE
NJADRE1559726495 | Administratively Determined Incentive Program | ERIAL | 8081 | 3.65 | Residential | Behind the Meter | Yes | Sunrun Installation Services, Inc. | AC Electric |  | Accepted | 2025-05-15 | 2025-06-12 | 2026-06-12 | Solar Panels | JA SOLAR | JAM54S31-405/MR |  | 0.405 | 3 | 310 | 33 |  | Fixed | Roof
NJADRE1559726502 | Administratively Determined Incentive Program | JERSEY CITY | 7305 | 14.35 | Residential | Behind the Meter | Yes | Pro Custom Solar dba Momentum Solar | PSE&G |  | Accepted | 2025-05-15 | 2025-06-16 | 2026-06-16 | Inverters | ENPHASE | IQ8HC-72-M-DOM-US | 380 |  | 35 |  |  | 0.97 |  | Outdoor
NJADRE1559726502 | Administratively Determined Incentive Program | JERSEY CITY | 7305 | 14.35 | Residential | Behind the Meter | Yes | Pro Custom Solar dba Momentum Solar | PSE&G |  | Accepted | 2025-05-15 | 2025-06-16 | 2026-06-16 | Solar Panels | HANWHA | Q.PEAK DUO BLK ML-G10+410 |  | 0.41 | 17 | 203 | 23 |  | Fixed | Roof
NJADRE1559726502 | Administratively Determined Incentive Program | JERSEY CITY | 7305 | 14.35 | Residential | Behind the Meter | Yes | Pro Custom Solar dba Momentum Solar | PSE&G |  | Accepted | 2025-05-15 | 2025-06-16 | 2026-06-16 | Solar Panels | HANWHA | Q.PEAK DUO BLK ML-G10+410 |  | 0.41 | 18 | 23 | 23 |  | Fixed | Roof
NJADRE1559726642 | Administratively Determined Incentive Program | ASBURY PARK | 7712 | 8.93 | Residential | Behind the Meter | Yes | Power Energy Solutions, LLC | JCP&L |  | Accepted | 2025-05-15 | 2025-06-13 | 2026-06-13 | Solar Panels | Trina Solar | TSM-425NE09RC.05 |  | 0.425 | 8 | 285 | 22 |  | Fixed | Roof
NJADRE1559726642 | Administratively Determined Incentive Program | ASBURY PARK | 7712 | 8.93 | Residential | Behind the Meter | Yes | Power Energy Solutions, LLC | JCP&L |  | Accepted | 2025-05-15 | 2025-06-13 | 2026-06-13 | Inverters | SolarEdge | SE5700H-US | 6 |  | 1 |  |  | 0.97 |  | Outdoor
NJADRE1559726642 | Administratively Determined Incentive Program | ASBURY PARK | 7712 | 8.93 | Residential | Behind the Meter | Yes | Power Energy Solutions, LLC | JCP&L |  | Accepted | 2025-05-15 | 2025-06-13 | 2026-06-13 | Solar Panels | Trina Solar | TSM-425NE09RC.05 |  | 0.425 | 13 | 105 | 22 |  | Fixed | Roof
NJADRE1559726657 | Administratively Determined Incentive Program | PLAINFIELD | 7063 | 11.9 | Residential | Behind the Meter | Yes | Big Wave Roofing and Solar, LLC | PSE&G |  | Accepted | 2025-05-15 | 2025-06-13 | 2026-06-13 | Solar Panels | Jinko | JKM425N-54HL4-B |  | 0.425 | 10 | 130 | 32 |  | Fixed | Roof
NJADRE1559726657 | Administratively Determined Incentive Program | PLAINFIELD | 7063 | 11.9 | Residential | Behind the Meter | Yes | Big Wave Roofing and Solar, LLC | PSE&G |  | Accepted | 2025-05-15 | 2025-06-13 | 2026-06-13 | Solar Panels | Jinko | JKM425N-54HL4-B |  | 0.425 | 14 | 310 | 32 |  | Fixed | Roof
NJADRE1559726657 | Administratively Determined Incentive Program | PLAINFIELD | 7063 | 11.9 | Residential | Behind the Meter | Yes | Big Wave Roofing and Solar, LLC | PSE&G |  | Accepted | 2025-05-15 | 2025-06-13 | 2026-06-13 | Solar Panels | Jinko | JKM425N-54HL4-B |  | 0.425 | 4 | 130 | 24 |  | Fixed | Roof
NJADRE1559726657 | Administratively Determined Incentive Program | PLAINFIELD | 7063 | 11.9 | Residential | Behind the Meter | Yes | Big Wave Roofing and Solar, LLC | PSE&G |  | Accepted | 2025-05-15 | 2025-06-13 | 2026-06-13 | Inverters | Enphase | IQ8HC-72-M-DOM-US | 380 |  | 28 |  |  | 0.97 |  | Outside
NJADRE1559726862 | Administratively Determined Incentive Program | EDISON | 8820 | 12.6 | Residential | Behind the Meter | No | Public Service Solar, LLC | PSE&G |  | Accepted | 2025-05-15 | 2025-06-13 | 2026-06-13 | Solar Panels | Panasonic | EVPV420HK2 |  | 0.42 | 25 | 156 | 37 |  | Fixed | Roof
NJADRE1559726862 | Administratively Determined Incentive Program | EDISON | 8820 | 12.6 | Residential | Behind the Meter | No | Public Service Solar, LLC | PSE&G |  | Accepted | 2025-05-15 | 2025-06-13 | 2026-06-13 | Solar Panels | Panasonic | EVPV420HK2 |  | 0.42 | 5 | 156 | 35 |  | Fixed | Roof
NJADRE1559726862 | Administratively Determined Incentive Program | EDISON | 8820 | 12.6 | Residential | Behind the Meter | No | Public Service Solar, LLC | PSE&G |  | Accepted | 2025-05-15 | 2025-06-13 | 2026-06-13 | Inverters | Enphase | iQ8HC-72-M-US | 380 |  | 30 |  |  | 0.96 |  | Outdoor | Under Panels
NJADRE1559727017 | Administratively Determined Incentive Program | NORTHFIELD | 8225 | 7.79 | Residential | Behind the Meter | Yes | Big Wave Roofing and Solar, LLC | AC Electric |  | Accepted | 2025-05-15 | 2025-06-13 | 2026-06-13 | Inverters | Enphase | IQ8HC-72-M-DOM-US | 380 |  | 19 |  |  | 0.98 |  | Outside
NJADRE1559727017 | Administratively Determined Incentive Program | NORTHFIELD | 8225 | 7.79 | Residential | Behind the Meter | Yes | Big Wave Roofing and Solar, LLC | AC Electric |  | Accepted | 2025-05-15 | 2025-06-13 | 2026-06-13 | Solar Panels | Jinko | JKM425N-54HL4-B |  | 0.425 | 19 | 195 | 20 |  | Fixed | Roof
NJADRE1559727143 | Administratively Determined Incentive Program | LINCROFT | 7738 | 8.61 | Residential | Behind the Meter | Yes | Trinity Solar, LLC | JCP&L |  | Accepted | 2025-05-15 | 2025-06-13 | 2026-06-13 | Solar Panels | HANWHA 410 (Q.PEAK DUO BLK ML-G10+410) | HANWHA 410 (Q.PEAK DUO BLK ML-G10+410) |  | 0.41 | 2 | 144 | 46 |  | Fixed | Roof
NJADRE1559727143 | Administratively Determined Incentive Program | LINCROFT | 7738 | 8.61 | Residential | Behind the Meter | Yes | Trinity Solar, LLC | JCP&L |  | Accepted | 2025-05-15 | 2025-06-13 | 2026-06-13 | Solar Panels | HANWHA 410 (Q.PEAK DUO BLK ML-G10+410) | HANWHA 410 (Q.PEAK DUO BLK ML-G10+410) |  | 0.41 | 10 | 234 | 30 |  | Fixed | Roof
NJADRE1559727143 | Administratively Determined Incentive Program | LINCROFT | 7738 | 8.61 | Residential | Behind the Meter | Yes | Trinity Solar, LLC | JCP&L |  | Accepted | 2025-05-15 | 2025-06-13 | 2026-06-13 | Solar Panels | HANWHA 410 (Q.PEAK DUO BLK ML-G10+410) | HANWHA 410 (Q.PEAK DUO BLK ML-G10+410) |  | 0.41 | 9 | 144 | 47 |  | Fixed | Roof
NJADRE1559727143 | Administratively Determined Incentive Program | LINCROFT | 7738 | 8.61 | Residential | Behind the Meter | Yes | Trinity Solar, LLC | JCP&L |  | Accepted | 2025-05-15 | 2025-06-13 | 2026-06-13 | Inverters | USE7600H-USMNBL75 | USE7600H-USMNBL75 | 7600 |  | 1 |  |  | 0.97 |  | Outside
NJADRE1559727182 | Administratively Determined Incentive Program | KEYPORT | 7735 | 4.3 | Residential | Behind the Meter | Yes | Pro Custom Solar dba Momentum Solar | JCP&L |  | Accepted | 2025-05-15 | 2025-06-13 | 2026-06-13 | Solar Panels | HANWHA | Q.TRON BLK M-G2+430 |  | 0.43 | 10 | 258 | 29 |  | Fixed | Roof
NJADRE1559727182 | Administratively Determined Incentive Program | KEYPORT | 7735 | 4.3 | Residential | Behind the Meter | Yes | Pro Custom Solar dba Momentum Solar | JCP&L |  | Accepted | 2025-05-15 | 2025-06-13 | 2026-06-13 | Inverters | ENPHASE | IQ8HC-72-M-DOM-US | 380 |  | 10 |  |  | 0.97 |  | Outdoor
NJADRE1559727217 | Administratively Determined Incentive Program | LIVINGSTON | 7039 | 13.12 | Residential | Behind the Meter | No | Tesla Energy Operations, Inc. | PSE&G |  | Accepted | 2025-05-15 | 2025-06-13 | 2026-06-13 | Solar Panels | Hanwha | Q.PEAK DUO BLK ML-G10+/TS 410 |  | 0.41 | 10 | 152 | 37 |  | Fixed | Roof
NJADRE1559727217 | Administratively Determined Incentive Program | LIVINGSTON | 7039 | 13.12 | Residential | Behind the Meter | No | Tesla Energy Operations, Inc. | PSE&G |  | Accepted | 2025-05-15 | 2025-06-13 | 2026-06-13 | Solar Panels | Hanwha | Q.PEAK DUO BLK ML-G10+/TS 410 |  | 0.41 | 8 | 332 | 37 |  | Fixed | Roof
NJADRE1559727217 | Administratively Determined Incentive Program | LIVINGSTON | 7039 | 13.12 | Residential | Behind the Meter | No | Tesla Energy Operations, Inc. | PSE&G |  | Accepted | 2025-05-15 | 2025-06-13 | 2026-06-13 | Solar Panels | Hanwha | Q.PEAK DUO BLK ML-G10+/TS 410 |  | 0.41 | 8 | 152 | 37 |  | Fixed | Roof
NJADRE1559727217 | Administratively Determined Incentive Program | LIVINGSTON | 7039 | 13.12 | Residential | Behind the Meter | No | Tesla Energy Operations, Inc. | PSE&G |  | Accepted | 2025-05-15 | 2025-06-13 | 2026-06-13 | Solar Panels | Hanwha | Q.PEAK DUO BLK ML-G10+/TS 410 |  | 0.41 | 6 | 331 | 37 |  | Fixed | Roof
NJADRE1559727217 | Administratively Determined Incentive Program | LIVINGSTON | 7039 | 13.12 | Residential | Behind the Meter | No | Tesla Energy Operations, Inc. | PSE&G |  | Accepted | 2025-05-15 | 2025-06-13 | 2026-06-13 | Electric Storage Battery | Tesla | Powerwall 3 |  |  | 1 |  |  |  | Lithium Ion |  | Outside
NJADRE1559727217 | Administratively Determined Incentive Program | LIVINGSTON | 7039 | 13.12 | Residential | Behind the Meter | No | Tesla Energy Operations, Inc. | PSE&G |  | Accepted | 2025-05-15 | 2025-06-13 | 2026-06-13 | Inverters | Tesla | 1707000-XX-Y | 11500 |  | 1 |  |  | 0.98 |  | Outside
NJADRE1559727218 | Administratively Determined Incentive Program | TOMS RIVER | 8757 | 13.6 | Residential | Behind the Meter | Yes | Whitman Construction, LLC | JCP&L |  | Accepted | 2025-05-15 | 2025-06-13 | 2026-06-13 | Solar Panels | Jinko Solar | JKM425N-54HL4-B |  | 0.425 | 19 | 106 | 23 |  | Fixed | Roof
NJADRE1559727218 | Administratively Determined Incentive Program | TOMS RIVER | 8757 | 13.6 | Residential | Behind the Meter | Yes | Whitman Construction, LLC | JCP&L |  | Accepted | 2025-05-15 | 2025-06-13 | 2026-06-13 | Solar Panels | Jinko Solar | JKM425N-54HL4-B |  | 0.425 | 13 | 286 | 23 |  | Fixed | Roof
NJADRE1559727218 | Administratively Determined Incentive Program | TOMS RIVER | 8757 | 13.6 | Residential | Behind the Meter | Yes | Whitman Construction, LLC | JCP&L |  | Accepted | 2025-05-15 | 2025-06-13 | 2026-06-13 | Inverters | ENPHASE | IQ8PLUS-72-2-US | 290 |  | 32 |  |  | 0.975 |  | Outdoor
NJADRE1559727218 | Administratively Determined Incentive Program | TOMS RIVER | 8757 | 13.6 | Residential | Behind the Meter | Yes | Whitman Construction, LLC | JCP&L |  | Accepted | 2025-05-15 | 2025-06-13 | 2026-06-13 | Meters | ENPHASE | X-IQ-AM1-240-5-HDK |  |  | 1 |  |  |  | Yes | Outdoor
NJADRE1559727250 | Administratively Determined Incentive Program | ELIZABETH | 7208 | 8.2 | Residential | Behind the Meter | Yes | Sunrun Installation Services, Inc. | PSE&G |  | Accepted | 2025-05-22 | 2025-06-17 | 2026-06-17 | Solar Panels | Hanwha Q Cells | Q.PEAK DUO BLK ML-G10+ 410 |  | 0.41 | 8 | 215 | 32 |  | Fixed | Roof
NJADRE1559727250 | Administratively Determined Incentive Program | ELIZABETH | 7208 | 8.2 | Residential | Behind the Meter | Yes | Sunrun Installation Services, Inc. | PSE&G |  | Accepted | 2025-05-22 | 2025-06-17 | 2026-06-17 | Solar Panels | HANWHA Q-CELLS | Q.PEAK DUO BLK ML-G10+ 410 |  | 0.41 | 12 | 35 | 32 |  | Fixed | Roof
NJADRE1559727250 | Administratively Determined Incentive Program | ELIZABETH | 7208 | 8.2 | Residential | Behind the Meter | Yes | Sunrun Installation Services, Inc. | PSE&G |  | Accepted | 2025-05-22 | 2025-06-17 | 2026-06-17 | Electric Storage Battery | TESLA | POWERWALL 3 1707000-XX-Y |  |  | 1 |  |  |  | Lithium Ion |  | Outside
NJADRE1559727250 | Administratively Determined Incentive Program | ELIZABETH | 7208 | 8.2 | Residential | Behind the Meter | Yes | Sunrun Installation Services, Inc. | PSE&G |  | Accepted | 2025-05-22 | 2025-06-17 | 2026-06-17 | Inverters | Tesla | POWERWALL 3 1707000-XX-Y | 11500 |  | 1 |  |  | 0.97 |  | Outside
NJADRE1559727253 | Administratively Determined Incentive Program | LONG VALLEY | 7853 | 7.74 | Residential | Behind the Meter | Yes | PosiGen Developer, LLC | JCP&L |  | Accepted | 2025-05-15 | 2025-06-13 | 2026-06-13 | Inverters | SOLAREDGE | SE7600H-US | 7600 |  | 1 |  |  | 0.99 |  | Outside | WITHIN TEN FEET OF METER
NJADRE1559727253 | Administratively Determined Incentive Program | LONG VALLEY | 7853 | 7.74 | Residential | Behind the Meter | Yes | PosiGen Developer, LLC | JCP&L |  | Accepted | 2025-05-15 | 2025-06-13 | 2026-06-13 | Solar Panels | SILFAB | SIL430QD |  | 0.43 | 5 | 224 | 34 |  | Fixed | Roof
NJADRE1559727253 | Administratively Determined Incentive Program | LONG VALLEY | 7853 | 7.74 | Residential | Behind the Meter | Yes | PosiGen Developer, LLC | JCP&L |  | Accepted | 2025-05-15 | 2025-06-13 | 2026-06-13 | Solar Panels | SILFAB | SIL430QD |  | 0.43 | 3 | 44 | 34 |  | Fixed | Roof
NJADRE1559727253 | Administratively Determined Incentive Program | LONG VALLEY | 7853 | 7.74 | Residential | Behind the Meter | Yes | PosiGen Developer, LLC | JCP&L |  | Accepted | 2025-05-15 | 2025-06-13 | 2026-06-13 | Solar Panels | SILFAB | SIL430QD |  | 0.43 | 10 | 224 | 34 |  | Fixed | Roof
NJADRE1559727263 | Administratively Determined Incentive Program | EDISON | 8820 | 8.91 | Residential | Behind the Meter | Yes | Sunrun, Inc | PSE&G |  | Accepted | 2025-05-15 | 2025-06-13 | 2026-06-13 | Solar Panels | JA SOLAR | JAM54S31-405/MR |  | 0.405 | 16 | 335 | 24 |  | Fixed | Roof
NJADRE1559727263 | Administratively Determined Incentive Program | EDISON | 8820 | 8.91 | Residential | Behind the Meter | Yes | Sunrun, Inc | PSE&G |  | Accepted | 2025-05-15 | 2025-06-13 | 2026-06-13 | Inverters | SOLAREDGE TECHNOLOGIES | SE7600H-USMN | 7600 |  | 1 |  |  | 0.99 |  | Outdoor
NJADRE1559727263 | Administratively Determined Incentive Program | EDISON | 8820 | 8.91 | Residential | Behind the Meter | Yes | Sunrun, Inc | PSE&G |  | Accepted | 2025-05-15 | 2025-06-13 | 2026-06-13 | Solar Panels | JA SOLAR | JAM54S31-405/MR |  | 0.405 | 6 | 155 | 24 |  | Fixed | Roof
NJADRE1559727338 | Administratively Determined Incentive Program | EAST ORANGE | 7017 | 8.6 | Residential | Behind the Meter | Yes | Integrity Solar & Home Solutions, LLC | PSE&G |  | Accepted | 2025-05-15 | 2025-06-13 | 2026-06-13 | Inverters | ENPHASE | IQ8HC | 380 |  | 20 |  |  | 0.98 |  | Other | UNDER EACH PANEL
NJADRE1559727338 | Administratively Determined Incentive Program | EAST ORANGE | 7017 | 8.6 | Residential | Behind the Meter | Yes | Integrity Solar & Home Solutions, LLC | PSE&G |  | Accepted | 2025-05-15 | 2025-06-13 | 2026-06-13 | Solar Panels | SEG SOLAR | SEG-430-BTD-BG |  | 0.43 | 20 | 202 | 34 |  | Fixed | Roof
NJADRE1559727341 | Administratively Determined Incentive Program | SICKLERVILLE | 8081 | 6.02 | Residential | Behind the Meter | Yes | PosiGen Developer, LLC | AC Electric |  | Accepted | 2025-05-15 | 2025-06-13 | 2026-06-13 | Solar Panels | JINKO EAGLE | G6RJKM430N-54HL4-B |  | 0.43 | 14 | 232 | 34 |  | Fixed | Roof
NJADRE1559727341 | Administratively Determined Incentive Program | SICKLERVILLE | 8081 | 6.02 | Residential | Behind the Meter | Yes | PosiGen Developer, LLC | AC Electric |  | Accepted | 2025-05-15 | 2025-06-13 | 2026-06-13 | Inverters | SOLAREDGE | SE5700H-US | 5700 |  | 1 |  |  | 0.99 |  | Outside | Within ten feet of meter
NJADRE1559727345 | Administratively Determined Incentive Program | TRENTON | 8638 | 4.25 | Residential | Behind the Meter | Yes | Power Energy Solutions, LLC | PSE&G |  | Accepted | 2025-05-15 | 2025-06-13 | 2026-06-13 | Inverters | SolarEdge | SE3800H-US | 4 |  | 1 |  |  | 0.97 |  | Outdoor
NJADRE1559727345 | Administratively Determined Incentive Program | TRENTON | 8638 | 4.25 | Residential | Behind the Meter | Yes | Power Energy Solutions, LLC | PSE&G |  | Accepted | 2025-05-15 | 2025-06-13 | 2026-06-13 | Solar Panels | Trina Solar | TSM-425NE09RC.05 |  | 0.425 | 7 | 234 | 27 |  | Fixed | Roof
NJADRE1559727345 | Administratively Determined Incentive Program | TRENTON | 8638 | 4.25 | Residential | Behind the Meter | Yes | Power Energy Solutions, LLC | PSE&G |  | Accepted | 2025-05-15 | 2025-06-13 | 2026-06-13 | Solar Panels | Trina Solar | TSM-425NE09RC.05 |  | 0.425 | 3 | 324 | 18 |  | Fixed | Roof
NJADRE1559727385 | Administratively Determined Incentive Program | PENNSAUKEN | 8110 | 10.32 | Residential | Behind the Meter | Yes | Integrity Solar & Home Solutions, LLC | PSE&G |  | Accepted | 2025-05-15 | 2025-06-13 | 2026-06-13 | Solar Panels | SEG SOLAR | SEG-430-BTD-BG |  | 0.43 | 13 | 224 | 30 |  | Fixed | Roof
NJADRE1559727385 | Administratively Determined Incentive Program | PENNSAUKEN | 8110 | 10.32 | Residential | Behind the Meter | Yes | Integrity Solar & Home Solutions, LLC | PSE&G |  | Accepted | 2025-05-15 | 2025-06-13 | 2026-06-13 | Inverters | ENPHASE | IQ8HC | 380 |  | 24 |  |  | 0.98 |  | Other | UNDER EACH PANEL
NJADRE1559727385 | Administratively Determined Incentive Program | PENNSAUKEN | 8110 | 10.32 | Residential | Behind the Meter | Yes | Integrity Solar & Home Solutions, LLC | PSE&G |  | Accepted | 2025-05-15 | 2025-06-13 | 2026-06-13 | Solar Panels | SEG SOLAR | SEG-430-BTD-BG |  | 0.43 | 11 | 134 | 24 |  | Fixed | Roof
NJADRE1559727416 | Administratively Determined Incentive Program | Pine Beach | 8741 | 10.08 | Residential | Behind the Meter | No | Public Service Solar, LLC | JCP&L |  | Accepted | 2025-05-15 | 2025-06-13 | 2026-06-13 | Solar Panels | Panasonic | EVPV420HK2 |  | 0.42 | 4 | 305 | 34 |  | Fixed | Roof
NJADRE1559727416 | Administratively Determined Incentive Program | Pine Beach | 8741 | 10.08 | Residential | Behind the Meter | No | Public Service Solar, LLC | JCP&L |  | Accepted | 2025-05-15 | 2025-06-13 | 2026-06-13 | Inverters | Enphase | iQ8HC-72-M-US | 380 |  | 24 |  |  | 0.96 |  | Outdoor | Under Panels
NJADRE1559727416 | Administratively Determined Incentive Program | Pine Beach | 8741 | 10.08 | Residential | Behind the Meter | No | Public Service Solar, LLC | JCP&L |  | Accepted | 2025-05-15 | 2025-06-13 | 2026-06-13 | Solar Panels | Panasonic | EVPV420HK2 |  | 0.42 | 5 | 125 | 34 |  | Fixed | Roof
NJADRE1559727416 | Administratively Determined Incentive Program | Pine Beach | 8741 | 10.08 | Residential | Behind the Meter | No | Public Service Solar, LLC | JCP&L |  | Accepted | 2025-05-15 | 2025-06-13 | 2026-06-13 | Solar Panels | Panasonic | EVPV420HK2 |  | 0.42 | 10 | 125 | 17 |  | Fixed | Roof
NJADRE1559727416 | Administratively Determined Incentive Program | Pine Beach | 8741 | 10.08 | Residential | Behind the Meter | No | Public Service Solar, LLC | JCP&L |  | Accepted | 2025-05-15 | 2025-06-13 | 2026-06-13 | Solar Panels | Panasonic | EVPV420HK2 |  | 0.42 | 2 | 125 | 39 |  | Fixed | Roof
NJADRE1559727416 | Administratively Determined Incentive Program | Pine Beach | 8741 | 10.08 | Residential | Behind the Meter | No | Public Service Solar, LLC | JCP&L |  | Accepted | 2025-05-15 | 2025-06-13 | 2026-06-13 | Solar Panels | Panasonic | EVPV420HK2 |  | 0.42 | 3 | 215 | 34 |  | Fixed | Roof
NJADRE1559727466 | Administratively Determined Incentive Program | Elizabeth | 7208 | 6.97 | Residential | Behind the Meter | Yes | Bright Ops, Inc. | PSE&G |  | Accepted | 2025-05-15 | 2025-06-13 | 2026-06-13 | Inverters | SolarEdge Technologies | SE5700H - USRGM | 5700 |  | 1 |  |  | 0.98 |  | Outdoor | Outside
NJADRE1559727466 | Administratively Determined Incentive Program | Elizabeth | 7208 | 6.97 | Residential | Behind the Meter | Yes | Bright Ops, Inc. | PSE&G |  | Accepted | 2025-05-15 | 2025-06-13 | 2026-06-13 | Solar Panels | Hanwha Q-Cells | Q.PEAK DUO BLK ML-G10+ 410 |  | 0.41 | 4 | 277 | 40 |  | Fixed | Roof
NJADRE1559727466 | Administratively Determined Incentive Program | Elizabeth | 7208 | 6.97 | Residential | Behind the Meter | Yes | Bright Ops, Inc. | PSE&G |  | Accepted | 2025-05-15 | 2025-06-13 | 2026-06-13 | Solar Panels | Hanwha Q-Cells | Q.PEAK DUO BLK ML-G10+ 410 |  | 0.41 | 4 | 97 | 18 |  | Fixed | Roof
NJADRE1559727466 | Administratively Determined Incentive Program | Elizabeth | 7208 | 6.97 | Residential | Behind the Meter | Yes | Bright Ops, Inc. | PSE&G |  | Accepted | 2025-05-15 | 2025-06-13 | 2026-06-13 | Solar Panels | Hanwha Q-Cells | Q.PEAK DUO BLK ML-G10+ 410 |  | 0.41 | 7 | 98 | 18 |  | Fixed | Roof
NJADRE1559727466 | Administratively Determined Incentive Program | Elizabeth | 7208 | 6.97 | Residential | Behind the Meter | Yes | Bright Ops, Inc. | PSE&G |  | Accepted | 2025-05-15 | 2025-06-13 | 2026-06-13 | Solar Panels | Hanwha Q-Cells | Q.PEAK DUO BLK ML-G10+ 410 |  | 0.41 | 2 | 97 | 40 |  | Fixed | Roof
NJADRE1559727468 | Administratively Determined Incentive Program | Englishtown | 7726 | 6.97 | Residential | Behind the Meter | Yes | Sunrun Installation Services, Inc. | JCP&L |  | Accepted | 2025-05-15 | 2025-06-13 | 2026-06-13 | Solar Panels | HANWHA Q-CELLS | Q.PEAK DUO BLK ML-G10+ 410 |  | 0.41 | 5 | 56 | 22 |  | Fixed | Roof
NJADRE1559727468 | Administratively Determined Incentive Program | Englishtown | 7726 | 6.97 | Residential | Behind the Meter | Yes | Sunrun Installation Services, Inc. | JCP&L |  | Accepted | 2025-05-15 | 2025-06-13 | 2026-06-13 | Inverters | SOLAREDGE TECHNOLOGIES | SE5700H-USMN | 5760 |  | 1 |  |  | 0.99 |  | Outdoor
NJADRE1559727468 | Administratively Determined Incentive Program | Englishtown | 7726 | 6.97 | Residential | Behind the Meter | Yes | Sunrun Installation Services, Inc. | JCP&L |  | Accepted | 2025-05-15 | 2025-06-13 | 2026-06-13 | Solar Panels | HANWHA Q-CELLS | Q.PEAK DUO BLK ML-G10+ 410 |  | 0.41 | 12 | 236 | 22 |  | Fixed | Roof
NJADRE1559727482 | Administratively Determined Incentive Program | Hammonton | 8037 | 9.35 | Residential | Behind the Meter | Yes | Power Energy Solutions, LLC | AC Electric |  | Accepted | 2025-05-15 | 2025-06-13 | 2026-06-13 | Solar Panels | Trina Solar | TSM-425NE09RC.05 |  | 0.425 | 4 | 148 | 30 |  | Fixed | Roof
NJADRE1559727482 | Administratively Determined Incentive Program | Hammonton | 8037 | 9.35 | Residential | Behind the Meter | Yes | Power Energy Solutions, LLC | AC Electric |  | Accepted | 2025-05-15 | 2025-06-13 | 2026-06-13 | Inverters | SolarEdge | SE5700H-US | 6 |  | 1 |  |  | 0.97 |  | Outdoor
NJADRE1559727482 | Administratively Determined Incentive Program | Hammonton | 8037 | 9.35 | Residential | Behind the Meter | Yes | Power Energy Solutions, LLC | AC Electric |  | Accepted | 2025-05-15 | 2025-06-13 | 2026-06-13 | Solar Panels | Trina Solar | TSM-425NE09RC.05 |  | 0.425 | 18 | 148 | 30 |  | Fixed | Roof
NJADRE1559727485 | Administratively Determined Incentive Program | Phillipsburg | 8865 | 5.74 | Residential | Behind the Meter | Yes | Trinity Solar, LLC | JCP&L |  | Accepted | 2025-05-15 | 2025-06-17 | 2026-06-17 | Inverters | USE5700H-USMNBL75 | USE5700H-USMNBL75 | 5700 |  | 1 |  |  | 0.97 |  | Outside
NJADRE1559727485 | Administratively Determined Incentive Program | Phillipsburg | 8865 | 5.74 | Residential | Behind the Meter | Yes | Trinity Solar, LLC | JCP&L |  | Accepted | 2025-05-15 | 2025-06-17 | 2026-06-17 | Solar Panels | HANWHA 410 (Q.PEAK DUO BLK ML-G10+410) | HANWHA 410 (Q.PEAK DUO BLK ML-G10+410) |  | 0.41 | 14 | 123 | 30 |  | Fixed | Roof
NJADRE1559727530 | Administratively Determined Incentive Program | Ewing Township | 8638 | 5.27 | Residential | Behind the Meter | Yes | Sunrun Installation Services, Inc. | PSE&G |  | Accepted | 2025-05-15 | 2025-06-13 | 2026-06-13 | Solar Panels | JA Solar | JAM54S31-405/MR |  | 0.405 | 13 | 197 | 32 |  | Fixed | Roof
NJADRE1559727530 | Administratively Determined Incentive Program | Ewing Township | 8638 | 5.27 | Residential | Behind the Meter | Yes | Sunrun Installation Services, Inc. | PSE&G |  | Accepted | 2025-05-15 | 2025-06-13 | 2026-06-13 | Inverters | Solaredge Technologies | SE3800H-USMN | 3800 |  | 1 |  |  | 0 |  | Outdoor
NJADRE1559727994 | Administratively Determined Incentive Program | West Milford | 7480 | 5.27 | Residential | Behind the Meter | Yes | Sunrun Installation Services, Inc. | Orange Rockland Electric |  | Accepted | 2025-05-15 | 2025-06-13 | 2026-06-13 | Inverters | SOLAREDGE TECHNOLOGIES | SE3800H-USMN | 3800 |  | 1 |  |  | 0.99 |  | Outdoor
NJADRE1559727994 | Administratively Determined Incentive Program | West Milford | 7480 | 5.27 | Residential | Behind the Meter | Yes | Sunrun Installation Services, Inc. | Orange Rockland Electric |  | Accepted | 2025-05-15 | 2025-06-13 | 2026-06-13 | Solar Panels | JA SOLAR | JAM54S31-405/MR |  | 0.405 | 13 | 197 | 35 |  | Fixed | Roof
NJADRE1559728210 | Administratively Determined Incentive Program | JACKSON | 8527 | 21.17 | Residential | Behind the Meter | Yes | SunPurity, LLC | JCP&L |  | Accepted | 2025-05-22 | 2025-06-17 | 2026-06-17 | Solar Panels | Hanwha Q cells | Q.PEAK DUO BLK-ML-G10+ 415W |  | 0.415 | 3 | 310 | 39 |  | Fixed | Roof
NJADRE1559728210 | Administratively Determined Incentive Program | JACKSON | 8527 | 21.17 | Residential | Behind the Meter | Yes | SunPurity, LLC | JCP&L |  | Accepted | 2025-05-22 | 2025-06-17 | 2026-06-17 | Inverters | SolarEdge | SE7600H-US | 7600 |  | 2 |  |  | 0.99 |  | Outdoor
NJADRE1559728210 | Administratively Determined Incentive Program | JACKSON | 8527 | 21.17 | Residential | Behind the Meter | Yes | SunPurity, LLC | JCP&L |  | Accepted | 2025-05-22 | 2025-06-17 | 2026-06-17 | Solar Panels | Hanwha Q cells | Q.PEAK DUO BLK-ML-G10+ 415W |  | 0.415 | 5 | 310 | 40 |  | Fixed | Roof
NJADRE1559728210 | Administratively Determined Incentive Program | JACKSON | 8527 | 21.17 | Residential | Behind the Meter | Yes | SunPurity, LLC | JCP&L |  | Accepted | 2025-05-22 | 2025-06-17 | 2026-06-17 | Solar Panels | Hanwha Q.Cells | Q.PEAK DUO BLK-ML-G10+ 415W |  | 0.415 | 40 | 220 | 37 |  | Fixed | Roof
NJADRE1559728210 | Administratively Determined Incentive Program | JACKSON | 8527 | 21.17 | Residential | Behind the Meter | Yes | SunPurity, LLC | JCP&L |  | Accepted | 2025-05-22 | 2025-06-17 | 2026-06-17 | Solar Panels | Hanwha Q cells | Q.PEAK DUO BLK-ML-G10+ 415W |  | 0.415 | 3 | 130 | 39 |  | Fixed | Roof
NJADRE1559728224 | Administratively Determined Incentive Program | Neptune | 7753 | 7.31 | Residential | Behind the Meter | Yes | Pro Custom Solar dba Momentum Solar | JCP&L |  | Accepted | 2025-05-15 | 2025-06-13 | 2026-06-13 | Solar Panels | Hanwha | Q.Tron BLK M-G2+ 430 |  | 0.43 | 10 | 208 | 21 |  | Fixed | Roof
NJADRE1559728224 | Administratively Determined Incentive Program | Neptune | 7753 | 7.31 | Residential | Behind the Meter | Yes | Pro Custom Solar dba Momentum Solar | JCP&L |  | Accepted | 2025-05-15 | 2025-06-13 | 2026-06-13 | Inverters | Enphase | IQ8HC-72-M-DOM-US | 380 |  | 17 |  |  | 0.97 |  | Outdoor
NJADRE1559728224 | Administratively Determined Incentive Program | Neptune | 7753 | 7.31 | Residential | Behind the Meter | Yes | Pro Custom Solar dba Momentum Solar | JCP&L |  | Accepted | 2025-05-15 | 2025-06-13 | 2026-06-13 | Solar Panels | Hanwha | Q.Tron BLK M-G2+ 430 |  | 0.43 | 7 | 28 | 21 |  | Fixed | Roof
NJADRE1559728233 | Administratively Determined Incentive Program | SOMERSET | 8873 | 7.38 | Residential | Behind the Meter | Yes | Pro Custom Solar dba Momentum Solar | PSE&G |  | Accepted | 2025-05-15 | 2025-06-13 | 2026-06-13 | Solar Panels | HANWHA | Q.PEAK DUO BLK ML-G10+410 |  | 0.41 | 18 | 185 | 40 |  | Fixed | Roof
NJADRE1559728233 | Administratively Determined Incentive Program | SOMERSET | 8873 | 7.38 | Residential | Behind the Meter | Yes | Pro Custom Solar dba Momentum Solar | PSE&G |  | Accepted | 2025-05-15 | 2025-06-13 | 2026-06-13 | Inverters | HANWHA | IQ8HC-72-M-DOM-US | 380 |  | 18 |  |  | 0.97 |  | Outdoor
NJADRE1559728257 | Administratively Determined Incentive Program | WEST NEW YORK | 7093 | 4.2 | Residential | Behind the Meter | No | Onsite Energy, Inc. | PSE&G |  | Accepted | 2025-05-27 | 2025-06-19 | 2026-06-19 | Solar Panels | REC SOLAR | REC Solar REC420AA-PURE-R Alpha Series 420 Watt |  | 0.42 | 10 | 301 | 0 |  | Fixed | Roof
NJADRE1559728257 | Administratively Determined Incentive Program | WEST NEW YORK | 7093 | 4.2 | Residential | Behind the Meter | No | Onsite Energy, Inc. | PSE&G |  | Accepted | 2025-05-27 | 2025-06-19 | 2026-06-19 | Inverters | SOLAREDGE TECHNOLOGIES | SE3800H-US | 3800 |  | 1 |  |  | 0.99 |  | Outside
NJADRE1559728257 | Administratively Determined Incentive Program | WEST NEW YORK | 7093 | 4.2 | Residential | Behind the Meter | No | Onsite Energy, Inc. | PSE&G |  | Accepted | 2025-05-27 | 2025-06-19 | 2026-06-19 | Meters | SOLAREDGE TECHNOLOGIES | SE-1000-ZBGW-K-NA |  |  | 1 |  |  |  | Yes | Outdoor
NJADRE1559728264 | Administratively Determined Incentive Program | PHILLIPSBURG | 8865 | 10.63 | Residential | Behind the Meter | Yes | Fusion Solar Energy, LLC | JCP&L |  | Accepted | 2025-05-15 | 2025-06-26 | 2026-06-26 | Solar Panels | TRINA SOLAR | TSM-425NE09RC.05 |  | 0.425 | 6 | 323.98 | 22 |  | Fixed | Roof
NJADRE1559728264 | Administratively Determined Incentive Program | PHILLIPSBURG | 8865 | 10.63 | Residential | Behind the Meter | Yes | Fusion Solar Energy, LLC | JCP&L |  | Accepted | 2025-05-15 | 2025-06-26 | 2026-06-26 | Solar Panels | TRINA SOLAR | TSM-425NE09RC.05 |  | 0.425 | 7 | 53.98 | 22 |  | Fixed | Roof
NJADRE1559728264 | Administratively Determined Incentive Program | PHILLIPSBURG | 8865 | 10.63 | Residential | Behind the Meter | Yes | Fusion Solar Energy, LLC | JCP&L |  | Accepted | 2025-05-15 | 2025-06-26 | 2026-06-26 | Solar Panels | TRINA SOLAR | TSM-425NE09RC.05 |  | 0.425 | 12 | 144.56 | 20 |  | Fixed | Roof
NJADRE1559728264 | Administratively Determined Incentive Program | PHILLIPSBURG | 8865 | 10.63 | Residential | Behind the Meter | Yes | Fusion Solar Energy, LLC | JCP&L |  | Accepted | 2025-05-15 | 2025-06-26 | 2026-06-26 | Inverters | ENPHASE | IQ8HC-72-M-DOM-US | 380 |  | 25 |  |  | 0.97 |  | Outside | Roof
NJADRE1559729464 | Administratively Determined Incentive Program | Pennsauken | 8110 | 5.81 | Residential | Behind the Meter | Yes | Venture Home Solar, LLC | PSE&G |  | Accepted | 2025-05-15 | 2025-06-20 | 2026-06-20 | Inverters | EnPhase | IQ8HC-72-M-DOM-US (240V) | 366 |  | 14 |  |  | 0.98361 |  | Outside
NJADRE1559729464 | Administratively Determined Incentive Program | Pennsauken | 8110 | 5.81 | Residential | Behind the Meter | Yes | Venture Home Solar, LLC | PSE&G |  | Accepted | 2025-05-15 | 2025-06-20 | 2026-06-20 | Solar Panels | Hanwha | Q.PEAK DUO BLK ML-G10+ 415W |  | 0.415 | 6 | 224 | 35 |  | Fixed | Roof
NJADRE1559729464 | Administratively Determined Incentive Program | Pennsauken | 8110 | 5.81 | Residential | Behind the Meter | Yes | Venture Home Solar, LLC | PSE&G |  | Accepted | 2025-05-15 | 2025-06-20 | 2026-06-20 | Solar Panels | Hanwha | Q.PEAK DUO BLK ML-G10+ 415W |  | 0.415 | 6 | 134 | 35 |  | Fixed | Roof
NJADRE1559729464 | Administratively Determined Incentive Program | Pennsauken | 8110 | 5.81 | Residential | Behind the Meter | Yes | Venture Home Solar, LLC | PSE&G |  | Accepted | 2025-05-15 | 2025-06-20 | 2026-06-20 | Solar Panels | Hanwha | Q.PEAK DUO BLK ML-G10+ 415W |  | 0.415 | 2 | 44 | 35 |  | Fixed | Roof
NJADRE1559729465 | Administratively Determined Incentive Program | Wildwood | 8260 | 6.15 | Residential | Behind the Meter | Yes | Trinity Solar, LLC | AC Electric |  | Accepted | 2025-05-15 | 2025-06-16 | 2026-06-16 | Solar Panels | HANWHA | (Q.PEAK DUO BLK ML-G10+ 410) |  | 0.41 | 8 | 133 | 17 |  | Fixed | Roof
NJADRE1559729465 | Administratively Determined Incentive Program | Wildwood | 8260 | 6.15 | Residential | Behind the Meter | Yes | Trinity Solar, LLC | AC Electric |  | Accepted | 2025-05-15 | 2025-06-16 | 2026-06-16 | Solar Panels | HANWHA | (Q.PEAK DUO BLK ML-G10+ 410) |  | 0.41 | 7 | 313 | 17 |  | Fixed | Roof
NJADRE1559729465 | Administratively Determined Incentive Program | Wildwood | 8260 | 6.15 | Residential | Behind the Meter | Yes | Trinity Solar, LLC | AC Electric |  | Accepted | 2025-05-15 | 2025-06-16 | 2026-06-16 | Inverters | Solar Edge | USE5700H-USMNBL75 | 5760 |  | 1 |  |  | 0.97 |  | Outdoor
NJADRE1559729466 | Administratively Determined Incentive Program | WALLINGTON BORO | 7057 | 78.54 | Commercial | Behind the Meter | No | 1st Light Energy, Inc. | PSE&G |  | Accepted | 2025-06-02 | 2025-07-15 | 2026-07-15 | Solar Panels | LG | LG420N2W-L5 |  | 0.42 | 187 | 216 | 5 |  | Fixed | Roof
NJADRE1559729466 | Administratively Determined Incentive Program | WALLINGTON BORO | 7057 | 78.54 | Commercial | Behind the Meter | No | 1st Light Energy, Inc. | PSE&G |  | Accepted | 2025-06-02 | 2025-07-15 | 2026-07-15 | Inverters | CHINT | CPS SCA60KTL-DO/US-480 | 60000 |  | 1 |  |  | 0.97 |  | Outside
NJADRE1559729469 | Administratively Determined Incentive Program | Rivervale | 7675 | 20.825 | Commercial | Behind the Meter | No | Maier Solar Engineering dba Solar Me | PSE&G |  | Accepted | 2025-05-15 | 2025-06-24 | 2026-06-24 | Inverters | Solar Edge | SE17.3KUS | 17300 |  | 1 |  |  | 0.97 |  | Outside | Next to meter
NJADRE1559729469 | Administratively Determined Incentive Program | Rivervale | 7675 | 20.825 | Commercial | Behind the Meter | No | Maier Solar Engineering dba Solar Me | PSE&G |  | Accepted | 2025-05-15 | 2025-06-24 | 2026-06-24 | Solar Panels | Jinko | JKM425N-54HL4-B |  | 0.425 | 49 | 172 | 10 |  | Fixed | Roof
NJADRE1559730435 | Administratively Determined Incentive Program | NORTH BERGEN | 7047 | 1.66 | Residential | Behind the Meter | No | GAF Energy | PSE&G |  | Accepted | 2025-05-15 | 2025-06-16 | 2026-06-16 | Solar Panels | Delta | TLS-1 |  | 0.046 | 36 | 208 | 9 |  | Fixed | Roof
NJADRE1559730435 | Administratively Determined Incentive Program | NORTH BERGEN | 7047 | 1.66 | Residential | Behind the Meter | No | GAF Energy | PSE&G |  | Accepted | 2025-05-15 | 2025-06-16 | 2026-06-16 | Inverters | Delta | M4-TL-US | 10000 |  | 1 |  |  | 0.975 |  | Outdoor
NJADRE1559730436 | Administratively Determined Incentive Program | SEWELL | 8080 | 13.33 | Residential | Behind the Meter | No | Over the Top Solar Solutions, LLC | AC Electric |  | Accepted | 2025-05-15 | 2025-06-13 | 2026-06-13 | Solar Panels | SILFAB SOLAR | SIL-430QD |  | 0.43 | 31 | 155 | 20 |  | Fixed | Roof
NJADRE1559730436 | Administratively Determined Incentive Program | SEWELL | 8080 | 13.33 | Residential | Behind the Meter | No | Over the Top Solar Solutions, LLC | AC Electric |  | Accepted | 2025-05-15 | 2025-06-13 | 2026-06-13 | Inverters | ENPHASE | IQ8AC-72-M-US | 349 |  | 31 |  |  | 0.97 |  | Outside
NJADRE1559731199 | Administratively Determined Incentive Program | JERSEY CITY | 7305 | 5.67 | Residential | Behind the Meter | Yes | Sunrun Installation Services, Inc. | PSE&G |  | Accepted | 2025-05-16 | 2025-06-13 | 2026-06-13 | Inverters | SOLAREDGE TECHNOLOGIES | SE3800H-USMN | 3800 |  | 1 |  |  | 0.99 |  | Outside
NJADRE1559731199 | Administratively Determined Incentive Program | JERSEY CITY | 7305 | 5.67 | Residential | Behind the Meter | Yes | Sunrun Installation Services, Inc. | PSE&G |  | Accepted | 2025-05-16 | 2025-06-13 | 2026-06-13 | Solar Panels | JA SOLAR | JAM54S31-405/MR |  | 0.405 | 14 | 133 | 10 |  | Fixed | Roof
NJADRE1559731202 | Administratively Determined Incentive Program | TOMS RIVER | 8757 | 7.7 | Residential | Behind the Meter | Yes | Sunrun Installation Services, Inc. | JCP&L |  | Accepted | 2025-05-16 | 2025-06-13 | 2026-06-13 | Solar Panels | JA SOLAR | JAM54S31-405/MR |  | 0.405 | 19 | 78 | 25 |  | Fixed | Roof
NJADRE1559731202 | Administratively Determined Incentive Program | TOMS RIVER | 8757 | 7.7 | Residential | Behind the Meter | Yes | Sunrun Installation Services, Inc. | JCP&L |  | Accepted | 2025-05-16 | 2025-06-13 | 2026-06-13 | Inverters | SOLAREDGE TECHNOLOGIES | SE7600H-USMN | 7600 |  | 1 |  |  | 0.99 |  | Outdoor
NJADRE1559731209 | Administratively Determined Incentive Program | ATCO | 8004 | 10.53 | Residential | Behind the Meter | Yes | Sunrun Installation Services, Inc. | AC Electric |  | Accepted | 2025-05-16 | 2025-06-13 | 2026-06-13 | Inverters | SOLAREDGE TECHNOLOGIES | SE7600H-USMN | 7600 |  | 1 |  |  | 0.99 |  | Outdoor
NJADRE1559731209 | Administratively Determined Incentive Program | ATCO | 8004 | 10.53 | Residential | Behind the Meter | Yes | Sunrun Installation Services, Inc. | AC Electric |  | Accepted | 2025-05-16 | 2025-06-13 | 2026-06-13 | Solar Panels | JA SOLAR | JAM54S31-405/MR |  | 0.405 | 4 | 110 | 32 |  | Fixed | Roof
NJADRE1559731209 | Administratively Determined Incentive Program | ATCO | 8004 | 10.53 | Residential | Behind the Meter | Yes | Sunrun Installation Services, Inc. | AC Electric |  | Accepted | 2025-05-16 | 2025-06-13 | 2026-06-13 | Solar Panels | JA SOLAR | JAM54S31-405/MR |  | 0.405 | 3 | 290 | 32 |  | Fixed | Roof
NJADRE1559731209 | Administratively Determined Incentive Program | ATCO | 8004 | 10.53 | Residential | Behind the Meter | Yes | Sunrun Installation Services, Inc. | AC Electric |  | Accepted | 2025-05-16 | 2025-06-13 | 2026-06-13 | Solar Panels | JA SOLAR | JAM54S31-405/MR |  | 0.405 | 6 | 110 | 32 |  | Fixed | Roof
NJADRE1559731209 | Administratively Determined Incentive Program | ATCO | 8004 | 10.53 | Residential | Behind the Meter | Yes | Sunrun Installation Services, Inc. | AC Electric |  | Accepted | 2025-05-16 | 2025-06-13 | 2026-06-13 | Solar Panels | JA SOLAR | JAM54S31-405/MR |  | 0.405 | 6 | 290 | 32 |  | Fixed | Roof
NJADRE1559731209 | Administratively Determined Incentive Program | ATCO | 8004 | 10.53 | Residential | Behind the Meter | Yes | Sunrun Installation Services, Inc. | AC Electric |  | Accepted | 2025-05-16 | 2025-06-13 | 2026-06-13 | Solar Panels | JA SOLAR | JAM54S31-405/MR |  | 0.405 | 7 | 109 | 16 |  | Fixed | Roof
NJADRE1559731238 | Administratively Determined Incentive Program | BRIDGETON | 8302 | 5.67 | Residential | Behind the Meter | Yes | Sunrun Installation Services, Inc. | AC Electric |  | Accepted | 2025-05-16 | 2025-06-13 | 2026-06-13 | Solar Panels | JA SOLAR | JAM54S31-405/MR |  | 0.405 | 4 | 273 | 17 |  | Fixed | Roof
NJADRE1559731238 | Administratively Determined Incentive Program | BRIDGETON | 8302 | 5.67 | Residential | Behind the Meter | Yes | Sunrun Installation Services, Inc. | AC Electric |  | Accepted | 2025-05-16 | 2025-06-13 | 2026-06-13 | Inverters | SOLAREDGE TECHNOLOGIES | SE3800H-USMN | 3800 |  | 1 |  |  | 0.99 |  | Outdoor
NJADRE1559731238 | Administratively Determined Incentive Program | BRIDGETON | 8302 | 5.67 | Residential | Behind the Meter | Yes | Sunrun Installation Services, Inc. | AC Electric |  | Accepted | 2025-05-16 | 2025-06-13 | 2026-06-13 | Solar Panels | JA SOLAR | JAM54S31-405/MR |  | 0.405 | 10 | 94 | 21 |  | Fixed | Roof
NJADRE1559731242 | Administratively Determined Incentive Program | BRICK | 8724 | 12.3 | Residential | Behind the Meter | Yes | Trinity Solar, LLC | JCP&L |  | Accepted | 2025-05-16 | 2025-06-13 | 2026-06-13 | Inverters | SOLAREDGE | USE10000H-USMNBL75 | 10000 |  | 1 |  |  | 0.97 |  | Outside
NJADRE1559731242 | Administratively Determined Incentive Program | BRICK | 8724 | 12.3 | Residential | Behind the Meter | Yes | Trinity Solar, LLC | JCP&L |  | Accepted | 2025-05-16 | 2025-06-13 | 2026-06-13 | Solar Panels | HANWHA 410 (Q.PEAK DUO BLK ML-G10+410) | HANWHA 410 (Q.PEAK DUO BLK ML-G10+410) |  | 0.41 | 10 | 86 | 14 |  | Fixed | Roof
NJADRE1559731242 | Administratively Determined Incentive Program | BRICK | 8724 | 12.3 | Residential | Behind the Meter | Yes | Trinity Solar, LLC | JCP&L |  | Accepted | 2025-05-16 | 2025-06-13 | 2026-06-13 | Solar Panels | HANWHA 410 (Q.PEAK DUO BLK ML-G10+410) | HANWHA 410 (Q.PEAK DUO BLK ML-G10+410) |  | 0.41 | 9 | 266 | 14 |  | Fixed | Roof
NJADRE1559731242 | Administratively Determined Incentive Program | BRICK | 8724 | 12.3 | Residential | Behind the Meter | Yes | Trinity Solar, LLC | JCP&L |  | Accepted | 2025-05-16 | 2025-06-13 | 2026-06-13 | Solar Panels | HANWHA 410 (Q.PEAK DUO BLK ML-G10+410) | HANWHA 410 (Q.PEAK DUO BLK ML-G10+410) |  | 0.41 | 11 | 174 | 15 |  | Fixed | Roof
NJADRE1559731243 | Administratively Determined Incentive Program | PLEASANTVILLE | 8232 | 3.69 | Residential | Behind the Meter | Yes | Trinity Solar, LLC | AC Electric |  | Accepted | 2025-05-16 | 2025-06-16 | 2026-06-16 | Solar Panels | HANWHA | (Q.PEAK DUO BLK ML-G10+ 410) |  | 0.41 | 4 | 297 | 34 |  | Fixed | Roof
NJADRE1559731243 | Administratively Determined Incentive Program | PLEASANTVILLE | 8232 | 3.69 | Residential | Behind the Meter | Yes | Trinity Solar, LLC | AC Electric |  | Accepted | 2025-05-16 | 2025-06-16 | 2026-06-16 | Solar Panels | HANWHA | (Q.PEAK DUO BLK ML-G10+ 410) |  | 0.41 | 3 | 207 | 15 |  | Fixed | Roof
NJADRE1559731243 | Administratively Determined Incentive Program | PLEASANTVILLE | 8232 | 3.69 | Residential | Behind the Meter | Yes | Trinity Solar, LLC | AC Electric |  | Accepted | 2025-05-16 | 2025-06-16 | 2026-06-16 | Solar Panels | HANWHA | (Q.PEAK DUO BLK ML-G10+ 410) |  | 0.41 | 2 | 207 | 43 |  | Fixed | Roof
NJADRE1559731243 | Administratively Determined Incentive Program | PLEASANTVILLE | 8232 | 3.69 | Residential | Behind the Meter | Yes | Trinity Solar, LLC | AC Electric |  | Accepted | 2025-05-16 | 2025-06-16 | 2026-06-16 | Inverters | Solar Edge | USE3800H-USMNBL75 | 3800 |  | 1 |  |  | 0.97 |  | Outdoor
NJADRE1559731245 | Administratively Determined Incentive Program | Pennsauken | 8110 | 9.03 | Residential | Behind the Meter | Yes | EMT Renewables, LLC | PSE&G |  | Accepted | 2025-05-16 | 2025-06-17 | 2026-06-17 | Inverters | ENPHASE | IQ8+ | 290 |  | 21 |  |  | 0.98 |  | Other | UNDER EACH PANEL
NJADRE1559731245 | Administratively Determined Incentive Program | Pennsauken | 8110 | 9.03 | Residential | Behind the Meter | Yes | EMT Renewables, LLC | PSE&G |  | Accepted | 2025-05-16 | 2025-06-17 | 2026-06-17 | Solar Panels | SEG SOLAR | SEG 430 |  | 0.43 | 4 | 327 | 14 |  | Fixed | Roof
NJADRE1559731245 | Administratively Determined Incentive Program | Pennsauken | 8110 | 9.03 | Residential | Behind the Meter | Yes | EMT Renewables, LLC | PSE&G |  | Accepted | 2025-05-16 | 2025-06-17 | 2026-06-17 | Solar Panels | SEG SOLAR | SEG 430 |  | 0.43 | 17 | 147 | 26 |  | Fixed | Roof
NJADRE1559731254 | Administratively Determined Incentive Program | Sicklerville | 8081 | 8.6 | Residential | Behind the Meter | Yes | EMT Renewables, LLC | AC Electric |  | Accepted | 2025-05-16 | 2025-06-17 | 2026-06-17 | Inverters | ENPHASE | IQ8+ | 290 |  | 20 |  |  | 0.98 |  | Other | UNDER EACH PANEL
NJADRE1559731254 | Administratively Determined Incentive Program | Sicklerville | 8081 | 8.6 | Residential | Behind the Meter | Yes | EMT Renewables, LLC | AC Electric |  | Accepted | 2025-05-16 | 2025-06-17 | 2026-06-17 | Solar Panels | SEG SOLAR | SEG 430 |  | 0.43 | 20 | 163 | 33 |  | Fixed | Roof
NJADRE1559731263 | Administratively Determined Incentive Program | Villas | 8251 | 4.3 | Residential | Behind the Meter | Yes | EMT Renewables, LLC | AC Electric |  | Accepted | 2025-05-16 | 2025-06-13 | 2026-06-13 | Inverters | ENPHASE | IQ8+ | 290 |  | 10 |  |  | 0.98 |  | Other | UNDER EACH PANEL
NJADRE1559731263 | Administratively Determined Incentive Program | Villas | 8251 | 4.3 | Residential | Behind the Meter | Yes | EMT Renewables, LLC | AC Electric |  | Accepted | 2025-05-16 | 2025-06-13 | 2026-06-13 | Solar Panels | SEG SOLAR | SEG 430 |  | 0.43 | 10 | 122 | 28 |  | Fixed | Roof
NJADRE1559731273 | Administratively Determined Incentive Program | Sicklerville | 8081 | 5.16 | Residential | Behind the Meter | Yes | EMT Renewables, LLC | AC Electric |  | Accepted | 2025-05-16 | 2025-06-17 | 2026-06-17 | Inverters | ENPHASE | IQ8+ | 290 |  | 12 |  |  | 0.98 |  | Other | UNDER EACH PANEL
NJADRE1559731273 | Administratively Determined Incentive Program | Sicklerville | 8081 | 5.16 | Residential | Behind the Meter | Yes | EMT Renewables, LLC | AC Electric |  | Accepted | 2025-05-16 | 2025-06-17 | 2026-06-17 | Solar Panels | SEG SOLAR | SEG 430 |  | 0.43 | 12 | 156 | 31 |  | Fixed | Roof
NJADRE1559731279 | Administratively Determined Incentive Program | LAKEWOOD | 8701 | 22.5 | Residential | Behind the Meter | No | Powerlutions, LLC | JCP&L |  | Accepted | 2025-05-16 | 2025-06-13 | 2026-06-13 | Solar Panels | CANADIAN | CS6.1-54TM-450H |  | 0.45 | 50 | 182 | 5 |  | Fixed | Roof
NJADRE1559731279 | Administratively Determined Incentive Program | LAKEWOOD | 8701 | 22.5 | Residential | Behind the Meter | No | Powerlutions, LLC | JCP&L |  | Accepted | 2025-05-16 | 2025-06-13 | 2026-06-13 | Inverters | Enphase | IQ8MC-72-M-US | 320 |  | 50 |  |  | 0.98 |  | Outdoor
NJADRE1559731280 | Administratively Determined Incentive Program | GALLOWAY | 8205 | 11.05 | Residential | Behind the Meter | Yes | Whitman Construction, LLC | AC Electric |  | Accepted | 2025-05-16 | 2025-06-13 | 2026-06-13 | Solar Panels | Jinko Solar | JKM425N-54HL4-B |  | 0.425 | 3 | 132 | 23 |  | Fixed | Roof
NJADRE1559731280 | Administratively Determined Incentive Program | GALLOWAY | 8205 | 11.05 | Residential | Behind the Meter | Yes | Whitman Construction, LLC | AC Electric |  | Accepted | 2025-05-16 | 2025-06-13 | 2026-06-13 | Solar Panels | Jinko Solar | JKM425N-54HL4-B |  | 0.425 | 4 | 42 | 23 |  | Fixed | Roof
NJADRE1559731280 | Administratively Determined Incentive Program | GALLOWAY | 8205 | 11.05 | Residential | Behind the Meter | Yes | Whitman Construction, LLC | AC Electric |  | Accepted | 2025-05-16 | 2025-06-13 | 2026-06-13 | Inverters | ENPHASE | IQ8PLUS-72-2-US | 290 |  | 26 |  |  | 0.975 |  | Outdoor
NJADRE1559731280 | Administratively Determined Incentive Program | GALLOWAY | 8205 | 11.05 | Residential | Behind the Meter | Yes | Whitman Construction, LLC | AC Electric |  | Accepted | 2025-05-16 | 2025-06-13 | 2026-06-13 | Solar Panels | Jinko Solar | JKM425N-54HL4-B |  | 0.425 | 19 | 222 | 23 |  | Fixed | Roof
NJADRE1559731285 | Administratively Determined Incentive Program | North Plainfield | 7060 | 11.18 | Residential | Behind the Meter | No | Infinity Solar Systems, LLC | PSE&G |  | Accepted | 2025-05-16 | 2025-06-16 | 2026-06-16 | Solar Panels | SEG Solar | SEG-430-BTD-BG |  | 0.43 | 4 | 212 | 18 |  | Fixed | Roof
NJADRE1559731285 | Administratively Determined Incentive Program | North Plainfield | 7060 | 11.18 | Residential | Behind the Meter | No | Infinity Solar Systems, LLC | PSE&G |  | Accepted | 2025-05-16 | 2025-06-16 | 2026-06-16 | Solar Panels | SEG Solar | SEG-430-BTD-BG |  | 0.43 | 6 | 212 | 36 |  | Fixed | Roof
NJADRE1559731285 | Administratively Determined Incentive Program | North Plainfield | 7060 | 11.18 | Residential | Behind the Meter | No | Infinity Solar Systems, LLC | PSE&G |  | Accepted | 2025-05-16 | 2025-06-16 | 2026-06-16 | Inverters | Enphase | IQ8MC-72-M-US | 320 |  | 26 |  |  | 0.97 |  | Outdoor
NJADRE1559731285 | Administratively Determined Incentive Program | North Plainfield | 7060 | 11.18 | Residential | Behind the Meter | No | Infinity Solar Systems, LLC | PSE&G |  | Accepted | 2025-05-16 | 2025-06-16 | 2026-06-16 | Solar Panels | SEG Solar | SEG-430-BTD-BG |  | 0.43 | 16 | 122 | 36 |  | Fixed | Roof
NJADRE1559731286 | Administratively Determined Incentive Program | WILLIAMSTOWN | 8094 | 24.08 | Residential | Behind the Meter | Yes | EMT Renewables, LLC | AC Electric |  | Accepted | 2025-05-16 | 2025-06-13 | 2026-06-13 | Solar Panels | SEG SOLAR | SEG 430 |  | 0.43 | 5 | 190 | 37 |  | Fixed | Roof
NJADRE1559731286 | Administratively Determined Incentive Program | WILLIAMSTOWN | 8094 | 24.08 | Residential | Behind the Meter | Yes | EMT Renewables, LLC | AC Electric |  | Accepted | 2025-05-16 | 2025-06-13 | 2026-06-13 | Solar Panels | SEG SOLAR | SEG 430 |  | 0.43 | 11 | 10 | 37 |  | Fixed | Roof
NJADRE1559731286 | Administratively Determined Incentive Program | WILLIAMSTOWN | 8094 | 24.08 | Residential | Behind the Meter | Yes | EMT Renewables, LLC | AC Electric |  | Accepted | 2025-05-16 | 2025-06-13 | 2026-06-13 | Solar Panels | SEG SOLAR | SEG 430 |  | 0.43 | 11 | 100 | 43 |  | Fixed | Roof
NJADRE1559731286 | Administratively Determined Incentive Program | WILLIAMSTOWN | 8094 | 24.08 | Residential | Behind the Meter | Yes | EMT Renewables, LLC | AC Electric |  | Accepted | 2025-05-16 | 2025-06-13 | 2026-06-13 | Solar Panels | SEG SOLAR | SEG 430 |  | 0.43 | 8 | 190 | 37 |  | Fixed | Roof
NJADRE1559731286 | Administratively Determined Incentive Program | WILLIAMSTOWN | 8094 | 24.08 | Residential | Behind the Meter | Yes | EMT Renewables, LLC | AC Electric |  | Accepted | 2025-05-16 | 2025-06-13 | 2026-06-13 | Solar Panels | SEG SOLAR | SEG 430 |  | 0.43 | 3 | 100 | 45 |  | Fixed | Roof
NJADRE1559731286 | Administratively Determined Incentive Program | WILLIAMSTOWN | 8094 | 24.08 | Residential | Behind the Meter | Yes | EMT Renewables, LLC | AC Electric |  | Accepted | 2025-05-16 | 2025-06-13 | 2026-06-13 | Solar Panels | SEG SOLAR | SEG 430 |  | 0.43 | 3 | 280 | 48 |  | Fixed | Roof
NJADRE1559731286 | Administratively Determined Incentive Program | WILLIAMSTOWN | 8094 | 24.08 | Residential | Behind the Meter | Yes | EMT Renewables, LLC | AC Electric |  | Accepted | 2025-05-16 | 2025-06-13 | 2026-06-13 | Inverters | ENPHASE | IQ8+ | 290 |  | 56 |  |  | 0.98 |  | Other | UNDER EACH PANEL
NJADRE1559731286 | Administratively Determined Incentive Program | WILLIAMSTOWN | 8094 | 24.08 | Residential | Behind the Meter | Yes | EMT Renewables, LLC | AC Electric |  | Accepted | 2025-05-16 | 2025-06-13 | 2026-06-13 | Solar Panels | SEG SOLAR | SEG 430 |  | 0.43 | 6 | 100 | 49 |  | Fixed | Roof
NJADRE1559731286 | Administratively Determined Incentive Program | WILLIAMSTOWN | 8094 | 24.08 | Residential | Behind the Meter | Yes | EMT Renewables, LLC | AC Electric |  | Accepted | 2025-05-16 | 2025-06-13 | 2026-06-13 | Solar Panels | SEG SOLAR | SEG 430 |  | 0.43 | 6 | 280 | 49 |  | Fixed | Roof
NJADRE1559731286 | Administratively Determined Incentive Program | WILLIAMSTOWN | 8094 | 24.08 | Residential | Behind the Meter | Yes | EMT Renewables, LLC | AC Electric |  | Accepted | 2025-05-16 | 2025-06-13 | 2026-06-13 | Solar Panels | SEG SOLAR | SEG 430 |  | 0.43 | 3 | 280 | 45 |  | Fixed | Roof
NJADRE1559731290 | Administratively Determined Incentive Program | PENNSVILLE | 8070 | 11.9 | Residential | Behind the Meter | Yes | Power Energy Solutions, LLC | AC Electric |  | Accepted | 2025-05-16 | 2025-06-16 | 2026-06-16 | Solar Panels | Trina Solar | TSM-425NE09RC.05 |  | 0.425 | 8 | 213 | 24 |  | Fixed | Roof
NJADRE1559731290 | Administratively Determined Incentive Program | PENNSVILLE | 8070 | 11.9 | Residential | Behind the Meter | Yes | Power Energy Solutions, LLC | AC Electric |  | Accepted | 2025-05-16 | 2025-06-16 | 2026-06-16 | Solar Panels | Trina Solar | TSM-425NE09RC.05 |  | 0.425 | 3 | 123 | 24 |  | Fixed | Roof
NJADRE1559731290 | Administratively Determined Incentive Program | PENNSVILLE | 8070 | 11.9 | Residential | Behind the Meter | Yes | Power Energy Solutions, LLC | AC Electric |  | Accepted | 2025-05-16 | 2025-06-16 | 2026-06-16 | Inverters | SolarEdge | SE7600H-US | 8 |  | 1 |  |  | 0.97 |  | Outdoor
NJADRE1559731290 | Administratively Determined Incentive Program | PENNSVILLE | 8070 | 11.9 | Residential | Behind the Meter | Yes | Power Energy Solutions, LLC | AC Electric |  | Accepted | 2025-05-16 | 2025-06-16 | 2026-06-16 | Solar Panels | Trina Solar | TSM-425NE09RC.05 |  | 0.425 | 4 | 303 | 24 |  | Fixed | Roof
NJADRE1559731290 | Administratively Determined Incentive Program | PENNSVILLE | 8070 | 11.9 | Residential | Behind the Meter | Yes | Power Energy Solutions, LLC | AC Electric |  | Accepted | 2025-05-16 | 2025-06-16 | 2026-06-16 | Solar Panels | Trina Solar | TSM-425NE09RC.05 |  | 0.425 | 13 | 33 | 24 |  | Fixed | Roof
NJADRE1559731296 | Administratively Determined Incentive Program | PHILLIPSBURG | 8865 | 16.81 | Residential | Behind the Meter | Yes | Trinity Solar, LLC | JCP&L |  | Accepted | 2025-05-16 | 2025-06-16 | 2026-06-16 | Solar Panels | HANWHA | (Q.PEAK DUO BLK ML-G10+ 410) |  | 0.41 | 21 | 130 | 23 |  | Fixed | Roof
NJADRE1559731296 | Administratively Determined Incentive Program | PHILLIPSBURG | 8865 | 16.81 | Residential | Behind the Meter | Yes | Trinity Solar, LLC | JCP&L |  | Accepted | 2025-05-16 | 2025-06-16 | 2026-06-16 | Inverters | Solar Edge | USE5700H-USMNBL75 | 5760 |  | 1 |  |  | 0.97 |  | Outdoor
NJADRE1559731296 | Administratively Determined Incentive Program | PHILLIPSBURG | 8865 | 16.81 | Residential | Behind the Meter | Yes | Trinity Solar, LLC | JCP&L |  | Accepted | 2025-05-16 | 2025-06-16 | 2026-06-16 | Inverters | Solar Edge | USE7600H-USMNBL75 | 7600 |  | 1 |  |  | 0.97 |  | Outdoor
NJADRE1559731296 | Administratively Determined Incentive Program | PHILLIPSBURG | 8865 | 16.81 | Residential | Behind the Meter | Yes | Trinity Solar, LLC | JCP&L |  | Accepted | 2025-05-16 | 2025-06-16 | 2026-06-16 | Solar Panels | HANWHA | (Q.PEAK DUO BLK ML-G10+ 410) |  | 0.41 | 20 | 310 | 23 |  | Fixed | Roof
NJADRE1559731302 | Administratively Determined Incentive Program | Wenonah | 8090 | 3.01 | Residential | Behind the Meter | Yes | Velocity Energy & Home Solutions, Inc. | AC Electric |  | Accepted | 2025-05-16 | 2025-06-25 | 2026-06-25 | Solar Panels | SEG | Seg 430w |  | 0.43 | 7 | 258 | 23 |  | Fixed | Roof
NJADRE1559731302 | Administratively Determined Incentive Program | Wenonah | 8090 | 3.01 | Residential | Behind the Meter | Yes | Velocity Energy & Home Solutions, Inc. | AC Electric |  | Accepted | 2025-05-16 | 2025-06-25 | 2026-06-25 | Inverters | enphase | iq8plus | 290 |  | 7 |  |  | 0.99 |  | Outside | behind panels
NJADRE1559731306 | Administratively Determined Incentive Program | SAYREVILLE | 8872 | 18.04 | Residential | Behind the Meter | Yes | Trinity Solar, LLC | JCP&L |  | Accepted | 2025-05-16 | 2025-06-16 | 2026-06-16 | Inverters | Solar Edge | SE3800H-US | 3800 |  | 1 |  |  | 0.97 |  | Outside
NJADRE1559731306 | Administratively Determined Incentive Program | SAYREVILLE | 8872 | 18.04 | Residential | Behind the Meter | Yes | Trinity Solar, LLC | JCP&L |  | Accepted | 2025-05-16 | 2025-06-16 | 2026-06-16 | Solar Panels | Hanwha | Q.PEAK DUO BLK ML-G10+ 410 |  | 0.41 | 12 | 260 | 33 |  | Fixed | Roof
NJADRE1559731306 | Administratively Determined Incentive Program | SAYREVILLE | 8872 | 18.04 | Residential | Behind the Meter | Yes | Trinity Solar, LLC | JCP&L |  | Accepted | 2025-05-16 | 2025-06-16 | 2026-06-16 | Inverters | Solar Edge | SE10000H-US | 10000 |  | 1 |  |  | 0.97 |  | Outside
NJADRE1559731306 | Administratively Determined Incentive Program | SAYREVILLE | 8872 | 18.04 | Residential | Behind the Meter | Yes | Trinity Solar, LLC | JCP&L |  | Accepted | 2025-05-16 | 2025-06-16 | 2026-06-16 | Solar Panels | Hanwha | Q.PEAK DUO BLK ML-G10+ 410 |  | 0.41 | 4 | 170 | 37 |  | Fixed | Roof
NJADRE1559731306 | Administratively Determined Incentive Program | SAYREVILLE | 8872 | 18.04 | Residential | Behind the Meter | Yes | Trinity Solar, LLC | JCP&L |  | Accepted | 2025-05-16 | 2025-06-16 | 2026-06-16 | Solar Panels | Hanwha | Q.PEAK DUO BLK ML-G10+ 410 |  | 0.41 | 28 | 80 | 33 |  | Fixed | Roof
NJADRE1559731309 | Administratively Determined Incentive Program | GREAT MEADOWS | 7838 | 10.66 | Residential | Behind the Meter | Yes | Trinity Solar,LLC | JCP&L |  | Accepted | 2025-05-16 | 2025-06-16 | 2026-06-16 | Solar Panels | HANWHA 410 (Q.PEAK DUO BLK ML-G10+410) | HANWHA 410 (Q.PEAK DUO BLK ML-G10+410) |  | 0.41 | 8 | 221 | 27 |  | Fixed | Roof
NJADRE1559731309 | Administratively Determined Incentive Program | GREAT MEADOWS | 7838 | 10.66 | Residential | Behind the Meter | Yes | Trinity Solar,LLC | JCP&L |  | Accepted | 2025-05-16 | 2025-06-16 | 2026-06-16 | Inverters | SOLAREDGE | USE10000H-USMNBL75 | 10000 |  | 1 |  |  | 0.97 |  | Outside
NJADRE1559731309 | Administratively Determined Incentive Program | GREAT MEADOWS | 7838 | 10.66 | Residential | Behind the Meter | Yes | Trinity Solar,LLC | JCP&L |  | Accepted | 2025-05-16 | 2025-06-16 | 2026-06-16 | Solar Panels | HANWHA 410 (Q.PEAK DUO BLK ML-G10+410) | HANWHA 410 (Q.PEAK DUO BLK ML-G10+410) |  | 0.41 | 18 | 221 | 37 |  | Fixed | Roof
NJADRE1559731317 | Administratively Determined Incentive Program | NORTH BERGEN | 7047 | 5.16 | Residential | Behind the Meter | Yes | Pro Custom Solar dba Momentum Solar | PSE&G |  | Accepted | 2025-05-16 | 2025-06-13 | 2026-06-13 | Inverters | HANWHA | IQ8HC-72-M-DOM-US | 380 |  | 12 |  |  | 0.97 |  | Outdoor
NJADRE1559731317 | Administratively Determined Incentive Program | NORTH BERGEN | 7047 | 5.16 | Residential | Behind the Meter | Yes | Pro Custom Solar dba Momentum Solar | PSE&G |  | Accepted | 2025-05-16 | 2025-06-13 | 2026-06-13 | Solar Panels | HANWHA | Q.TRON BLK M-G2+430 |  | 0.43 | 12 | 212 | 4 |  | Fixed | Roof
NJADRE1559731318 | Administratively Determined Incentive Program | Swedesboro | 8085 | 8.7 | Residential | Behind the Meter | Yes | SunnyMac, LLC | AC Electric |  | Accepted | 2025-05-16 | 2025-06-20 | 2026-06-20 | Solar Panels | HANWHA | Q.TRON BLK M-G2+ 435W |  | 0.435 | 14 | 118 | 13 |  | Fixed | Roof
NJADRE1559731318 | Administratively Determined Incentive Program | Swedesboro | 8085 | 8.7 | Residential | Behind the Meter | Yes | SunnyMac, LLC | AC Electric |  | Accepted | 2025-05-16 | 2025-06-20 | 2026-06-20 | Inverters | SOLAREDGE | SE5700H-US | 5760 |  | 1 |  |  | 0.99 |  | Outdoor | next to meter
NJADRE1559731318 | Administratively Determined Incentive Program | Swedesboro | 8085 | 8.7 | Residential | Behind the Meter | Yes | SunnyMac, LLC | AC Electric |  | Accepted | 2025-05-16 | 2025-06-20 | 2026-06-20 | Solar Panels | HANWHA | Q.TRON BLK M-G2+ 435W |  | 0.435 | 6 | 298 | 40 |  | Fixed | Roof
NJADRE1559731326 | Administratively Determined Incentive Program | West Berlin | 8091 | 7.29 | Residential | Behind the Meter | Yes | Skyline Solar, LLC | AC Electric |  | Accepted | 2025-05-16 | 2025-06-16 | 2026-06-16 | Solar Panels | Q cells | Q.PEAK DUO BLK ML-G10+ |  | 0.405 | 9 | 129 | 34 |  | Fixed | Ground
NJADRE1559731326 | Administratively Determined Incentive Program | West Berlin | 8091 | 7.29 | Residential | Behind the Meter | Yes | Skyline Solar, LLC | AC Electric |  | Accepted | 2025-05-16 | 2025-06-16 | 2026-06-16 | Solar Panels | Q cells | Q.PEAK DUO BLK ML-G10+ |  | 0.405 | 9 | 309 | 33 |  | Fixed | Ground
NJADRE1559731326 | Administratively Determined Incentive Program | West Berlin | 8091 | 7.29 | Residential | Behind the Meter | Yes | Skyline Solar, LLC | AC Electric |  | Accepted | 2025-05-16 | 2025-06-16 | 2026-06-16 | Inverters | Enphase | IQ8PLUS -72-2-US | 288 |  | 18 |  |  | 0.977 |  | Outside
NJADRE1559731333 | Administratively Determined Incentive Program | CAPE MAY COURT HOUSE | 8210 | 10.75 | Residential | Behind the Meter | Yes | EMT Renewables, LLC | AC Electric |  | Accepted | 2025-05-16 | 2025-06-13 | 2026-06-13 | Solar Panels | SEG SOLAR | SEG 430 |  | 0.43 | 9 | 116 | 27 |  | Fixed | Roof
NJADRE1559731333 | Administratively Determined Incentive Program | CAPE MAY COURT HOUSE | 8210 | 10.75 | Residential | Behind the Meter | Yes | EMT Renewables, LLC | AC Electric |  | Accepted | 2025-05-16 | 2025-06-13 | 2026-06-13 | Solar Panels | SEG SOLAR | SEG 430 |  | 0.43 | 12 | 296 | 27 |  | Fixed | Roof
NJADRE1559731333 | Administratively Determined Incentive Program | CAPE MAY COURT HOUSE | 8210 | 10.75 | Residential | Behind the Meter | Yes | EMT Renewables, LLC | AC Electric |  | Accepted | 2025-05-16 | 2025-06-13 | 2026-06-13 | Inverters | ENPHASE | IQ8+ | 290 |  | 25 |  |  | 0.98 |  | Other | UNDER EACH PANEL
NJADRE1559731333 | Administratively Determined Incentive Program | CAPE MAY COURT HOUSE | 8210 | 10.75 | Residential | Behind the Meter | Yes | EMT Renewables, LLC | AC Electric |  | Accepted | 2025-05-16 | 2025-06-13 | 2026-06-13 | Solar Panels | SEG SOLAR | SEG 430 |  | 0.43 | 4 | 26 | 10 |  | Fixed | Roof
NJADRE1559731342 | Administratively Determined Incentive Program | MATAWAN | 7747 | 10.63 | Residential | Behind the Meter | Yes | Power Energy Solutions, LLC | JCP&L |  | Accepted | 2025-05-16 | 2025-06-13 | 2026-06-13 | Inverters | SolarEdge | SE5700H-US | 6 |  | 1 |  |  | 0.97 |  | Outdoor
NJADRE1559731342 | Administratively Determined Incentive Program | MATAWAN | 7747 | 10.63 | Residential | Behind the Meter | Yes | Power Energy Solutions, LLC | JCP&L |  | Accepted | 2025-05-16 | 2025-06-13 | 2026-06-13 | Solar Panels | Trina Solar | TSM-425NE09RC.05 |  | 0.425 | 8 | 173 | 30 |  | Double Axis | Roof
NJADRE1559731342 | Administratively Determined Incentive Program | MATAWAN | 7747 | 10.63 | Residential | Behind the Meter | Yes | Power Energy Solutions, LLC | JCP&L |  | Accepted | 2025-05-16 | 2025-06-13 | 2026-06-13 | Solar Panels | Trina Solar | TSM-425NE09RC.05 |  | 0.425 | 4 | 263 | 30 |  | Fixed | Roof
NJADRE1559731342 | Administratively Determined Incentive Program | MATAWAN | 7747 | 10.63 | Residential | Behind the Meter | Yes | Power Energy Solutions, LLC | JCP&L |  | Accepted | 2025-05-16 | 2025-06-13 | 2026-06-13 | Solar Panels | Trina Solar | TSM-425NE09RC.05 |  | 0.425 | 13 | 173 | 30 |  | Fixed | Roof
NJADRE1559731355 | Administratively Determined Incentive Program | West Orange | 7052 | 16.1 | Residential | Behind the Meter | Yes | SunnyMac, LLC | PSE&G |  | Accepted | 2025-05-16 | 2025-06-13 | 2026-06-13 | Solar Panels | HANWHA | Q.TRON BLK M-G2+ 435W |  | 0.435 | 12 | 295 | 20 |  | Fixed | Roof
NJADRE1559731355 | Administratively Determined Incentive Program | West Orange | 7052 | 16.1 | Residential | Behind the Meter | Yes | SunnyMac, LLC | PSE&G |  | Accepted | 2025-05-16 | 2025-06-13 | 2026-06-13 | Inverters | SOLAREDGE HOME HUB | SE11400H-US | 11400 |  | 1 |  |  | 0.99 |  | Outdoor | next to meter
NJADRE1559731355 | Administratively Determined Incentive Program | West Orange | 7052 | 16.1 | Residential | Behind the Meter | Yes | SunnyMac, LLC | PSE&G |  | Accepted | 2025-05-16 | 2025-06-13 | 2026-06-13 | Solar Panels | HANWHA | Q.TRON BLK M-G2+ 435W |  | 0.435 | 10 | 115 | 20 |  | Fixed | Roof
NJADRE1559731355 | Administratively Determined Incentive Program | West Orange | 7052 | 16.1 | Residential | Behind the Meter | Yes | SunnyMac, LLC | PSE&G |  | Accepted | 2025-05-16 | 2025-06-13 | 2026-06-13 | Solar Panels | HANWHA | Q.TRON BLK M-G2+ 435W |  | 0.435 | 2 | 295 | 20 |  | Fixed | Roof
NJADRE1559731355 | Administratively Determined Incentive Program | West Orange | 7052 | 16.1 | Residential | Behind the Meter | Yes | SunnyMac, LLC | PSE&G |  | Accepted | 2025-05-16 | 2025-06-13 | 2026-06-13 | Solar Panels | HANWHA | Q.TRON BLK M-G2+ 435W |  | 0.435 | 13 | 25 | 20 |  | Fixed | Roof
NJADRE1559731356 | Administratively Determined Incentive Program | Somerset | 8873 | 8.6 | Residential | Behind the Meter | Yes | EMT Renewables, LLC | PSE&G |  | Accepted | 2025-05-16 | 2025-06-13 | 2026-06-13 | Inverters | ENPHASE | IQ8+ | 290 |  | 20 |  |  | 0.98 |  | Other | UNDER EACH PANEL
NJADRE1559731356 | Administratively Determined Incentive Program | Somerset | 8873 | 8.6 | Residential | Behind the Meter | Yes | EMT Renewables, LLC | PSE&G |  | Accepted | 2025-05-16 | 2025-06-13 | 2026-06-13 | Solar Panels | SEG SOLAR | SEG 430 |  | 0.43 | 20 | 128 | 34 |  | Fixed | Roof
NJADRE1559731361 | Administratively Determined Incentive Program | Neptune | 7753 | 6.8 | Residential | Behind the Meter | Yes | Whitman Construction, LLC | JCP&L |  | Accepted | 2025-05-16 | 2025-06-13 | 2026-06-13 | Solar Panels | Jinko Solar | JKM425N-54HL4-B |  | 0.425 | 3 | 63 | 18 |  | Fixed | Roof
NJADRE1559731361 | Administratively Determined Incentive Program | Neptune | 7753 | 6.8 | Residential | Behind the Meter | Yes | Whitman Construction, LLC | JCP&L |  | Accepted | 2025-05-16 | 2025-06-13 | 2026-06-13 | Solar Panels | Jinko Solar | JKM425N-54HL4-B |  | 0.425 | 13 | 243 | 18 |  | Fixed | Roof
NJADRE1559731361 | Administratively Determined Incentive Program | Neptune | 7753 | 6.8 | Residential | Behind the Meter | Yes | Whitman Construction, LLC | JCP&L |  | Accepted | 2025-05-16 | 2025-06-13 | 2026-06-13 | Inverters | ENPHASE | IQ8PLUS-72-2-US | 290 |  | 16 |  |  | 0.975 |  | Outdoor
NJADRE1559731362 | Administratively Determined Incentive Program | Haddon Heights | 8035 | 8.61 | Residential | Behind the Meter | Yes | Trinity Solar, LLC | PSE&G |  | Accepted | 2025-05-16 | 2025-06-16 | 2026-06-16 | Solar Panels | HANWHA | (Q.PEAK DUO BLK ML-G10+ 410) |  | 0.41 | 21 | 175 | 22 |  | Fixed | Roof
NJADRE1559731362 | Administratively Determined Incentive Program | Haddon Heights | 8035 | 8.61 | Residential | Behind the Meter | Yes | Trinity Solar, LLC | PSE&G |  | Accepted | 2025-05-16 | 2025-06-16 | 2026-06-16 | Inverters | Solar Edge | USE7600H-USMNBL75 | 7600 |  | 1 |  |  | 0.97 |  | Outdoor
NJADRE1559731366 | Administratively Determined Incentive Program | Howell Twp | 7731 | 13.53 | Residential | Behind the Meter | Yes | Trinity Solar Solar, LLC | JCP&L |  | Accepted | 2025-05-16 | 2025-06-13 | 2026-06-13 | Solar Panels | Hanwha | Q.PEAK DUO BLK ML-G10+ 410 |  | 0.41 | 12 | 334 | 26 |  | Fixed | Roof
NJADRE1559731366 | Administratively Determined Incentive Program | Howell Twp | 7731 | 13.53 | Residential | Behind the Meter | Yes | Trinity Solar Solar, LLC | JCP&L |  | Accepted | 2025-05-16 | 2025-06-13 | 2026-06-13 | Inverters | Solar Edge | USE11400H-US | 11400 |  | 1 |  |  | 0.97 |  | Outside
NJADRE1559731366 | Administratively Determined Incentive Program | Howell Twp | 7731 | 13.53 | Residential | Behind the Meter | Yes | Trinity Solar Solar, LLC | JCP&L |  | Accepted | 2025-05-16 | 2025-06-13 | 2026-06-13 | Solar Panels | Hanwha | Q.PEAK DUO BLK ML-G10+ 410 |  | 0.41 | 21 | 164 | 26 |  | Fixed | Roof
NJADRE1559731373 | Administratively Determined Incentive Program | Brick | 8724 | 10.25 | Residential | Behind the Meter | Yes | Trinity Solar, LLC | JCP&L |  | Accepted | 2025-05-16 | 2025-06-17 | 2026-06-17 | Solar Panels | HANWHA 410 (Q.PEAK DUO BLK ML-G10+410) | HANWHA 410 (Q.PEAK DUO BLK ML-G10+410) |  | 0.41 | 21 | 150 | 23 |  | Fixed | Roof
NJADRE1559731373 | Administratively Determined Incentive Program | Brick | 8724 | 10.25 | Residential | Behind the Meter | Yes | Trinity Solar, LLC | JCP&L |  | Accepted | 2025-05-16 | 2025-06-17 | 2026-06-17 | Solar Panels | HANWHA 410 (Q.PEAK DUO BLK ML-G10+410) | HANWHA 410 (Q.PEAK DUO BLK ML-G10+410) |  | 0.41 | 4 | 150 | 22 |  | Fixed | Roof
NJADRE1559731373 | Administratively Determined Incentive Program | Brick | 8724 | 10.25 | Residential | Behind the Meter | Yes | Trinity Solar, LLC | JCP&L |  | Accepted | 2025-05-16 | 2025-06-17 | 2026-06-17 | Inverters | SOLAREDGE | USE7600H-USMNBL75 | 7600 |  | 1 |  |  | 0.97 |  | Outside
NJADRE1559731375 | Administratively Determined Incentive Program | Raritan | 8869 | 8.6 | Residential | Behind the Meter | Yes | Pro Custom Solar dba Momentum Solar | PSE&G |  | Accepted | 2025-05-16 | 2025-06-13 | 2026-06-13 | Inverters | HANWHA | IQ8HC-72-M-DOM-US | 380 |  | 20 |  |  | 0.97 |  | Outdoor
NJADRE1559731375 | Administratively Determined Incentive Program | Raritan | 8869 | 8.6 | Residential | Behind the Meter | Yes | Pro Custom Solar dba Momentum Solar | PSE&G |  | Accepted | 2025-05-16 | 2025-06-13 | 2026-06-13 | Solar Panels | HANWHA | Q.TRON BLK M-G2+430 |  | 0.43 | 11 | 271 | 24 |  | Fixed | Roof
NJADRE1559731375 | Administratively Determined Incentive Program | Raritan | 8869 | 8.6 | Residential | Behind the Meter | Yes | Pro Custom Solar dba Momentum Solar | PSE&G |  | Accepted | 2025-05-16 | 2025-06-13 | 2026-06-13 | Solar Panels | HANWHA | Q.TRON BLK M-G2+430 |  | 0.43 | 7 | 181 | 22 |  | Fixed | Roof
NJADRE1559731375 | Administratively Determined Incentive Program | Raritan | 8869 | 8.6 | Residential | Behind the Meter | Yes | Pro Custom Solar dba Momentum Solar | PSE&G |  | Accepted | 2025-05-16 | 2025-06-13 | 2026-06-13 | Solar Panels | HANWHA | Q.TRON BLK M-G2+430 |  | 0.43 | 2 | 91 | 23 |  | Fixed | Roof
NJADRE1559731376 | Administratively Determined Incentive Program | Hammonton | 8037 | 9.35 | Residential | Behind the Meter | Yes | Power Energy Solutions, LLC | AC Electric |  | Accepted | 2025-05-16 | 2025-06-13 | 2026-06-13 | Inverters | SolarEdge | SE5700H-US | 6 |  | 1 |  |  | 0.97 |  | Outdoor
NJADRE1559731376 | Administratively Determined Incentive Program | Hammonton | 8037 | 9.35 | Residential | Behind the Meter | Yes | Power Energy Solutions, LLC | AC Electric |  | Accepted | 2025-05-16 | 2025-06-13 | 2026-06-13 | Solar Panels | Trina Solar | TSM-425NE09RC.05 |  | 0.425 | 19 | 220 | 23 |  | Fixed | Roof
NJADRE1559731376 | Administratively Determined Incentive Program | Hammonton | 8037 | 9.35 | Residential | Behind the Meter | Yes | Power Energy Solutions, LLC | AC Electric |  | Accepted | 2025-05-16 | 2025-06-13 | 2026-06-13 | Solar Panels | Trina Solar | TSM-425NE09RC.05 |  | 0.425 | 3 | 40 | 23 |  | Fixed | Roof
NJADRE1559731388 | Administratively Determined Incentive Program | Villas | 8251 | 15.91 | Residential | Behind the Meter | Yes | Sun Up Zero Down, LLC | AC Electric |  | Accepted | 2025-05-20 | 2025-06-17 | 2026-06-17 | Inverters | Enphase | IQ8PLUS-72-2-US | 290 |  | 37 |  |  | 0.976 |  | Outdoor
NJADRE1559731388 | Administratively Determined Incentive Program | Villas | 8251 | 15.91 | Residential | Behind the Meter | Yes | Sun Up Zero Down, LLC | AC Electric |  | Accepted | 2025-05-20 | 2025-06-17 | 2026-06-17 | Meters | Enphase | TBD |  |  | 1 |  |  |  | Yes | Outdoor
NJADRE1559731388 | Administratively Determined Incentive Program | Villas | 8251 | 15.91 | Residential | Behind the Meter | Yes | Sun Up Zero Down, LLC | AC Electric |  | Accepted | 2025-05-20 | 2025-06-17 | 2026-06-17 | Solar Panels | SEG | SEG-430-BTD-BG |  | 0.43 | 37 | 28 | 27 |  | Fixed | Roof
NJADRE1559731391 | Administratively Determined Incentive Program | Hopatcong | 7843 | 16.81 | Residential | Behind the Meter | Yes | Trinity Solar, LLC | JCP&L |  | Accepted | 2025-05-16 | 2025-06-13 | 2026-06-13 | Inverters | Solar Edge | USE7600H-USMNBL75 | 7600 |  | 1 |  |  | 0.97 |  | Outdoor
NJADRE1559731391 | Administratively Determined Incentive Program | Hopatcong | 7843 | 16.81 | Residential | Behind the Meter | Yes | Trinity Solar, LLC | JCP&L |  | Accepted | 2025-05-16 | 2025-06-13 | 2026-06-13 | Inverters | Solar Edge | USE5700H-USMNBL75 | 5760 |  | 1 |  |  | 0.97 |  | Outdoor
NJADRE1559731391 | Administratively Determined Incentive Program | Hopatcong | 7843 | 16.81 | Residential | Behind the Meter | Yes | Trinity Solar, LLC | JCP&L |  | Accepted | 2025-05-16 | 2025-06-13 | 2026-06-13 | Solar Panels | (Q.PEAK DUO BLK ML-G10+ 410) | HANWHA |  | 0.41 | 22 | 37 | 30 |  | Fixed | Roof
NJADRE1559731391 | Administratively Determined Incentive Program | Hopatcong | 7843 | 16.81 | Residential | Behind the Meter | Yes | Trinity Solar, LLC | JCP&L |  | Accepted | 2025-05-16 | 2025-06-13 | 2026-06-13 | Solar Panels | HANWHA | (Q.PEAK DUO BLK ML-G10+ 410) |  | 0.41 | 13 | 217 | 30 |  | Fixed | Roof
NJADRE1559731391 | Administratively Determined Incentive Program | Hopatcong | 7843 | 16.81 | Residential | Behind the Meter | Yes | Trinity Solar, LLC | JCP&L |  | Accepted | 2025-05-16 | 2025-06-13 | 2026-06-13 | Solar Panels | HANWHA | (Q.PEAK DUO BLK ML-G10+ 410) |  | 0.41 | 2 | 217 | 32 |  | Fixed | Roof
NJADRE1559731391 | Administratively Determined Incentive Program | Hopatcong | 7843 | 16.81 | Residential | Behind the Meter | Yes | Trinity Solar, LLC | JCP&L |  | Accepted | 2025-05-16 | 2025-06-13 | 2026-06-13 | Solar Panels | HANWHA | (Q.PEAK DUO BLK ML-G10+ 410) |  | 0.41 | 2 | 37 | 18 |  | Fixed | Roof
NJADRE1559731391 | Administratively Determined Incentive Program | Hopatcong | 7843 | 16.81 | Residential | Behind the Meter | Yes | Trinity Solar, LLC | JCP&L |  | Accepted | 2025-05-16 | 2025-06-13 | 2026-06-13 | Solar Panels | HANWHA | (Q.PEAK DUO BLK ML-G10+ 410) |  | 0.41 | 2 | 127 | 44 |  | Fixed | Roof
NJADRE1559731398 | Administratively Determined Incentive Program | WENONAH | 8090 | 18.7 | Residential | Behind the Meter | No | Velocity Energy & Home Solutions, Inc. | AC Electric |  | Accepted | 2025-06-03 | 2025-06-26 | 2026-06-26 | Inverters | enphase | iq8plus | 290 |  | 44 |  |  | 0.99 |  | Outside | behind panels
NJADRE1559731398 | Administratively Determined Incentive Program | WENONAH | 8090 | 18.7 | Residential | Behind the Meter | No | Velocity Energy & Home Solutions, Inc. | AC Electric |  | Accepted | 2025-06-03 | 2025-06-26 | 2026-06-26 | Solar Panels | trina | 425w |  | 0.425 | 44 | 199 | 35 |  | Fixed | Roof
NJADRE1559731404 | Administratively Determined Incentive Program | UNION | 7083 | 12.33 | Residential | Behind the Meter | Yes | Solar Mite Solutions, LLC | PSE&G |  | Accepted | 2025-05-16 | 2025-06-13 | 2026-06-13 | Solar Panels | Jinko | JKM425N |  | 0.425 | 6 | 135 | 30 |  | Fixed | Roof
NJADRE1559731404 | Administratively Determined Incentive Program | UNION | 7083 | 12.33 | Residential | Behind the Meter | Yes | Solar Mite Solutions, LLC | PSE&G |  | Accepted | 2025-05-16 | 2025-06-13 | 2026-06-13 | Solar Panels | Jinko | JKM425N |  | 0.425 | 8 | 45 | 25 |  | Fixed | Roof
NJADRE1559731404 | Administratively Determined Incentive Program | UNION | 7083 | 12.33 | Residential | Behind the Meter | Yes | Solar Mite Solutions, LLC | PSE&G |  | Accepted | 2025-05-16 | 2025-06-13 | 2026-06-13 | Inverters | Enphase | IQ8HC-72-M-DOM-US | 380 |  | 29 |  |  | 0.97 |  | Outside
NJADRE1559731404 | Administratively Determined Incentive Program | UNION | 7083 | 12.33 | Residential | Behind the Meter | Yes | Solar Mite Solutions, LLC | PSE&G |  | Accepted | 2025-05-16 | 2025-06-13 | 2026-06-13 | Solar Panels | Jinko | JKM425N |  | 0.425 | 3 | 135 | 10 |  | Fixed | Roof
NJADRE1559731404 | Administratively Determined Incentive Program | UNION | 7083 | 12.33 | Residential | Behind the Meter | Yes | Solar Mite Solutions, LLC | PSE&G |  | Accepted | 2025-05-16 | 2025-06-13 | 2026-06-13 | Solar Panels | Jinko | JKM425N |  | 0.425 | 5 | 225 | 25 |  | Fixed | Roof
NJADRE1559731404 | Administratively Determined Incentive Program | UNION | 7083 | 12.33 | Residential | Behind the Meter | Yes | Solar Mite Solutions, LLC | PSE&G |  | Accepted | 2025-05-16 | 2025-06-13 | 2026-06-13 | Solar Panels | Jinko | JKM425N |  | 0.425 | 7 | 315 | 30 |  | Fixed | Roof
NJADRE1559731408 | Administratively Determined Incentive Program | Lawnside Boro | 8003 | 15.3 | Residential | Behind the Meter | No | Integrity Solar & Home Solutions, LLC | PSE&G |  | Accepted | 2025-05-16 | 2025-06-13 | 2026-06-13 | Inverters | ENPHASE | IQ8+ | 290 |  | 36 |  |  | 0.98 |  | Other | UNDER EACH PANEL
NJADRE1559731408 | Administratively Determined Incentive Program | Lawnside Boro | 8003 | 15.3 | Residential | Behind the Meter | No | Integrity Solar & Home Solutions, LLC | PSE&G |  | Accepted | 2025-05-16 | 2025-06-13 | 2026-06-13 | Solar Panels | JINKO | JKM425N-54HL4-B |  | 0.425 | 16 | 91 | 19 |  | Fixed | Roof
NJADRE1559731408 | Administratively Determined Incentive Program | Lawnside Boro | 8003 | 15.3 | Residential | Behind the Meter | No | Integrity Solar & Home Solutions, LLC | PSE&G |  | Accepted | 2025-05-16 | 2025-06-13 | 2026-06-13 | Solar Panels | JINKO | JKM425N-54HL4-B |  | 0.425 | 20 | 271 | 19 |  | Fixed | Roof
NJADRE1559731422 | Administratively Determined Incentive Program | Newark | 7103 | 13.09 | Residential | Behind the Meter | Yes | Freedom Forever New Jersey, LLC | PSE&G |  | Accepted | 2025-05-16 | 2025-06-13 | 2026-06-13 | Solar Panels | JINKO SOLAR | JKM385M-72HBL-V |  | 0.385 | 1 | 286 | 25 |  | Fixed | Roof
NJADRE1559731422 | Administratively Determined Incentive Program | Newark | 7103 | 13.09 | Residential | Behind the Meter | Yes | Freedom Forever New Jersey, LLC | PSE&G |  | Accepted | 2025-05-16 | 2025-06-13 | 2026-06-13 | Solar Panels | JINKO SOLAR | JKM385M-72HBL-V |  | 0.385 | 16 | 16 | 25 |  | Fixed | Roof
NJADRE1559731422 | Administratively Determined Incentive Program | Newark | 7103 | 13.09 | Residential | Behind the Meter | Yes | Freedom Forever New Jersey, LLC | PSE&G |  | Accepted | 2025-05-16 | 2025-06-13 | 2026-06-13 | Inverters | Solar Edge | SE10000H-USRGM | 10000 |  | 1 |  |  | 0.99 |  | Outside
NJADRE1559731422 | Administratively Determined Incentive Program | Newark | 7103 | 13.09 | Residential | Behind the Meter | Yes | Freedom Forever New Jersey, LLC | PSE&G |  | Accepted | 2025-05-16 | 2025-06-13 | 2026-06-13 | Solar Panels | JINKO SOLAR | JKM385M-72HBL-V |  | 0.385 | 17 | 196 | 25 |  | Fixed | Roof
NJADRE1559731425 | Administratively Determined Incentive Program | Neptune | 7753 | 9.35 | Residential | Behind the Meter | Yes | Power Energy Solutions, LLC | JCP&L |  | Accepted | 2025-05-16 | 2025-06-13 | 2026-06-13 | Solar Panels | Trina Solar | TSM-425NE09RC.05 |  | 0.425 | 7 | 316 | 20 |  | Fixed | Roof
NJADRE1559731425 | Administratively Determined Incentive Program | Neptune | 7753 | 9.35 | Residential | Behind the Meter | Yes | Power Energy Solutions, LLC | JCP&L |  | Accepted | 2025-05-16 | 2025-06-13 | 2026-06-13 | Inverters | SolarEdge | SE5700H-US | 6 |  | 1 |  |  | 0.97 |  | Outdoor
NJADRE1559731425 | Administratively Determined Incentive Program | Neptune | 7753 | 9.35 | Residential | Behind the Meter | Yes | Power Energy Solutions, LLC | JCP&L |  | Accepted | 2025-05-16 | 2025-06-13 | 2026-06-13 | Solar Panels | Trina Solar | TSM-425NE09RC.05 |  | 0.425 | 15 | 136 | 20 |  | Fixed | Roof
NJADRE1559731437 | Administratively Determined Incentive Program | Villas | 8251 | 4.73 | Residential | Behind the Meter | Yes | EMT Renewables, LLC | AC Electric |  | Accepted | 2025-05-16 | 2025-06-13 | 2026-06-13 | Solar Panels | SEG SOLAR | SEG 430 |  | 0.43 | 11 | 202 | 27 |  | Fixed | Roof
NJADRE1559731437 | Administratively Determined Incentive Program | Villas | 8251 | 4.73 | Residential | Behind the Meter | Yes | EMT Renewables, LLC | AC Electric |  | Accepted | 2025-05-16 | 2025-06-13 | 2026-06-13 | Inverters | ENPHASE | IQ8+ | 290 |  | 11 |  |  | 0.98 |  | Other | UNDER EACH PANEL
NJADRE1559731442 | Administratively Determined Incentive Program | Roxbury Township | 7876 | 10.66 | Residential | Behind the Meter | Yes | Trinity Solar, LLC | JCP&L |  | Accepted | 2025-05-16 | 2025-06-13 | 2026-06-13 | Inverters | Solar Edge | USE10000H-US | 10000 |  | 1 |  |  | 0.97 |  | Outside
NJADRE1559731442 | Administratively Determined Incentive Program | Roxbury Township | 7876 | 10.66 | Residential | Behind the Meter | Yes | Trinity Solar, LLC | JCP&L |  | Accepted | 2025-05-16 | 2025-06-13 | 2026-06-13 | Solar Panels | Hanwha | Q.PEAK DUO BLK ML-G10+ 410 |  | 0.41 | 12 | 83 | 27 |  | Fixed | Roof
NJADRE1559731442 | Administratively Determined Incentive Program | Roxbury Township | 7876 | 10.66 | Residential | Behind the Meter | Yes | Trinity Solar, LLC | JCP&L |  | Accepted | 2025-05-16 | 2025-06-13 | 2026-06-13 | Solar Panels | Hanwha | Q.PEAK DUO BLK ML-G10+ 410 |  | 0.41 | 14 | 83 | 27 |  | Fixed | Roof
NJADRE1559731444 | Administratively Determined Incentive Program | Lindenwold | 8021 | 3.44 | Residential | Behind the Meter | Yes | EMT Renewables, LLC | AC Electric |  | Accepted | 2025-05-16 | 2025-06-13 | 2026-06-13 | Inverters | ENPHASE | IQ8+ | 290 |  | 8 |  |  | 0.98 |  | Other | UNDER EACH PANEL
NJADRE1559731444 | Administratively Determined Incentive Program | Lindenwold | 8021 | 3.44 | Residential | Behind the Meter | Yes | EMT Renewables, LLC | AC Electric |  | Accepted | 2025-05-16 | 2025-06-13 | 2026-06-13 | Solar Panels | SEG SOLAR | SEG 430 |  | 0.43 | 8 | 179 | 32 |  | Fixed | Roof
NJADRE1559731455 | Administratively Determined Incentive Program | Skillman | 8558 | 5.16 | Residential | Behind the Meter | Yes | EMT Renewables, LLC | PSE&G |  | Accepted | 2025-05-16 | 2025-06-13 | 2026-06-13 | Solar Panels | SEG SOLAR | SEG 430 |  | 0.43 | 12 | 201 | 32 |  | Fixed | Roof
NJADRE1559731455 | Administratively Determined Incentive Program | Skillman | 8558 | 5.16 | Residential | Behind the Meter | Yes | EMT Renewables, LLC | PSE&G |  | Accepted | 2025-05-16 | 2025-06-13 | 2026-06-13 | Inverters | ENPHASE | IQ8+ | 290 |  | 12 |  |  | 0.98 |  | Other | UNDER EACH PANEL
NJADRE1559731462 | Administratively Determined Incentive Program | Flemington | 8822 | 5.33 | Residential | Behind the Meter | Yes | Trinity Solar, LLC | JCP&L |  | Accepted | 2025-05-16 | 2025-06-17 | 2026-06-17 | Solar Panels | HANWHA 410 (Q.PEAK DUO BLK ML-G10+410) | HANWHA 410 (Q.PEAK DUO BLK ML-G10+410) |  | 0.41 | 5 | 167 | 40 |  | Fixed | Roof
NJADRE1559731462 | Administratively Determined Incentive Program | Flemington | 8822 | 5.33 | Residential | Behind the Meter | Yes | Trinity Solar, LLC | JCP&L |  | Accepted | 2025-05-16 | 2025-06-17 | 2026-06-17 | Inverters | SOLAREDGE | USE5700H-USMNBL75 | 5700 |  | 1 |  |  | 0.97 |  | Outside
NJADRE1559731462 | Administratively Determined Incentive Program | Flemington | 8822 | 5.33 | Residential | Behind the Meter | Yes | Trinity Solar, LLC | JCP&L |  | Accepted | 2025-05-16 | 2025-06-17 | 2026-06-17 | Solar Panels | HANWHA 410 (Q.PEAK DUO BLK ML-G10+410) | HANWHA 410 (Q.PEAK DUO BLK ML-G10+410) |  | 0.41 | 8 | 167 | 45 |  | Fixed | Roof
NJADRE1559731804 | Administratively Determined Incentive Program | HASBROUCK HEIGHTS | 7604 | 5.16 | Residential | Behind the Meter | Yes | Pro Custom Solar dba Momentum Solar | PSE&G |  | Accepted | 2025-05-16 | 2025-06-13 | 2026-06-13 | Inverters | HANWHA | IQ8HC-72-M-DOM-US | 380 |  | 12 |  |  | 0.97 |  | Outdoor
NJADRE1559731804 | Administratively Determined Incentive Program | HASBROUCK HEIGHTS | 7604 | 5.16 | Residential | Behind the Meter | Yes | Pro Custom Solar dba Momentum Solar | PSE&G |  | Accepted | 2025-05-16 | 2025-06-13 | 2026-06-13 | Solar Panels | HANWHA | Q.TRON BLK M-G2+430 |  | 0.43 | 5 | 217 | 6 |  | Fixed | Roof
NJADRE1559731804 | Administratively Determined Incentive Program | HASBROUCK HEIGHTS | 7604 | 5.16 | Residential | Behind the Meter | Yes | Pro Custom Solar dba Momentum Solar | PSE&G |  | Accepted | 2025-05-16 | 2025-06-13 | 2026-06-13 | Solar Panels | HANWHA | Q.TRON BLK M-G2+430 |  | 0.43 | 7 | 217 | 29 |  | Fixed | Roof
NJADRE1559731814 | Administratively Determined Incentive Program | TOMS RIVER | 8753 | 16.15 | Residential | Behind the Meter | Yes | Big Wave Roofing and Solar, LLC | JCP&L |  | Accepted | 2025-05-16 | 2025-06-16 | 2026-06-16 | Solar Panels | Jinko | JKM425N-54HL4-B |  | 0.425 | 19 | 4 | 19 |  | Fixed | Roof
NJADRE1559731814 | Administratively Determined Incentive Program | TOMS RIVER | 8753 | 16.15 | Residential | Behind the Meter | Yes | Big Wave Roofing and Solar, LLC | JCP&L |  | Accepted | 2025-05-16 | 2025-06-16 | 2026-06-16 | Solar Panels | Jinko | JKM425N-54HL4-B |  | 0.425 | 14 | 184 | 19 |  | Fixed | Roof
NJADRE1559731814 | Administratively Determined Incentive Program | TOMS RIVER | 8753 | 16.15 | Residential | Behind the Meter | Yes | Big Wave Roofing and Solar, LLC | JCP&L |  | Accepted | 2025-05-16 | 2025-06-16 | 2026-06-16 | Solar Panels | Jinko | JKM425N-54HL4-B |  | 0.425 | 5 | 184 | 19 |  | Fixed | Roof
NJADRE1559731814 | Administratively Determined Incentive Program | TOMS RIVER | 8753 | 16.15 | Residential | Behind the Meter | Yes | Big Wave Roofing and Solar, LLC | JCP&L |  | Accepted | 2025-05-16 | 2025-06-16 | 2026-06-16 | Inverters | Enphase | IQ8HC-72-M-DOM-US | 380 |  | 38 |  |  | 0.98 |  | Outside
NJADRE1559731829 | Administratively Determined Incentive Program | Erial | 8081 | 12.33 | Residential | Behind the Meter | Yes | Integrity Solar & Home Solutions, LLC | AC Electric |  | Accepted | 2025-05-16 | 2025-06-13 | 2026-06-13 | Inverters | ENPHASE | IQ8+ | 290 |  | 29 |  |  | 0.98 |  | Other | UNDER EACH PANEL
NJADRE1559731829 | Administratively Determined Incentive Program | Erial | 8081 | 12.33 | Residential | Behind the Meter | Yes | Integrity Solar & Home Solutions, LLC | AC Electric |  | Accepted | 2025-05-16 | 2025-06-13 | 2026-06-13 | Solar Panels | JINKO | JKM425N-54HL4-B |  | 0.425 | 15 | 27 | 6 |  | Fixed | Roof
NJADRE1559731829 | Administratively Determined Incentive Program | Erial | 8081 | 12.33 | Residential | Behind the Meter | Yes | Integrity Solar & Home Solutions, LLC | AC Electric |  | Accepted | 2025-05-16 | 2025-06-13 | 2026-06-13 | Solar Panels | JINKO | JKM425N-54HL4-B |  | 0.425 | 4 | 206 | 25 |  | Fixed | Roof
NJADRE1559731829 | Administratively Determined Incentive Program | Erial | 8081 | 12.33 | Residential | Behind the Meter | Yes | Integrity Solar & Home Solutions, LLC | AC Electric |  | Accepted | 2025-05-16 | 2025-06-13 | 2026-06-13 | Solar Panels | JINKO | JKM425N-54HL4-B |  | 0.425 | 3 | 296 | 32 |  | Fixed | Roof
NJADRE1559731829 | Administratively Determined Incentive Program | Erial | 8081 | 12.33 | Residential | Behind the Meter | Yes | Integrity Solar & Home Solutions, LLC | AC Electric |  | Accepted | 2025-05-16 | 2025-06-13 | 2026-06-13 | Solar Panels | JINKO | JKM425N-54HL4-B |  | 0.425 | 7 | 207 | 26 |  | Fixed | Roof
NJADRE1559731869 | Administratively Determined Incentive Program | Egg Harbor Township | 8234 | 4.1 | Residential | Behind the Meter | Yes | Trinity Solar, LLC | AC Electric |  | Accepted | 2025-05-16 | 2025-06-25 | 2026-06-25 | Solar Panels | HANWHA 410 (Q.PEAK DUO BLK ML-G10+410) | HANWHA 410 (Q.PEAK DUO BLK ML-G10+410) |  | 0.41 | 10 | 150 | 22 |  | Fixed | Roof
NJADRE1559731869 | Administratively Determined Incentive Program | Egg Harbor Township | 8234 | 4.1 | Residential | Behind the Meter | Yes | Trinity Solar, LLC | AC Electric |  | Accepted | 2025-05-16 | 2025-06-25 | 2026-06-25 | Inverters | SOLAREDGE | USE3800H-USMNBL75 | 3800 |  | 1 |  |  | 0.97 |  | Outside
NJADRE1559731870 | Administratively Determined Incentive Program | LITTLE EGG HARBOR TWP | 8087 | 10.66 | Residential | Behind the Meter | Yes | AllSeason Solar | AC Electric |  | Accepted | 2025-05-16 | 2025-06-13 | 2026-06-13 | Solar Panels | SEG Solar | SEG410BMD-HV |  | 0.41 | 20 | 177 | 23 |  | Fixed | Roof
NJADRE1559731870 | Administratively Determined Incentive Program | LITTLE EGG HARBOR TWP | 8087 | 10.66 | Residential | Behind the Meter | Yes | AllSeason Solar | AC Electric |  | Accepted | 2025-05-16 | 2025-06-13 | 2026-06-13 | Inverters | Enphase | IQ8 Plus | 290 |  | 26 |  |  | 0.97 |  | Outdoor
NJADRE1559731870 | Administratively Determined Incentive Program | LITTLE EGG HARBOR TWP | 8087 | 10.66 | Residential | Behind the Meter | Yes | AllSeason Solar | AC Electric |  | Accepted | 2025-05-16 | 2025-06-13 | 2026-06-13 | Solar Panels | SEG Solar | SEG410BMD-HV |  | 0.41 | 6 | 357 | 23 |  | Fixed | Roof
NJADRE1559731873 | Administratively Determined Incentive Program | PEQUANNOCK TOWNSHIP | 7440 | 2.55 | Residential | Behind the Meter | Yes | Integrity Solar & Home Solutions, LLC | JCP&L |  | Accepted | 2025-05-16 | 2025-06-13 | 2026-06-13 | Solar Panels | JINKO | JKM425N-54HL4-B |  | 0.425 | 6 | 188 | 10 |  | Fixed | Roof
NJADRE1559731873 | Administratively Determined Incentive Program | PEQUANNOCK TOWNSHIP | 7440 | 2.55 | Residential | Behind the Meter | Yes | Integrity Solar & Home Solutions, LLC | JCP&L |  | Accepted | 2025-05-16 | 2025-06-13 | 2026-06-13 | Inverters | ENPHASE | IQ8+ | 290 |  | 6 |  |  | 0.98 |  | Other | UNDER EACH PANEL
NJADRE1559732239 | Administratively Determined Incentive Program | WALDWICK | 7463 | 4.92 | Residential | Behind the Meter | Yes | Trinity Solar, LLC | PSE&G |  | Accepted | 2025-05-16 | 2025-06-13 | 2026-06-13 | Solar Panels | HANWHA 410 (Q.PEAK DUO BLK ML-G10+410) | HANWHA 410 (Q.PEAK DUO BLK ML-G10+410) |  | 0.41 | 4 | 85 | 23 |  | Fixed | Roof
NJADRE1559732239 | Administratively Determined Incentive Program | WALDWICK | 7463 | 4.92 | Residential | Behind the Meter | Yes | Trinity Solar, LLC | PSE&G |  | Accepted | 2025-05-16 | 2025-06-13 | 2026-06-13 | Inverters | SOLAREDGE | USE3800H-USMNBL75 | 3800 |  | 1 |  |  | 0.97 |  | Outside
NJADRE1559732239 | Administratively Determined Incentive Program | WALDWICK | 7463 | 4.92 | Residential | Behind the Meter | Yes | Trinity Solar, LLC | PSE&G |  | Accepted | 2025-05-16 | 2025-06-13 | 2026-06-13 | Solar Panels | HANWHA 410 (Q.PEAK DUO BLK ML-G10+410) | HANWHA 410 (Q.PEAK DUO BLK ML-G10+410) |  | 0.41 | 8 | 265 | 23 |  | Fixed | Roof
NJADRE1559732242 | Administratively Determined Incentive Program | TINTON FALLS | 7724 | 10 | Residential | Behind the Meter | No | SolarNova, LLC | JCP&L |  | Accepted | 2025-05-16 | 2025-06-26 | 2026-06-26 | Inverters | SOLAREDGE | SE7600H-US | 1000 |  | 1 |  |  | 0.99 |  | Outside | BEHIND PANELS
NJADRE1559732242 | Administratively Determined Incentive Program | TINTON FALLS | 7724 | 10 | Residential | Behind the Meter | No | SolarNova, LLC | JCP&L |  | Accepted | 2025-05-16 | 2025-06-26 | 2026-06-26 | Solar Panels | SILFAB | 400W |  | 0.4 | 14 | 90 | 20 |  | Fixed | Roof
NJADRE1559732242 | Administratively Determined Incentive Program | TINTON FALLS | 7724 | 10 | Residential | Behind the Meter | No | SolarNova, LLC | JCP&L |  | Accepted | 2025-05-16 | 2025-06-26 | 2026-06-26 | Solar Panels | SILFAB | 400W |  | 0.4 | 11 | 270 | 20 |  | Fixed | Roof
NJADRE1559732253 | Administratively Determined Incentive Program | BUENA VISTA TOWNSHIP | 8340 | 18.27 | Residential | Behind the Meter | Yes | SunnyMac, LLC | AC Electric |  | Accepted | 2025-05-16 | 2025-06-16 | 2026-06-16 | Solar Panels | HANWHA | Q.TRON BLK M-G2+ 435W |  | 0.435 | 13 | 343 | 18 |  | Fixed | Roof
NJADRE1559732253 | Administratively Determined Incentive Program | BUENA VISTA TOWNSHIP | 8340 | 18.27 | Residential | Behind the Meter | Yes | SunnyMac, LLC | AC Electric |  | Accepted | 2025-05-16 | 2025-06-16 | 2026-06-16 | Inverters | SOLAREDGE HOME HUB | SE10000H-US | 10000 |  | 1 |  |  | 0.99 |  | Outdoor | next to meter
NJADRE1559732253 | Administratively Determined Incentive Program | BUENA VISTA TOWNSHIP | 8340 | 18.27 | Residential | Behind the Meter | Yes | SunnyMac, LLC | AC Electric |  | Accepted | 2025-05-16 | 2025-06-16 | 2026-06-16 | Solar Panels | HANWHA | Q.TRON BLK M-G2+ 435W |  | 0.435 | 29 | 163 | 18 |  | Fixed | Roof
NJADRE1559732253 | Administratively Determined Incentive Program | BUENA VISTA TOWNSHIP | 8340 | 18.27 | Residential | Behind the Meter | Yes | SunnyMac, LLC | AC Electric |  | Accepted | 2025-05-16 | 2025-06-16 | 2026-06-16 | Inverters | SOLAREDGE HOME HUB | SE3800H-US | 3800 |  | 1 |  |  | 0.99 |  | Outdoor | next to meter
NJADRE1559732260 | Administratively Determined Incentive Program | HASBROUCK HEIGHTS | 7604 | 2.15 | Residential | Behind the Meter | Yes | Pro Custom Solar dba Momentum Solar | PSE&G |  | Accepted | 2025-05-16 | 2025-06-13 | 2026-06-13 | Inverters | HANWHA | IQ8HC-72-M-DOM-US | 380 |  | 5 |  |  | 0.97 |  | Outdoor
NJADRE1559732260 | Administratively Determined Incentive Program | HASBROUCK HEIGHTS | 7604 | 2.15 | Residential | Behind the Meter | Yes | Pro Custom Solar dba Momentum Solar | PSE&G |  | Accepted | 2025-05-16 | 2025-06-13 | 2026-06-13 | Solar Panels | HANWHA | Q.TRON BLK M-G2+430 |  | 0.43 | 5 | 217 | 6 |  | Fixed | Roof
NJADRE1559732263 | Administratively Determined Incentive Program | CAPE MAY COURT HOUSE | 8210 | 4.73 | Residential | Behind the Meter | Yes | AllSeason Solar | AC Electric |  | Accepted | 2025-05-16 | 2025-06-13 | 2026-06-13 | Inverters | Enphase | IQ8 Plus | 290 |  | 11 |  |  | 0.97 |  | Outdoor
NJADRE1559732263 | Administratively Determined Incentive Program | CAPE MAY COURT HOUSE | 8210 | 4.73 | Residential | Behind the Meter | Yes | AllSeason Solar | AC Electric |  | Accepted | 2025-05-16 | 2025-06-13 | 2026-06-13 | Solar Panels | SEG Solar | SEG430BTD-BG |  | 0.43 | 11 | 115 | 18 |  | Fixed | Roof
NJADRE1559732270 | Administratively Determined Incentive Program | ENGLISHTOWN | 7726 | 10.13 | Residential | Behind the Meter | Yes | Sunrun Installation Services, Inc. | JCP&L |  | Accepted | 2025-05-16 | 2025-06-13 | 2026-06-13 | Solar Panels | JA SOLAR | JAM54S31-405/MR |  | 0.405 | 13 | 170 | 26 |  | Fixed | Roof
NJADRE1559732270 | Administratively Determined Incentive Program | ENGLISHTOWN | 7726 | 10.13 | Residential | Behind the Meter | Yes | Sunrun Installation Services, Inc. | JCP&L |  | Accepted | 2025-05-16 | 2025-06-13 | 2026-06-13 | Inverters | SOLAREDGE TECHNOLOGIES | SE7600H-USMN | 7600 |  | 1 |  |  | 0.99 |  | Outdoor
NJADRE1559732270 | Administratively Determined Incentive Program | ENGLISHTOWN | 7726 | 10.13 | Residential | Behind the Meter | Yes | Sunrun Installation Services, Inc. | JCP&L |  | Accepted | 2025-05-16 | 2025-06-13 | 2026-06-13 | Solar Panels | JA SOLAR | JAM54S31-405/MR |  | 0.405 | 4 | 169 | 23 |  | Fixed | Roof
NJADRE1559732270 | Administratively Determined Incentive Program | ENGLISHTOWN | 7726 | 10.13 | Residential | Behind the Meter | Yes | Sunrun Installation Services, Inc. | JCP&L |  | Accepted | 2025-05-16 | 2025-06-13 | 2026-06-13 | Solar Panels | JA SOLAR | JAM54S31-405/MR |  | 0.405 | 8 | 169 | 16 |  | Fixed | Roof
NJADRE1559732284 | Administratively Determined Incentive Program | VILLAS | 8251 | 5.53 | Residential | Behind the Meter | Yes | Fusion Solar Energy, LLC | AC Electric |  | Accepted | 2025-05-16 | 2025-06-13 | 2026-06-13 | Solar Panels | TRINA SOLAR | TSM-425NE09RC.05 |  | 0.425 | 5 | 208.77 | 15 |  | Fixed | Roof
NJADRE1559732284 | Administratively Determined Incentive Program | VILLAS | 8251 | 5.53 | Residential | Behind the Meter | Yes | Fusion Solar Energy, LLC | AC Electric |  | Accepted | 2025-05-16 | 2025-06-13 | 2026-06-13 | Solar Panels | TRINA SOLAR | TSM-425NE09RC.05 |  | 0.425 | 4 | 118.77 | 20 |  | Fixed | Roof
NJADRE1559732284 | Administratively Determined Incentive Program | VILLAS | 8251 | 5.53 | Residential | Behind the Meter | Yes | Fusion Solar Energy, LLC | AC Electric |  | Accepted | 2025-05-16 | 2025-06-13 | 2026-06-13 | Solar Panels | TRINA SOLAR | TSM-425NE09RC.05 |  | 0.425 | 4 | 298.77 | 20 |  | Fixed | Roof
NJADRE1559732284 | Administratively Determined Incentive Program | VILLAS | 8251 | 5.53 | Residential | Behind the Meter | Yes | Fusion Solar Energy, LLC | AC Electric |  | Accepted | 2025-05-16 | 2025-06-13 | 2026-06-13 | Inverters | ENPHASE | IQ8HC-72-M-DOM-US | 380 |  | 13 |  |  | 0.973 |  | Outside | Roof
NJADRE1559732288 | Administratively Determined Incentive Program | KENVIL | 7847 | 7.31 | Residential | Behind the Meter | Yes | EMT Renewables, LLC | JCP&L |  | Accepted | 2025-05-16 | 2025-06-13 | 2026-06-13 | Inverters | ENPHASE | IQ8+ | 290 |  | 17 |  |  | 0.98 |  | Other | UNDER EACH PANEL
NJADRE1559732288 | Administratively Determined Incentive Program | KENVIL | 7847 | 7.31 | Residential | Behind the Meter | Yes | EMT Renewables, LLC | JCP&L |  | Accepted | 2025-05-16 | 2025-06-13 | 2026-06-13 | Solar Panels | SEG SOLAR | SEG 430 |  | 0.43 | 2 | 36 | 26 |  | Fixed | Roof
NJADRE1559732288 | Administratively Determined Incentive Program | KENVIL | 7847 | 7.31 | Residential | Behind the Meter | Yes | EMT Renewables, LLC | JCP&L |  | Accepted | 2025-05-16 | 2025-06-13 | 2026-06-13 | Solar Panels | SEG SOLAR | SEG 430 |  | 0.43 | 4 | 306 | 27 |  | Fixed | Roof
NJADRE1559732288 | Administratively Determined Incentive Program | KENVIL | 7847 | 7.31 | Residential | Behind the Meter | Yes | EMT Renewables, LLC | JCP&L |  | Accepted | 2025-05-16 | 2025-06-13 | 2026-06-13 | Solar Panels | SEG SOLAR | SEG 430 |  | 0.43 | 4 | 126 | 27 |  | Fixed | Roof
NJADRE1559732288 | Administratively Determined Incentive Program | KENVIL | 7847 | 7.31 | Residential | Behind the Meter | Yes | EMT Renewables, LLC | JCP&L |  | Accepted | 2025-05-16 | 2025-06-13 | 2026-06-13 | Solar Panels | SEG SOLAR | SEG 430 |  | 0.43 | 7 | 306 | 31 |  | Fixed | Roof
NJADRE1559732290 | Administratively Determined Incentive Program | Bordentown | 8505 | 8.17 | Residential | Behind the Meter | Yes | Pro Custom Solar dba Momentum Solar | PSE&G |  | Accepted | 2025-05-16 | 2025-06-13 | 2026-06-13 | Inverters | HANWHA | IQ8HC-72-M-DOM-US | 380 |  | 19 |  |  | 0.97 |  | Outdoor
NJADRE1559732290 | Administratively Determined Incentive Program | Bordentown | 8505 | 8.17 | Residential | Behind the Meter | Yes | Pro Custom Solar dba Momentum Solar | PSE&G |  | Accepted | 2025-05-16 | 2025-06-13 | 2026-06-13 | Solar Panels | HANWHA | Q.TRON BLK M-G2+430 |  | 0.43 | 15 | 59 | 24 |  | Fixed | Roof
NJADRE1559732290 | Administratively Determined Incentive Program | Bordentown | 8505 | 8.17 | Residential | Behind the Meter | Yes | Pro Custom Solar dba Momentum Solar | PSE&G |  | Accepted | 2025-05-16 | 2025-06-13 | 2026-06-13 | Solar Panels | HANWHA | Q.TRON BLK M-G2+430 |  | 0.43 | 4 | 149 | 25 |  | Fixed | Roof
NJADRE1559732292 | Administratively Determined Incentive Program | LEDGEWOOD | 7852 | 15.58 | Residential | Behind the Meter | Yes | Trinity Solar, LLC | JCP&L |  | Accepted | 2025-05-16 | 2025-06-16 | 2026-06-16 | Solar Panels | Hanwha | Q.PEAK DUO BLK ML-G10+ 410 |  | 0.41 | 10 | 224 | 27 |  | Fixed | Roof
NJADRE1559732292 | Administratively Determined Incentive Program | LEDGEWOOD | 7852 | 15.58 | Residential | Behind the Meter | Yes | Trinity Solar, LLC | JCP&L |  | Accepted | 2025-05-16 | 2025-06-16 | 2026-06-16 | Solar Panels | Hanwha | Q.PEAK DUO BLK ML-G10+ 410 |  | 0.41 | 4 | 133 | 23 |  | Fixed | Roof
NJADRE1559732292 | Administratively Determined Incentive Program | LEDGEWOOD | 7852 | 15.58 | Residential | Behind the Meter | Yes | Trinity Solar, LLC | JCP&L |  | Accepted | 2025-05-16 | 2025-06-16 | 2026-06-16 | Inverters | Solar Edge | USE7600H-US | 7600 |  | 1 |  |  | 0.97 |  | Outside
NJADRE1559732292 | Administratively Determined Incentive Program | LEDGEWOOD | 7852 | 15.58 | Residential | Behind the Meter | Yes | Trinity Solar, LLC | JCP&L |  | Accepted | 2025-05-16 | 2025-06-16 | 2026-06-16 | Inverters | Solar Edge | USE5700H-US | 5760 |  | 1 |  |  | 0.97 |  | Outside
NJADRE1559732292 | Administratively Determined Incentive Program | LEDGEWOOD | 7852 | 15.58 | Residential | Behind the Meter | Yes | Trinity Solar, LLC | JCP&L |  | Accepted | 2025-05-16 | 2025-06-16 | 2026-06-16 | Solar Panels | Hanwha | Q.PEAK DUO BLK ML-G10+ 410 |  | 0.41 | 5 | 134 | 27 |  | Fixed | Roof
NJADRE1559732292 | Administratively Determined Incentive Program | LEDGEWOOD | 7852 | 15.58 | Residential | Behind the Meter | Yes | Trinity Solar, LLC | JCP&L |  | Accepted | 2025-05-16 | 2025-06-16 | 2026-06-16 | Solar Panels | Hanwha | Q.PEAK DUO BLK ML-G10+ 410 |  | 0.41 | 2 | 45 | 27 |  | Fixed | Roof
NJADRE1559732292 | Administratively Determined Incentive Program | LEDGEWOOD | 7852 | 15.58 | Residential | Behind the Meter | Yes | Trinity Solar, LLC | JCP&L |  | Accepted | 2025-05-16 | 2025-06-16 | 2026-06-16 | Solar Panels | Hanwha | Q.PEAK DUO BLK ML-G10+ 410 |  | 0.41 | 2 | 224 | 27 |  | Fixed | Roof
NJADRE1559732292 | Administratively Determined Incentive Program | LEDGEWOOD | 7852 | 15.58 | Residential | Behind the Meter | Yes | Trinity Solar, LLC | JCP&L |  | Accepted | 2025-05-16 | 2025-06-16 | 2026-06-16 | Solar Panels | Hanwha | Q.PEAK DUO BLK ML-G10+ 410 |  | 0.41 | 9 | 44 | 27 |  | Fixed | Roof
NJADRE1559732292 | Administratively Determined Incentive Program | LEDGEWOOD | 7852 | 15.58 | Residential | Behind the Meter | Yes | Trinity Solar, LLC | JCP&L |  | Accepted | 2025-05-16 | 2025-06-16 | 2026-06-16 | Solar Panels | Hanwha | Q.PEAK DUO BLK ML-G10+ 410 |  | 0.41 | 2 | 314 | 27 |  | Fixed | Roof
NJADRE1559732292 | Administratively Determined Incentive Program | LEDGEWOOD | 7852 | 15.58 | Residential | Behind the Meter | Yes | Trinity Solar, LLC | JCP&L |  | Accepted | 2025-05-16 | 2025-06-16 | 2026-06-16 | Solar Panels | Hanwha | Q.PEAK DUO BLK ML-G10+ 410 |  | 0.41 | 4 | 313 | 23 |  | Fixed | Roof
NJADRE1559732305 | Administratively Determined Incentive Program | Clayton | 8312 | 13.18 | Residential | Behind the Meter | Yes | Power Energy Solutions, LLC | AC Electric |  | Accepted | 2025-05-16 | 2025-06-16 | 2026-06-16 | Solar Panels | Trina Solar | TSM-425NE09RC.05 |  | 0.425 | 13 | 70 | 22 |  | Fixed | Roof
NJADRE1559732305 | Administratively Determined Incentive Program | Clayton | 8312 | 13.18 | Residential | Behind the Meter | Yes | Power Energy Solutions, LLC | AC Electric |  | Accepted | 2025-05-16 | 2025-06-16 | 2026-06-16 | Inverters | SolarEdge | SE7600H-US | 8 |  | 1 |  |  | 0.97 |  | Outdoor
NJADRE1559732305 | Administratively Determined Incentive Program | Clayton | 8312 | 13.18 | Residential | Behind the Meter | Yes | Power Energy Solutions, LLC | AC Electric |  | Accepted | 2025-05-16 | 2025-06-16 | 2026-06-16 | Solar Panels | Trina Solar | TSM-425NE09RC.05 |  | 0.425 | 18 | 250 | 22 |  | Fixed | Roof
NJADRE1559732311 | Administratively Determined Incentive Program | CAPE MAY COURT HOUSE | 8210 | 7.31 | Residential | Behind the Meter | Yes | EMT Renewables, LLC | AC Electric |  | Accepted | 2025-05-16 | 2025-06-13 | 2026-06-13 | Solar Panels | SEG SOLAR | SEG 430 |  | 0.43 | 17 | 201 | 19 |  | Fixed | Roof
NJADRE1559732311 | Administratively Determined Incentive Program | CAPE MAY COURT HOUSE | 8210 | 7.31 | Residential | Behind the Meter | Yes | EMT Renewables, LLC | AC Electric |  | Accepted | 2025-05-16 | 2025-06-13 | 2026-06-13 | Inverters | ENPHASE | IQ8+ | 290 |  | 17 |  |  | 0.98 |  | Other | UNDER EACH PANEL
NJADRE1559732314 | Administratively Determined Incentive Program | Cape May Court House | 8210 | 3.69 | Residential | Behind the Meter | Yes | Trinity Solar, LLC | AC Electric |  | Accepted | 2025-05-16 | 2025-06-16 | 2026-06-16 | Solar Panels | HANWHA | (Q.PEAK DUO BLK ML-G10+ 410) |  | 0.41 | 3 | 302 | 24 |  | Fixed | Roof
NJADRE1559732314 | Administratively Determined Incentive Program | Cape May Court House | 8210 | 3.69 | Residential | Behind the Meter | Yes | Trinity Solar, LLC | AC Electric |  | Accepted | 2025-05-16 | 2025-06-16 | 2026-06-16 | Inverters | Solar Edge | USE3800H-USMNBL75 | 3800 |  | 1 |  |  | 0.97 |  | Outdoor
NJADRE1559732314 | Administratively Determined Incentive Program | Cape May Court House | 8210 | 3.69 | Residential | Behind the Meter | Yes | Trinity Solar, LLC | AC Electric |  | Accepted | 2025-05-16 | 2025-06-16 | 2026-06-16 | Solar Panels | HANWHA | (Q.PEAK DUO BLK ML-G10+ 410) |  | 0.41 | 6 | 302 | 22 |  | Fixed | Roof
NJADRE1559732317 | Administratively Determined Incentive Program | PHILLIPSBURG | 8865 | 4.51 | Residential | Behind the Meter | Yes | Trinity Solar, LLC | JCP&L |  | Accepted | 2025-05-16 | 2025-06-13 | 2026-06-13 | Solar Panels | HANWHA 410 (Q.PEAK DUO BLK ML-G10+410) | HANWHA 410 (Q.PEAK DUO BLK ML-G10+410) |  | 0.41 | 11 | 247 | 30 |  | Fixed | Roof
NJADRE1559732317 | Administratively Determined Incentive Program | PHILLIPSBURG | 8865 | 4.51 | Residential | Behind the Meter | Yes | Trinity Solar, LLC | JCP&L |  | Accepted | 2025-05-16 | 2025-06-13 | 2026-06-13 | Inverters | SOLAREDGE | USE3800H-USMNBL75 | 3800 |  | 1 |  |  | 0.97 |  | Outside
NJADRE1559732329 | Administratively Determined Incentive Program | Cape May | 8204 | 9.89 | Residential | Behind the Meter | Yes | EMT Renewables, LLC | AC Electric |  | Accepted | 2025-05-16 | 2025-06-13 | 2026-06-13 | Solar Panels | SEG SOLAR | SEG 430 |  | 0.43 | 11 | 47 | 19 |  | Fixed | Roof
NJADRE1559732329 | Administratively Determined Incentive Program | Cape May | 8204 | 9.89 | Residential | Behind the Meter | Yes | EMT Renewables, LLC | AC Electric |  | Accepted | 2025-05-16 | 2025-06-13 | 2026-06-13 | Solar Panels | SEG SOLAR | SEG 430 |  | 0.43 | 7 | 227 | 22 |  | Fixed | Roof
NJADRE1559732329 | Administratively Determined Incentive Program | Cape May | 8204 | 9.89 | Residential | Behind the Meter | Yes | EMT Renewables, LLC | AC Electric |  | Accepted | 2025-05-16 | 2025-06-13 | 2026-06-13 | Solar Panels | SEG SOLAR | SEG 430 |  | 0.43 | 5 | 227 | 23 |  | Fixed | Roof
NJADRE1559732329 | Administratively Determined Incentive Program | Cape May | 8204 | 9.89 | Residential | Behind the Meter | Yes | EMT Renewables, LLC | AC Electric |  | Accepted | 2025-05-16 | 2025-06-13 | 2026-06-13 | Inverters | ENPHASE | IQ8+ | 290 |  | 23 |  |  | 0.98 |  | Other | UNDER EACH PANEL
NJADRE1559732334 | Administratively Determined Incentive Program | Washington | 7882 | 5.74 | Residential | Behind the Meter | Yes | Trinity Solar, LLC | JCP&L |  | Accepted | 2025-05-16 | 2025-06-19 | 2026-06-19 | Inverters | SOLAREDGE | USE5700H-USMNBL75 | 5700 |  | 1 |  |  | 0.97 |  | Outside
NJADRE1559732334 | Administratively Determined Incentive Program | Washington | 7882 | 5.74 | Residential | Behind the Meter | Yes | Trinity Solar, LLC | JCP&L |  | Accepted | 2025-05-16 | 2025-06-19 | 2026-06-19 | Solar Panels | HANWHA 410 (Q.PEAK DUO BLK ML-G10+410) | HANWHA 410 (Q.PEAK DUO BLK ML-G10+410) |  | 0.41 | 14 | 224 | 22 |  | Fixed | Roof
NJADRE1559732343 | Administratively Determined Incentive Program | Lawrence Twp | 8648 | 8.17 | Residential | Behind the Meter | Yes | AllSeason Solar | PSE&G |  | Accepted | 2025-05-16 | 2025-06-13 | 2026-06-13 | Solar Panels | SEG Solar | SEG430BTD-BG |  | 0.43 | 7 | 31 | 23 |  | Fixed | Roof
NJADRE1559732343 | Administratively Determined Incentive Program | Lawrence Twp | 8648 | 8.17 | Residential | Behind the Meter | Yes | AllSeason Solar | PSE&G |  | Accepted | 2025-05-16 | 2025-06-13 | 2026-06-13 | Solar Panels | SEG Solar | SEG430BTD-BG |  | 0.43 | 2 | 121 | 23 |  | Fixed | Roof
NJADRE1559732343 | Administratively Determined Incentive Program | Lawrence Twp | 8648 | 8.17 | Residential | Behind the Meter | Yes | AllSeason Solar | PSE&G |  | Accepted | 2025-05-16 | 2025-06-13 | 2026-06-13 | Inverters | Enphase | IQ8 Plus | 290 |  | 19 |  |  | 0.97 |  | Outdoor
NJADRE1559732343 | Administratively Determined Incentive Program | Lawrence Twp | 8648 | 8.17 | Residential | Behind the Meter | Yes | AllSeason Solar | PSE&G |  | Accepted | 2025-05-16 | 2025-06-13 | 2026-06-13 | Solar Panels | SEG Solar | SEG430BTD-BG |  | 0.43 | 8 | 211 | 23 |  | Fixed | Roof
NJADRE1559732343 | Administratively Determined Incentive Program | Lawrence Twp | 8648 | 8.17 | Residential | Behind the Meter | Yes | AllSeason Solar | PSE&G |  | Accepted | 2025-05-16 | 2025-06-13 | 2026-06-13 | Solar Panels | SEG Solar | SEG430BTD-BG |  | 0.43 | 2 | 301 | 23 |  | Fixed | Roof
NJADRE1559732345 | Administratively Determined Incentive Program | Stafford Twp | 8050 | 13.76 | Residential | Behind the Meter | Yes | EMT Renewables, LLC | AC Electric |  | Accepted | 2025-05-16 | 2025-06-13 | 2026-06-13 | Solar Panels | SEG SOLAR | SEG 430 |  | 0.43 | 16 | 192 | 29 |  | Fixed | Roof
NJADRE1559732345 | Administratively Determined Incentive Program | Stafford Twp | 8050 | 13.76 | Residential | Behind the Meter | Yes | EMT Renewables, LLC | AC Electric |  | Accepted | 2025-05-16 | 2025-06-13 | 2026-06-13 | Solar Panels | SEG SOLAR | SEG 430 |  | 0.43 | 16 | 12 | 29 |  | Fixed | Roof
NJADRE1559732345 | Administratively Determined Incentive Program | Stafford Twp | 8050 | 13.76 | Residential | Behind the Meter | Yes | EMT Renewables, LLC | AC Electric |  | Accepted | 2025-05-16 | 2025-06-13 | 2026-06-13 | Inverters | ENPHASE | IQ8+ | 290 |  | 32 |  |  | 0.98 |  | Other | UNDER EACH PANEL
NJADRE1559732349 | Administratively Determined Incentive Program | MORGANVILLE | 7751 | 18.04 | Residential | Behind the Meter | Yes | Trinity Solar, LLC | JCP&L |  | Accepted | 2025-05-16 | 2025-06-16 | 2026-06-16 | Solar Panels | Hanwha | Q.PEAK DUO BLK ML-G10+ 410 |  | 0.41 | 15 | 280 | 19 |  | Fixed | Roof
NJADRE1559732349 | Administratively Determined Incentive Program | MORGANVILLE | 7751 | 18.04 | Residential | Behind the Meter | Yes | Trinity Solar, LLC | JCP&L |  | Accepted | 2025-05-16 | 2025-06-16 | 2026-06-16 | Inverters | Solar Edge | USE3800H-US | 3800 |  | 1 |  |  | 0.97 |  | Outside
NJADRE1559732349 | Administratively Determined Incentive Program | MORGANVILLE | 7751 | 18.04 | Residential | Behind the Meter | Yes | Trinity Solar, LLC | JCP&L |  | Accepted | 2025-05-16 | 2025-06-16 | 2026-06-16 | Solar Panels | Hanwha | Q.PEAK DUO BLK ML-G10+ 410 |  | 0.41 | 12 | 100 | 19 |  | Fixed | Roof
NJADRE1559732349 | Administratively Determined Incentive Program | MORGANVILLE | 7751 | 18.04 | Residential | Behind the Meter | Yes | Trinity Solar, LLC | JCP&L |  | Accepted | 2025-05-16 | 2025-06-16 | 2026-06-16 | Solar Panels | Hanwha | Q.PEAK DUO BLK ML-G10+ 410 |  | 0.41 | 7 | 100 | 19 |  | Fixed | Roof
NJADRE1559732349 | Administratively Determined Incentive Program | MORGANVILLE | 7751 | 18.04 | Residential | Behind the Meter | Yes | Trinity Solar, LLC | JCP&L |  | Accepted | 2025-05-16 | 2025-06-16 | 2026-06-16 | Inverters | Solar Edge | USE10000H-US | 10000 |  | 1 |  |  | 0.97 |  | Outside
NJADRE1559732349 | Administratively Determined Incentive Program | MORGANVILLE | 7751 | 18.04 | Residential | Behind the Meter | Yes | Trinity Solar, LLC | JCP&L |  | Accepted | 2025-05-16 | 2025-06-16 | 2026-06-16 | Solar Panels | Hanwha | Q.PEAK DUO BLK ML-G10+ 410 |  | 0.41 | 10 | 280 | 19 |  | Fixed | Roof
NJADRE1559732388 | Administratively Determined Incentive Program | STAFFORD TOWNSHIP | 8050 | 7.31 | Residential | Behind the Meter | No | EMT Renewables, LLC | AC Electric |  | Accepted | 2025-05-16 | 2025-06-13 | 2026-06-13 | Solar Panels | Q CELLS | Q TRON |  | 0.43 | 6 | 124 | 45 |  | Fixed | Roof
NJADRE1559732388 | Administratively Determined Incentive Program | STAFFORD TOWNSHIP | 8050 | 7.31 | Residential | Behind the Meter | No | EMT Renewables, LLC | AC Electric |  | Accepted | 2025-05-16 | 2025-06-13 | 2026-06-13 | Solar Panels | Q CELLS | Q TRON |  | 0.43 | 9 | 123 | 12 |  | Fixed | Roof
NJADRE1559732388 | Administratively Determined Incentive Program | STAFFORD TOWNSHIP | 8050 | 7.31 | Residential | Behind the Meter | No | EMT Renewables, LLC | AC Electric |  | Accepted | 2025-05-16 | 2025-06-13 | 2026-06-13 | Inverters | ENPHASE | IQ8+ | 290 |  | 17 |  |  | 0.98 |  | Other | UNDER EACH PANEL
NJADRE1559732388 | Administratively Determined Incentive Program | STAFFORD TOWNSHIP | 8050 | 7.31 | Residential | Behind the Meter | No | EMT Renewables, LLC | AC Electric |  | Accepted | 2025-05-16 | 2025-06-13 | 2026-06-13 | Solar Panels | Q CELLS | Q TRON |  | 0.43 | 2 | 123 | 5 |  | Fixed | Roof
NJADRE1559732606 | Administratively Determined Incentive Program | BARNEGAT | 8005 | 12.47 | Residential | Behind the Meter | Yes | AllSeason Solar | JCP&L |  | Accepted | 2025-05-16 | 2025-06-13 | 2026-06-13 | Solar Panels | SEG Solar | SEG430BTD-BG |  | 0.43 | 14 | 66 | 32 |  | Fixed | Roof
NJADRE1559732606 | Administratively Determined Incentive Program | BARNEGAT | 8005 | 12.47 | Residential | Behind the Meter | Yes | AllSeason Solar | JCP&L |  | Accepted | 2025-05-16 | 2025-06-13 | 2026-06-13 | Inverters | Enphase | IQ8 Plus | 290 |  | 29 |  |  | 0.97 |  | Outside
NJADRE1559732606 | Administratively Determined Incentive Program | BARNEGAT | 8005 | 12.47 | Residential | Behind the Meter | Yes | AllSeason Solar | JCP&L |  | Accepted | 2025-05-16 | 2025-06-13 | 2026-06-13 | Solar Panels | SEG Solar | SEG430BTD-BG |  | 0.43 | 15 | 66 | 40 |  | Fixed | Roof
NJADRE1559732614 | Administratively Determined Incentive Program | JERSEY CITY | 7304 | 5.22 | Residential | Behind the Meter | Yes | Skyline Solar, LLC | PSE&G |  | Accepted | 2025-05-16 | 2025-07-09 | 2026-07-09 | Inverters | Enphase | IQ8PLUS -72-2-US | 290 |  | 12 |  |  | 0.977 |  | Outside
NJADRE1559732614 | Administratively Determined Incentive Program | JERSEY CITY | 7304 | 5.22 | Residential | Behind the Meter | Yes | Skyline Solar, LLC | PSE&G |  | Accepted | 2025-05-16 | 2025-07-09 | 2026-07-09 | Solar Panels | Hanwha | Q.TRON BLK M-G2+ 435 |  | 0.435 | 12 | 210 | 3 |  | Fixed | Roof
NJADRE1559732618 | Administratively Determined Incentive Program | RINGOES | 8551 | 20.64 | Residential | Behind the Meter | No | EMT Renewables, LLC | JCP&L |  | Accepted | 2025-05-16 | 2025-06-13 | 2026-06-13 | Solar Panels | Q CELLS | Q TRON |  | 0.43 | 10 | 145 | 22 |  | Fixed | Roof
NJADRE1559732618 | Administratively Determined Incentive Program | RINGOES | 8551 | 20.64 | Residential | Behind the Meter | No | EMT Renewables, LLC | JCP&L |  | Accepted | 2025-05-16 | 2025-06-13 | 2026-06-13 | Inverters | ENPHASE | IQ8+ | 290 |  | 48 |  |  | 0.98 |  | Other | UNDER EACH PANEL
NJADRE1559732618 | Administratively Determined Incentive Program | RINGOES | 8551 | 20.64 | Residential | Behind the Meter | No | EMT Renewables, LLC | JCP&L |  | Accepted | 2025-05-16 | 2025-06-13 | 2026-06-13 | Solar Panels | Q CELLS | Q TRON |  | 0.43 | 25 | 146 | 23 |  | Fixed | Roof
NJADRE1559732618 | Administratively Determined Incentive Program | RINGOES | 8551 | 20.64 | Residential | Behind the Meter | No | EMT Renewables, LLC | JCP&L |  | Accepted | 2025-05-16 | 2025-06-13 | 2026-06-13 | Solar Panels | Q CELLS | Q TRON |  | 0.43 | 13 | 325 | 22 |  | Fixed | Roof
NJADRE1559733003 | Administratively Determined Incentive Program | MONROE TOWNSHIP | 8831 | 8.1 | Residential | Behind the Meter | Yes | Sunrun Installation Services, Inc. | JCP&L |  | Accepted | 2025-05-16 | 2025-06-13 | 2026-06-13 | Solar Panels | JA Solar | JAM54S31-405/MR |  | 0.405 | 8 | 183 | 31 |  | Fixed | Roof
NJADRE1559733003 | Administratively Determined Incentive Program | MONROE TOWNSHIP | 8831 | 8.1 | Residential | Behind the Meter | Yes | Sunrun Installation Services, Inc. | JCP&L |  | Accepted | 2025-05-16 | 2025-06-13 | 2026-06-13 | Solar Panels | JA Solar | JAM54S31-405/MR |  | 0.405 | 12 | 182 | 31 |  | Fixed | Roof
NJADRE1559733003 | Administratively Determined Incentive Program | MONROE TOWNSHIP | 8831 | 8.1 | Residential | Behind the Meter | Yes | Sunrun Installation Services, Inc. | JCP&L |  | Accepted | 2025-05-16 | 2025-06-13 | 2026-06-13 | Inverters | SolarEdge Technologies | SE5700H-USMN | 5760 |  | 1 |  |  | 0.99 |  | Outdoor
NJADRE1559733010 | Administratively Determined Incentive Program | SICKLERVILLE | 8081 | 5.74 | Residential | Behind the Meter | Yes | Trinity Solar, LLC | AC Electric |  | Accepted | 2025-05-16 | 2025-06-16 | 2026-06-16 | Solar Panels | HANWHA | (Q.PEAK DUO BLK ML-G10+ 410) |  | 0.41 | 14 | 129 | 30 |  | Fixed | Roof
NJADRE1559733010 | Administratively Determined Incentive Program | SICKLERVILLE | 8081 | 5.74 | Residential | Behind the Meter | Yes | Trinity Solar, LLC | AC Electric |  | Accepted | 2025-05-16 | 2025-06-16 | 2026-06-16 | Inverters | Solar Edge | USE5700H-USMNBL75 | 5760 |  | 1 |  |  | 0.97 |  | Outdoor
NJADRE1559733018 | Administratively Determined Incentive Program | BRANCHBURG | 8853 | 12.9 | Residential | Behind the Meter | No | EMT Renewables, LLC | JCP&L |  | Accepted | 2025-05-16 | 2025-06-13 | 2026-06-13 | Inverters | ENPHASE | IQ8+ | 290 |  | 30 |  |  | 0.98 |  | Other | UNDER EACH PANEL
NJADRE1559733018 | Administratively Determined Incentive Program | BRANCHBURG | 8853 | 12.9 | Residential | Behind the Meter | No | EMT Renewables, LLC | JCP&L |  | Accepted | 2025-05-16 | 2025-06-13 | 2026-06-13 | Solar Panels | Q CELLS | Q TRON |  | 0.43 | 7 | 116 | 17 |  | Fixed | Roof
NJADRE1559733018 | Administratively Determined Incentive Program | BRANCHBURG | 8853 | 12.9 | Residential | Behind the Meter | No | EMT Renewables, LLC | JCP&L |  | Accepted | 2025-05-16 | 2025-06-13 | 2026-06-13 | Solar Panels | Q CELLS | Q TRON |  | 0.43 | 4 | 117 | 18 |  | Fixed | Roof
NJADRE1559733018 | Administratively Determined Incentive Program | BRANCHBURG | 8853 | 12.9 | Residential | Behind the Meter | No | EMT Renewables, LLC | JCP&L |  | Accepted | 2025-05-16 | 2025-06-13 | 2026-06-13 | Solar Panels | Q CELLS | Q TRON |  | 0.43 | 3 | 296 | 17 |  | Fixed | Roof
NJADRE1559733018 | Administratively Determined Incentive Program | BRANCHBURG | 8853 | 12.9 | Residential | Behind the Meter | No | EMT Renewables, LLC | JCP&L |  | Accepted | 2025-05-16 | 2025-06-13 | 2026-06-13 | Solar Panels | Q CELLS | Q TRON |  | 0.43 | 4 | 207 | 22 |  | Fixed | Roof
NJADRE1559733018 | Administratively Determined Incentive Program | BRANCHBURG | 8853 | 12.9 | Residential | Behind the Meter | No | EMT Renewables, LLC | JCP&L |  | Accepted | 2025-05-16 | 2025-06-13 | 2026-06-13 | Solar Panels | Q CELLS | Q TRON |  | 0.43 | 5 | 296 | 34 |  | Fixed | Roof
NJADRE1559733018 | Administratively Determined Incentive Program | BRANCHBURG | 8853 | 12.9 | Residential | Behind the Meter | No | EMT Renewables, LLC | JCP&L |  | Accepted | 2025-05-16 | 2025-06-13 | 2026-06-13 | Solar Panels | Q CELLS | Q TRON |  | 0.43 | 7 | 116 | 34 |  | Fixed | Roof
NJADRE1559733021 | Administratively Determined Incentive Program | EGG HARBOR CITY | 8215 | 6.88 | Residential | Behind the Meter | Yes | AllSeason Solar | AC Electric |  | Accepted | 2025-05-16 | 2025-06-13 | 2026-06-13 | Solar Panels | SEG Solar | SEG430BTD-BG |  | 0.43 | 16 | 132 | 18 |  | Fixed | Roof
NJADRE1559733021 | Administratively Determined Incentive Program | EGG HARBOR CITY | 8215 | 6.88 | Residential | Behind the Meter | Yes | AllSeason Solar | AC Electric |  | Accepted | 2025-05-16 | 2025-06-13 | 2026-06-13 | Inverters | Enphase | IQ8 Plus | 290 |  | 16 |  |  | 0.97 |  | Outside
NJADRE1559733025 | Administratively Determined Incentive Program | HILLSBOROUGH | 8844 | 9.43 | Residential | Behind the Meter | Yes | Powur, PBC | PSE&G |  | Accepted | 2025-05-16 | 2025-06-13 | 2026-06-13 | Inverters | Enphase | IQ8HC-72-M-US | 380 |  | 23 |  |  | 0.97 |  | Outside
NJADRE1559733025 | Administratively Determined Incentive Program | HILLSBOROUGH | 8844 | 9.43 | Residential | Behind the Meter | Yes | Powur, PBC | PSE&G |  | Accepted | 2025-05-16 | 2025-06-13 | 2026-06-13 | Solar Panels | HANWHA Q-CELLS | Q.PEAK DUO BLK ML-G10+ |  | 0.41 | 13 | 134 | 18 |  | Fixed | Roof
NJADRE1559733025 | Administratively Determined Incentive Program | HILLSBOROUGH | 8844 | 9.43 | Residential | Behind the Meter | Yes | Powur, PBC | PSE&G |  | Accepted | 2025-05-16 | 2025-06-13 | 2026-06-13 | Solar Panels | HANWHA Q-CELLS | Q.PEAK DUO BLK ML-G10+ |  | 0.41 | 10 | 134 | 18 |  | Fixed | Roof
NJADRE1559733045 | Administratively Determined Incentive Program | CAPE MAY | 8204 | 24.94 | Residential | Behind the Meter | No | EMT Renewables, LLC | AC Electric |  | Accepted | 2025-05-16 | 2025-06-17 | 2026-06-17 | Solar Panels | SEG SOLAR | SEG 430 |  | 0.43 | 7 | 205 | 15 |  | Fixed | Roof
NJADRE1559733045 | Administratively Determined Incentive Program | CAPE MAY | 8204 | 24.94 | Residential | Behind the Meter | No | EMT Renewables, LLC | AC Electric |  | Accepted | 2025-05-16 | 2025-06-17 | 2026-06-17 | Inverters | ENPHASE | IQ8+ | 290 |  | 58 |  |  | 0.98 |  | Other | UNDER EACH PANEL
NJADRE1559733045 | Administratively Determined Incentive Program | CAPE MAY | 8204 | 24.94 | Residential | Behind the Meter | No | EMT Renewables, LLC | AC Electric |  | Accepted | 2025-05-16 | 2025-06-17 | 2026-06-17 | Solar Panels | SEG SOLAR | SEG 430 |  | 0.43 | 10 | 204 | 35 |  | Fixed | Roof
NJADRE1559733045 | Administratively Determined Incentive Program | CAPE MAY | 8204 | 24.94 | Residential | Behind the Meter | No | EMT Renewables, LLC | AC Electric |  | Accepted | 2025-05-16 | 2025-06-17 | 2026-06-17 | Solar Panels | SEG SOLAR | SEG 430 |  | 0.43 | 15 | 24 | 35 |  | Fixed | Roof
NJADRE1559733045 | Administratively Determined Incentive Program | CAPE MAY | 8204 | 24.94 | Residential | Behind the Meter | No | EMT Renewables, LLC | AC Electric |  | Accepted | 2025-05-16 | 2025-06-17 | 2026-06-17 | Solar Panels | SEG SOLAR | SEG 430 |  | 0.43 | 14 | 204 | 8 |  | Fixed | Roof
NJADRE1559733045 | Administratively Determined Incentive Program | CAPE MAY | 8204 | 24.94 | Residential | Behind the Meter | No | EMT Renewables, LLC | AC Electric |  | Accepted | 2025-05-16 | 2025-06-17 | 2026-06-17 | Solar Panels | SEG SOLAR | SEG 430 |  | 0.43 | 6 | 24 | 35 |  | Fixed | Roof
NJADRE1559733045 | Administratively Determined Incentive Program | CAPE MAY | 8204 | 24.94 | Residential | Behind the Meter | No | EMT Renewables, LLC | AC Electric |  | Accepted | 2025-05-16 | 2025-06-17 | 2026-06-17 | Solar Panels | SEG SOLAR | SEG 430 |  | 0.43 | 6 | 205 | 37 |  | Fixed | Roof
NJADRE1559733053 | Administratively Determined Incentive Program | BERLIN | 8009 | 12.33 | Residential | Behind the Meter | Yes | Power Energy Solutions, LLC | AC Electric |  | Accepted | 2025-05-16 | 2025-06-13 | 2026-06-13 | Inverters | Trina Solar | SE7600H-US | 8 |  | 1 |  |  | 0.97 |  | Outdoor
NJADRE1559733053 | Administratively Determined Incentive Program | BERLIN | 8009 | 12.33 | Residential | Behind the Meter | Yes | Power Energy Solutions, LLC | AC Electric |  | Accepted | 2025-05-16 | 2025-06-13 | 2026-06-13 | Solar Panels | Trina Solar | TSM-425NE09RC.05 |  | 0.425 | 6 | 218 | 22 |  | Fixed | Roof
NJADRE1559733053 | Administratively Determined Incentive Program | BERLIN | 8009 | 12.33 | Residential | Behind the Meter | Yes | Power Energy Solutions, LLC | AC Electric |  | Accepted | 2025-05-16 | 2025-06-13 | 2026-06-13 | Solar Panels | Trina Solar | TSM-425NE09RC.05 |  | 0.425 | 11 | 218 | 22 |  | Fixed | Roof
NJADRE1559733053 | Administratively Determined Incentive Program | BERLIN | 8009 | 12.33 | Residential | Behind the Meter | Yes | Power Energy Solutions, LLC | AC Electric |  | Accepted | 2025-05-16 | 2025-06-13 | 2026-06-13 | Solar Panels | Trina Solar | TSM-425NE09RC.05 |  | 0.425 | 7 | 38 | 22 |  | Fixed | Roof
NJADRE1559733053 | Administratively Determined Incentive Program | BERLIN | 8009 | 12.33 | Residential | Behind the Meter | Yes | Power Energy Solutions, LLC | AC Electric |  | Accepted | 2025-05-16 | 2025-06-13 | 2026-06-13 | Solar Panels | Trina Solar | TSM-425NE09RC.05 |  | 0.425 | 5 | 308 | 22 |  | Fixed | Roof
NJADRE1559733068 | Administratively Determined Incentive Program | NEW EGYPT | 8533 | 12.96 | Residential | Behind the Meter | Yes | Freedom Forever New Jersey, LLC | JCP&L |  | Accepted | 2025-05-16 | 2025-06-13 | 2026-06-13 | Solar Panels | JA Solar | JAM54S31-405/MR |  | 0.405 | 20 | 185 | 22 |  | Fixed | Roof
NJADRE1559733068 | Administratively Determined Incentive Program | NEW EGYPT | 8533 | 12.96 | Residential | Behind the Meter | Yes | Freedom Forever New Jersey, LLC | JCP&L |  | Accepted | 2025-05-16 | 2025-06-13 | 2026-06-13 | Inverters | Solar Edge | SE10000H-US | 10000 |  | 1 |  |  | 0.99 |  | Outside
NJADRE1559733068 | Administratively Determined Incentive Program | NEW EGYPT | 8533 | 12.96 | Residential | Behind the Meter | Yes | Freedom Forever New Jersey, LLC | JCP&L |  | Accepted | 2025-05-16 | 2025-06-13 | 2026-06-13 | Solar Panels | JA Solar | JAM54S31-405/MR |  | 0.405 | 12 | 185 | 22 |  | Fixed | Roof
NJADRE1559733070 | Administratively Determined Incentive Program | MANAHAWKIN | 8050 | 6.96 | Residential | Behind the Meter | Yes | Skyline Solar, LLC | AC Electric |  | Accepted | 2025-05-16 | 2025-06-16 | 2026-06-16 | Solar Panels | Enphase | Q.TRON BLK M-G2+ 435 |  | 0.435 | 16 | 153 | 17 |  | Fixed | Roof
NJADRE1559733070 | Administratively Determined Incentive Program | MANAHAWKIN | 8050 | 6.96 | Residential | Behind the Meter | Yes | Skyline Solar, LLC | AC Electric |  | Accepted | 2025-05-16 | 2025-06-16 | 2026-06-16 | Inverters | Enphase | IQ8HC-72-M-DOM-US | 380 |  | 16 |  |  | 0.977 |  | Outside
NJADRE1559733120 | Administratively Determined Incentive Program | MILLVILLE | 8332 | 11.75 | Residential | Behind the Meter | Yes | Freedom Forever New Jersey, LLC | AC Electric |  | Accepted | 2025-05-16 | 2025-06-23 | 2026-06-23 | Solar Panels | JA Solar | JAM54S31-405/MR |  | 0.405 | 29 | 245 | 22 |  | Fixed | Roof
NJADRE1559733120 | Administratively Determined Incentive Program | MILLVILLE | 8332 | 11.75 | Residential | Behind the Meter | Yes | Freedom Forever New Jersey, LLC | AC Electric |  | Accepted | 2025-05-16 | 2025-06-23 | 2026-06-23 | Inverters | Solar Edge | SE10000H-US | 10000 |  | 1 |  |  | 0.99 |  | Outside
NJADRE1559733134 | Administratively Determined Incentive Program | ROSELLE | 7203 | 7.7 | Residential | Behind the Meter | Yes | Sunrun Installation Services, Inc. | PSE&G |  | Accepted | 2025-05-16 | 2025-06-13 | 2026-06-13 | Solar Panels | JA Solar | JAM54S31-405/MR |  | 0.405 | 13 | 350 | 27 |  | Fixed | Roof
NJADRE1559733134 | Administratively Determined Incentive Program | ROSELLE | 7203 | 7.7 | Residential | Behind the Meter | Yes | Sunrun Installation Services, Inc. | PSE&G |  | Accepted | 2025-05-16 | 2025-06-13 | 2026-06-13 | Inverters | SolarEdge Technologies | SE5700H-USMN | 5760 |  | 1 |  |  | 0.99 |  | Outdoor | Next to meter
NJADRE1559733134 | Administratively Determined Incentive Program | ROSELLE | 7203 | 7.7 | Residential | Behind the Meter | Yes | Sunrun Installation Services, Inc. | PSE&G |  | Accepted | 2025-05-16 | 2025-06-13 | 2026-06-13 | Solar Panels | JA Solar | JAM54S31-405/MR |  | 0.405 | 6 | 170 | 25 |  | Fixed | Roof
NJADRE1559733139 | Administratively Determined Incentive Program | Irvington | 7111 | 7.74 | Residential | Behind the Meter | Yes | Pro Custom dba Momentum Solar | PSE&G |  | Accepted | 2025-05-27 | 2025-06-19 | 2026-06-19 | Inverters | ENPHASE | IQ8HC-72-M-DOM-US | 380 |  | 18 |  |  | 0.97 |  | Outdoor
NJADRE1559733139 | Administratively Determined Incentive Program | Irvington | 7111 | 7.74 | Residential | Behind the Meter | Yes | Pro Custom dba Momentum Solar | PSE&G |  | Accepted | 2025-05-27 | 2025-06-19 | 2026-06-19 | Solar Panels | HANWHA | Q.TRON BLK M-G2+430 |  | 0.43 | 8 | 20 | 27 |  | Fixed | Roof
NJADRE1559733139 | Administratively Determined Incentive Program | Irvington | 7111 | 7.74 | Residential | Behind the Meter | Yes | Pro Custom dba Momentum Solar | PSE&G |  | Accepted | 2025-05-27 | 2025-06-19 | 2026-06-19 | Solar Panels | HANWHA | Q.TRON BLK M-G2+430 |  | 0.43 | 10 | 200 | 26 |  | Fixed | Roof
NJADRE1559737159 | Administratively Determined Incentive Program | Beach Haven | 8008 | 7.38 | Residential | Behind the Meter | Yes | Trinity Solar, LLC | AC Electric |  | Accepted | 2025-05-16 | 2025-06-13 | 2026-06-13 | Solar Panels | HANWHA | (Q.PEAK DUO BLK ML-G10+ 410) |  | 0.41 | 3 | 122 | 16 |  | Fixed | Roof
NJADRE1559737159 | Administratively Determined Incentive Program | Beach Haven | 8008 | 7.38 | Residential | Behind the Meter | Yes | Trinity Solar, LLC | AC Electric |  | Accepted | 2025-05-16 | 2025-06-13 | 2026-06-13 | Solar Panels | HANWHA | (Q.PEAK DUO BLK ML-G10+ 410) |  | 0.41 | 3 | 212 | 22 |  | Fixed | Roof
NJADRE1559737159 | Administratively Determined Incentive Program | Beach Haven | 8008 | 7.38 | Residential | Behind the Meter | Yes | Trinity Solar, LLC | AC Electric |  | Accepted | 2025-05-16 | 2025-06-13 | 2026-06-13 | Inverters | Solar Edge | USE5700H-USMNBL75 | 5760 |  | 1 |  |  | 0.97 |  | Outdoor
NJADRE1559737159 | Administratively Determined Incentive Program | Beach Haven | 8008 | 7.38 | Residential | Behind the Meter | Yes | Trinity Solar, LLC | AC Electric |  | Accepted | 2025-05-16 | 2025-06-13 | 2026-06-13 | Solar Panels | HANWHA | (Q.PEAK DUO BLK ML-G10+ 410) |  | 0.41 | 12 | 302 | 19 |  | Fixed | Roof
NJADRE1559737167 | Administratively Determined Incentive Program | Union | 7083 | 7.79 | Residential | Behind the Meter | Yes | Sunrun Installation Services, Inc. | PSE&G |  | Accepted | 2025-05-16 | 2025-06-13 | 2026-06-13 | Solar Panels | Hanwha Q-Cells | Q.PEAK DUO BLK ML-G10+ 410 |  | 0.41 | 7 | 25 | 19 |  | Fixed | Roof
NJADRE1559737167 | Administratively Determined Incentive Program | Union | 7083 | 7.79 | Residential | Behind the Meter | Yes | Sunrun Installation Services, Inc. | PSE&G |  | Accepted | 2025-05-16 | 2025-06-13 | 2026-06-13 | Solar Panels | Hanwha Q-Cells | Q.PEAK DUO BLK ML-G10+ 410 |  | 0.41 | 12 | 205 | 20 |  | Fixed | Roof
NJADRE1559737167 | Administratively Determined Incentive Program | Union | 7083 | 7.79 | Residential | Behind the Meter | Yes | Sunrun Installation Services, Inc. | PSE&G |  | Accepted | 2025-05-16 | 2025-06-13 | 2026-06-13 | Inverters | SolarEdge Technologies | SE5700H-USMN | 5760 |  | 1 |  |  | 0.99 |  | Outdoor | Next to meter
NJADRE1559737170 | Administratively Determined Incentive Program | West Milford | 7480 | 6.97 | Residential | Behind the Meter | Yes | Trinity Solar, LLC | Orange Rockland Electric |  | Accepted | 2025-05-16 | 2025-06-16 | 2026-06-16 | Inverters | Solar Edge | USE5700H-USMNBL75 | 5760 |  | 1 |  |  | 0.97 |  | Outdoor
NJADRE1559737170 | Administratively Determined Incentive Program | West Milford | 7480 | 6.97 | Residential | Behind the Meter | Yes | Trinity Solar, LLC | Orange Rockland Electric |  | Accepted | 2025-05-16 | 2025-06-16 | 2026-06-16 | Solar Panels | HANWHA | (Q.PEAK DUO BLK ML-G10+ 410) |  | 0.41 | 11 | 219 | 16 |  | Fixed | Roof
NJADRE1559737170 | Administratively Determined Incentive Program | West Milford | 7480 | 6.97 | Residential | Behind the Meter | Yes | Trinity Solar, LLC | Orange Rockland Electric |  | Accepted | 2025-05-16 | 2025-06-16 | 2026-06-16 | Solar Panels | HANWHA | (Q.PEAK DUO BLK ML-G10+ 410) |  | 0.41 | 6 | 219 | 21 |  | Fixed | Roof
NJADRE1559737183 | Administratively Determined Incentive Program | Randolph | 7869 | 10.44 | Residential | Behind the Meter | Yes | Venture Home Solar, LLC | JCP&L |  | Accepted | 2025-05-16 | 2025-06-17 | 2026-06-17 | Inverters | Tesla Solar | 1538000-xx-y | 330 |  | 1 |  |  | 0.9697 |  | Outside
NJADRE1559737183 | Administratively Determined Incentive Program | Randolph | 7869 | 10.44 | Residential | Behind the Meter | Yes | Venture Home Solar, LLC | JCP&L |  | Accepted | 2025-05-16 | 2025-06-17 | 2026-06-17 | Solar Panels | Hanwha | Q.TRON BLK M-G2+ 435 |  | 0.435 | 24 | 142 | 30 |  | Fixed | Roof
NJADRE1559738494 | Administratively Determined Incentive Program | Hopatcong | 7843 | 14.35 | Residential | Behind the Meter | Yes | Trinity Solar, LLC | JCP&L |  | Accepted | 2025-05-17 | 2025-06-16 | 2026-06-16 | Inverters | Solar Edge | USE11400H-US | 11400 |  | 1 |  |  | 0.97 |  | Outside
NJADRE1559738494 | Administratively Determined Incentive Program | Hopatcong | 7843 | 14.35 | Residential | Behind the Meter | Yes | Trinity Solar, LLC | JCP&L |  | Accepted | 2025-05-17 | 2025-06-16 | 2026-06-16 | Solar Panels | Hanwha | Q.PEAK DUO BLK ML-G10+ 410 |  | 0.41 | 16 | 328 | 29 |  | Fixed | Roof
NJADRE1559738494 | Administratively Determined Incentive Program | Hopatcong | 7843 | 14.35 | Residential | Behind the Meter | Yes | Trinity Solar, LLC | JCP&L |  | Accepted | 2025-05-17 | 2025-06-16 | 2026-06-16 | Solar Panels | Hanwha | Q.PEAK DUO BLK ML-G10+ 410 |  | 0.41 | 4 | 238 | 24 |  | Fixed | Roof
NJADRE1559738494 | Administratively Determined Incentive Program | Hopatcong | 7843 | 14.35 | Residential | Behind the Meter | Yes | Trinity Solar, LLC | JCP&L |  | Accepted | 2025-05-17 | 2025-06-16 | 2026-06-16 | Solar Panels | Hanwha | Q.PEAK DUO BLK ML-G10+ 410 |  | 0.41 | 11 | 148 | 18 |  | Fixed | Roof
NJADRE1559738494 | Administratively Determined Incentive Program | Hopatcong | 7843 | 14.35 | Residential | Behind the Meter | Yes | Trinity Solar, LLC | JCP&L |  | Accepted | 2025-05-17 | 2025-06-16 | 2026-06-16 | Solar Panels | Hanwha | Q.PEAK DUO BLK ML-G10+ 410 |  | 0.41 | 4 | 58 | 24 |  | Fixed | Roof
NJADRE1559738497 | Administratively Determined Incentive Program | Middletown | 7748 | 13.94 | Residential | Behind the Meter | Yes | Trinity Solar, LLC | JCP&L |  | Accepted | 2025-05-17 | 2025-06-16 | 2026-06-16 | Inverters | Solar Edge | USE11400H-US | 11400 |  | 1 |  |  | 0.97 |  | Outside
NJADRE1559738497 | Administratively Determined Incentive Program | Middletown | 7748 | 13.94 | Residential | Behind the Meter | Yes | Trinity Solar, LLC | JCP&L |  | Accepted | 2025-05-17 | 2025-06-16 | 2026-06-16 | Solar Panels | Hanwha | Q.PEAK DUO BLK ML-G10+ 410 |  | 0.41 | 11 | 28 | 11 |  | Fixed | Roof
NJADRE1559738497 | Administratively Determined Incentive Program | Middletown | 7748 | 13.94 | Residential | Behind the Meter | Yes | Trinity Solar, LLC | JCP&L |  | Accepted | 2025-05-17 | 2025-06-16 | 2026-06-16 | Solar Panels | Hanwha | Q.PEAK DUO BLK ML-G10+ 410 |  | 0.41 | 5 | 208 | 19 |  | Fixed | Roof
NJADRE1559738497 | Administratively Determined Incentive Program | Middletown | 7748 | 13.94 | Residential | Behind the Meter | Yes | Trinity Solar, LLC | JCP&L |  | Accepted | 2025-05-17 | 2025-06-16 | 2026-06-16 | Solar Panels | Hanwha | Q.PEAK DUO BLK ML-G10+ 410 |  | 0.41 | 18 | 208 | 19 |  | Fixed | Roof
NJADRE1559738526 | Administratively Determined Incentive Program | Farmingdale | 7727 | 18.45 | Residential | Behind the Meter | Yes | Trinity Solar, LLC | JCP&L |  | Accepted | 2025-05-17 | 2025-06-16 | 2026-06-16 | Inverters | Solar Edge | USE3800H-USMNBL75 | 3800 |  | 1 |  |  | 0.97 |  | Outdoor
NJADRE1559738526 | Administratively Determined Incentive Program | Farmingdale | 7727 | 18.45 | Residential | Behind the Meter | Yes | Trinity Solar, LLC | JCP&L |  | Accepted | 2025-05-17 | 2025-06-16 | 2026-06-16 | Solar Panels | HANWHA | (Q.PEAK DUO BLK ML-G10+ 410) |  | 0.41 | 15 | 48 | 23 |  | Fixed | Roof
NJADRE1559738526 | Administratively Determined Incentive Program | Farmingdale | 7727 | 18.45 | Residential | Behind the Meter | Yes | Trinity Solar, LLC | JCP&L |  | Accepted | 2025-05-17 | 2025-06-16 | 2026-06-16 | Solar Panels | HANWHA | (Q.PEAK DUO BLK ML-G10+ 410) |  | 0.41 | 30 | 228 | 23 |  | Fixed | Roof
NJADRE1559738526 | Administratively Determined Incentive Program | Farmingdale | 7727 | 18.45 | Residential | Behind the Meter | Yes | Trinity Solar, LLC | JCP&L |  | Accepted | 2025-05-17 | 2025-06-16 | 2026-06-16 | Inverters | Solar Edge | USE11400H-USMNBL75 | 11400 |  | 1 |  |  | 0.97 |  | Outdoor
NJADRE1559738533 | Administratively Determined Incentive Program | Lincroft | 7738 | 7.29 | Residential | Behind the Meter | No | Power Home Remodeling Group | JCP&L |  | Accepted | 2025-05-17 | 2025-06-16 | 2026-06-16 | Inverters | SolarEdge | SE5700H-US | 5760 |  | 1 |  |  | 0.99 |  | Outdoor
NJADRE1559738533 | Administratively Determined Incentive Program | Lincroft | 7738 | 7.29 | Residential | Behind the Meter | No | Power Home Remodeling Group | JCP&L |  | Accepted | 2025-05-17 | 2025-06-16 | 2026-06-16 | Solar Panels | JA Solar | JAM54S31 405/MR |  | 0.405 | 6 | 169 | 19 |  | Fixed | Roof
NJADRE1559738533 | Administratively Determined Incentive Program | Lincroft | 7738 | 7.29 | Residential | Behind the Meter | No | Power Home Remodeling Group | JCP&L |  | Accepted | 2025-05-17 | 2025-06-16 | 2026-06-16 | Meters | SolarEdge | Revenue Grade Data Ansi C12.20 |  |  | 1 |  |  |  | Yes | Outdoor
NJADRE1559738533 | Administratively Determined Incentive Program | Lincroft | 7738 | 7.29 | Residential | Behind the Meter | No | Power Home Remodeling Group | JCP&L |  | Accepted | 2025-05-17 | 2025-06-16 | 2026-06-16 | Solar Panels | JA Solar | JAM54S31 405/MR |  | 0.405 | 12 | 169 | 19 |  | Fixed | Roof
NJADRE1559738546 | Administratively Determined Incentive Program | ROCKAWAY | 7866 | 5.74 | Residential | Behind the Meter | Yes | Trinity Solar, LLC | JCP&L |  | Accepted | 2025-05-17 | 2025-06-16 | 2026-06-16 | Inverters | Solar Edge | USE5700H-USMNBL75 | 5760 |  | 1 |  |  | 0.97 |  | Outdoor
NJADRE1559738546 | Administratively Determined Incentive Program | ROCKAWAY | 7866 | 5.74 | Residential | Behind the Meter | Yes | Trinity Solar, LLC | JCP&L |  | Accepted | 2025-05-17 | 2025-06-16 | 2026-06-16 | Solar Panels | HANWHA | (Q.PEAK DUO BLK ML-G10+ 410) |  | 0.41 | 2 | 132 | 34 |  | Fixed | Roof
NJADRE1559738546 | Administratively Determined Incentive Program | ROCKAWAY | 7866 | 5.74 | Residential | Behind the Meter | Yes | Trinity Solar, LLC | JCP&L |  | Accepted | 2025-05-17 | 2025-06-16 | 2026-06-16 | Solar Panels | HANWHA | (Q.PEAK DUO BLK ML-G10+ 410) |  | 0.41 | 12 | 132 | 34 |  | Fixed | Roof
NJADRE1559738684 | Administratively Determined Incentive Program | EWING | 8618 | 6.97 | Residential | Behind the Meter | Yes | Trinity Solar, LLC | PSE&G |  | Accepted | 2025-05-17 | 2025-06-16 | 2026-06-16 | Inverters | Solar Edge | USE5700H-USMNBL75 | 5760 |  | 1 |  |  | 0.97 |  | Outdoor
NJADRE1559738684 | Administratively Determined Incentive Program | EWING | 8618 | 6.97 | Residential | Behind the Meter | Yes | Trinity Solar, LLC | PSE&G |  | Accepted | 2025-05-17 | 2025-06-16 | 2026-06-16 | Solar Panels | HANWHA | (Q.PEAK DUO BLK ML-G10+ 410) |  | 0.41 | 9 | 55 | 28 |  | Fixed | Roof
NJADRE1559738684 | Administratively Determined Incentive Program | EWING | 8618 | 6.97 | Residential | Behind the Meter | Yes | Trinity Solar, LLC | PSE&G |  | Accepted | 2025-05-17 | 2025-06-16 | 2026-06-16 | Solar Panels | HANWHA | (Q.PEAK DUO BLK ML-G10+ 410) |  | 0.41 | 8 | 235 | 28 |  | Fixed | Roof
NJADRE1559740612 | Administratively Determined Incentive Program | HAMMONTON | 8037 | 12.47 | Residential | Behind the Meter | No | Sun Up Zero Down, LLC | AC Electric |  | Accepted | 2025-05-19 | 2025-06-17 | 2026-06-17 | Meters | Enphase | TBD |  |  | 1 |  |  |  | Yes | Outdoor
NJADRE1559740612 | Administratively Determined Incentive Program | HAMMONTON | 8037 | 12.47 | Residential | Behind the Meter | No | Sun Up Zero Down, LLC | AC Electric |  | Accepted | 2025-05-19 | 2025-06-17 | 2026-06-17 | Solar Panels | SEG | SEG-430-BTD-BG |  | 0.43 | 29 | 157 | 23 |  | Fixed | Roof
NJADRE1559740612 | Administratively Determined Incentive Program | HAMMONTON | 8037 | 12.47 | Residential | Behind the Meter | No | Sun Up Zero Down, LLC | AC Electric |  | Accepted | 2025-05-19 | 2025-06-17 | 2026-06-17 | Inverters | Enphase | IQ8PLUS-72-2-US | 290 |  | 29 |  |  | 0.976 |  | Outdoor
NJADRE1559740614 | Administratively Determined Incentive Program | Princeton | 8540 | 12.32 | Residential | Behind the Meter | No | Exact Solar | PSE&G |  | Accepted | 2025-05-19 | 2025-06-16 | 2026-06-16 | Inverters | SolarEdge | SE10000H | 10000 |  | 1 |  |  | 0.99 |  | Outdoor
NJADRE1559740614 | Administratively Determined Incentive Program | Princeton | 8540 | 12.32 | Residential | Behind the Meter | No | Exact Solar | PSE&G |  | Accepted | 2025-05-19 | 2025-06-16 | 2026-06-16 | Solar Panels | Vsun | VSUN440N-108BMH |  | 0.44 | 4 | 327.07 | 40 |  | Fixed | Roof
NJADRE1559740614 | Administratively Determined Incentive Program | Princeton | 8540 | 12.32 | Residential | Behind the Meter | No | Exact Solar | PSE&G |  | Accepted | 2025-05-19 | 2025-06-16 | 2026-06-16 | Solar Panels | Vsun | VSUN440N-108BMH |  | 0.44 | 13 | 147.39 | 15 |  | Fixed | Roof
NJADRE1559740614 | Administratively Determined Incentive Program | Princeton | 8540 | 12.32 | Residential | Behind the Meter | No | Exact Solar | PSE&G |  | Accepted | 2025-05-19 | 2025-06-16 | 2026-06-16 | Solar Panels | Vsun | VSUN440N-108BMH |  | 0.44 | 11 | 147.73 | 4 |  | Fixed | Roof
NJADRE1559740621 | Administratively Determined Incentive Program | EAST ORANGE | 7017 | 5.59 | Residential | Behind the Meter | No | Infinity Solar Systems, LLC | PSE&G |  | Accepted | 2025-05-19 | 2025-06-13 | 2026-06-13 | Inverters | SEG Solar | SEG-430-BTD-BG | 425 |  | 13 |  |  | 0.97 |  | Outdoor
NJADRE1559740621 | Administratively Determined Incentive Program | EAST ORANGE | 7017 | 5.59 | Residential | Behind the Meter | No | Infinity Solar Systems, LLC | PSE&G |  | Accepted | 2025-05-19 | 2025-06-13 | 2026-06-13 | Solar Panels | SEG Solar | SEG-430-BTD-BG |  | 0.43 | 2 | 130 | 33 |  | Fixed | Roof
NJADRE1559740621 | Administratively Determined Incentive Program | EAST ORANGE | 7017 | 5.59 | Residential | Behind the Meter | No | Infinity Solar Systems, LLC | PSE&G |  | Accepted | 2025-05-19 | 2025-06-13 | 2026-06-13 | Solar Panels | SEG Solar | SEG-430-BTD-BG |  | 0.43 | 4 | 130 | 15 |  | Fixed | Roof
NJADRE1559740621 | Administratively Determined Incentive Program | EAST ORANGE | 7017 | 5.59 | Residential | Behind the Meter | No | Infinity Solar Systems, LLC | PSE&G |  | Accepted | 2025-05-19 | 2025-06-13 | 2026-06-13 | Solar Panels | SEG Solar | SEG-430-BTD-BG |  | 0.43 | 7 | 310 | 33 |  | Fixed | Roof
NJADRE1559740629 | Administratively Determined Incentive Program | CAPE MAY COURT HOUSE | 8210 | 12.3 | Residential | Behind the Meter | Yes | Trinity Solar, LLC | AC Electric |  | Accepted | 2025-05-19 | 2025-06-13 | 2026-06-13 | Inverters | Solar Edge | USE10000H-USMNBL75 | 10000 |  | 1 |  |  | 0.97 |  | Outdoor
NJADRE1559740629 | Administratively Determined Incentive Program | CAPE MAY COURT HOUSE | 8210 | 12.3 | Residential | Behind the Meter | Yes | Trinity Solar, LLC | AC Electric |  | Accepted | 2025-05-19 | 2025-06-13 | 2026-06-13 | Solar Panels | HANWHA | (Q.PEAK DUO BLK ML-G10+ 410) |  | 0.41 | 4 | 257 | 30 |  | Fixed | Roof
NJADRE1559740629 | Administratively Determined Incentive Program | CAPE MAY COURT HOUSE | 8210 | 12.3 | Residential | Behind the Meter | Yes | Trinity Solar, LLC | AC Electric |  | Accepted | 2025-05-19 | 2025-06-13 | 2026-06-13 | Solar Panels | HANWHA | (Q.PEAK DUO BLK ML-G10+ 410) |  | 0.41 | 19 | 77 | 30 |  | Fixed | Roof
NJADRE1559740629 | Administratively Determined Incentive Program | CAPE MAY COURT HOUSE | 8210 | 12.3 | Residential | Behind the Meter | Yes | Trinity Solar, LLC | AC Electric |  | Accepted | 2025-05-19 | 2025-06-13 | 2026-06-13 | Solar Panels | HANWHA | (Q.PEAK DUO BLK ML-G10+ 410) |  | 0.41 | 7 | 167 | 30 |  | Fixed | Roof
NJADRE1559740637 | Administratively Determined Incentive Program | TRENTON | 8629 | 5.95 | Residential | Behind the Meter | Yes | Big Wave Roofing and Solar, LLC | PSE&G |  | Accepted | 2025-05-19 | 2025-06-13 | 2026-06-13 | Solar Panels | MISSION SOLAR | JKM425N-54HL4-B (425W) |  | 0.425 | 14 | 230 | 32 |  | Fixed | Roof
NJADRE1559740637 | Administratively Determined Incentive Program | TRENTON | 8629 | 5.95 | Residential | Behind the Meter | Yes | Big Wave Roofing and Solar, LLC | PSE&G |  | Accepted | 2025-05-19 | 2025-06-13 | 2026-06-13 | Inverters | Enphase | ENPHASE IQ8HC-72-M-DOM-US | 380 |  | 14 |  |  | 0.97 |  | Outdoor
NJADRE1559740640 | Administratively Determined Incentive Program | PLEASANTVILLE | 8232 | 12.04 | Residential | Behind the Meter | Yes | Brilliant Installations, Inc. | AC Electric |  | Accepted | 2025-05-19 | 2025-06-13 | 2026-06-13 | Inverters | SOLAREDGE | USE10000H-USMNBL75 | 10000 |  | 1 |  |  | 0.97 |  | Outdoor
NJADRE1559740640 | Administratively Determined Incentive Program | PLEASANTVILLE | 8232 | 12.04 | Residential | Behind the Meter | Yes | Brilliant Installations, Inc. | AC Electric |  | Accepted | 2025-05-19 | 2025-06-13 | 2026-06-13 | Solar Panels | JINKO SOLAR | JKM430N-54HL4-B430 |  | 0.43 | 12 | 321 | 20 |  | Fixed | Roof
NJADRE1559740640 | Administratively Determined Incentive Program | PLEASANTVILLE | 8232 | 12.04 | Residential | Behind the Meter | Yes | Brilliant Installations, Inc. | AC Electric |  | Accepted | 2025-05-19 | 2025-06-13 | 2026-06-13 | Solar Panels | JINKO SOLAR | JKM430N-54HL4-B430 |  | 0.43 | 9 | 141 | 20 |  | Fixed | Roof
NJADRE1559740640 | Administratively Determined Incentive Program | PLEASANTVILLE | 8232 | 12.04 | Residential | Behind the Meter | Yes | Brilliant Installations, Inc. | AC Electric |  | Accepted | 2025-05-19 | 2025-06-13 | 2026-06-13 | Solar Panels | JINKO SOLAR | JKM430N-54HL4-B430 |  | 0.43 | 3 | 231 | 27 |  | Fixed | Roof
NJADRE1559740640 | Administratively Determined Incentive Program | PLEASANTVILLE | 8232 | 12.04 | Residential | Behind the Meter | Yes | Brilliant Installations, Inc. | AC Electric |  | Accepted | 2025-05-19 | 2025-06-13 | 2026-06-13 | Solar Panels | JINKO SOLAR | JKM430N-54HL4-B430 |  | 0.43 | 4 | 51 | 27 |  | Fixed | Roof
NJADRE1559740642 | Administratively Determined Incentive Program | BARNEGAT | 8005 | 9.84 | Residential | Behind the Meter | Yes | Sunrun, Inc | JCP&L |  | Accepted | 2025-05-19 | 2025-06-13 | 2026-06-13 | Solar Panels | HANWHA Q-CELLS | Q.PEAK DUO BLK ML-G10+ 410 DCA |  | 0.41 | 8 | 227 | 43 |  | Fixed | Roof
NJADRE1559740642 | Administratively Determined Incentive Program | BARNEGAT | 8005 | 9.84 | Residential | Behind the Meter | Yes | Sunrun, Inc | JCP&L |  | Accepted | 2025-05-19 | 2025-06-13 | 2026-06-13 | Inverters | Tesla | POWERWALL 3 1707000-XX-Y | 11500 |  | 1 |  |  | 0.97 |  | Outdoor
NJADRE1559740642 | Administratively Determined Incentive Program | BARNEGAT | 8005 | 9.84 | Residential | Behind the Meter | Yes | Sunrun, Inc | JCP&L |  | Accepted | 2025-05-19 | 2025-06-13 | 2026-06-13 | Solar Panels | HANWHA Q-CELLS | Q.PEAK DUO BLK ML-G10+ 410 DCA |  | 0.41 | 8 | 227 | 43 |  | Fixed | Roof
NJADRE1559740642 | Administratively Determined Incentive Program | BARNEGAT | 8005 | 9.84 | Residential | Behind the Meter | Yes | Sunrun, Inc | JCP&L |  | Accepted | 2025-05-19 | 2025-06-13 | 2026-06-13 | Electric Storage Battery | Tesla | POWERWALL 3 1707000-XX-Y |  |  | 1 |  |  |  | Lithium Ion |  | OUTSIDE
NJADRE1559740642 | Administratively Determined Incentive Program | BARNEGAT | 8005 | 9.84 | Residential | Behind the Meter | Yes | Sunrun, Inc | JCP&L |  | Accepted | 2025-05-19 | 2025-06-13 | 2026-06-13 | Solar Panels | HANWHA Q-CELLS | Q.PEAK DUO BLK ML-G10+ 410 DCA |  | 0.41 | 8 | 137 | 26 |  | Fixed | Roof
NJADRE1559740653 | Administratively Determined Incentive Program | GALLOWAY | 8205 | 8.61 | Residential | Behind the Meter | Yes | Trinity Solar, LLC | AC Electric |  | Accepted | 2025-05-19 | 2025-06-13 | 2026-06-13 | Solar Panels | HANWHA | (Q.PEAK DUO BLK ML-G10+ 410) |  | 0.41 | 17 | 195 | 34 |  | Fixed | Roof
NJADRE1559740653 | Administratively Determined Incentive Program | GALLOWAY | 8205 | 8.61 | Residential | Behind the Meter | Yes | Trinity Solar, LLC | AC Electric |  | Accepted | 2025-05-19 | 2025-06-13 | 2026-06-13 | Solar Panels | HANWHA | (Q.PEAK DUO BLK ML-G10+ 410) |  | 0.41 | 4 | 195 | 18 |  | Fixed | Roof
NJADRE1559740653 | Administratively Determined Incentive Program | GALLOWAY | 8205 | 8.61 | Residential | Behind the Meter | Yes | Trinity Solar, LLC | AC Electric |  | Accepted | 2025-05-19 | 2025-06-13 | 2026-06-13 | Inverters | Solar Edge | USE7600H-USMNBL75 | 7600 |  | 1 |  |  | 0.97 |  | Outdoor
NJADRE1559740654 | Administratively Determined Incentive Program | SOUTH PLAINFIELD | 7080 | 15.66 | Residential | Behind the Meter | Yes | SunnyMac, LLC | PSE&G |  | Accepted | 2025-05-19 | 2025-06-13 | 2026-06-13 | Solar Panels | HANWHA | Q.TRON BLK M-G2+ 435W |  | 0.435 | 25 | 170 | 33 |  | Fixed | Roof
NJADRE1559740654 | Administratively Determined Incentive Program | SOUTH PLAINFIELD | 7080 | 15.66 | Residential | Behind the Meter | Yes | SunnyMac, LLC | PSE&G |  | Accepted | 2025-05-19 | 2025-06-13 | 2026-06-13 | Solar Panels | HANWHA | Q.TRON BLK M-G2+ 435W |  | 0.435 | 11 | 350 | 33 |  | Fixed | Roof
NJADRE1559740654 | Administratively Determined Incentive Program | SOUTH PLAINFIELD | 7080 | 15.66 | Residential | Behind the Meter | Yes | SunnyMac, LLC | PSE&G |  | Accepted | 2025-05-19 | 2025-06-13 | 2026-06-13 | Inverters | SOLAREDGE HOME HUB | SE11400H-US | 11400 |  | 1 |  |  | 0.99 |  | Outdoor | next to meter
NJADRE1559740657 | Administratively Determined Incentive Program | FRANKLINVILLE | 8322 | 6.8 | Residential | Behind the Meter | Yes | Whitman Construction, LLC | AC Electric |  | Accepted | 2025-05-19 | 2025-06-13 | 2026-06-13 | Inverters | ENPHASE | IQ8PLUS-72-M-US | 290 |  | 16 |  |  | 0.975 |  | Outdoor
NJADRE1559740657 | Administratively Determined Incentive Program | FRANKLINVILLE | 8322 | 6.8 | Residential | Behind the Meter | Yes | Whitman Construction, LLC | AC Electric |  | Accepted | 2025-05-19 | 2025-06-13 | 2026-06-13 | Solar Panels | Jinko Solar | JKM425N-54HL4-B |  | 0.425 | 13 | 221 | 23 |  | Fixed | Roof
NJADRE1559740657 | Administratively Determined Incentive Program | FRANKLINVILLE | 8322 | 6.8 | Residential | Behind the Meter | Yes | Whitman Construction, LLC | AC Electric |  | Accepted | 2025-05-19 | 2025-06-13 | 2026-06-13 | Solar Panels | Jinko Solar | JKM425N-54HL4-B |  | 0.425 | 3 | 41 | 14 |  | Fixed | Roof
NJADRE1559740664 | Administratively Determined Incentive Program | Toms River | 8757 | 18.45 | Residential | Behind the Meter | No | Powerlutions, LLC | JCP&L |  | Accepted | 2025-05-19 | 2025-06-16 | 2026-06-16 | Solar Panels | CANADIAN | CS6.1-54TM-450H |  | 0.45 | 17 | 77 | 22 |  | Fixed | Roof
NJADRE1559740664 | Administratively Determined Incentive Program | Toms River | 8757 | 18.45 | Residential | Behind the Meter | No | Powerlutions, LLC | JCP&L |  | Accepted | 2025-05-19 | 2025-06-16 | 2026-06-16 | Solar Panels | CANADIAN | CS6.1-54TM-450H |  | 0.45 | 3 | 76 | 21 |  | Fixed | Roof
NJADRE1559740664 | Administratively Determined Incentive Program | Toms River | 8757 | 18.45 | Residential | Behind the Meter | No | Powerlutions, LLC | JCP&L |  | Accepted | 2025-05-19 | 2025-06-16 | 2026-06-16 | Solar Panels | CANADIAN | CS6.1-54TM-450H |  | 0.45 | 18 | 257 | 22 |  | Fixed | Roof
NJADRE1559740664 | Administratively Determined Incentive Program | Toms River | 8757 | 18.45 | Residential | Behind the Meter | No | Powerlutions, LLC | JCP&L |  | Accepted | 2025-05-19 | 2025-06-16 | 2026-06-16 | Solar Panels | CANADIAN | CS6.1-54TM-450H |  | 0.45 | 3 | 256 | 21 |  | Fixed | Roof
NJADRE1559740664 | Administratively Determined Incentive Program | Toms River | 8757 | 18.45 | Residential | Behind the Meter | No | Powerlutions, LLC | JCP&L |  | Accepted | 2025-05-19 | 2025-06-16 | 2026-06-16 | Inverters | Enphase | IQ8MC-72-M-US | 320 |  | 41 |  |  | 0.98 |  | Outdoor
NJADRE1559740664 | Administratively Determined Incentive Program | Toms River | 8757 | 18.45 | Residential | Behind the Meter | No | Powerlutions, LLC | JCP&L |  | Accepted | 2025-05-19 | 2025-06-16 | 2026-06-16 | Meters | Enphase | X2-IQ-AM1-240-4 |  |  | 1 |  |  |  | Yes | Outdoor
NJADRE1559740667 | Administratively Determined Incentive Program | Roselle | 7203 | 9.89 | Residential | Behind the Meter | Yes | Infinity Solar Systems, LLC | PSE&G |  | Accepted | 2025-05-19 | 2025-06-18 | 2026-06-18 | Inverters | enphase | IQ8MC-72-M-US | 240 |  | 23 |  |  | 0.97 |  | Outdoor
NJADRE1559740667 | Administratively Determined Incentive Program | Roselle | 7203 | 9.89 | Residential | Behind the Meter | Yes | Infinity Solar Systems, LLC | PSE&G |  | Accepted | 2025-05-19 | 2025-06-18 | 2026-06-18 | Solar Panels | SEG Solar | SEG-430-BTD-BG |  | 0.43 | 12 | 260 | 38 |  | Fixed | Roof
NJADRE1559740667 | Administratively Determined Incentive Program | Roselle | 7203 | 9.89 | Residential | Behind the Meter | Yes | Infinity Solar Systems, LLC | PSE&G |  | Accepted | 2025-05-19 | 2025-06-18 | 2026-06-18 | Solar Panels | SEG Solar | SEG-430-BTD-BG |  | 0.43 | 11 | 80 | 38 |  | Fixed | Roof
NJADRE1559740669 | Administratively Determined Incentive Program | BERLIN | 8009 | 17.835 | Residential | Behind the Meter | Yes | SunnyMac, LLC | AC Electric |  | Accepted | 2025-05-19 | 2025-06-13 | 2026-06-13 | Inverters | SOLAREDGE HOME HUB | SE7600H-US | 7600 |  | 1 |  |  | 0.99 |  | Outdoor | next to meter
NJADRE1559740669 | Administratively Determined Incentive Program | BERLIN | 8009 | 17.835 | Residential | Behind the Meter | Yes | SunnyMac, LLC | AC Electric |  | Accepted | 2025-05-19 | 2025-06-13 | 2026-06-13 | Solar Panels | HANWHA | Q.TRON BLK M-G2+ 435W |  | 0.435 | 6 | 307 | 24 |  | Fixed | Roof
NJADRE1559740669 | Administratively Determined Incentive Program | BERLIN | 8009 | 17.835 | Residential | Behind the Meter | Yes | SunnyMac, LLC | AC Electric |  | Accepted | 2025-05-19 | 2025-06-13 | 2026-06-13 | Solar Panels | HANWHA | Q.TRON BLK M-G2+ 435W |  | 0.435 | 6 | 127 | 24 |  | Fixed | Roof
NJADRE1559740669 | Administratively Determined Incentive Program | BERLIN | 8009 | 17.835 | Residential | Behind the Meter | Yes | SunnyMac, LLC | AC Electric |  | Accepted | 2025-05-19 | 2025-06-13 | 2026-06-13 | Solar Panels | HANWHA | Q.TRON BLK M-G2+ 435W |  | 0.435 | 6 | 218 | 22 |  | Fixed | Roof
NJADRE1559740669 | Administratively Determined Incentive Program | BERLIN | 8009 | 17.835 | Residential | Behind the Meter | Yes | SunnyMac, LLC | AC Electric |  | Accepted | 2025-05-19 | 2025-06-13 | 2026-06-13 | Solar Panels | HANWHA | Q.TRON BLK M-G2+ 435W |  | 0.435 | 9 | 38 | 22 |  | Fixed | Roof
NJADRE1559740669 | Administratively Determined Incentive Program | BERLIN | 8009 | 17.835 | Residential | Behind the Meter | Yes | SunnyMac, LLC | AC Electric |  | Accepted | 2025-05-19 | 2025-06-13 | 2026-06-13 | Solar Panels | HANWHA | Q.TRON BLK M-G2+ 435W |  | 0.435 | 14 | 218 | 22 |  | Fixed | Roof
NJADRE1559740669 | Administratively Determined Incentive Program | BERLIN | 8009 | 17.835 | Residential | Behind the Meter | Yes | SunnyMac, LLC | AC Electric |  | Accepted | 2025-05-19 | 2025-06-13 | 2026-06-13 | Inverters | SOLAREDGE HOME HUB | SE5700H-US | 5760 |  | 1 |  |  | 0.99 |  | Outdoor | next to meter
NJADRE1559740669 | Administratively Determined Incentive Program | BERLIN | 8009 | 17.835 | Residential | Behind the Meter | Yes | SunnyMac, LLC | AC Electric |  | Accepted | 2025-05-19 | 2025-06-13 | 2026-06-13 | Meters | SOLAREDGE HOME HUB | SE-RGMTR-1D-240C-B |  |  | 1 |  |  |  | Yes | Outdoor
NJADRE1559740683 | Administratively Determined Incentive Program | Bridgewater | 8807 | 15.66 | Residential | Behind the Meter | Yes | SunnyMac, LLC | PSE&G |  | Accepted | 2025-05-19 | 2025-06-16 | 2026-06-16 | Solar Panels | HANWHA | Q.TRON BLK M-G2+ 435W |  | 0.435 | 7 | 350 | 33 |  | Fixed | Roof
NJADRE1559740683 | Administratively Determined Incentive Program | Bridgewater | 8807 | 15.66 | Residential | Behind the Meter | Yes | SunnyMac, LLC | PSE&G |  | Accepted | 2025-05-19 | 2025-06-16 | 2026-06-16 | Solar Panels | HANWHA | Q.TRON BLK M-G2+ 435W |  | 0.435 | 8 | 80 | 40 |  | Fixed | Roof
NJADRE1559740683 | Administratively Determined Incentive Program | Bridgewater | 8807 | 15.66 | Residential | Behind the Meter | Yes | SunnyMac, LLC | PSE&G |  | Accepted | 2025-05-19 | 2025-06-16 | 2026-06-16 | Solar Panels | HANWHA | Q.TRON BLK M-G2+ 435W |  | 0.435 | 8 | 170 | 33 |  | Fixed | Roof
NJADRE1559740683 | Administratively Determined Incentive Program | Bridgewater | 8807 | 15.66 | Residential | Behind the Meter | Yes | SunnyMac, LLC | PSE&G |  | Accepted | 2025-05-19 | 2025-06-16 | 2026-06-16 | Solar Panels | HANWHA | Q.TRON BLK M-G2+ 435W |  | 0.435 | 7 | 260 | 40 |  | Fixed | Roof
NJADRE1559740683 | Administratively Determined Incentive Program | Bridgewater | 8807 | 15.66 | Residential | Behind the Meter | Yes | SunnyMac, LLC | PSE&G |  | Accepted | 2025-05-19 | 2025-06-16 | 2026-06-16 | Inverters | SOLAREDGE HOME HUB | SE11400H-US | 11400 |  | 1 |  |  | 0.99 |  | Outdoor | next to meter
NJADRE1559740683 | Administratively Determined Incentive Program | Bridgewater | 8807 | 15.66 | Residential | Behind the Meter | Yes | SunnyMac, LLC | PSE&G |  | Accepted | 2025-05-19 | 2025-06-16 | 2026-06-16 | Solar Panels | HANWHA | Q.TRON BLK M-G2+ 435W |  | 0.435 | 6 | 260 | 40 |  | Fixed | Roof
NJADRE1559740685 | Administratively Determined Incentive Program | Sicklerville | 8081 | 12.33 | Residential | Behind the Meter | Yes | Integrity Solar & Home Solutions, LLC | AC Electric |  | Accepted | 2025-05-19 | 2025-06-13 | 2026-06-13 | Solar Panels | JINKO | JKM425N-54HL4-B |  | 0.425 | 25 | 129 | 30 |  | Fixed | Roof
NJADRE1559740685 | Administratively Determined Incentive Program | Sicklerville | 8081 | 12.33 | Residential | Behind the Meter | Yes | Integrity Solar & Home Solutions, LLC | AC Electric |  | Accepted | 2025-05-19 | 2025-06-13 | 2026-06-13 | Inverters | ENPHASE | IQ8HC | 380 |  | 29 |  |  | 0.98 |  | Other | UNDER EACH PANEL
NJADRE1559740685 | Administratively Determined Incentive Program | Sicklerville | 8081 | 12.33 | Residential | Behind the Meter | Yes | Integrity Solar & Home Solutions, LLC | AC Electric |  | Accepted | 2025-05-19 | 2025-06-13 | 2026-06-13 | Solar Panels | JINKO | JKM425N-54HL4-B |  | 0.425 | 4 | 309 | 30 |  | Fixed | Roof
NJADRE1559740699 | Administratively Determined Incentive Program | Hewitt | 7421 | 7.65 | Residential | Behind the Meter | Yes | Power Energy Solutions, LLC | Orange Rockland Electric |  | Accepted | 2025-05-19 | 2025-06-16 | 2026-06-13 | Inverters | SolarEdge | SE5700H-US | 6 |  | 1 |  |  | 0.97 |  | Outdoor
NJADRE1559740699 | Administratively Determined Incentive Program | Hewitt | 7421 | 7.65 | Residential | Behind the Meter | Yes | Power Energy Solutions, LLC | Orange Rockland Electric |  | Accepted | 2025-05-19 | 2025-06-16 | 2026-06-13 | Solar Panels | Trina Solar | TSM-425NE09RC.05 |  | 0.425 | 14 | 303 | 17 |  | Fixed | Roof
NJADRE1559740699 | Administratively Determined Incentive Program | Hewitt | 7421 | 7.65 | Residential | Behind the Meter | Yes | Power Energy Solutions, LLC | Orange Rockland Electric |  | Accepted | 2025-05-19 | 2025-06-16 | 2026-06-13 | Solar Panels | Trina Solar | TSM-425NE09RC.05 |  | 0.425 | 4 | 123 | 34 |  | Fixed | Roof
NJADRE1559740700 | Administratively Determined Incentive Program | Egg Harbor Twp | 8234 | 16.58 | Residential | Behind the Meter | Yes | Whitman Construction, LLC | AC Electric |  | Accepted | 2025-05-19 | 2025-06-13 | 2026-06-13 | Solar Panels | Jinko Solar | JKM425N-54HL4-B |  | 0.425 | 17 | 26 | 18 |  | Fixed | Roof
NJADRE1559740700 | Administratively Determined Incentive Program | Egg Harbor Twp | 8234 | 16.58 | Residential | Behind the Meter | Yes | Whitman Construction, LLC | AC Electric |  | Accepted | 2025-05-19 | 2025-06-13 | 2026-06-13 | Inverters | ENPHASE | IQ8PLUS-72-2-US | 290 |  | 39 |  |  | 0.975 |  | Outdoor
NJADRE1559740700 | Administratively Determined Incentive Program | Egg Harbor Twp | 8234 | 16.58 | Residential | Behind the Meter | Yes | Whitman Construction, LLC | AC Electric |  | Accepted | 2025-05-19 | 2025-06-13 | 2026-06-13 | Solar Panels | Jinko Solar | JKM425N-54HL4-B |  | 0.425 | 2 | 206 | 18 |  | Fixed | Roof
NJADRE1559740700 | Administratively Determined Incentive Program | Egg Harbor Twp | 8234 | 16.58 | Residential | Behind the Meter | Yes | Whitman Construction, LLC | AC Electric |  | Accepted | 2025-05-19 | 2025-06-13 | 2026-06-13 | Solar Panels | Jinko Solar | JKM425N-54HL4-B |  | 0.425 | 20 | 206 | 18 |  | Fixed | Roof
NJADRE1559740713 | Administratively Determined Incentive Program | MANASQUAN | 8736 | 5.72 | Residential | Behind the Meter | Yes | Ecological Systems, LLC | JCP&L |  | Accepted | 2025-06-17 | 2025-07-22 | 2026-07-22 | Meters | Solar Edge | Envoy | 5700 |  | 1 |  |  |  | Yes | Outdoor
NJADRE1559740713 | Administratively Determined Incentive Program | MANASQUAN | 8736 | 5.72 | Residential | Behind the Meter | Yes | Ecological Systems, LLC | JCP&L |  | Accepted | 2025-06-17 | 2025-07-22 | 2026-07-22 | Solar Panels | Phono | Phono 440 |  | 0.44 | 13 | 180 | 25 |  | Fixed | Roof | Roof Top
NJADRE1559740713 | Administratively Determined Incentive Program | MANASQUAN | 8736 | 5.72 | Residential | Behind the Meter | Yes | Ecological Systems, LLC | JCP&L |  | Accepted | 2025-06-17 | 2025-07-22 | 2026-07-22 | Inverters | Solar Edge | SE5700 | 5760 |  | 1 |  |  | 0.992 |  | Outdoor | Roof Top
NJADRE1559740714 | Administratively Determined Incentive Program | HILLSIDE | 7205 | 5.95 | Residential | Behind the Meter | Yes | Big Wave Roofing and Solar, LLC | PSE&G |  | Accepted | 2025-05-19 | 2025-06-16 | 2026-06-16 | Solar Panels | Jinko | JKM425N-54HL4-B |  | 0.425 | 5 | 268 | 22 |  | Fixed | Roof
NJADRE1559740714 | Administratively Determined Incentive Program | HILLSIDE | 7205 | 5.95 | Residential | Behind the Meter | Yes | Big Wave Roofing and Solar, LLC | PSE&G |  | Accepted | 2025-05-19 | 2025-06-16 | 2026-06-16 | Solar Panels | Jinko | JKM425N-54HL4-B |  | 0.425 | 3 | 178 | 22 |  | Fixed | Roof
NJADRE1559740714 | Administratively Determined Incentive Program | HILLSIDE | 7205 | 5.95 | Residential | Behind the Meter | Yes | Big Wave Roofing and Solar, LLC | PSE&G |  | Accepted | 2025-05-19 | 2025-06-16 | 2026-06-16 | Solar Panels | Jinko | JKM425N-54HL4-B |  | 0.425 | 6 | 178 | 22 |  | Fixed | Roof
NJADRE1559740714 | Administratively Determined Incentive Program | HILLSIDE | 7205 | 5.95 | Residential | Behind the Meter | Yes | Big Wave Roofing and Solar, LLC | PSE&G |  | Accepted | 2025-05-19 | 2025-06-16 | 2026-06-16 | Inverters | Enphase | IQ8HC-72-M-DOM-US | 380 |  | 14 |  |  | 0.98 |  | Outside
NJADRE1559740716 | Administratively Determined Incentive Program | CAPE MAY COURT HOUSE | 8210 | 8.2 | Residential | Behind the Meter | Yes | Trinity Solar, LLC | AC Electric |  | Accepted | 2025-05-19 | 2025-06-16 | 2026-06-16 | Solar Panels | HANWHA | (Q.PEAK DUO BLK ML-G10+ 410) |  | 0.41 | 3 | 316 | 18 |  | Fixed | Roof
NJADRE1559740716 | Administratively Determined Incentive Program | CAPE MAY COURT HOUSE | 8210 | 8.2 | Residential | Behind the Meter | Yes | Trinity Solar, LLC | AC Electric |  | Accepted | 2025-05-19 | 2025-06-16 | 2026-06-16 | Inverters | Solar Edge | USE7600H-USMNBL75 | 7600 |  | 1 |  |  | 0.97 |  | Outdoor
NJADRE1559740716 | Administratively Determined Incentive Program | CAPE MAY COURT HOUSE | 8210 | 8.2 | Residential | Behind the Meter | Yes | Trinity Solar, LLC | AC Electric |  | Accepted | 2025-05-19 | 2025-06-16 | 2026-06-16 | Solar Panels | HANWHA | (Q.PEAK DUO BLK ML-G10+ 410) |  | 0.41 | 17 | 136 | 18 |  | Fixed | Roof
NJADRE1559740717 | Administratively Determined Incentive Program | BERLIN | 8009 | 12.18 | Residential | Behind the Meter | Yes | Velocity Energy & Home Solutions, Inc. | AC Electric |  | Accepted | 2025-05-19 | 2025-06-17 | 2026-06-17 | Inverters | enphase | iq8hc | 380 |  | 28 |  |  | 0.99 |  | Outside | behind panels
NJADRE1559740717 | Administratively Determined Incentive Program | BERLIN | 8009 | 12.18 | Residential | Behind the Meter | Yes | Velocity Energy & Home Solutions, Inc. | AC Electric |  | Accepted | 2025-05-19 | 2025-06-17 | 2026-06-17 | Solar Panels | HIN | 435W |  | 0.435 | 3 | 262 | 25 |  | Fixed | Roof
NJADRE1559740717 | Administratively Determined Incentive Program | BERLIN | 8009 | 12.18 | Residential | Behind the Meter | Yes | Velocity Energy & Home Solutions, Inc. | AC Electric |  | Accepted | 2025-05-19 | 2025-06-17 | 2026-06-17 | Solar Panels | HIN | 435W |  | 0.435 | 7 | 83 | 20 |  | Fixed | Roof
NJADRE1559740717 | Administratively Determined Incentive Program | BERLIN | 8009 | 12.18 | Residential | Behind the Meter | Yes | Velocity Energy & Home Solutions, Inc. | AC Electric |  | Accepted | 2025-05-19 | 2025-06-17 | 2026-06-17 | Solar Panels | HIN | 435W |  | 0.435 | 3 | 82 | 25 |  | Fixed | Roof
NJADRE1559740717 | Administratively Determined Incentive Program | BERLIN | 8009 | 12.18 | Residential | Behind the Meter | Yes | Velocity Energy & Home Solutions, Inc. | AC Electric |  | Accepted | 2025-05-19 | 2025-06-17 | 2026-06-17 | Solar Panels | HIN | 435W |  | 0.435 | 8 | 352 | 29 |  | Fixed | Roof
NJADRE1559740717 | Administratively Determined Incentive Program | BERLIN | 8009 | 12.18 | Residential | Behind the Meter | Yes | Velocity Energy & Home Solutions, Inc. | AC Electric |  | Accepted | 2025-05-19 | 2025-06-17 | 2026-06-17 | Solar Panels | HIN | 435W |  | 0.435 | 7 | 263 | 20 |  | Fixed | Roof
NJADRE1559740738 | Administratively Determined Incentive Program | Berlin | 8009 | 9.78 | Residential | Behind the Meter | Yes | Power Energy Solutions, LLC | AC Electric |  | Accepted | 2025-05-19 | 2025-06-16 | 2026-06-16 | Solar Panels | Trina Solar | TSM-425NE09RC.05 |  | 0.425 | 10 | 125 | 29 |  | Fixed | Roof
NJADRE1559740738 | Administratively Determined Incentive Program | Berlin | 8009 | 9.78 | Residential | Behind the Meter | Yes | Power Energy Solutions, LLC | AC Electric |  | Accepted | 2025-05-19 | 2025-06-16 | 2026-06-16 | Inverters | SolarEdge | SE5700H-US | 6 |  | 1 |  |  | 0.97 |  | Outdoor
NJADRE1559740738 | Administratively Determined Incentive Program | Berlin | 8009 | 9.78 | Residential | Behind the Meter | Yes | Power Energy Solutions, LLC | AC Electric |  | Accepted | 2025-05-19 | 2025-06-16 | 2026-06-16 | Solar Panels | Trina Solar | TSM-425NE09RC.05 |  | 0.425 | 13 | 124 | 30 |  | Fixed | Roof
NJADRE1559740745 | Administratively Determined Incentive Program | Paterson | 7522 | 10.25 | Residential | Behind the Meter | Yes | Trinity Solar, LLC | PSE&G |  | Accepted | 2025-05-19 | 2025-06-18 | 2026-06-18 | Inverters | SOLAREDGE | USE7600H-USMNBL75 | 7600 |  | 1 |  |  | 0.97 |  | Outside
NJADRE1559740745 | Administratively Determined Incentive Program | Paterson | 7522 | 10.25 | Residential | Behind the Meter | Yes | Trinity Solar, LLC | PSE&G |  | Accepted | 2025-05-19 | 2025-06-18 | 2026-06-18 | Solar Panels | HANWHA 410 (Q.PEAK DUO BLK ML-G10+410) | HANWHA 410 (Q.PEAK DUO BLK ML-G10+410) |  | 0.41 | 5 | 49 | 11 |  | Fixed | Roof
NJADRE1559740745 | Administratively Determined Incentive Program | Paterson | 7522 | 10.25 | Residential | Behind the Meter | Yes | Trinity Solar, LLC | PSE&G |  | Accepted | 2025-05-19 | 2025-06-18 | 2026-06-18 | Solar Panels | HANWHA 410 (Q.PEAK DUO BLK ML-G10+410) | HANWHA 410 (Q.PEAK DUO BLK ML-G10+410) |  | 0.41 | 9 | 49 | 6 |  | Fixed | Roof
NJADRE1559740745 | Administratively Determined Incentive Program | Paterson | 7522 | 10.25 | Residential | Behind the Meter | Yes | Trinity Solar, LLC | PSE&G |  | Accepted | 2025-05-19 | 2025-06-18 | 2026-06-18 | Solar Panels | HANWHA 410 (Q.PEAK DUO BLK ML-G10+410) | HANWHA 410 (Q.PEAK DUO BLK ML-G10+410) |  | 0.41 | 7 | 49 | 34 |  | Fixed | Roof
NJADRE1559740745 | Administratively Determined Incentive Program | Paterson | 7522 | 10.25 | Residential | Behind the Meter | Yes | Trinity Solar, LLC | PSE&G |  | Accepted | 2025-05-19 | 2025-06-18 | 2026-06-18 | Solar Panels | HANWHA 410 (Q.PEAK DUO BLK ML-G10+410) | HANWHA 410 (Q.PEAK DUO BLK ML-G10+410) |  | 0.41 | 4 | 229 | 34 |  | Fixed | Roof
NJADRE1559740751 | Administratively Determined Incentive Program | Middlesex | 8846 | 6.97 | Residential | Behind the Meter | Yes | Big Wave Roofing and Solar, LLC | PSE&G |  | Accepted | 2025-05-19 | 2025-06-16 | 2026-06-16 | Solar Panels | MISSION SOLAR | MSE410HT0B |  | 0.41 | 4 | 162 | 16 |  | Fixed | Roof
NJADRE1559740751 | Administratively Determined Incentive Program | Middlesex | 8846 | 6.97 | Residential | Behind the Meter | Yes | Big Wave Roofing and Solar, LLC | PSE&G |  | Accepted | 2025-05-19 | 2025-06-16 | 2026-06-16 | Inverters | Enphase | ENPHASE IQ8HC-72-M-DOM-US | 380 |  | 17 |  |  | 0.97 |  | Outdoor
NJADRE1559740751 | Administratively Determined Incentive Program | Middlesex | 8846 | 6.97 | Residential | Behind the Meter | Yes | Big Wave Roofing and Solar, LLC | PSE&G |  | Accepted | 2025-05-19 | 2025-06-16 | 2026-06-16 | Solar Panels | MISSION SOLAR | MSE410HT0B |  | 0.41 | 13 | 162 | 33 |  | Fixed | Roof
NJADRE1559740755 | Administratively Determined Incentive Program | BLAIRSTOWN | 7825 | 8.17 | Residential | Behind the Meter | No | Infinity Solar Systems, LLC | JCP&L |  | Accepted | 2025-05-19 | 2025-07-09 | 2026-07-09 | Inverters | SEG Solar | SEG-430-BTD-BG | 430 |  | 19 |  |  | 0.97 |  | Outdoor
NJADRE1559740755 | Administratively Determined Incentive Program | BLAIRSTOWN | 7825 | 8.17 | Residential | Behind the Meter | No | Infinity Solar Systems, LLC | JCP&L |  | Accepted | 2025-05-19 | 2025-07-09 | 2026-07-09 | Solar Panels | SEG Solar | SEG-430-BTD-BG |  | 0.43 | 7 | 167 | 38 |  | Fixed | Roof
NJADRE1559740755 | Administratively Determined Incentive Program | BLAIRSTOWN | 7825 | 8.17 | Residential | Behind the Meter | No | Infinity Solar Systems, LLC | JCP&L |  | Accepted | 2025-05-19 | 2025-07-09 | 2026-07-09 | Solar Panels | SEG Solar | SEG-430-BTD-BG |  | 0.43 | 12 | 299 | 33 |  | Fixed | Roof
NJADRE1559740757 | Administratively Determined Incentive Program | Chesilhurst | 8089 | 8.1 | Residential | Behind the Meter | Yes | Sunrun Installation Services, Inc. | AC Electric |  | Accepted | 2025-05-19 | 2025-06-20 | 2026-06-20 | Solar Panels | JA Solar | JAM54S31-405/MR |  | 0.405 | 9 | 199 | 22 |  | Fixed | Roof
NJADRE1559740757 | Administratively Determined Incentive Program | Chesilhurst | 8089 | 8.1 | Residential | Behind the Meter | Yes | Sunrun Installation Services, Inc. | AC Electric |  | Accepted | 2025-05-19 | 2025-06-20 | 2026-06-20 | Inverters | SOLAREDGE TECHNOLOGIES | SE5700H-USMN | 5760 |  | 1 |  |  | 1 |  | Outdoor
NJADRE1559740757 | Administratively Determined Incentive Program | Chesilhurst | 8089 | 8.1 | Residential | Behind the Meter | Yes | Sunrun Installation Services, Inc. | AC Electric |  | Accepted | 2025-05-19 | 2025-06-20 | 2026-06-20 | Solar Panels | JA SOLAR | JAM54S31-405/MR |  | 0.405 | 11 | 199 | 23 |  | Fixed | Roof
NJADRE1559740783 | Administratively Determined Incentive Program | LINCOLN PARK | 7035 | 11.48 | Residential | Behind the Meter | Yes | K Hanrahan Enterprises, Inc. | JCP&L |  | Accepted | 2025-05-20 | 2025-06-20 | 2026-06-20 | Meters | CENTRON | ITRON IP-MESH |  |  | 1 |  |  |  | Yes | Outdoor
NJADRE1559740783 | Administratively Determined Incentive Program | LINCOLN PARK | 7035 | 11.48 | Residential | Behind the Meter | Yes | K Hanrahan Enterprises, Inc. | JCP&L |  | Accepted | 2025-05-20 | 2025-06-20 | 2026-06-20 | Solar Panels | JINKO | JKM425N-54HL4-B |  | 0.425 | 27 | 100 | 35 |  | Fixed | Roof
NJADRE1559740783 | Administratively Determined Incentive Program | LINCOLN PARK | 7035 | 11.48 | Residential | Behind the Meter | Yes | K Hanrahan Enterprises, Inc. | JCP&L |  | Accepted | 2025-05-20 | 2025-06-20 | 2026-06-20 | Inverters | ENPHASE | IQ8PLUS-72-2-US | 290 |  | 27 |  |  | 0.99 |  | Outdoor
NJADRE1559740787 | Administratively Determined Incentive Program | Toms River | 8753 | 12.3 | Residential | Behind the Meter | Yes | Trinity Solar, LLC | JCP&L |  | Accepted | 2025-05-19 | 2025-06-16 | 2026-06-16 | Solar Panels | Hanwha | Q.PEAK DUO BLK ML-G10+ 410 |  | 0.41 | 16 | 172 | 18 |  | Fixed | Roof
NJADRE1559740787 | Administratively Determined Incentive Program | Toms River | 8753 | 12.3 | Residential | Behind the Meter | Yes | Trinity Solar, LLC | JCP&L |  | Accepted | 2025-05-19 | 2025-06-16 | 2026-06-16 | Solar Panels | Hanwha | Q.PEAK DUO BLK ML-G10+ 410 |  | 0.41 | 14 | 352 | 18 |  | Fixed | Roof
NJADRE1559740787 | Administratively Determined Incentive Program | Toms River | 8753 | 12.3 | Residential | Behind the Meter | Yes | Trinity Solar, LLC | JCP&L |  | Accepted | 2025-05-19 | 2025-06-16 | 2026-06-16 | Inverters | Solar Edge | USE10000H-US | 10000 |  | 1 |  |  | 0.97 |  | Outside
NJADRE1559740789 | Administratively Determined Incentive Program | Toms River | 8753 | 10.94 | Residential | Behind the Meter | Yes | Sunrun Installation Services, Inc. | JCP&L |  | Accepted | 2025-05-19 | 2025-06-16 | 2026-06-16 | Inverters | SOLAREDGE TECHNOLOGIES | SE7600H-USMN | 7600 |  | 1 |  |  | 0.99 |  | Outdoor
NJADRE1559740789 | Administratively Determined Incentive Program | Toms River | 8753 | 10.94 | Residential | Behind the Meter | Yes | Sunrun Installation Services, Inc. | JCP&L |  | Accepted | 2025-05-19 | 2025-06-16 | 2026-06-16 | Solar Panels | JA SOLAR | JAM54S31-405/MR |  | 0.405 | 12 | 4 | 24 |  | Fixed | Roof
NJADRE1559740789 | Administratively Determined Incentive Program | Toms River | 8753 | 10.94 | Residential | Behind the Meter | Yes | Sunrun Installation Services, Inc. | JCP&L |  | Accepted | 2025-05-19 | 2025-06-16 | 2026-06-16 | Solar Panels | JA SOLAR | JAM54S31-405/MR |  | 0.405 | 15 | 4 | 21 |  | Fixed | Roof
NJADRE1559740796 | Administratively Determined Incentive Program | Cherry Hill | 8034 | 6.48 | Residential | Behind the Meter | Yes | Sunrun Installation Services, Inc. | PSE&G |  | Accepted | 2025-05-19 | 2025-06-16 | 2026-06-16 | Inverters | SolarEdge Technologies | SE5700H-USMN | 5760 |  | 1 |  |  | 0.99 |  | Outdoor
NJADRE1559740796 | Administratively Determined Incentive Program | Cherry Hill | 8034 | 6.48 | Residential | Behind the Meter | Yes | Sunrun Installation Services, Inc. | PSE&G |  | Accepted | 2025-05-19 | 2025-06-16 | 2026-06-16 | Solar Panels | JA Solar | JAM54S31-405/MR |  | 0.405 | 16 | 104 | 23 |  | Fixed | Roof
NJADRE1559740811 | Administratively Determined Incentive Program | Egg Harbor Township | 8234 | 6.48 | Residential | Behind the Meter | Yes | Sunrun Installation Services, Inc. | AC Electric |  | Accepted | 2025-05-19 | 2025-06-16 | 2026-06-16 | Solar Panels | JA SOLAR | JAM54S31-405/MR |  | 0.405 | 9 | 265 | 26 |  | Fixed | Roof
NJADRE1559740811 | Administratively Determined Incentive Program | Egg Harbor Township | 8234 | 6.48 | Residential | Behind the Meter | Yes | Sunrun Installation Services, Inc. | AC Electric |  | Accepted | 2025-05-19 | 2025-06-16 | 2026-06-16 | Inverters | SOLAREDGE TECHNOLOGIES | SE5700H-USMN | 5760 |  | 1 |  |  | 0.99 |  | Outdoor
NJADRE1559740811 | Administratively Determined Incentive Program | Egg Harbor Township | 8234 | 6.48 | Residential | Behind the Meter | Yes | Sunrun Installation Services, Inc. | AC Electric |  | Accepted | 2025-05-19 | 2025-06-16 | 2026-06-16 | Solar Panels | JA SOLAR | JAM54S31-405/MR |  | 0.405 | 7 | 264 | 28 |  | Fixed | Roof
NJADRE1559740815 | Administratively Determined Incentive Program | Kendall Park | 8824 | 9.45 | Residential | Behind the Meter | Yes | All Phase Installations and Electrical Services | PSE&G |  | Accepted | 2025-05-19 | 2025-06-25 | 2026-06-25 | Inverters | SILFAB SOLAR | IQ8A-72-M-US | 349 |  | 21 |  |  | 0.98 |  | Outside
NJADRE1559740815 | Administratively Determined Incentive Program | Kendall Park | 8824 | 9.45 | Residential | Behind the Meter | Yes | All Phase Installations and Electrical Services | PSE&G |  | Accepted | 2025-05-19 | 2025-06-25 | 2026-06-25 | Solar Panels | CANADIAN SOLAR | CS6.1-54TM-450H |  | 0.45 | 21 | 172 | 30 |  | Fixed | Roof
NJADRE1559740831 | Administratively Determined Incentive Program | Mickleton | 8056 | 15.3 | Residential | Behind the Meter | Yes | Power Energy Solutions, LLC | AC Electric |  | Accepted | 2025-05-19 | 2025-06-16 | 2026-06-16 | Inverters | SolarEdge | SE10000H-US | 10 |  | 1 |  |  | 0.97 |  | Outdoor
NJADRE1559740831 | Administratively Determined Incentive Program | Mickleton | 8056 | 15.3 | Residential | Behind the Meter | Yes | Power Energy Solutions, LLC | AC Electric |  | Accepted | 2025-05-19 | 2025-06-16 | 2026-06-16 | Solar Panels | Trina Solar | TSM-425NE09RC.05 |  | 0.425 | 1 | 68 | 32 |  | Fixed | Roof
NJADRE1559740831 | Administratively Determined Incentive Program | Mickleton | 8056 | 15.3 | Residential | Behind the Meter | Yes | Power Energy Solutions, LLC | AC Electric |  | Accepted | 2025-05-19 | 2025-06-16 | 2026-06-16 | Solar Panels | Trina Solar | TSM-425NE09RC.05 |  | 0.425 | 1 | 158 | 38 |  | Fixed | Roof
NJADRE1559740831 | Administratively Determined Incentive Program | Mickleton | 8056 | 15.3 | Residential | Behind the Meter | Yes | Power Energy Solutions, LLC | AC Electric |  | Accepted | 2025-05-19 | 2025-06-16 | 2026-06-16 | Solar Panels | Trina Solar | TSM-425NE09RC.05 |  | 0.425 | 1 | 338 | 38 |  | Fixed | Roof
NJADRE1559740831 | Administratively Determined Incentive Program | Mickleton | 8056 | 15.3 | Residential | Behind the Meter | Yes | Power Energy Solutions, LLC | AC Electric |  | Accepted | 2025-05-19 | 2025-06-16 | 2026-06-16 | Solar Panels | Trina Solar | TSM-425NE09RC.05 |  | 0.425 | 6 | 68 | 32 |  | Fixed | Roof
NJADRE1559740831 | Administratively Determined Incentive Program | Mickleton | 8056 | 15.3 | Residential | Behind the Meter | Yes | Power Energy Solutions, LLC | AC Electric |  | Accepted | 2025-05-19 | 2025-06-16 | 2026-06-16 | Solar Panels | Trina Solar | TSM-425NE09RC.05 |  | 0.425 | 9 | 248 | 32 |  | Fixed | Roof
NJADRE1559740831 | Administratively Determined Incentive Program | Mickleton | 8056 | 15.3 | Residential | Behind the Meter | Yes | Power Energy Solutions, LLC | AC Electric |  | Accepted | 2025-05-19 | 2025-06-16 | 2026-06-16 | Solar Panels | Trina Solar | TSM-425NE09RC.05 |  | 0.425 | 9 | 68 | 33 |  | Fixed | Roof
NJADRE1559740831 | Administratively Determined Incentive Program | Mickleton | 8056 | 15.3 | Residential | Behind the Meter | Yes | Power Energy Solutions, LLC | AC Electric |  | Accepted | 2025-05-19 | 2025-06-16 | 2026-06-16 | Solar Panels | Trina Solar | TSM-425NE09RC.05 |  | 0.425 | 6 | 158 | 37 |  | Fixed | Roof
NJADRE1559740831 | Administratively Determined Incentive Program | Mickleton | 8056 | 15.3 | Residential | Behind the Meter | Yes | Power Energy Solutions, LLC | AC Electric |  | Accepted | 2025-05-19 | 2025-06-16 | 2026-06-16 | Solar Panels | Trina Solar | TSM-425NE09RC.05 |  | 0.425 | 3 | 338 | 38 |  | Fixed | Roof
NJADRE1559740841 | Administratively Determined Incentive Program | Newark | 7103 | 9.63 | Residential | Behind the Meter | Yes | Freedom Forever New Jersey, LLC | PSE&G |  | Accepted | 2025-05-19 | 2025-06-16 | 2026-06-16 | Inverters | Solar Edge | SE7600H-USRGM [SI1 | 7600 |  | 1 |  |  | 0.99 |  | Outside
NJADRE1559740841 | Administratively Determined Incentive Program | Newark | 7103 | 9.63 | Residential | Behind the Meter | Yes | Freedom Forever New Jersey, LLC | PSE&G |  | Accepted | 2025-05-19 | 2025-06-16 | 2026-06-16 | Solar Panels | JINKO SOLAR | JKM385M-72HBL-V |  | 0.385 | 13 | 201 | 22 |  | Fixed | Roof
NJADRE1559740841 | Administratively Determined Incentive Program | Newark | 7103 | 9.63 | Residential | Behind the Meter | Yes | Freedom Forever New Jersey, LLC | PSE&G |  | Accepted | 2025-05-19 | 2025-06-16 | 2026-06-16 | Solar Panels | JINKO SOLAR | JKM385M-72HBL-V |  | 0.385 | 12 | 21 | 22 |  | Fixed | Roof
NJADRE1559740847 | Administratively Determined Incentive Program | Sicklerville | 8081 | 4.3 | Residential | Behind the Meter | Yes | Integrity Solar & Home Solutions, LLC | AC Electric |  | Accepted | 2025-05-19 | 2025-06-16 | 2026-06-16 | Inverters | ENPHASE | IQ8HC | 380 |  | 10 |  |  | 0.98 |  | Other | UNDER EACH PANEL
NJADRE1559740847 | Administratively Determined Incentive Program | Sicklerville | 8081 | 4.3 | Residential | Behind the Meter | Yes | Integrity Solar & Home Solutions, LLC | AC Electric |  | Accepted | 2025-05-19 | 2025-06-16 | 2026-06-16 | Solar Panels | SEG SOLAR | SEG-430-BTD-BG |  | 0.43 | 10 | 182 | 30 |  | Fixed | Roof
NJADRE1559740848 | Administratively Determined Incentive Program | Hazlet | 7730 | 8.1 | Residential | Behind the Meter | Yes | Sunrun Installation Services, Inc. | JCP&L |  | Accepted | 2025-05-19 | 2025-06-16 | 2026-06-16 | Solar Panels | JA SOLAR | JAM54S31-405/MR |  | 0.405 | 7 | 202 | 18 |  | Fixed | Roof
NJADRE1559740848 | Administratively Determined Incentive Program | Hazlet | 7730 | 8.1 | Residential | Behind the Meter | Yes | Sunrun Installation Services, Inc. | JCP&L |  | Accepted | 2025-05-19 | 2025-06-16 | 2026-06-16 | Inverters | SOLAREDGE TECHNOLOGIES | SE5700H-USMN | 5760 |  | 1 |  |  | 0.99 |  | Outdoor
NJADRE1559740848 | Administratively Determined Incentive Program | Hazlet | 7730 | 8.1 | Residential | Behind the Meter | Yes | Sunrun Installation Services, Inc. | JCP&L |  | Accepted | 2025-05-19 | 2025-06-16 | 2026-06-16 | Solar Panels | JA SOLAR | JAM54S31-405/MR |  | 0.405 | 13 | 22 | 18 |  | Fixed | Roof
NJADRE1559740849 | Administratively Determined Incentive Program | West Deptford | 8086 | 10.94 | Residential | Behind the Meter | Yes | Sunrun Installation Services, Inc. | PSE&G |  | Accepted | 2025-05-19 | 2025-06-16 | 2026-06-16 | Inverters | SolarEdge Technologies | SE7600H-USMN | 7600 |  | 1 |  |  | 0.99 |  | Outdoor
NJADRE1559740849 | Administratively Determined Incentive Program | West Deptford | 8086 | 10.94 | Residential | Behind the Meter | Yes | Sunrun Installation Services, Inc. | PSE&G |  | Accepted | 2025-05-19 | 2025-06-16 | 2026-06-16 | Solar Panels | JA Solar | JAM54S31-405/MR |  | 0.405 | 8 | 145 | 33 |  | Fixed | Roof
NJADRE1559740849 | Administratively Determined Incentive Program | West Deptford | 8086 | 10.94 | Residential | Behind the Meter | Yes | Sunrun Installation Services, Inc. | PSE&G |  | Accepted | 2025-05-19 | 2025-06-16 | 2026-06-16 | Solar Panels | JA Solar | JAM54S31-405/MR |  | 0.405 | 19 | 145 | 33 |  | Fixed | Roof
NJADRE1559740870 | Administratively Determined Incentive Program | PHILLIPSBURG | 8865 | 6.89 | Residential | Behind the Meter | No | Power Home Remodeling Group | JCP&L |  | Accepted | 2025-05-19 | 2025-06-16 | 2026-06-16 | Inverters | SolarEdge | SE5700H-US | 5760 |  | 1 |  |  | 0.99 |  | Outdoor
NJADRE1559740870 | Administratively Determined Incentive Program | PHILLIPSBURG | 8865 | 6.89 | Residential | Behind the Meter | No | Power Home Remodeling Group | JCP&L |  | Accepted | 2025-05-19 | 2025-06-16 | 2026-06-16 | Meters | SolarEdge | Revenue Grade Data Ansi C12.20 |  |  | 1 |  |  |  | Yes | Outdoor
NJADRE1559740870 | Administratively Determined Incentive Program | PHILLIPSBURG | 8865 | 6.89 | Residential | Behind the Meter | No | Power Home Remodeling Group | JCP&L |  | Accepted | 2025-05-19 | 2025-06-16 | 2026-06-16 | Solar Panels | JA Solar | JAM54S31 405/MR |  | 0.405 | 17 | 226 | 30 |  | Fixed | Roof
NJADRE1559740872 | Administratively Determined Incentive Program | Clementon | 8021 | 6.97 | Residential | Behind the Meter | Yes | Trinity Solar, LLC | AC Electric |  | Accepted | 2025-05-19 | 2025-06-17 | 2026-06-17 | Inverters | Solar Edge | USE5700H-USMNBL75 | 5760 |  | 1 |  |  | 0.97 |  | Outdoor
NJADRE1559740872 | Administratively Determined Incentive Program | Clementon | 8021 | 6.97 | Residential | Behind the Meter | Yes | Trinity Solar, LLC | AC Electric |  | Accepted | 2025-05-19 | 2025-06-17 | 2026-06-17 | Solar Panels | HANWHA | (Q.PEAK DUO BLK ML-G10+ 410) |  | 0.41 | 12 | 86 | 37 |  | Fixed | Roof
NJADRE1559740872 | Administratively Determined Incentive Program | Clementon | 8021 | 6.97 | Residential | Behind the Meter | Yes | Trinity Solar, LLC | AC Electric |  | Accepted | 2025-05-19 | 2025-06-17 | 2026-06-17 | Solar Panels | HANWHA | (Q.PEAK DUO BLK ML-G10+ 410) |  | 0.41 | 5 | 266 | 37 |  | Fixed | Roof
NJADRE1559740875 | Administratively Determined Incentive Program | Sicklerville | 8081 | 6.8 | Residential | Behind the Meter | Yes | Power Energy Solutions, LLC | AC Electric |  | Accepted | 2025-05-19 | 2025-06-16 | 2026-06-16 | Inverters | SolarEdge | SE3800H-US | 4 |  | 1 |  |  | 0.97 |  | Outdoor
NJADRE1559740875 | Administratively Determined Incentive Program | Sicklerville | 8081 | 6.8 | Residential | Behind the Meter | Yes | Power Energy Solutions, LLC | AC Electric |  | Accepted | 2025-05-19 | 2025-06-16 | 2026-06-16 | Solar Panels | Trina Solar | TSM-425NE09RC.05 |  | 0.425 | 14 | 223 | 20 |  | Fixed | Roof
NJADRE1559740875 | Administratively Determined Incentive Program | Sicklerville | 8081 | 6.8 | Residential | Behind the Meter | Yes | Power Energy Solutions, LLC | AC Electric |  | Accepted | 2025-05-19 | 2025-06-16 | 2026-06-16 | Solar Panels | Trina Solar | TSM-425NE09RC.05 |  | 0.425 | 2 | 224 | 21 |  | Fixed | Roof
NJADRE1559740877 | Administratively Determined Incentive Program | Union City | 7087 | 2.31 | Residential | Behind the Meter | Yes | Freedom Forever New Jersey, LLC | PSE&G |  | Accepted | 2025-05-19 | 2025-06-17 | 2026-06-17 | Solar Panels | JINKO SOLAR | JKM385M-72HBL-V |  | 0.385 | 6 | 209 | 14 |  | Fixed | Roof
NJADRE1559740877 | Administratively Determined Incentive Program | Union City | 7087 | 2.31 | Residential | Behind the Meter | Yes | Freedom Forever New Jersey, LLC | PSE&G |  | Accepted | 2025-05-19 | 2025-06-17 | 2026-06-17 | Inverters | Solar Edge | SE3800H-USRGM [SI1] | 3800 |  | 1 |  |  | 0.99 |  | Outside
NJADRE1559740879 | Administratively Determined Incentive Program | Toms River | 8755 | 3.24 | Residential | Behind the Meter | Yes | Sunrun Installation Services, Inc. | JCP&L |  | Accepted | 2025-05-19 | 2025-06-16 | 2026-06-16 | Solar Panels | JA SOLAR | JAM54S31-405/MR |  | 0.405 | 2 | 278 | 23 |  | Fixed | Roof
NJADRE1559740879 | Administratively Determined Incentive Program | Toms River | 8755 | 3.24 | Residential | Behind the Meter | Yes | Sunrun Installation Services, Inc. | JCP&L |  | Accepted | 2025-05-19 | 2025-06-16 | 2026-06-16 | Solar Panels | JA SOLAR | JAM54S31-405/MR |  | 0.405 | 6 | 278 | 23 |  | Fixed | Roof
NJADRE1559740879 | Administratively Determined Incentive Program | Toms River | 8755 | 3.24 | Residential | Behind the Meter | Yes | Sunrun Installation Services, Inc. | JCP&L |  | Accepted | 2025-05-19 | 2025-06-16 | 2026-06-16 | Inverters | SOLAREDGE TECHNOLOGIES | SE3800H-USMN | 3800 |  | 1 |  |  | 0.99 |  | Outdoor
NJADRE1559740887 | Administratively Determined Incentive Program | TOMS RIVER | 8753 | 17.63 | Residential | Behind the Meter | No | Infinity Solar Systems, LLC | JCP&L |  | Accepted | 2025-05-19 | 2025-06-16 | 2026-06-16 | Inverters | Enphase | IQ8MC-72-M-US | 380 |  | 41 |  |  | 0.97 |  | Outdoor
NJADRE1559740887 | Administratively Determined Incentive Program | TOMS RIVER | 8753 | 17.63 | Residential | Behind the Meter | No | Infinity Solar Systems, LLC | JCP&L |  | Accepted | 2025-05-19 | 2025-06-16 | 2026-06-16 | Solar Panels | SEG Solar | SEG-430-BTD-BG |  | 0.43 | 8 | 82 | 29 |  | Fixed | Roof
NJADRE1559740887 | Administratively Determined Incentive Program | TOMS RIVER | 8753 | 17.63 | Residential | Behind the Meter | No | Infinity Solar Systems, LLC | JCP&L |  | Accepted | 2025-05-19 | 2025-06-16 | 2026-06-16 | Solar Panels | SEG Solar | SEG-430-BTD-BG |  | 0.43 | 6 | 262 | 30 |  | Fixed | Roof
NJADRE1559740887 | Administratively Determined Incentive Program | TOMS RIVER | 8753 | 17.63 | Residential | Behind the Meter | No | Infinity Solar Systems, LLC | JCP&L |  | Accepted | 2025-05-19 | 2025-06-16 | 2026-06-16 | Solar Panels | SEG Solar | SEG-430-BTD-BG |  | 0.43 | 3 | 262 | 31 |  | Fixed | Roof
NJADRE1559740887 | Administratively Determined Incentive Program | TOMS RIVER | 8753 | 17.63 | Residential | Behind the Meter | No | Infinity Solar Systems, LLC | JCP&L |  | Accepted | 2025-05-19 | 2025-06-16 | 2026-06-16 | Solar Panels | SEG Solar | SEG-430-BTD-BG |  | 0.43 | 9 | 352 | 29 |  | Fixed | Roof
NJADRE1559740887 | Administratively Determined Incentive Program | TOMS RIVER | 8753 | 17.63 | Residential | Behind the Meter | No | Infinity Solar Systems, LLC | JCP&L |  | Accepted | 2025-05-19 | 2025-06-16 | 2026-06-16 | Solar Panels | SEG Solar | SEG-430-BTD-BG |  | 0.43 | 3 | 352 | 29 |  | Fixed | Roof
NJADRE1559740887 | Administratively Determined Incentive Program | TOMS RIVER | 8753 | 17.63 | Residential | Behind the Meter | No | Infinity Solar Systems, LLC | JCP&L |  | Accepted | 2025-05-19 | 2025-06-16 | 2026-06-16 | Solar Panels | SEG Solar | SEG-430-BTD-BG |  | 0.43 | 6 | 262 | 29 |  | Fixed | Roof
NJADRE1559740887 | Administratively Determined Incentive Program | TOMS RIVER | 8753 | 17.63 | Residential | Behind the Meter | No | Infinity Solar Systems, LLC | JCP&L |  | Accepted | 2025-05-19 | 2025-06-16 | 2026-06-16 | Solar Panels | SEG Solar | SEG-430-BTD-BG |  | 0.43 | 6 | 172 | 29 |  | Fixed | Roof
NJADRE1559740902 | Administratively Determined Incentive Program | WILLIAMSTOWN | 8094 | 6.88 | Residential | Behind the Meter | Yes | AllSeason Solar | AC Electric |  | Accepted | 2025-05-19 | 2025-06-16 | 2026-06-16 | Solar Panels | SEG Solar | SEG430BTD-BG |  | 0.43 | 10 | 131 | 17 |  | Fixed | Roof
NJADRE1559740902 | Administratively Determined Incentive Program | WILLIAMSTOWN | 8094 | 6.88 | Residential | Behind the Meter | Yes | AllSeason Solar | AC Electric |  | Accepted | 2025-05-19 | 2025-06-16 | 2026-06-16 | Solar Panels | SEG Solar | SEG430BTD-BG |  | 0.43 | 2 | 131 | 23 |  | Fixed | Roof
NJADRE1559740902 | Administratively Determined Incentive Program | WILLIAMSTOWN | 8094 | 6.88 | Residential | Behind the Meter | Yes | AllSeason Solar | AC Electric |  | Accepted | 2025-05-19 | 2025-06-16 | 2026-06-16 | Inverters | Enphase | IQ8 Plus | 290 |  | 16 |  |  | 0.97 |  | Outside
NJADRE1559740902 | Administratively Determined Incentive Program | WILLIAMSTOWN | 8094 | 6.88 | Residential | Behind the Meter | Yes | AllSeason Solar | AC Electric |  | Accepted | 2025-05-19 | 2025-06-16 | 2026-06-16 | Solar Panels | SEG Solar | SEG430BTD-BG |  | 0.43 | 4 | 131 | 17 |  | Fixed | Roof
NJADRE1559740906 | Administratively Determined Incentive Program | BORDENTOWN | 8505 | 8.7 | Residential | Behind the Meter | No | Impact Solar, LLC | PSE&G |  | Accepted | 2025-05-20 | 2025-06-16 | 2026-06-16 | Solar Panels | Hanwha | Q.Tron BLK M-G2+ 435 |  | 0.435 | 8 | 67 | 31 |  | Fixed | Roof
NJADRE1559740906 | Administratively Determined Incentive Program | BORDENTOWN | 8505 | 8.7 | Residential | Behind the Meter | No | Impact Solar, LLC | PSE&G |  | Accepted | 2025-05-20 | 2025-06-16 | 2026-06-16 | Inverters | Enphase | IQ8MC-72-2-US | 320 |  | 20 |  |  | 0.97 |  | Outside | under panels
NJADRE1559740906 | Administratively Determined Incentive Program | BORDENTOWN | 8505 | 8.7 | Residential | Behind the Meter | No | Impact Solar, LLC | PSE&G |  | Accepted | 2025-05-20 | 2025-06-16 | 2026-06-16 | Meters | Enphase | Envoy |  |  | 1 |  |  |  | Yes | Indoor
NJADRE1559740906 | Administratively Determined Incentive Program | BORDENTOWN | 8505 | 8.7 | Residential | Behind the Meter | No | Impact Solar, LLC | PSE&G |  | Accepted | 2025-05-20 | 2025-06-16 | 2026-06-16 | Solar Panels | Hanwha | Q.Tron BLK M-G2+ 435 |  | 0.435 | 12 | 247 | 31 |  | Fixed | Roof
NJADRE1559741277 | Administratively Determined Incentive Program | Pleasantville | 8232 | 6.48 | Residential | Behind the Meter | Yes | Sunrun Installation Services, Inc. | AC Electric |  | Accepted | 2025-05-21 | 2025-06-17 | 2026-06-17 | Inverters | SOLAREDGE TECHNOLOGIES | SE5700H-USMN | 5760 |  | 1 |  |  | 0.99 |  | Outdoor
NJADRE1559741277 | Administratively Determined Incentive Program | Pleasantville | 8232 | 6.48 | Residential | Behind the Meter | Yes | Sunrun Installation Services, Inc. | AC Electric |  | Accepted | 2025-05-21 | 2025-06-17 | 2026-06-17 | Solar Panels | JA SOLAR | JAM54S31-405/MR |  | 0.405 | 9 | 225 | 19 |  | Fixed | Roof
NJADRE1559741277 | Administratively Determined Incentive Program | Pleasantville | 8232 | 6.48 | Residential | Behind the Meter | Yes | Sunrun Installation Services, Inc. | AC Electric |  | Accepted | 2025-05-21 | 2025-06-17 | 2026-06-17 | Solar Panels | JA SOLAR | JAM54S31-405/MR |  | 0.405 | 7 | 225 | 20 |  | Fixed | Roof
NJADRE1559741283 | Administratively Determined Incentive Program | FLEMINGTON | 8822 | 10.01 | Residential | Behind the Meter | Yes | SunnyMac, LLC | JCP&L |  | Accepted | 2025-05-19 | 2025-06-16 | 2026-06-16 | Solar Panels | HANWHA | Q.TRON BLK M-G2+ 435W |  | 0.435 | 20 | 177 | 32 |  | Fixed | Roof
NJADRE1559741283 | Administratively Determined Incentive Program | FLEMINGTON | 8822 | 10.01 | Residential | Behind the Meter | Yes | SunnyMac, LLC | JCP&L |  | Accepted | 2025-05-19 | 2025-06-16 | 2026-06-16 | Solar Panels | HANWHA | Q.TRON BLK M-G2+ 435W |  | 0.435 | 3 | 356 | 32 |  | Fixed | Roof
NJADRE1559741283 | Administratively Determined Incentive Program | FLEMINGTON | 8822 | 10.01 | Residential | Behind the Meter | Yes | SunnyMac, LLC | JCP&L |  | Accepted | 2025-05-19 | 2025-06-16 | 2026-06-16 | Inverters | SOLAREDGE HOME HUB | SE7600H-US | 7600 |  | 1 |  |  | 0.99 |  | Outdoor | next to meter
NJADRE1559741284 | Administratively Determined Incentive Program | PERTH AMBOY | 8861 | 4.46 | Residential | Behind the Meter | Yes | Sunrun Installation Services, Inc. | PSE&G |  | Accepted | 2025-05-19 | 2025-06-16 | 2026-06-16 | Solar Panels | JA SOLAR | JAM54S31-405/MR |  | 0.405 | 2 | 232 | 27 |  | Fixed | Roof
NJADRE1559741284 | Administratively Determined Incentive Program | PERTH AMBOY | 8861 | 4.46 | Residential | Behind the Meter | Yes | Sunrun Installation Services, Inc. | PSE&G |  | Accepted | 2025-05-19 | 2025-06-16 | 2026-06-16 | Solar Panels | JA Solar | JAM54S31-405/MR |  | 0.405 | 7 | 52 | 27 |  | Fixed | Roof
NJADRE1559741284 | Administratively Determined Incentive Program | PERTH AMBOY | 8861 | 4.46 | Residential | Behind the Meter | Yes | Sunrun Installation Services, Inc. | PSE&G |  | Accepted | 2025-05-19 | 2025-06-16 | 2026-06-16 | Electric Storage Battery | SOLAREDGE TECHNOLOGIES | BAT-10K1P |  |  | 1 |  |  |  | Lithium Ion |  | Inside
NJADRE1559741284 | Administratively Determined Incentive Program | PERTH AMBOY | 8861 | 4.46 | Residential | Behind the Meter | Yes | Sunrun Installation Services, Inc. | PSE&G |  | Accepted | 2025-05-19 | 2025-06-16 | 2026-06-16 | Inverters | SOLAREDGE TECHNOLOGIES | SE3800H-USMN | 3800 |  | 1 |  |  | 0.99 |  | Indoor
NJADRE1559741284 | Administratively Determined Incentive Program | PERTH AMBOY | 8861 | 4.46 | Residential | Behind the Meter | Yes | Sunrun Installation Services, Inc. | PSE&G |  | Accepted | 2025-05-19 | 2025-06-16 | 2026-06-16 | Solar Panels | JA SOLAR | JAM54S31-405/MR |  | 0.405 | 2 | 231 | 27 |  | Fixed | Roof
NJADRE1559741300 | Administratively Determined Incentive Program | NEWTON | 7860 | 9.43 | Residential | Behind the Meter | Yes | Trinity Solar, LLC | JCP&L |  | Accepted | 2025-05-19 | 2025-06-16 | 2026-06-16 | Inverters | SOLAREDGE | USE7600H-USMNBL75 | 7600 |  | 1 |  |  | 0.97 |  | Outside
NJADRE1559741300 | Administratively Determined Incentive Program | NEWTON | 7860 | 9.43 | Residential | Behind the Meter | Yes | Trinity Solar, LLC | JCP&L |  | Accepted | 2025-05-19 | 2025-06-16 | 2026-06-16 | Solar Panels | HANWHA 410 (Q.PEAK DUO BLK ML-G10+410) | HANWHA 410 (Q.PEAK DUO BLK ML-G10+410) |  | 0.41 | 23 | 154 | 23 |  | Fixed | Roof
NJADRE1559741304 | Administratively Determined Incentive Program | NEWARK | 7104 | 7.79 | Residential | Behind the Meter | Yes | Trinity Solar, LLC | PSE&G |  | Accepted | 2025-05-19 | 2025-06-17 | 2026-06-17 | Solar Panels | Hanwha | Q.PEAK DUO BLK ML-G10+ 410 |  | 0.41 | 10 | 201 | 45 |  | Fixed | Roof
NJADRE1559741304 | Administratively Determined Incentive Program | NEWARK | 7104 | 7.79 | Residential | Behind the Meter | Yes | Trinity Solar, LLC | PSE&G |  | Accepted | 2025-05-19 | 2025-06-17 | 2026-06-17 | Solar Panels | Hanwha | Q.PEAK DUO BLK ML-G10+ 410 |  | 0.41 | 4 | 21 | 23 |  | Fixed | Roof
NJADRE1559741304 | Administratively Determined Incentive Program | NEWARK | 7104 | 7.79 | Residential | Behind the Meter | Yes | Trinity Solar, LLC | PSE&G |  | Accepted | 2025-05-19 | 2025-06-17 | 2026-06-17 | Inverters | Solar Edge | USE7600H-US | 7600 |  | 1 |  |  | 0.97 |  | Outside
NJADRE1559741304 | Administratively Determined Incentive Program | NEWARK | 7104 | 7.79 | Residential | Behind the Meter | Yes | Trinity Solar, LLC | PSE&G |  | Accepted | 2025-05-19 | 2025-06-17 | 2026-06-17 | Solar Panels | Hanwha | Q.PEAK DUO BLK ML-G10+ 410 |  | 0.41 | 2 | 112 | 45 |  | Fixed | Roof
NJADRE1559741304 | Administratively Determined Incentive Program | NEWARK | 7104 | 7.79 | Residential | Behind the Meter | Yes | Trinity Solar, LLC | PSE&G |  | Accepted | 2025-05-19 | 2025-06-17 | 2026-06-17 | Solar Panels | Hanwha | Q.PEAK DUO BLK ML-G10+ 410 |  | 0.41 | 3 | 21 | 18 |  | Fixed | Roof
NJADRE1559741681 | Administratively Determined Incentive Program | BROOKLAWN | 8030 | 3.645 | Residential | Behind the Meter | Yes | Sunrun Installation Services, Inc. | PSE&G |  | Accepted | 2025-05-19 | 2025-06-16 | 2026-06-16 | Solar Panels | JA Solar | JAM54S31-405/MR |  | 0.405 | 7 | 120 | 42 |  | Fixed | Roof
NJADRE1559741681 | Administratively Determined Incentive Program | BROOKLAWN | 8030 | 3.645 | Residential | Behind the Meter | Yes | Sunrun Installation Services, Inc. | PSE&G |  | Accepted | 2025-05-19 | 2025-06-16 | 2026-06-16 | Inverters | SolarEdge Technologies | SE3800H-USMN | 3800 |  | 1 |  |  | 0.99 |  | Outdoor
NJADRE1559741681 | Administratively Determined Incentive Program | BROOKLAWN | 8030 | 3.645 | Residential | Behind the Meter | Yes | Sunrun Installation Services, Inc. | PSE&G |  | Accepted | 2025-05-19 | 2025-06-16 | 2026-06-16 | Solar Panels | JA Solar | JAM54S31-405/MR |  | 0.405 | 2 | 300 | 42 |  | Fixed | Roof
NJADRE1559741681 | Administratively Determined Incentive Program | BROOKLAWN | 8030 | 3.645 | Residential | Behind the Meter | Yes | Sunrun Installation Services, Inc. | PSE&G |  | Accepted | 2025-05-19 | 2025-06-16 | 2026-06-16 | Meters | SolarEdge Technologies | SE3800H-USMN |  |  | 1 |  |  |  | Yes | Outdoor
NJADRE1559741683 | Administratively Determined Incentive Program | BLACKWOOD | 8012 | 4.1 | Residential | Behind the Meter | No | Tesla Energy Operations, Inc. | AC Electric |  | Accepted | 2025-05-19 | 2025-06-16 | 2026-06-16 | Solar Panels | Hanwha | Q.PEAK DUO BLK ML-G10+/TS 410 |  | 0.41 | 6 | 162 | 32 |  | Fixed | Roof
NJADRE1559741683 | Administratively Determined Incentive Program | BLACKWOOD | 8012 | 4.1 | Residential | Behind the Meter | No | Tesla Energy Operations, Inc. | AC Electric |  | Accepted | 2025-05-19 | 2025-06-16 | 2026-06-16 | Solar Panels | Hanwha | Q.PEAK DUO BLK ML-G10+/TS 410 |  | 0.41 | 4 | 343 | 21 |  | Fixed | Roof
NJADRE1559741683 | Administratively Determined Incentive Program | BLACKWOOD | 8012 | 4.1 | Residential | Behind the Meter | No | Tesla Energy Operations, Inc. | AC Electric |  | Accepted | 2025-05-19 | 2025-06-16 | 2026-06-16 | Inverters | Tesla | 1538000-XX-Y | 3800 |  | 1 |  |  | 0.98 |  | Outside
NJADRE1559741689 | Administratively Determined Incentive Program | Mays Landing | 8330 | 13.6 | Residential | Behind the Meter | Yes | Whitman Construction, LLC | AC Electric |  | Accepted | 2025-05-20 | 2025-06-16 | 2026-06-16 | Solar Panels | JINKO SOLAR | JKM425N-54HL4-B |  | 0.425 | 11 | 170 | 42 |  | Fixed | Roof
NJADRE1559741689 | Administratively Determined Incentive Program | Mays Landing | 8330 | 13.6 | Residential | Behind the Meter | Yes | Whitman Construction, LLC | AC Electric |  | Accepted | 2025-05-20 | 2025-06-16 | 2026-06-16 | Solar Panels | Jinko Solar | JKM425N-54HL4-B |  | 0.425 | 3 | 260 | 42 |  | Fixed | Roof
NJADRE1559741689 | Administratively Determined Incentive Program | Mays Landing | 8330 | 13.6 | Residential | Behind the Meter | Yes | Whitman Construction, LLC | AC Electric |  | Accepted | 2025-05-20 | 2025-06-16 | 2026-06-16 | Solar Panels | Jinko Solar | JKM425N-54HL4-B |  | 0.425 | 12 | 80 | 42 |  | Fixed | Roof
NJADRE1559741689 | Administratively Determined Incentive Program | Mays Landing | 8330 | 13.6 | Residential | Behind the Meter | Yes | Whitman Construction, LLC | AC Electric |  | Accepted | 2025-05-20 | 2025-06-16 | 2026-06-16 | Solar Panels | Jinko Solar | JKM425N-54HL4-B |  | 0.425 | 6 | 260 | 42 |  | Fixed | Roof
NJADRE1559741689 | Administratively Determined Incentive Program | Mays Landing | 8330 | 13.6 | Residential | Behind the Meter | Yes | Whitman Construction, LLC | AC Electric |  | Accepted | 2025-05-20 | 2025-06-16 | 2026-06-16 | Inverters | ENPHASE | IQ8PLUS-72-2-US | 290 |  | 32 |  |  | 0.975 |  | Outdoor
NJADRE1559741706 | Administratively Determined Incentive Program | CARTERET | 7008 | 6.48 | Residential | Behind the Meter | No | Power Home Remodeling Group | PSE&G |  | Accepted | 2025-05-19 | 2025-06-16 | 2026-06-16 | Solar Panels | JA Solar | JAM54S31 405/MR |  | 0.405 | 8 | 9 | 16 |  | Fixed | Roof
NJADRE1559741706 | Administratively Determined Incentive Program | CARTERET | 7008 | 6.48 | Residential | Behind the Meter | No | Power Home Remodeling Group | PSE&G |  | Accepted | 2025-05-19 | 2025-06-16 | 2026-06-16 | Meters | SolarEdge | Revenue Grade Data Ansi C12.20 |  |  | 1 |  |  |  | Yes | Outdoor
NJADRE1559741706 | Administratively Determined Incentive Program | CARTERET | 7008 | 6.48 | Residential | Behind the Meter | No | Power Home Remodeling Group | PSE&G |  | Accepted | 2025-05-19 | 2025-06-16 | 2026-06-16 | Solar Panels | JA Solar | JAM54S31 405/MR |  | 0.405 | 8 | 189 | 16 |  | Fixed | Roof
NJADRE1559741706 | Administratively Determined Incentive Program | CARTERET | 7008 | 6.48 | Residential | Behind the Meter | No | Power Home Remodeling Group | PSE&G |  | Accepted | 2025-05-19 | 2025-06-16 | 2026-06-16 | Inverters | SolarEdge | SE5700H-US | 5760 |  | 1 |  |  | 0.99 |  | Outdoor
NJADRE1559741707 | Administratively Determined Incentive Program | LITTLE EGG HARBOR TOWNSHIP | 8087 | 4.51 | Residential | Behind the Meter | No | Trinity Solar, LLC | AC Electric |  | Accepted | 2025-05-19 | 2025-06-16 | 2026-06-16 | Inverters | Solar Edge | USE3800H-USMNBL75 | 3800 |  | 1 |  |  | 0.97 |  | Outdoor
NJADRE1559741707 | Administratively Determined Incentive Program | LITTLE EGG HARBOR TOWNSHIP | 8087 | 4.51 | Residential | Behind the Meter | No | Trinity Solar, LLC | AC Electric |  | Accepted | 2025-05-19 | 2025-06-16 | 2026-06-16 | Solar Panels | HANWHA | (Q.PEAK DUO BLK ML-G10+ 410) |  | 0.41 | 4 | 120 | 30 |  | Fixed | Roof
NJADRE1559741707 | Administratively Determined Incentive Program | LITTLE EGG HARBOR TOWNSHIP | 8087 | 4.51 | Residential | Behind the Meter | No | Trinity Solar, LLC | AC Electric |  | Accepted | 2025-05-19 | 2025-06-16 | 2026-06-16 | Solar Panels | HANWHA | (Q.PEAK DUO BLK ML-G10+ 410) |  | 0.41 | 7 | 210 | 30 |  | Fixed | Roof
NJADRE1559741726 | Administratively Determined Incentive Program | ELMWOOD PARK | 7407 | 3.85 | Residential | Behind the Meter | Yes | Freedom Forever New Jersey, LLC | PSE&G |  | Accepted | 2025-05-19 | 2025-06-16 | 2026-06-16 | Solar Panels | JINKO SOLAR | JKM385M-72HBL-V |  | 0.385 | 5 | 70 | 12 |  | Fixed | Roof
NJADRE1559741726 | Administratively Determined Incentive Program | ELMWOOD PARK | 7407 | 3.85 | Residential | Behind the Meter | Yes | Freedom Forever New Jersey, LLC | PSE&G |  | Accepted | 2025-05-19 | 2025-06-16 | 2026-06-16 | Inverters | Solar Edge | SE3800H-US [SI1] RGM | 3800 |  | 1 |  |  | 0.99 |  | Outside
NJADRE1559741726 | Administratively Determined Incentive Program | ELMWOOD PARK | 7407 | 3.85 | Residential | Behind the Meter | Yes | Freedom Forever New Jersey, LLC | PSE&G |  | Accepted | 2025-05-19 | 2025-06-16 | 2026-06-16 | Solar Panels | JINKO SOLAR | JKM385M-72HBL-V |  | 0.385 | 5 | 250 | 9 |  | Fixed | Roof
NJADRE1559741732 | Administratively Determined Incentive Program | OLD TAPPAN | 7675 | 28.755 | Residential | Behind the Meter | Yes | Sunrun Installation Services, Inc. | Orange Rockland Electric |  | Accepted | 2025-05-29 | 2025-06-30 | 2026-06-30 | Inverters | SOLAREDGE TECHNOLOGIES | SE10000H-USMN | 10000 |  | 2 |  |  | 0.99 |  | Outdoor
NJADRE1559741732 | Administratively Determined Incentive Program | OLD TAPPAN | 7675 | 28.755 | Residential | Behind the Meter | Yes | Sunrun Installation Services, Inc. | Orange Rockland Electric |  | Accepted | 2025-05-29 | 2025-06-30 | 2026-06-30 | Solar Panels | JA SOLAR | JAM54S31-405/MR |  | 0.405 | 18 | 4 | 36 |  | Fixed | Roof
NJADRE1559741732 | Administratively Determined Incentive Program | OLD TAPPAN | 7675 | 28.755 | Residential | Behind the Meter | Yes | Sunrun Installation Services, Inc. | Orange Rockland Electric |  | Accepted | 2025-05-29 | 2025-06-30 | 2026-06-30 | Solar Panels | JA SOLAR | JAM54S31-405/MR |  | 0.405 | 7 | 272 | 45 |  | Fixed | Roof
NJADRE1559741732 | Administratively Determined Incentive Program | OLD TAPPAN | 7675 | 28.755 | Residential | Behind the Meter | Yes | Sunrun Installation Services, Inc. | Orange Rockland Electric |  | Accepted | 2025-05-29 | 2025-06-30 | 2026-06-30 | Solar Panels | JA SOLAR | JAM54S31-405/MR |  | 0.405 | 16 | 93 | 43 |  | Fixed | Roof
NJADRE1559741732 | Administratively Determined Incentive Program | OLD TAPPAN | 7675 | 28.755 | Residential | Behind the Meter | Yes | Sunrun Installation Services, Inc. | Orange Rockland Electric |  | Accepted | 2025-05-29 | 2025-06-30 | 2026-06-30 | Solar Panels | JA SOLAR | JAM54S31-405/MR |  | 0.405 | 16 | 183 | 37 |  | Fixed | Roof
NJADRE1559741732 | Administratively Determined Incentive Program | OLD TAPPAN | 7675 | 28.755 | Residential | Behind the Meter | Yes | Sunrun Installation Services, Inc. | Orange Rockland Electric |  | Accepted | 2025-05-29 | 2025-06-30 | 2026-06-30 | Solar Panels | JA SOLAR | JAM54S31-405/MR |  | 0.405 | 14 | 272 | 44 |  | Fixed | Roof
NJADRE1559741771 | Administratively Determined Incentive Program | WEST BERLIN | 8091 | 15.3 | Residential | Behind the Meter | Yes | Whitman Construction, LLC | AC Electric |  | Accepted | 2025-05-19 | 2025-06-16 | 2026-06-16 | Solar Panels | Jinko Solar | JKM425N-54HL4-B |  | 0.425 | 17 | 329 | 17 |  | Fixed | Roof
NJADRE1559741771 | Administratively Determined Incentive Program | WEST BERLIN | 8091 | 15.3 | Residential | Behind the Meter | Yes | Whitman Construction, LLC | AC Electric |  | Accepted | 2025-05-19 | 2025-06-16 | 2026-06-16 | Solar Panels | Jinko Solar | JKM425N-54HL4-B |  | 0.425 | 11 | 149 | 17 |  | Fixed | Roof
NJADRE1559741771 | Administratively Determined Incentive Program | WEST BERLIN | 8091 | 15.3 | Residential | Behind the Meter | Yes | Whitman Construction, LLC | AC Electric |  | Accepted | 2025-05-19 | 2025-06-16 | 2026-06-16 | Solar Panels | Jinko Solar | JKM425N-54HL4-B |  | 0.425 | 4 | 329 | 18 |  | Fixed | Roof
NJADRE1559741771 | Administratively Determined Incentive Program | WEST BERLIN | 8091 | 15.3 | Residential | Behind the Meter | Yes | Whitman Construction, LLC | AC Electric |  | Accepted | 2025-05-19 | 2025-06-16 | 2026-06-16 | Inverters | ENPHASE | IQ8PLUS-72-2-US | 290 |  | 36 |  |  | 0.975 |  | Outdoor
NJADRE1559741771 | Administratively Determined Incentive Program | WEST BERLIN | 8091 | 15.3 | Residential | Behind the Meter | Yes | Whitman Construction, LLC | AC Electric |  | Accepted | 2025-05-19 | 2025-06-16 | 2026-06-16 | Solar Panels | Jinko Solar | JKM425N-54HL4-B |  | 0.425 | 4 | 149 | 18 |  | Fixed | Roof
NJADRE1559741782 | Administratively Determined Incentive Program | JERSEY CITY | 7306 | 6.88 | Residential | Behind the Meter | Yes | Pro Custom Solar dba Momentum Solar | PSE&G |  | Accepted | 2025-05-19 | 2025-06-16 | 2026-06-16 | Inverters | ENPHASE | IQ8HC-72-M-DOM-US | 380 |  | 16 |  |  | 0.97 |  | Outdoor
NJADRE1559741782 | Administratively Determined Incentive Program | JERSEY CITY | 7306 | 6.88 | Residential | Behind the Meter | Yes | Pro Custom Solar dba Momentum Solar | PSE&G |  | Accepted | 2025-05-19 | 2025-06-16 | 2026-06-16 | Solar Panels | HANWHA | Q.TRON BLK M-G2+430 |  | 0.43 | 16 | 17 | 4 |  | Fixed | Roof
NJADRE1559741790 | Administratively Determined Incentive Program | BEVERLY | 8010 | 12.865 | Residential | Behind the Meter | Yes | SunnyMac, LLC | PSE&G |  | Accepted | 2025-05-19 | 2025-06-23 | 2026-06-23 | Solar Panels | HANWHA | Q.PEAK DUO BLK ML-G10+ 415W |  | 0.415 | 8 | 266 | 37 |  | Fixed | Roof
NJADRE1559741790 | Administratively Determined Incentive Program | BEVERLY | 8010 | 12.865 | Residential | Behind the Meter | Yes | SunnyMac, LLC | PSE&G |  | Accepted | 2025-05-19 | 2025-06-23 | 2026-06-23 | Solar Panels | HANWHA | Q.PEAK DUO BLK ML-G10+ 415W |  | 0.415 | 19 | 86 | 14 |  | Fixed | Roof
NJADRE1559741790 | Administratively Determined Incentive Program | BEVERLY | 8010 | 12.865 | Residential | Behind the Meter | Yes | SunnyMac, LLC | PSE&G |  | Accepted | 2025-05-19 | 2025-06-23 | 2026-06-23 | Inverters | SOLAREDGE | SE10000H-US | 10000 |  | 1 |  |  | 0.99 |  | Outdoor | next to meter
NJADRE1559741790 | Administratively Determined Incentive Program | BEVERLY | 8010 | 12.865 | Residential | Behind the Meter | Yes | SunnyMac, LLC | PSE&G |  | Accepted | 2025-05-19 | 2025-06-23 | 2026-06-23 | Solar Panels | HANWHA | Q.PEAK DUO BLK ML-G10+ 415W |  | 0.415 | 4 | 86 | 37 |  | Fixed | Roof
NJADRE1559741790 | Administratively Determined Incentive Program | BEVERLY | 8010 | 12.865 | Residential | Behind the Meter | Yes | SunnyMac, LLC | PSE&G |  | Accepted | 2025-05-19 | 2025-06-23 | 2026-06-23 | Meters | SOLAREDGE | SE-RGMTR-1D-240C-C |  |  | 1 |  |  |  | Yes | Outdoor
NJADRE1559741794 | Administratively Determined Incentive Program | Cape May Court House | 8210 | 276.1 | Commercial | Behind the Meter | No | Arosa Solar Energy Systems, Inc. | AC Electric |  | Accepted | 2025-05-19 | 2025-06-16 | 2026-06-16 | Inverters | SolarEdge | SE50K US | 50000 |  | 4 |  |  | 0.98 |  | Outdoor
NJADRE1559741794 | Administratively Determined Incentive Program | Cape May Court House | 8210 | 276.1 | Commercial | Behind the Meter | No | Arosa Solar Energy Systems, Inc. | AC Electric |  | Accepted | 2025-05-19 | 2025-06-16 | 2026-06-16 | Meters | WattNode | WND-WR-MB |  |  | 1 |  |  |  | Yes | Outdoor
NJADRE1559741794 | Administratively Determined Incentive Program | Cape May Court House | 8210 | 276.1 | Commercial | Behind the Meter | No | Arosa Solar Energy Systems, Inc. | AC Electric |  | Accepted | 2025-05-19 | 2025-06-16 | 2026-06-16 | Solar Panels | ZnShine | ZXM6-NH |  | 0.55 | 502 | 167 | 10 |  | Fixed | Roof
NJADRE1559741806 | Administratively Determined Incentive Program | PERTH AMBOY CITY | 8861 | 5.67 | Residential | Behind the Meter | Yes | Sunrun Installation Services, Inc. | PSE&G |  | Accepted | 2025-05-19 | 2025-06-16 | 2026-06-16 | Inverters | SolarEdge Technologies | SE3800H-USMN | 3800 |  | 1 |  |  | 0.99 |  | Outdoor
NJADRE1559741806 | Administratively Determined Incentive Program | PERTH AMBOY CITY | 8861 | 5.67 | Residential | Behind the Meter | Yes | Sunrun Installation Services, Inc. | PSE&G |  | Accepted | 2025-05-19 | 2025-06-16 | 2026-06-16 | Solar Panels | JA Solar | JAM54S31-405/MR |  | 0.405 | 7 | 292 | 30 |  | Fixed | Roof
NJADRE1559741806 | Administratively Determined Incentive Program | PERTH AMBOY CITY | 8861 | 5.67 | Residential | Behind the Meter | Yes | Sunrun Installation Services, Inc. | PSE&G |  | Accepted | 2025-05-19 | 2025-06-16 | 2026-06-16 | Solar Panels | JA Solar | JAM54S31-405/MR |  | 0.405 | 7 | 113 | 29 |  | Fixed | Roof
NJADRE1559741812 | Administratively Determined Incentive Program | Egg Harbor | 8234 | 17.84 | Residential | Behind the Meter | No | SEA BRIGHT SOLAR, LLC | AC Electric |  | Accepted | 2025-05-19 | 2025-06-16 | 2026-06-16 | Inverters | Enphase | IQ8A-72-M-US | 349 |  | 41 |  |  | 0.97 |  | Outdoor
NJADRE1559741812 | Administratively Determined Incentive Program | Egg Harbor | 8234 | 17.84 | Residential | Behind the Meter | No | SEA BRIGHT SOLAR, LLC | AC Electric |  | Accepted | 2025-05-19 | 2025-06-16 | 2026-06-16 | Solar Panels | Q Cell | Q.TRON BLK M-G2+ 435 |  | 0.435 | 41 | 161 | 18 |  | Fixed | Roof
NJADRE1559741817 | Administratively Determined Incentive Program | HAMMONTON | 8037 | 11.9 | Residential | Behind the Meter | Yes | Power Energy Solutions, LLC | AC Electric |  | Accepted | 2025-05-19 | 2025-06-16 | 2026-06-16 | Solar Panels | Trina Solar | TSM-425NE09RC.05 |  | 0.425 | 10 | 224 | 29 |  | Fixed | Roof
NJADRE1559741817 | Administratively Determined Incentive Program | HAMMONTON | 8037 | 11.9 | Residential | Behind the Meter | Yes | Power Energy Solutions, LLC | AC Electric |  | Accepted | 2025-05-19 | 2025-06-16 | 2026-06-16 | Solar Panels | Trina Solar | TSM-425NE09RC.05 |  | 0.425 | 5 | 225 | 27 |  | Fixed | Roof
NJADRE1559741817 | Administratively Determined Incentive Program | HAMMONTON | 8037 | 11.9 | Residential | Behind the Meter | Yes | Power Energy Solutions, LLC | AC Electric |  | Accepted | 2025-05-19 | 2025-06-16 | 2026-06-16 | Inverters | SolarEdge | SE7600H-US | 7600 |  | 1 |  |  | 0.97 |  | Outdoor
NJADRE1559741817 | Administratively Determined Incentive Program | HAMMONTON | 8037 | 11.9 | Residential | Behind the Meter | Yes | Power Energy Solutions, LLC | AC Electric |  | Accepted | 2025-05-19 | 2025-06-16 | 2026-06-16 | Solar Panels | Trina Solar | TSM-425NE09RC.05 |  | 0.425 | 3 | 44 | 29 |  | Fixed | Roof
NJADRE1559741817 | Administratively Determined Incentive Program | HAMMONTON | 8037 | 11.9 | Residential | Behind the Meter | Yes | Power Energy Solutions, LLC | AC Electric |  | Accepted | 2025-05-19 | 2025-06-16 | 2026-06-16 | Solar Panels | Trina Solar | TSM-425NE09RC.05 |  | 0.425 | 7 | 44 | 29 |  | Fixed | Roof
NJADRE1559741817 | Administratively Determined Incentive Program | HAMMONTON | 8037 | 11.9 | Residential | Behind the Meter | Yes | Power Energy Solutions, LLC | AC Electric |  | Accepted | 2025-05-19 | 2025-06-16 | 2026-06-16 | Solar Panels | Trina Solar | TSM-425NE09RC.05 |  | 0.425 | 3 | 224 | 29 |  | Fixed | Roof
NJADRE1559741829 | Administratively Determined Incentive Program | Bayonne | 7002 | 4.68 | Residential | Behind the Meter | Yes | Power Energy Solutions, LLC | PSE&G |  | Accepted | 2025-05-19 | 2025-06-16 | 2026-06-16 | Solar Panels | Trina Solar | TSM-425NE09RC.05 |  | 0.425 | 6 | 303 | 16 |  | Fixed | Roof
NJADRE1559741829 | Administratively Determined Incentive Program | Bayonne | 7002 | 4.68 | Residential | Behind the Meter | Yes | Power Energy Solutions, LLC | PSE&G |  | Accepted | 2025-05-19 | 2025-06-16 | 2026-06-16 | Solar Panels | Trina Solar | TSM-425NE09RC.05 |  | 0.425 | 5 | 123 | 16 |  | Fixed | Roof
NJADRE1559741829 | Administratively Determined Incentive Program | Bayonne | 7002 | 4.68 | Residential | Behind the Meter | Yes | Power Energy Solutions, LLC | PSE&G |  | Accepted | 2025-05-19 | 2025-06-16 | 2026-06-16 | Inverters | SolarEdge | SE3800H-US | 4 |  | 1 |  |  | 0.97 |  | Outdoor
NJADRE1559741834 | Administratively Determined Incentive Program | DOVER | 7801 | 12.865 | Residential | Behind the Meter | Yes | SunnyMac, LLC | JCP&L |  | Accepted | 2025-05-19 | 2025-06-20 | 2026-06-20 | Solar Panels | HANWHA | Q.PEAK DUO BLK ML-G10+ 415W |  | 0.415 | 7 | 198 | 20 |  | Fixed | Roof
NJADRE1559741834 | Administratively Determined Incentive Program | DOVER | 7801 | 12.865 | Residential | Behind the Meter | Yes | SunnyMac, LLC | JCP&L |  | Accepted | 2025-05-19 | 2025-06-20 | 2026-06-20 | Solar Panels | HANWHA | Q.PEAK DUO BLK ML-G10+ 415W |  | 0.415 | 6 | 288 | 21 |  | Fixed | Roof
NJADRE1559741834 | Administratively Determined Incentive Program | DOVER | 7801 | 12.865 | Residential | Behind the Meter | Yes | SunnyMac, LLC | JCP&L |  | Accepted | 2025-05-19 | 2025-06-20 | 2026-06-20 | Solar Panels | HANWHA | Q.PEAK DUO BLK ML-G10+ 415W |  | 0.415 | 18 | 108 | 32 |  | Fixed | Roof
NJADRE1559741834 | Administratively Determined Incentive Program | DOVER | 7801 | 12.865 | Residential | Behind the Meter | Yes | SunnyMac, LLC | JCP&L |  | Accepted | 2025-05-19 | 2025-06-20 | 2026-06-20 | Inverters | SOLAREDGE | SE5700H-US | 5760 |  | 1 |  |  | 0.99 |  | Outdoor | next to meter
NJADRE1559741834 | Administratively Determined Incentive Program | DOVER | 7801 | 12.865 | Residential | Behind the Meter | Yes | SunnyMac, LLC | JCP&L |  | Accepted | 2025-05-19 | 2025-06-20 | 2026-06-20 | Meters | SOLAREDGE | SE-RGMTR-1D-240C-C |  |  | 1 |  |  |  | Yes | Outdoor
NJADRE1559741834 | Administratively Determined Incentive Program | DOVER | 7801 | 12.865 | Residential | Behind the Meter | Yes | SunnyMac, LLC | JCP&L |  | Accepted | 2025-05-19 | 2025-06-20 | 2026-06-20 | Inverters | Solaredge | SE5700H-US | 5760 |  | 1 |  |  | 0.99 |  | Outdoor
NJADRE1559741834 | Administratively Determined Incentive Program | DOVER | 7801 | 12.865 | Residential | Behind the Meter | Yes | SunnyMac, LLC | JCP&L |  | Accepted | 2025-05-19 | 2025-06-20 | 2026-06-20 | Meters | Solaredge | SE-RGMTR-1D-240C-C |  |  | 1 |  |  |  | Yes | Outdoor
NJADRE1559741838 | Administratively Determined Incentive Program | Toms River | 8757 | 6.15 | Residential | Behind the Meter | Yes | Trinity Solar, LLC | JCP&L |  | Accepted | 2025-05-19 | 2025-06-19 | 2026-06-19 | Inverters | SOLAREDGE | USE5700H-USMNBL75 | 5700 |  | 1 |  |  | 0.97 |  | Outside
NJADRE1559741838 | Administratively Determined Incentive Program | Toms River | 8757 | 6.15 | Residential | Behind the Meter | Yes | Trinity Solar, LLC | JCP&L |  | Accepted | 2025-05-19 | 2025-06-19 | 2026-06-19 | Solar Panels | HANWHA 410 (Q.PEAK DUO BLK ML-G10+410) | HANWHA 410 (Q.PEAK DUO BLK ML-G10+410) |  | 0.41 | 11 | 167 | 18 |  | Fixed | Roof
NJADRE1559741838 | Administratively Determined Incentive Program | Toms River | 8757 | 6.15 | Residential | Behind the Meter | Yes | Trinity Solar, LLC | JCP&L |  | Accepted | 2025-05-19 | 2025-06-19 | 2026-06-19 | Solar Panels | HANWHA 410 (Q.PEAK DUO BLK ML-G10+410) | HANWHA 410 (Q.PEAK DUO BLK ML-G10+410) |  | 0.41 | 4 | 167 | 18 |  | Fixed | Roof
NJADRE1559741841 | Administratively Determined Incentive Program | JERSEY CITY | 7306 | 6.45 | Residential | Behind the Meter | Yes | Pro Custom Solar dba Momentum Solar | PSE&G |  | Accepted | 2025-06-06 | 2025-07-02 | 2026-07-02 | Inverters | ENPHASE | IQ8HC-72-M-DOM-US | 380 |  | 15 |  |  | 0.97 |  | Outdoor
NJADRE1559741841 | Administratively Determined Incentive Program | JERSEY CITY | 7306 | 6.45 | Residential | Behind the Meter | Yes | Pro Custom Solar dba Momentum Solar | PSE&G |  | Accepted | 2025-06-06 | 2025-07-02 | 2026-07-02 | Solar Panels | HANWHA | Q.TRON BLK M-G2+430 |  | 0.43 | 15 | 17 | 4 |  | Fixed | Roof
NJADRE1559741847 | Administratively Determined Incentive Program | Deptford | 8096 | 7.74 | Residential | Behind the Meter | Yes | Velocity Energy & Home Solutions, Inc. | PSE&G |  | Accepted | 2025-05-19 | 2025-06-17 | 2026-06-17 | Solar Panels | seg | 430w |  | 0.43 | 18 | 105 | 30 |  | Fixed | Roof
NJADRE1559741847 | Administratively Determined Incentive Program | Deptford | 8096 | 7.74 | Residential | Behind the Meter | Yes | Velocity Energy & Home Solutions, Inc. | PSE&G |  | Accepted | 2025-05-19 | 2025-06-17 | 2026-06-17 | Inverters | enphase | iq8hc | 380 |  | 18 |  |  | 0.99 |  | Outside | behind panels
NJADRE1559741871 | Administratively Determined Incentive Program | Swedesboro | 8085 | 16.53 | Residential | Behind the Meter | Yes | Velocity Energy & Home Solutions, Inc. | AC Electric |  | Accepted | 2025-05-19 | 2025-06-17 | 2026-06-17 | Inverters | enphase | iq8plus | 290 |  | 38 |  |  | 0.99 |  | Outside | behind panels
NJADRE1559741871 | Administratively Determined Incentive Program | Swedesboro | 8085 | 16.53 | Residential | Behind the Meter | Yes | Velocity Energy & Home Solutions, Inc. | AC Electric |  | Accepted | 2025-05-19 | 2025-06-17 | 2026-06-17 | Solar Panels | HIN | 435W |  | 0.435 | 13 | 321 | 35 |  | Fixed | Roof
NJADRE1559741871 | Administratively Determined Incentive Program | Swedesboro | 8085 | 16.53 | Residential | Behind the Meter | Yes | Velocity Energy & Home Solutions, Inc. | AC Electric |  | Accepted | 2025-05-19 | 2025-06-17 | 2026-06-17 | Solar Panels | HIN | 435w |  | 0.435 | 25 | 141 | 35 |  | Fixed | Roof
NJADRE1559741878 | Administratively Determined Incentive Program | Monroe Township | 8831 | 12.15 | Residential | Behind the Meter | Yes | Integrated Home Energy | JCP&L |  | Accepted | 2025-05-20 | 2025-06-17 | 2026-06-17 | Meters | Enphase | IQ Gateway |  |  | 1 |  |  |  | Yes | Outdoor
NJADRE1559741878 | Administratively Determined Incentive Program | Monroe Township | 8831 | 12.15 | Residential | Behind the Meter | Yes | Integrated Home Energy | JCP&L |  | Accepted | 2025-05-20 | 2025-06-17 | 2026-06-17 | Inverters | Enphase | IQH8C | 384 |  | 27 |  |  | 0.974 |  | Outside
NJADRE1559741878 | Administratively Determined Incentive Program | Monroe Township | 8831 | 12.15 | Residential | Behind the Meter | Yes | Integrated Home Energy | JCP&L |  | Accepted | 2025-05-20 | 2025-06-17 | 2026-06-17 | Solar Panels | Canadian Solar | CS6.1-54TM-450 |  | 0.45 | 27 | 200 | 32 |  | Fixed | Roof
NJADRE1559741884 | Administratively Determined Incentive Program | Lodi | 7644 | 8.08 | Residential | Behind the Meter | Yes | Power Energy Solutions, LLC | PSE&G |  | Accepted | 2025-05-19 | 2025-06-16 | 2026-06-16 | Inverters | SolarEdge | SE5700H-US | 6 |  | 1 |  |  | 0.97 |  | Outdoor
NJADRE1559741884 | Administratively Determined Incentive Program | Lodi | 7644 | 8.08 | Residential | Behind the Meter | Yes | Power Energy Solutions, LLC | PSE&G |  | Accepted | 2025-05-19 | 2025-06-16 | 2026-06-16 | Solar Panels | Trina Solar | TSM-425NE09RC.05 |  | 0.425 | 1 | 216 | 16 |  | Fixed | Roof
NJADRE1559741884 | Administratively Determined Incentive Program | Lodi | 7644 | 8.08 | Residential | Behind the Meter | Yes | Power Energy Solutions, LLC | PSE&G |  | Accepted | 2025-05-19 | 2025-06-16 | 2026-06-16 | Solar Panels | Trina Solar | TSM-425NE09RC.05 |  | 0.425 | 5 | 126 | 20 |  | Fixed | Roof
NJADRE1559741884 | Administratively Determined Incentive Program | Lodi | 7644 | 8.08 | Residential | Behind the Meter | Yes | Power Energy Solutions, LLC | PSE&G |  | Accepted | 2025-05-19 | 2025-06-16 | 2026-06-16 | Solar Panels | Trina Solar | TSM-425NE09RC.05 |  | 0.425 | 13 | 126 | 8 |  | Fixed | Roof
NJADRE1559741890 | Administratively Determined Incentive Program | Willingboro | 8046 | 8.2 | Residential | Behind the Meter | Yes | Trinity Solar, LLC | PSE&G |  | Accepted | 2025-05-19 | 2025-06-17 | 2026-06-17 | Solar Panels | HANWHA 410 (Q.PEAK DUO BLK ML-G10+410) | HANWHA 410 (Q.PEAK DUO BLK ML-G10+410) |  | 0.41 | 20 | 153 | 19 |  | Fixed | Roof
NJADRE1559741890 | Administratively Determined Incentive Program | Willingboro | 8046 | 8.2 | Residential | Behind the Meter | Yes | Trinity Solar, LLC | PSE&G |  | Accepted | 2025-05-19 | 2025-06-17 | 2026-06-17 | Inverters | SOLAREDGE | USE7600H-USMNBL75 | 7600 |  | 1 |  |  | 0.97 |  | Outside
NJADRE1559741920 | Administratively Determined Incentive Program | Monroe Twp | 8831 | 4.3 | Residential | Behind the Meter | Yes | Pro Custom Solar dba Momentum Solar | JCP&L |  | Accepted | 2025-05-19 | 2025-06-16 | 2026-06-16 | Inverters | Enphase | IQ8HC-72-M-DOM-US | 380 |  | 10 |  |  | 0.97 |  | Outdoor
NJADRE1559741920 | Administratively Determined Incentive Program | Monroe Twp | 8831 | 4.3 | Residential | Behind the Meter | Yes | Pro Custom Solar dba Momentum Solar | JCP&L |  | Accepted | 2025-05-19 | 2025-06-16 | 2026-06-16 | Solar Panels | HANWHA | Q.TRON BLK M-G2+430 |  | 0.43 | 10 | 202 | 26 |  | Fixed | Roof
NJADRE1559741935 | Administratively Determined Incentive Program | Cape May Court House | 8210 | 7.38 | Residential | Behind the Meter | Yes | Trinity Solar, LLC | AC Electric |  | Accepted | 2025-05-19 | 2025-06-17 | 2026-06-17 | Inverters | Solar Edge | USE5700H-US | 5760 |  | 1 |  |  | 0.97 |  | Outside
NJADRE1559741935 | Administratively Determined Incentive Program | Cape May Court House | 8210 | 7.38 | Residential | Behind the Meter | Yes | Trinity Solar, LLC | AC Electric |  | Accepted | 2025-05-19 | 2025-06-17 | 2026-06-17 | Solar Panels | Hanwha | Q.PEAK DUO BLK ML-G10+ 410 |  | 0.41 | 18 | 215 | 30 |  | Fixed | Roof
NJADRE1559741948 | Administratively Determined Incentive Program | Englewood | 7631 | 13.53 | Residential | Behind the Meter | Yes | Trinity Solar, LLC | PSE&G |  | Accepted | 2025-05-19 | 2025-06-16 | 2026-06-16 | Solar Panels | HANWHA | (Q.PEAK DUO BLK ML-G10+ 410) |  | 0.41 | 8 | 80 | 5 |  | Fixed | Roof
NJADRE1559741948 | Administratively Determined Incentive Program | Englewood | 7631 | 13.53 | Residential | Behind the Meter | Yes | Trinity Solar, LLC | PSE&G |  | Accepted | 2025-05-19 | 2025-06-16 | 2026-06-16 | Inverters | Solar Edge | USE11400H-USMNBL75 | 11400 |  | 1 |  |  | 0.97 |  | Outdoor
NJADRE1559741948 | Administratively Determined Incentive Program | Englewood | 7631 | 13.53 | Residential | Behind the Meter | Yes | Trinity Solar, LLC | PSE&G |  | Accepted | 2025-05-19 | 2025-06-16 | 2026-06-16 | Solar Panels | HANWHA | (Q.PEAK DUO BLK ML-G10+ 410) |  | 0.41 | 25 | 80 | 5 |  | Fixed | Roof
NJADRE1559741951 | Administratively Determined Incentive Program | Somers Point | 8244 | 70.98 | Residential | Behind the Meter | Yes | Power Energy Solutions, LLC | AC Electric |  | Accepted | 2025-05-19 | 2025-06-16 | 2026-06-16 | Solar Panels | Trina Solar | TSM-425NE09RC.05 |  | 0.425 | 167 | 0 | 1 |  | Fixed | Roof
NJADRE1559741951 | Administratively Determined Incentive Program | Somers Point | 8244 | 70.98 | Residential | Behind the Meter | Yes | Power Energy Solutions, LLC | AC Electric |  | Accepted | 2025-05-19 | 2025-06-16 | 2026-06-16 | Inverters | SolarEdge | SE10000H-US | 10 |  | 4 |  |  | 0.97 |  | Outdoor
NJADRE1559741953 | Administratively Determined Incentive Program | OLD BRIDGE | 8857 | 12.04 | Residential | Behind the Meter | Yes | Pro Custom Solar dba Momentum Solar | JCP&L |  | Accepted | 2025-05-19 | 2025-06-16 | 2026-06-16 | Inverters | HANWHA | IQ8HC-72-M-DOM-US | 380 |  | 28 |  |  | 0.97 |  | Outdoor
NJADRE1559741953 | Administratively Determined Incentive Program | OLD BRIDGE | 8857 | 12.04 | Residential | Behind the Meter | Yes | Pro Custom Solar dba Momentum Solar | JCP&L |  | Accepted | 2025-05-19 | 2025-06-16 | 2026-06-16 | Solar Panels | HANWHA | Q.TRON BLK M-G2+430 |  | 0.43 | 6 | 252 | 23 |  | Fixed | Roof
NJADRE1559741953 | Administratively Determined Incentive Program | OLD BRIDGE | 8857 | 12.04 | Residential | Behind the Meter | Yes | Pro Custom Solar dba Momentum Solar | JCP&L |  | Accepted | 2025-05-19 | 2025-06-16 | 2026-06-16 | Solar Panels | HANWHA | Q.TRON BLK M-G2+430 |  | 0.43 | 5 | 72 | 15 |  | Fixed | Roof
NJADRE1559741953 | Administratively Determined Incentive Program | OLD BRIDGE | 8857 | 12.04 | Residential | Behind the Meter | Yes | Pro Custom Solar dba Momentum Solar | JCP&L |  | Accepted | 2025-05-19 | 2025-06-16 | 2026-06-16 | Solar Panels | HANWHA | Q.TRON BLK M-G2+430 |  | 0.43 | 12 | 72 | 39 |  | Fixed | Roof
NJADRE1559741953 | Administratively Determined Incentive Program | OLD BRIDGE | 8857 | 12.04 | Residential | Behind the Meter | Yes | Pro Custom Solar dba Momentum Solar | JCP&L |  | Accepted | 2025-05-19 | 2025-06-16 | 2026-06-16 | Solar Panels | HANWHA | Q.TRON BLK M-G2+430 |  | 0.43 | 5 | 252 | 39 |  | Fixed | Roof
NJADRE1559741957 | Administratively Determined Incentive Program | Port Republic | 8241 | 4.68 | Residential | Behind the Meter | Yes | Whitman Construction, LLC | AC Electric |  | Accepted | 2025-05-19 | 2025-06-16 | 2026-06-16 | Solar Panels | Jinko Solar | JKM425N-54HL4-B |  | 0.425 | 11 | 341 | 5 |  | Fixed | Roof
NJADRE1559741957 | Administratively Determined Incentive Program | Port Republic | 8241 | 4.68 | Residential | Behind the Meter | Yes | Whitman Construction, LLC | AC Electric |  | Accepted | 2025-05-19 | 2025-06-16 | 2026-06-16 | Inverters | ENPHASE | IQ8PLUS-72-2-US | 290 |  | 11 |  |  | 0.975 |  | Outdoor
NJADRE1559741965 | Administratively Determined Incentive Program | Hillsborough | 8844 | 16.81 | Residential | Behind the Meter | No | Tesla Energy Operations, Inc. | PSE&G |  | Accepted | 2025-05-19 | 2025-06-16 | 2026-06-16 | Electric Storage Battery | Tesla | Powerwall 3 |  |  | 2 |  |  |  | Lithium Ion |  | Outside
NJADRE1559741965 | Administratively Determined Incentive Program | Hillsborough | 8844 | 16.81 | Residential | Behind the Meter | No | Tesla Energy Operations, Inc. | PSE&G |  | Accepted | 2025-05-19 | 2025-06-16 | 2026-06-16 | Solar Panels | Hanwha | Q.PEAK DUO BLK ML-G10+/TS 410 |  | 0.41 | 23 | 245 | 34 |  | Fixed | Roof
NJADRE1559741965 | Administratively Determined Incentive Program | Hillsborough | 8844 | 16.81 | Residential | Behind the Meter | No | Tesla Energy Operations, Inc. | PSE&G |  | Accepted | 2025-05-19 | 2025-06-16 | 2026-06-16 | Solar Panels | Hanwha | Q.PEAK DUO BLK ML-G10+/TS 410 |  | 0.41 | 18 | 65 | 34 |  | Fixed | Roof
NJADRE1559741965 | Administratively Determined Incentive Program | Hillsborough | 8844 | 16.81 | Residential | Behind the Meter | No | Tesla Energy Operations, Inc. | PSE&G |  | Accepted | 2025-05-19 | 2025-06-16 | 2026-06-16 | Inverters | Tesla | 1707000-XX-Y | 10000 |  | 1 |  |  | 0.98 |  | Outside
NJADRE1559742712 | Administratively Determined Incentive Program | Newark | 7107 | 6.15 | Residential | Behind the Meter | No | Trinity Solar, LLC | PSE&G |  | Accepted | 2025-05-19 | 2025-06-16 | 2026-06-16 | Solar Panels | HANWHA | Q.PEAK DUO BLK ML-G10+ 410 |  | 0.41 | 11 | 111 | 23 |  | Fixed | Roof
NJADRE1559742712 | Administratively Determined Incentive Program | Newark | 7107 | 6.15 | Residential | Behind the Meter | No | Trinity Solar, LLC | PSE&G |  | Accepted | 2025-05-19 | 2025-06-16 | 2026-06-16 | Inverters | Solar Edge | USE5700H-USMNBL75 | 5760 |  | 1 |  |  | 0.97 |  | Outdoor
NJADRE1559742712 | Administratively Determined Incentive Program | Newark | 7107 | 6.15 | Residential | Behind the Meter | No | Trinity Solar, LLC | PSE&G |  | Accepted | 2025-05-19 | 2025-06-16 | 2026-06-16 | Solar Panels | HANWHA | Q.PEAK DUO BLK ML-G10+ 410 |  | 0.41 | 4 | 111 | 23 |  | Fixed | Roof
NJADRE1559742718 | Administratively Determined Incentive Program | Woodbury | 8096 | 4.73 | Residential | Behind the Meter | Yes | Pro Custom Solar dba Momentum Solar | PSE&G |  | Accepted | 2025-05-19 | 2025-06-16 | 2026-06-16 | Inverters | HANWHA | IQ8HC-72-M-DOM-US | 380 |  | 11 |  |  | 0.97 |  | Outdoor
NJADRE1559742718 | Administratively Determined Incentive Program | Woodbury | 8096 | 4.73 | Residential | Behind the Meter | Yes | Pro Custom Solar dba Momentum Solar | PSE&G |  | Accepted | 2025-05-19 | 2025-06-16 | 2026-06-16 | Solar Panels | HANWHA | Q.TRON BLK M-G2+430 |  | 0.43 | 6 | 293 | 5 |  | Fixed | Roof
NJADRE1559742718 | Administratively Determined Incentive Program | Woodbury | 8096 | 4.73 | Residential | Behind the Meter | Yes | Pro Custom Solar dba Momentum Solar | PSE&G |  | Accepted | 2025-05-19 | 2025-06-16 | 2026-06-16 | Solar Panels | HANWHA | Q.TRON BLK M-G2+430 |  | 0.43 | 5 | 113 | 5 |  | Fixed | Roof
NJADRE1559742741 | Administratively Determined Incentive Program | Delran | 8075 | 11.07 | Residential | Behind the Meter | Yes | Trinity Solar, LLC | PSE&G |  | Accepted | 2025-05-19 | 2025-06-20 | 2026-06-20 | Inverters | TESLA 3.8kW (PV ONLY) | TESLA 3.8kW (PV ONLY) | 3800 |  | 1 |  |  | 0.97 |  | Outside
NJADRE1559742741 | Administratively Determined Incentive Program | Delran | 8075 | 11.07 | Residential | Behind the Meter | Yes | Trinity Solar, LLC | PSE&G |  | Accepted | 2025-05-19 | 2025-06-20 | 2026-06-20 | Solar Panels | HANWHA 410 (Q.PEAK DUO BLK ML-G10+410) | HANWHA 410 (Q.PEAK DUO BLK ML-G10+410) |  | 0.41 | 24 | 215 | 19 |  | Fixed | Roof
NJADRE1559742741 | Administratively Determined Incentive Program | Delran | 8075 | 11.07 | Residential | Behind the Meter | Yes | Trinity Solar, LLC | PSE&G |  | Accepted | 2025-05-19 | 2025-06-20 | 2026-06-20 | Solar Panels | HANWHA 410 (Q.PEAK DUO BLK ML-G10+410) | HANWHA 410 (Q.PEAK DUO BLK ML-G10+410) |  | 0.41 | 3 | 125 | 29 |  | Fixed | Roof
NJADRE1559742741 | Administratively Determined Incentive Program | Delran | 8075 | 11.07 | Residential | Behind the Meter | Yes | Trinity Solar, LLC | PSE&G |  | Accepted | 2025-05-19 | 2025-06-20 | 2026-06-20 | Inverters | TESLA 5.0kW (PV ONLY) | TESLA 5.0kW (PV ONLY) | 5000 |  | 1 |  |  | 0.97 |  | Outside
NJADRE1559742754 | Administratively Determined Incentive Program | Union Beach | 7735 | 7.7 | Residential | Behind the Meter | Yes | Sunrun Installation Services, Inc. | JCP&L |  | Accepted | 2025-05-19 | 2025-06-16 | 2026-06-16 | Inverters | SOLAREDGE TECHNOLOGIES | SE5700H-USMN | 5760 |  | 1 |  |  | 0.99 |  | Outdoor
NJADRE1559742754 | Administratively Determined Incentive Program | Union Beach | 7735 | 7.7 | Residential | Behind the Meter | Yes | Sunrun Installation Services, Inc. | JCP&L |  | Accepted | 2025-05-19 | 2025-06-16 | 2026-06-16 | Solar Panels | JA SOLAR | JAM54S31-405/MR |  | 0.405 | 3 | 86 | 28 |  | Fixed | Roof
NJADRE1559742754 | Administratively Determined Incentive Program | Union Beach | 7735 | 7.7 | Residential | Behind the Meter | Yes | Sunrun Installation Services, Inc. | JCP&L |  | Accepted | 2025-05-19 | 2025-06-16 | 2026-06-16 | Solar Panels | JA SOLAR | JAM54S31-405/MR |  | 0.405 | 3 | 358 | 19 |  | Fixed | Roof
NJADRE1559742754 | Administratively Determined Incentive Program | Union Beach | 7735 | 7.7 | Residential | Behind the Meter | Yes | Sunrun Installation Services, Inc. | JCP&L |  | Accepted | 2025-05-19 | 2025-06-16 | 2026-06-16 | Solar Panels | JA SOLAR | JAM54S31-405/MR |  | 0.405 | 4 | 87 | 29 |  | Fixed | Roof
NJADRE1559742754 | Administratively Determined Incentive Program | Union Beach | 7735 | 7.7 | Residential | Behind the Meter | Yes | Sunrun Installation Services, Inc. | JCP&L |  | Accepted | 2025-05-19 | 2025-06-16 | 2026-06-16 | Solar Panels | JA SOLAR | JAM54S31-405/MR |  | 0.405 | 4 | 178 | 19 |  | Fixed | Roof
NJADRE1559742754 | Administratively Determined Incentive Program | Union Beach | 7735 | 7.7 | Residential | Behind the Meter | Yes | Sunrun Installation Services, Inc. | JCP&L |  | Accepted | 2025-05-19 | 2025-06-16 | 2026-06-16 | Solar Panels | JA SOLAR | JAM54S31-405/MR |  | 0.405 | 5 | 267 | 26 |  | Fixed | Roof
NJADRE1559742756 | Administratively Determined Incentive Program | Sewell | 8080 | 8.08 | Residential | Behind the Meter | Yes | Power Energy Solutions, LLC | AC Electric |  | Accepted | 2025-05-19 | 2025-06-16 | 2026-06-16 | Solar Panels | Trina Solar | TSM-425NE09RC.05 |  | 0.425 | 17 | 233 | 25 |  | Fixed | Roof
NJADRE1559742756 | Administratively Determined Incentive Program | Sewell | 8080 | 8.08 | Residential | Behind the Meter | Yes | Power Energy Solutions, LLC | AC Electric |  | Accepted | 2025-05-19 | 2025-06-16 | 2026-06-16 | Inverters | SolarEdge | SE5700H-US | 6 |  | 1 |  |  | 0.97 |  | Outdoor
NJADRE1559742756 | Administratively Determined Incentive Program | Sewell | 8080 | 8.08 | Residential | Behind the Meter | Yes | Power Energy Solutions, LLC | AC Electric |  | Accepted | 2025-05-19 | 2025-06-16 | 2026-06-16 | Solar Panels | Trina Solar | TSM-425NE09RC.05 |  | 0.425 | 2 | 234 | 25 |  | Fixed | Roof
NJADRE1559742771 | Administratively Determined Incentive Program | Paterson | 7503 | 5.22 | Residential | Behind the Meter | Yes | SunnyMac, LLC | PSE&G |  | Accepted | 2025-05-19 | 2025-06-16 | 2026-06-16 | Solar Panels | HANWHA | Q.TRON BLK M-G2+ 435W |  | 0.435 | 7 | 256 | 23 |  | Fixed | Roof
NJADRE1559742771 | Administratively Determined Incentive Program | Paterson | 7503 | 5.22 | Residential | Behind the Meter | Yes | SunnyMac, LLC | PSE&G |  | Accepted | 2025-05-19 | 2025-06-16 | 2026-06-16 | Inverters | SOLAREDGE HOME HUB | SE3800H-US | 3800 |  | 1 |  |  | 0.99 |  | Outdoor | next to meter
NJADRE1559742771 | Administratively Determined Incentive Program | Paterson | 7503 | 5.22 | Residential | Behind the Meter | Yes | SunnyMac, LLC | PSE&G |  | Accepted | 2025-05-19 | 2025-06-16 | 2026-06-16 | Solar Panels | HANWHA | Q.TRON BLK M-G2+ 435W |  | 0.435 | 5 | 76 | 23 |  | Fixed | Roof
NJADRE1559742796 | Administratively Determined Incentive Program | ENGLISHTOWN | 7726 | 9.24 | Residential | Behind the Meter | No | Public Service Solar, LLC | JCP&L |  | Accepted | 2025-05-19 | 2025-06-16 | 2026-06-16 | Solar Panels | Panasonic | EVPV420HK2 |  | 0.42 | 22 | 174 | 34 |  | Fixed | Roof
NJADRE1559742796 | Administratively Determined Incentive Program | ENGLISHTOWN | 7726 | 9.24 | Residential | Behind the Meter | No | Public Service Solar, LLC | JCP&L |  | Accepted | 2025-05-19 | 2025-06-16 | 2026-06-16 | Inverters | Enphase | iQ8HC-72-M-US | 380 |  | 22 |  |  | 0.96 |  | Outdoor | Under Panels
NJADRE1559742804 | Administratively Determined Incentive Program | Hamilton | 8690 | 9.13 | Residential | Behind the Meter | No | Solar Energy World | PSE&G |  | Accepted | 2025-05-19 | 2025-06-16 | 2026-06-16 | Solar Panels | Hanwha | Q.PEAK DUO BLK G10+-415W |  | 0.415 | 8 | 317 | 34 |  | Fixed | Roof
NJADRE1559742804 | Administratively Determined Incentive Program | Hamilton | 8690 | 9.13 | Residential | Behind the Meter | No | Solar Energy World | PSE&G |  | Accepted | 2025-05-19 | 2025-06-16 | 2026-06-16 | Solar Panels | Hanwha | Q.PEAK DUO BLK G10+-415W |  | 0.415 | 7 | 137 | 23 |  | Fixed | Roof
NJADRE1559742804 | Administratively Determined Incentive Program | Hamilton | 8690 | 9.13 | Residential | Behind the Meter | No | Solar Energy World | PSE&G |  | Accepted | 2025-05-19 | 2025-06-16 | 2026-06-16 | Inverters | Enphase | IQ8+-72-M-US | 290 |  | 22 |  |  | 0.97 |  | Outside
NJADRE1559742804 | Administratively Determined Incentive Program | Hamilton | 8690 | 9.13 | Residential | Behind the Meter | No | Solar Energy World | PSE&G |  | Accepted | 2025-05-19 | 2025-06-16 | 2026-06-16 | Solar Panels | Hanwha | Q.PEAK DUO BLK ML-G10+-415W |  | 0.415 | 7 | 137 | 37 |  | Fixed | Roof
NJADRE1559742812 | Administratively Determined Incentive Program | BYRAM TOWNSHIP | 7821 | 13.94 | Residential | Behind the Meter | Yes | Trinity Solar, LLC | JCP&L |  | Accepted | 2025-05-19 | 2025-06-16 | 2026-06-16 | Inverters | Solar Edge | SE11400H-US | 11400 |  | 1 |  |  | 0.97 |  | Outside
NJADRE1559742812 | Administratively Determined Incentive Program | BYRAM TOWNSHIP | 7821 | 13.94 | Residential | Behind the Meter | Yes | Trinity Solar, LLC | JCP&L |  | Accepted | 2025-05-19 | 2025-06-16 | 2026-06-16 | Solar Panels | Hanwha | Q.PEAK DUO BLK ML-G10+ 410 |  | 0.41 | 34 | 156 | 22 |  | Fixed | Roof
NJADRE1559742817 | Administratively Determined Incentive Program | TOMS RIVER | 8753 | 6.89 | Residential | Behind the Meter | Yes | Sunrun Installation Services, Inc. | JCP&L |  | Accepted | 2025-05-19 | 2025-06-16 | 2026-06-16 | Solar Panels | JA SOLAR | JAM54S31-405/MR |  | 0.405 | 3 | 66 | 28 |  | Fixed | Roof
NJADRE1559742817 | Administratively Determined Incentive Program | TOMS RIVER | 8753 | 6.89 | Residential | Behind the Meter | Yes | Sunrun Installation Services, Inc. | JCP&L |  | Accepted | 2025-05-19 | 2025-06-16 | 2026-06-16 | Solar Panels | JA SOLAR | JAM54S31-405/MR |  | 0.405 | 5 | 66 | 30 |  | Fixed | Roof
NJADRE1559742817 | Administratively Determined Incentive Program | TOMS RIVER | 8753 | 6.89 | Residential | Behind the Meter | Yes | Sunrun Installation Services, Inc. | JCP&L |  | Accepted | 2025-05-19 | 2025-06-16 | 2026-06-16 | Inverters | SOLAREDGE TECHNOLOGIES | SE5700H-USMN | 5760 |  | 1 |  |  | 0.99 |  | Outdoor
NJADRE1559742817 | Administratively Determined Incentive Program | TOMS RIVER | 8753 | 6.89 | Residential | Behind the Meter | Yes | Sunrun Installation Services, Inc. | JCP&L |  | Accepted | 2025-05-19 | 2025-06-16 | 2026-06-16 | Solar Panels | JA SOLAR | JAM54S31-405/MR |  | 0.405 | 9 | 246 | 29 |  | Fixed | Roof
NJADRE1559742835 | Administratively Determined Incentive Program | MONROE TOWNSHIP | 8831 | 9.35 | Residential | Behind the Meter | Yes | Solar Mite Solutions, LLC | JCP&L |  | Accepted | 2025-05-19 | 2025-06-16 | 2026-06-16 | Solar Panels | Jinko | JKM425N |  | 0.425 | 8 | 157 | 15 |  | Fixed | Roof
NJADRE1559742835 | Administratively Determined Incentive Program | MONROE TOWNSHIP | 8831 | 9.35 | Residential | Behind the Meter | Yes | Solar Mite Solutions, LLC | JCP&L |  | Accepted | 2025-05-19 | 2025-06-16 | 2026-06-16 | Solar Panels | Jinko | JKM425N |  | 0.425 | 14 | 157 | 20 |  | Fixed | Roof
NJADRE1559742835 | Administratively Determined Incentive Program | MONROE TOWNSHIP | 8831 | 9.35 | Residential | Behind the Meter | Yes | Solar Mite Solutions, LLC | JCP&L |  | Accepted | 2025-05-19 | 2025-06-16 | 2026-06-16 | Inverters | Enphase | IQ8HC-72-M-DOM-US | 380 |  | 22 |  |  | 0.97 |  | Outside
NJADRE1559742836 | Administratively Determined Incentive Program | HAMMONTON | 8037 | 10.53 | Residential | Behind the Meter | Yes | Sunrun Installation Services, Inc. | AC Electric |  | Accepted | 2025-05-19 | 2025-06-16 | 2026-06-16 | Solar Panels | JA SOLAR | JAM54S31-405/MR |  | 0.405 | 8 | 310 | 17 |  | Fixed | Roof
NJADRE1559742836 | Administratively Determined Incentive Program | HAMMONTON | 8037 | 10.53 | Residential | Behind the Meter | Yes | Sunrun Installation Services, Inc. | AC Electric |  | Accepted | 2025-05-19 | 2025-06-16 | 2026-06-16 | Solar Panels | JA SOLAR | JAM54S31-405/MR |  | 0.405 | 4 | 310 | 20 |  | Fixed | Roof
NJADRE1559742836 | Administratively Determined Incentive Program | HAMMONTON | 8037 | 10.53 | Residential | Behind the Meter | Yes | Sunrun Installation Services, Inc. | AC Electric |  | Accepted | 2025-05-19 | 2025-06-16 | 2026-06-16 | Inverters | SOLAREDGE TECHNOLOGIES | SE7600H-USMN | 7600 |  | 1 |  |  | 0.99 |  | Outdoor
NJADRE1559742836 | Administratively Determined Incentive Program | HAMMONTON | 8037 | 10.53 | Residential | Behind the Meter | Yes | Sunrun Installation Services, Inc. | AC Electric |  | Accepted | 2025-05-19 | 2025-06-16 | 2026-06-16 | Solar Panels | JA SOLAR | JAM54S31-405/MR |  | 0.405 | 4 | 130 | 20 |  | Fixed | Roof
NJADRE1559742836 | Administratively Determined Incentive Program | HAMMONTON | 8037 | 10.53 | Residential | Behind the Meter | Yes | Sunrun Installation Services, Inc. | AC Electric |  | Accepted | 2025-05-19 | 2025-06-16 | 2026-06-16 | Solar Panels | JA SOLAR | JAM54S31-405/MR |  | 0.405 | 10 | 310 | 18 |  | Fixed | Roof
NJADRE1559742837 | Administratively Determined Incentive Program | TUCKERTON | 8087 | 4.68 | Residential | Behind the Meter | Yes | Power Energy Solutions, LLC | AC Electric |  | Accepted | 2025-05-19 | 2025-06-16 | 2026-06-16 | Inverters | SolarEdge | SE3800H-US | 3800 |  | 1 |  |  | 0.97 |  | Outdoor
NJADRE1559742837 | Administratively Determined Incentive Program | TUCKERTON | 8087 | 4.68 | Residential | Behind the Meter | Yes | Power Energy Solutions, LLC | AC Electric |  | Accepted | 2025-05-19 | 2025-06-16 | 2026-06-16 | Solar Panels | Trina Solar | TSM-425NE09RC.05 |  | 0.425 | 11 | 281 | 23 |  | Fixed | Roof
NJADRE1559742859 | Administratively Determined Incentive Program | LITTLE FALLS | 7424 | 4.3 | Residential | Behind the Meter | Yes | Pro Custom Solar dba Momentum Solar | PSE&G |  | Accepted | 2025-05-19 | 2025-06-16 | 2026-06-16 | Inverters | ENPHASE | IQ8HC-72-M-DOM-US | 380 |  | 10 |  |  | 0.97 |  | Outdoor
NJADRE1559742859 | Administratively Determined Incentive Program | LITTLE FALLS | 7424 | 4.3 | Residential | Behind the Meter | Yes | Pro Custom Solar dba Momentum Solar | PSE&G |  | Accepted | 2025-05-19 | 2025-06-16 | 2026-06-16 | Solar Panels | HANWHA | Q.TRON BLK M-G2+430 |  | 0.43 | 4 | 80 | 28 |  | Fixed | Roof
NJADRE1559742859 | Administratively Determined Incentive Program | LITTLE FALLS | 7424 | 4.3 | Residential | Behind the Meter | Yes | Pro Custom Solar dba Momentum Solar | PSE&G |  | Accepted | 2025-05-19 | 2025-06-16 | 2026-06-16 | Solar Panels | HANWHA | Q.TRON BLK M-G2+430 |  | 0.43 | 6 | 260 | 28 |  | Fixed | Roof
NJADRE1559742864 | Administratively Determined Incentive Program | LAKEWOOD | 8701 | 8.72 | Residential | Behind the Meter | Yes | SunPurity, LLC | JCP&L |  | Accepted | 2025-05-19 | 2025-06-16 | 2026-06-16 | Solar Panels | Hanwha Q cells | Q.PEAK DUO BLK-ML-G10+ 415W |  | 0.415 | 9 | 275 | 33 |  | Fixed | Roof
NJADRE1559742864 | Administratively Determined Incentive Program | LAKEWOOD | 8701 | 8.72 | Residential | Behind the Meter | Yes | SunPurity, LLC | JCP&L |  | Accepted | 2025-05-19 | 2025-06-16 | 2026-06-16 | Inverters | SolarEdge | SE7600H-US | 7600 |  | 1 |  |  | 0.99 |  | Outdoor
NJADRE1559742864 | Administratively Determined Incentive Program | LAKEWOOD | 8701 | 8.72 | Residential | Behind the Meter | Yes | SunPurity, LLC | JCP&L |  | Accepted | 2025-05-19 | 2025-06-16 | 2026-06-16 | Solar Panels | Hanwha Q cells | Q.PEAK DUO BLK-ML-G10+ 415W |  | 0.415 | 12 | 95 | 33 |  | Fixed | Roof
NJADRE1559742867 | Administratively Determined Incentive Program | RUTHERFORD BORO | 7070 | 8.93 | Residential | Behind the Meter | Yes | Integrity Solar & Home Solutions, LLC | PSE&G |  | Accepted | 2025-05-19 | 2025-06-16 | 2026-06-16 | Inverters | ENPHASE | IQ8+ | 290 |  | 21 |  |  | 0.98 |  | Other | UNDER EACH PANEL
NJADRE1559742867 | Administratively Determined Incentive Program | RUTHERFORD BORO | 7070 | 8.93 | Residential | Behind the Meter | Yes | Integrity Solar & Home Solutions, LLC | PSE&G |  | Accepted | 2025-05-19 | 2025-06-16 | 2026-06-16 | Solar Panels | JINKO | JKM425N-54HL4-B |  | 0.425 | 14 | 218 | 37 |  | Fixed | Roof
NJADRE1559742867 | Administratively Determined Incentive Program | RUTHERFORD BORO | 7070 | 8.93 | Residential | Behind the Meter | Yes | Integrity Solar & Home Solutions, LLC | PSE&G |  | Accepted | 2025-05-19 | 2025-06-16 | 2026-06-16 | Solar Panels | JINKO | JKM425N-54HL4-B |  | 0.425 | 7 | 38 | 37 |  | Fixed | Roof
NJADRE1559742874 | Administratively Determined Incentive Program | Blairstown | 7825 | 13.53 | Residential | Behind the Meter | Yes | Sunrun Installation Services, Inc. | JCP&L |  | Accepted | 2025-05-19 | 2025-06-16 | 2026-06-16 | Electric Storage Battery | Tesla | POWERWALL 3 1707000-XX-Y |  |  | 1 |  |  |  | Lithium Ion |  | OUTSIDE
NJADRE1559742874 | Administratively Determined Incentive Program | Blairstown | 7825 | 13.53 | Residential | Behind the Meter | Yes | Sunrun Installation Services, Inc. | JCP&L |  | Accepted | 2025-05-19 | 2025-06-16 | 2026-06-16 | Inverters | Tesla | POWERWALL 3 1707000-XX-Y | 11500 |  | 1 |  |  | 0.97 |  | Outdoor
NJADRE1559742874 | Administratively Determined Incentive Program | Blairstown | 7825 | 13.53 | Residential | Behind the Meter | Yes | Sunrun Installation Services, Inc. | JCP&L |  | Accepted | 2025-05-19 | 2025-06-16 | 2026-06-16 | Solar Panels | HANWHA Q-CELLS | Q.PEAK DUO BLK ML-G10+ 410 |  | 0.41 | 3 | 227 | 26 |  | Fixed | Roof
NJADRE1559742874 | Administratively Determined Incentive Program | Blairstown | 7825 | 13.53 | Residential | Behind the Meter | Yes | Sunrun Installation Services, Inc. | JCP&L |  | Accepted | 2025-05-19 | 2025-06-16 | 2026-06-16 | Solar Panels | HANWHA Q-CELLS | Q.PEAK DUO BLK ML-G10+ 410 |  | 0.41 | 9 | 316 | 11 |  | Fixed | Roof
NJADRE1559742874 | Administratively Determined Incentive Program | Blairstown | 7825 | 13.53 | Residential | Behind the Meter | Yes | Sunrun Installation Services, Inc. | JCP&L |  | Accepted | 2025-05-19 | 2025-06-16 | 2026-06-16 | Solar Panels | HANWHA Q-CELLS | Q.PEAK DUO BLK ML-G10+ 410 |  | 0.41 | 3 | 47 | 26 |  | Fixed | Roof
NJADRE1559742874 | Administratively Determined Incentive Program | Blairstown | 7825 | 13.53 | Residential | Behind the Meter | Yes | Sunrun Installation Services, Inc. | JCP&L |  | Accepted | 2025-05-19 | 2025-06-16 | 2026-06-16 | Solar Panels | HANWHA Q-CELLS | Q.PEAK DUO BLK ML-G10+ 410 |  | 0.41 | 3 | 316 | 37 |  | Fixed | Roof
NJADRE1559742874 | Administratively Determined Incentive Program | Blairstown | 7825 | 13.53 | Residential | Behind the Meter | Yes | Sunrun Installation Services, Inc. | JCP&L |  | Accepted | 2025-05-19 | 2025-06-16 | 2026-06-16 | Solar Panels | HANWHA Q-CELLS | Q.PEAK DUO BLK ML-G10+ 410 |  | 0.41 | 15 | 137 | 16 |  | Fixed | Roof
NJADRE1559742884 | Administratively Determined Incentive Program | Princeton | 8540 | 8.2 | Residential | Behind the Meter | Yes | Trinity Solar, LLC | PSE&G |  | Accepted | 2025-05-19 | 2025-06-17 | 2026-06-17 | Solar Panels | HANWHA 410 (Q.PEAK DUO BLK ML-G10+410) | HANWHA 410 (Q.PEAK DUO BLK ML-G10+410) |  | 0.41 | 5 | 162 | 37 |  | Fixed | Roof
NJADRE1559742884 | Administratively Determined Incentive Program | Princeton | 8540 | 8.2 | Residential | Behind the Meter | Yes | Trinity Solar, LLC | PSE&G |  | Accepted | 2025-05-19 | 2025-06-17 | 2026-06-17 | Solar Panels | HANWHA 410 (Q.PEAK DUO BLK ML-G10+410) | HANWHA 410 (Q.PEAK DUO BLK ML-G10+410) |  | 0.41 | 4 | 252 | 37 |  | Fixed | Roof
NJADRE1559742884 | Administratively Determined Incentive Program | Princeton | 8540 | 8.2 | Residential | Behind the Meter | Yes | Trinity Solar, LLC | PSE&G |  | Accepted | 2025-05-19 | 2025-06-17 | 2026-06-17 | Inverters | SOLAREDGE | USE7600H-USMNBL75 | 7600 |  | 1 |  |  | 0.97 |  | Outside
NJADRE1559742884 | Administratively Determined Incentive Program | Princeton | 8540 | 8.2 | Residential | Behind the Meter | Yes | Trinity Solar, LLC | PSE&G |  | Accepted | 2025-05-19 | 2025-06-17 | 2026-06-17 | Solar Panels | HANWHA 410 (Q.PEAK DUO BLK ML-G10+410) | HANWHA 410 (Q.PEAK DUO BLK ML-G10+410) |  | 0.41 | 2 | 162 | 37 |  | Fixed | Roof
NJADRE1559742884 | Administratively Determined Incentive Program | Princeton | 8540 | 8.2 | Residential | Behind the Meter | Yes | Trinity Solar, LLC | PSE&G |  | Accepted | 2025-05-19 | 2025-06-17 | 2026-06-17 | Solar Panels | HANWHA 410 (Q.PEAK DUO BLK ML-G10+410) | HANWHA 410 (Q.PEAK DUO BLK ML-G10+410) |  | 0.41 | 3 | 252 | 26 |  | Fixed | Roof
NJADRE1559742884 | Administratively Determined Incentive Program | Princeton | 8540 | 8.2 | Residential | Behind the Meter | Yes | Trinity Solar, LLC | PSE&G |  | Accepted | 2025-05-19 | 2025-06-17 | 2026-06-17 | Solar Panels | HANWHA 410 (Q.PEAK DUO BLK ML-G10+410) | HANWHA 410 (Q.PEAK DUO BLK ML-G10+410) |  | 0.41 | 3 | 72 | 26 |  | Fixed | Roof
NJADRE1559742884 | Administratively Determined Incentive Program | Princeton | 8540 | 8.2 | Residential | Behind the Meter | Yes | Trinity Solar, LLC | PSE&G |  | Accepted | 2025-05-19 | 2025-06-17 | 2026-06-17 | Solar Panels | HANWHA 410 (Q.PEAK DUO BLK ML-G10+410) | HANWHA 410 (Q.PEAK DUO BLK ML-G10+410) |  | 0.41 | 3 | 72 | 37 |  | Fixed | Roof
NJADRE1559742885 | Administratively Determined Incentive Program | Wrightstown | 8562 | 105.8 | Commercial | Behind the Meter | No | Exact Solar | JCP&L |  | Accepted | 2025-05-22 | 2025-06-20 | 2026-06-20 | Solar Panels | VSUN | VSUN575N-144BMH |  | 0.575 | 118 | 180 | 25 |  | Fixed | Roof
NJADRE1559742885 | Administratively Determined Incentive Program | Wrightstown | 8562 | 105.8 | Commercial | Behind the Meter | No | Exact Solar | JCP&L |  | Accepted | 2025-05-22 | 2025-06-20 | 2026-06-20 | Solar Panels | VSUN | VSUN575N-144BMH |  | 0.575 | 66 | 180 | 25 |  | Fixed | Roof
NJADRE1559742885 | Administratively Determined Incentive Program | Wrightstown | 8562 | 105.8 | Commercial | Behind the Meter | No | Exact Solar | JCP&L |  | Accepted | 2025-05-22 | 2025-06-20 | 2026-06-20 | Inverters | SolarEdge | SE50KUS Synergy | 50000 |  | 1 |  |  | 0.97 |  | Outside
NJADRE1559742885 | Administratively Determined Incentive Program | Wrightstown | 8562 | 105.8 | Commercial | Behind the Meter | No | Exact Solar | JCP&L |  | Accepted | 2025-05-22 | 2025-06-20 | 2026-06-20 | Inverters | SolarEdge | SE50KUS Synergy | 50000 |  | 1 |  |  | 0.97 |  | Outdoor
NJADRE1559742895 | Administratively Determined Incentive Program | Freehold | 7728 | 8.91 | Residential | Behind the Meter | Yes | Solar Energy World | JCP&L |  | Accepted | 2025-05-19 | 2025-06-17 | 2026-06-17 | Solar Panels | LONGi | LR5-54HPB-405M |  | 0.405 | 17 | 129 | 23 |  | Fixed | Roof
NJADRE1559742895 | Administratively Determined Incentive Program | Freehold | 7728 | 8.91 | Residential | Behind the Meter | Yes | Solar Energy World | JCP&L |  | Accepted | 2025-05-19 | 2025-06-17 | 2026-06-17 | Inverters | Enphase | IQ8HC-72-M-DOM-US | 384 |  | 22 |  |  | 0.97 |  | Outside
NJADRE1559742895 | Administratively Determined Incentive Program | Freehold | 7728 | 8.91 | Residential | Behind the Meter | Yes | Solar Energy World | JCP&L |  | Accepted | 2025-05-19 | 2025-06-17 | 2026-06-17 | Solar Panels | LONGi | LR5-54HPB-405M |  | 0.405 | 5 | 309 | 22 |  | Fixed | Roof
NJADRE1559742906 | Administratively Determined Incentive Program | WILLINGBORO | 8046 | 12.45 | Residential | Behind the Meter | Yes | SunPurity, LLC | PSE&G |  | Accepted | 2025-05-22 | 2025-06-17 | 2026-06-17 | Inverters | SolarEdge | SE10000H-US | 10000 |  | 1 |  |  | 0.99 |  | Outdoor
NJADRE1559742906 | Administratively Determined Incentive Program | WILLINGBORO | 8046 | 12.45 | Residential | Behind the Meter | Yes | SunPurity, LLC | PSE&G |  | Accepted | 2025-05-22 | 2025-06-17 | 2026-06-17 | Solar Panels | Hanwha Q cells | Q.PEAK DUO BLK-ML-G10+ 415W |  | 0.415 | 4 | 148 | 0 |  | Fixed | Roof
NJADRE1559742906 | Administratively Determined Incentive Program | WILLINGBORO | 8046 | 12.45 | Residential | Behind the Meter | Yes | SunPurity, LLC | PSE&G |  | Accepted | 2025-05-22 | 2025-06-17 | 2026-06-17 | Solar Panels | Hanwha Q cells | Q.PEAK DUO BLK-ML-G10+ 415W |  | 0.415 | 4 | 328 | 20 |  | Fixed | Roof
NJADRE1559742906 | Administratively Determined Incentive Program | WILLINGBORO | 8046 | 12.45 | Residential | Behind the Meter | Yes | SunPurity, LLC | PSE&G |  | Accepted | 2025-05-22 | 2025-06-17 | 2026-06-17 | Solar Panels | Hanwha Q cells | Q.PEAK DUO BLK-ML-G10+ 415W |  | 0.415 | 22 | 148 | 42 |  | Fixed | Roof
NJADRE1559742932 | Administratively Determined Incentive Program | Egg Harbor Twp | 8234 | 16.77 | Residential | Behind the Meter | Yes | Pro Custom Solar dba Momentum Solar | AC Electric |  | Accepted | 2025-05-19 | 2025-06-17 | 2026-06-17 | Solar Panels | HANWHA | Q.TRON BLK M-G2+430 |  | 0.43 | 11 | 111 | 32 |  | Fixed | Roof
NJADRE1559742932 | Administratively Determined Incentive Program | Egg Harbor Twp | 8234 | 16.77 | Residential | Behind the Meter | Yes | Pro Custom Solar dba Momentum Solar | AC Electric |  | Accepted | 2025-05-19 | 2025-06-17 | 2026-06-17 | Solar Panels | HANWHA | Q.TRON BLK M-G2+430 |  | 0.43 | 7 | 291 | 33 |  | Fixed | Roof
NJADRE1559742932 | Administratively Determined Incentive Program | Egg Harbor Twp | 8234 | 16.77 | Residential | Behind the Meter | Yes | Pro Custom Solar dba Momentum Solar | AC Electric |  | Accepted | 2025-05-19 | 2025-06-17 | 2026-06-17 | Solar Panels | HANWHA | Q.TRON BLK M-G2+430 |  | 0.43 | 6 | 21 | 33 |  | Fixed | Roof
NJADRE1559742932 | Administratively Determined Incentive Program | Egg Harbor Twp | 8234 | 16.77 | Residential | Behind the Meter | Yes | Pro Custom Solar dba Momentum Solar | AC Electric |  | Accepted | 2025-05-19 | 2025-06-17 | 2026-06-17 | Inverters | HANWHA | IQ8HC-72-M-DOM-US | 380 |  | 39 |  |  | 0.97 |  | Outdoor
NJADRE1559742932 | Administratively Determined Incentive Program | Egg Harbor Twp | 8234 | 16.77 | Residential | Behind the Meter | Yes | Pro Custom Solar dba Momentum Solar | AC Electric |  | Accepted | 2025-05-19 | 2025-06-17 | 2026-06-17 | Solar Panels | HANWHA | Q.TRON BLK M-G2+430 |  | 0.43 | 4 | 291 | 33 |  | Fixed | Roof
NJADRE1559742932 | Administratively Determined Incentive Program | Egg Harbor Twp | 8234 | 16.77 | Residential | Behind the Meter | Yes | Pro Custom Solar dba Momentum Solar | AC Electric |  | Accepted | 2025-05-19 | 2025-06-17 | 2026-06-17 | Solar Panels | HANWHA | Q.TRON BLK M-G2+430 |  | 0.43 | 4 | 201 | 34 |  | Fixed | Roof
NJADRE1559742932 | Administratively Determined Incentive Program | Egg Harbor Twp | 8234 | 16.77 | Residential | Behind the Meter | Yes | Pro Custom Solar dba Momentum Solar | AC Electric |  | Accepted | 2025-05-19 | 2025-06-17 | 2026-06-17 | Solar Panels | HANWHA | Q.TRON BLK M-G2+430 |  | 0.43 | 7 | 111 | 33 |  | Fixed | Roof
NJADRE1559742959 | Administratively Determined Incentive Program | MAPLEWOOD TWP | 7040 | 8.91 | Residential | Behind the Meter | Yes | Sunrun Installation Services, Inc. | PSE&G |  | Accepted | 2025-05-19 | 2025-06-16 | 2026-06-16 | Inverters | SolarEdge Technologies | SE7600H-USMN | 7600 |  | 1 |  |  | 0.99 |  | Outdoor | Next to meter
NJADRE1559742959 | Administratively Determined Incentive Program | MAPLEWOOD TWP | 7040 | 8.91 | Residential | Behind the Meter | Yes | Sunrun Installation Services, Inc. | PSE&G |  | Accepted | 2025-05-19 | 2025-06-16 | 2026-06-16 | Solar Panels | JA Solar | JAM54S31-405/MR |  | 0.405 | 11 | 322 | 24 |  | Fixed | Roof
NJADRE1559742959 | Administratively Determined Incentive Program | MAPLEWOOD TWP | 7040 | 8.91 | Residential | Behind the Meter | Yes | Sunrun Installation Services, Inc. | PSE&G |  | Accepted | 2025-05-19 | 2025-06-16 | 2026-06-16 | Solar Panels | JA Solar | JAM54S31-405/MR |  | 0.405 | 11 | 143 | 21 |  | Fixed | Roof
NJADRE1559743699 | Administratively Determined Incentive Program | North Bergen Twp | 7047 | 5.67 | Residential | Behind the Meter | Yes | Sunrun Installation Services, Inc. | PSE&G |  | Accepted | 2025-05-19 | 2025-06-16 | 2026-06-16 | Inverters | SolarEdge Technologies | SE5700H-USMN | 5760 |  | 1 |  |  | 0.99 |  | Outdoor | Next to meter
NJADRE1559743699 | Administratively Determined Incentive Program | North Bergen Twp | 7047 | 5.67 | Residential | Behind the Meter | Yes | Sunrun Installation Services, Inc. | PSE&G |  | Accepted | 2025-05-19 | 2025-06-16 | 2026-06-16 | Solar Panels | JA Solar | JAM54S31-405/MR |  | 0.405 | 2 | 30 | 24 |  | Fixed | Roof
NJADRE1559743699 | Administratively Determined Incentive Program | North Bergen Twp | 7047 | 5.67 | Residential | Behind the Meter | Yes | Sunrun Installation Services, Inc. | PSE&G |  | Accepted | 2025-05-19 | 2025-06-16 | 2026-06-16 | Solar Panels | JA Solar | JAM54S31-405/MR |  | 0.405 | 12 | 210 | 21 |  | Fixed | Roof
NJADRE1559743699 | Administratively Determined Incentive Program | North Bergen Twp | 7047 | 5.67 | Residential | Behind the Meter | Yes | Sunrun Installation Services, Inc. | PSE&G |  | Accepted | 2025-05-19 | 2025-06-16 | 2026-06-16 | Meters | SOLAREDGE TECHNOLOGIES | SE5700H-USMN |  |  | 1 |  |  |  | Yes | Outdoor
NJADRE1559743725 | Administratively Determined Incentive Program | Evesham | 8053 | 13.92 | Residential | Behind the Meter | No | Venture Home Solar, LLC | PSE&G |  | Accepted | 2025-05-19 | 2025-06-17 | 2026-06-17 | Solar Panels | Hanwha | Q.TRON BLK M-G2+ 435 |  | 0.435 | 11 | 177 | 30 |  | Fixed | Roof
NJADRE1559743725 | Administratively Determined Incentive Program | Evesham | 8053 | 13.92 | Residential | Behind the Meter | No | Venture Home Solar, LLC | PSE&G |  | Accepted | 2025-05-19 | 2025-06-17 | 2026-06-17 | Solar Panels | Hanwha | Q.TRON BLK M-G2+ 435 |  | 0.435 | 21 | 177 | 30 |  | Fixed | Roof
NJADRE1559743725 | Administratively Determined Incentive Program | Evesham | 8053 | 13.92 | Residential | Behind the Meter | No | Venture Home Solar, LLC | PSE&G |  | Accepted | 2025-05-19 | 2025-06-17 | 2026-06-17 | Inverters | EnPhase | IQ8MC-72-M-US (240V) | 330 |  | 32 |  |  | 0.9697 |  | Outside
NJADRE1559754519 | Administratively Determined Incentive Program | Roseland | 7068 | 6.89 | Residential | Behind the Meter | Yes | Sunrun Installation Services, Inc. | PSE&G |  | Accepted | 2025-05-20 | 2025-06-16 | 2026-06-16 | Inverters | SolarEdge Technologies | SE5700H-USMN | 5760 |  | 1 |  |  | 0.99 |  | Outdoor | Next to meter
NJADRE1559754519 | Administratively Determined Incentive Program | Roseland | 7068 | 6.89 | Residential | Behind the Meter | Yes | Sunrun Installation Services, Inc. | PSE&G |  | Accepted | 2025-05-20 | 2025-06-16 | 2026-06-16 | Solar Panels | JA Solar | JAM54S31-405/MR |  | 0.405 | 17 | 132 | 23 |  | Fixed | Roof
NJADRE1559754522 | Administratively Determined Incentive Program | ISELIN | 8830 | 3.24 | Residential | Behind the Meter | Yes | Sunrun Installation Services, Inc. | PSE&G |  | Accepted | 2025-05-20 | 2025-06-19 | 2026-06-19 | Solar Panels | JA Solar | JAM54S31-405/MR |  | 0.405 | 8 | 297 | 22 |  | Fixed | Roof
NJADRE1559754522 | Administratively Determined Incentive Program | ISELIN | 8830 | 3.24 | Residential | Behind the Meter | Yes | Sunrun Installation Services, Inc. | PSE&G |  | Accepted | 2025-05-20 | 2025-06-19 | 2026-06-19 | Inverters | SolarEdge Technologies | SE3800H-USMN | 3800 |  | 1 |  |  | 0.99 |  | Outdoor | Next to meter
NJADRE1559754528 | Administratively Determined Incentive Program | WILLINGBORO | 8046 | 9.78 | Residential | Behind the Meter | Yes | GenSun Roofing and Solar, LLC | PSE&G |  | Accepted | 2025-05-20 | 2025-06-16 | 2026-06-16 | Inverters | Solar Edge | SE7600H-US (240V) | 7600 |  | 1 |  |  | 0.9 |  | Outdoor
NJADRE1559754528 | Administratively Determined Incentive Program | WILLINGBORO | 8046 | 9.78 | Residential | Behind the Meter | Yes | GenSun Roofing and Solar, LLC | PSE&G |  | Accepted | 2025-05-20 | 2025-06-16 | 2026-06-16 | Solar Panels | Jinko Solar | JKM425N-54HL4-B 425W |  | 0.425 | 7 | 234 | 18 |  | Fixed | Roof
NJADRE1559754528 | Administratively Determined Incentive Program | WILLINGBORO | 8046 | 9.78 | Residential | Behind the Meter | Yes | GenSun Roofing and Solar, LLC | PSE&G |  | Accepted | 2025-05-20 | 2025-06-16 | 2026-06-16 | Meters | Solar Edge | SE7600H-US (240V) |  |  | 1 |  |  |  | Yes | Outdoor
NJADRE1559754528 | Administratively Determined Incentive Program | WILLINGBORO | 8046 | 9.78 | Residential | Behind the Meter | Yes | GenSun Roofing and Solar, LLC | PSE&G |  | Accepted | 2025-05-20 | 2025-06-16 | 2026-06-16 | Solar Panels | Jinko Solar | JKM425N-54HL4-B 425W |  | 0.425 | 16 | 232 | 27 |  | Fixed | Roof
NJADRE1559754535 | Administratively Determined Incentive Program | BLOOMFIELD | 7003 | 6.97 | Residential | Behind the Meter | Yes | Sunrun Installation Services, Inc. | PSE&G |  | Accepted | 2025-05-20 | 2025-06-16 | 2026-06-16 | Solar Panels | Hanwha Q-Cells | Q.PEAK DUO BLK ML-G10+ 410 DCA (MD06G100A-017) |  | 0.41 | 11 | 278 | 38 |  | Fixed | Roof
NJADRE1559754535 | Administratively Determined Incentive Program | BLOOMFIELD | 7003 | 6.97 | Residential | Behind the Meter | Yes | Sunrun Installation Services, Inc. | PSE&G |  | Accepted | 2025-05-20 | 2025-06-16 | 2026-06-16 | Electric Storage Battery | TESLA | Powerwall 3 1707000-xx-y |  |  | 1 |  |  |  | Lithium Ion |  | OUTSIDE
NJADRE1559754535 | Administratively Determined Incentive Program | BLOOMFIELD | 7003 | 6.97 | Residential | Behind the Meter | Yes | Sunrun Installation Services, Inc. | PSE&G |  | Accepted | 2025-05-20 | 2025-06-16 | 2026-06-16 | Inverters | TESLA | Powerwall 3 1707000-xx-y | 11500 |  | 1 |  |  | 0.97 |  | Outdoor | Next to meter
NJADRE1559754535 | Administratively Determined Incentive Program | BLOOMFIELD | 7003 | 6.97 | Residential | Behind the Meter | Yes | Sunrun Installation Services, Inc. | PSE&G |  | Accepted | 2025-05-20 | 2025-06-16 | 2026-06-16 | Solar Panels | Hanwha Q-Cells | Q.PEAK DUO BLK ML-G10+ 410 DCA (MD06G100A-017) |  | 0.41 | 6 | 98 | 38 |  | Fixed | Roof
NJADRE1559754928 | Administratively Determined Incentive Program | WOOD RIDGE | 7075 | 9.84 | Residential | Behind the Meter | Yes | Sunrun Installation Services, Inc. | PSE&G |  | Accepted | 2025-05-20 | 2025-06-16 | 2026-06-16 | Solar Panels | HANWHA Q-CELLS | Q.PEAK DUO BLK ML-G10+ 410 |  | 0.41 | 5 | 128 | 22 |  | Fixed | Roof
NJADRE1559754928 | Administratively Determined Incentive Program | WOOD RIDGE | 7075 | 9.84 | Residential | Behind the Meter | Yes | Sunrun Installation Services, Inc. | PSE&G |  | Accepted | 2025-05-20 | 2025-06-16 | 2026-06-16 | Inverters | SOLAREDGE TECHNOLOGIES | SE7600H-USMN | 7600 |  | 1 |  |  | 0.99 |  | Outdoor
NJADRE1559754928 | Administratively Determined Incentive Program | WOOD RIDGE | 7075 | 9.84 | Residential | Behind the Meter | Yes | Sunrun Installation Services, Inc. | PSE&G |  | Accepted | 2025-05-20 | 2025-06-16 | 2026-06-16 | Solar Panels | HANWHA Q-CELLS | Q.PEAK DUO BLK ML-G10+ 410 |  | 0.41 | 16 | 128 | 23 |  | Fixed | Roof
NJADRE1559754928 | Administratively Determined Incentive Program | WOOD RIDGE | 7075 | 9.84 | Residential | Behind the Meter | Yes | Sunrun Installation Services, Inc. | PSE&G |  | Accepted | 2025-05-20 | 2025-06-16 | 2026-06-16 | Solar Panels | HANWHA Q-CELLS | Q.PEAK DUO BLK ML-G10+ 410 |  | 0.41 | 3 | 308 | 22 |  | Fixed | Roof
NJADRE1559754936 | Administratively Determined Incentive Program | Totowa | 7512 | 7.29 | Residential | Behind the Meter | Yes | Sunrun Installation Services, Inc. | PSE&G |  | Accepted | 2025-05-20 | 2025-06-16 | 2026-06-16 | Solar Panels | JA SOLAR | JAM54S31-405/MR |  | 0.405 | 8 | 224 | 18 |  | Fixed | Roof
NJADRE1559754936 | Administratively Determined Incentive Program | Totowa | 7512 | 7.29 | Residential | Behind the Meter | Yes | Sunrun Installation Services, Inc. | PSE&G |  | Accepted | 2025-05-20 | 2025-06-16 | 2026-06-16 | Inverters | SOLAREDGE TECHNOLOGIES | SE5700H-USMN | 5760 |  | 1 |  |  | 0.99 |  | Outdoor
NJADRE1559754936 | Administratively Determined Incentive Program | Totowa | 7512 | 7.29 | Residential | Behind the Meter | Yes | Sunrun Installation Services, Inc. | PSE&G |  | Accepted | 2025-05-20 | 2025-06-16 | 2026-06-16 | Solar Panels | JA SOLAR | JAM54S31-405/MR |  | 0.405 | 10 | 44 | 34 |  | Fixed | Roof
NJADRE1559754942 | Administratively Determined Incentive Program | Englewood | 7631 | 10.2 | Residential | Behind the Meter | Yes | Power Energy Solutions, LLC | PSE&G |  | Accepted | 2025-05-20 | 2025-06-16 | 2026-06-16 | Solar Panels | Trina Solar | TSM-425NE09RC.05 |  | 0.425 | 12 | 206 | 33 |  | Fixed | Roof
NJADRE1559754942 | Administratively Determined Incentive Program | Englewood | 7631 | 10.2 | Residential | Behind the Meter | Yes | Power Energy Solutions, LLC | PSE&G |  | Accepted | 2025-05-20 | 2025-06-16 | 2026-06-16 | Solar Panels | Trina Solar | TSM-425NE09RC.05 |  | 0.425 | 12 | 26 | 33 |  | Fixed | Roof
NJADRE1559754942 | Administratively Determined Incentive Program | Englewood | 7631 | 10.2 | Residential | Behind the Meter | Yes | Power Energy Solutions, LLC | PSE&G |  | Accepted | 2025-05-20 | 2025-06-16 | 2026-06-16 | Inverters | SolarEdge | SE5700H-US | 6 |  | 1 |  |  | 0.97 |  | Outdoor
NJADRE1559754945 | Administratively Determined Incentive Program | Woodbridge Twp | 8840 | 9.72 | Residential | Behind the Meter | Yes | Sunrun Installation Services, Inc. | PSE&G |  | Accepted | 2025-05-20 | 2025-06-16 | 2026-06-16 | Solar Panels | JA Solar | JAM54S31-405/MR |  | 0.405 | 12 | 77 | 36 |  | Fixed | Roof
NJADRE1559754945 | Administratively Determined Incentive Program | Woodbridge Twp | 8840 | 9.72 | Residential | Behind the Meter | Yes | Sunrun Installation Services, Inc. | PSE&G |  | Accepted | 2025-05-20 | 2025-06-16 | 2026-06-16 | Solar Panels | JA Solar | JAM54S31-405/MR |  | 0.405 | 12 | 257 | 37 |  | Fixed | Roof
NJADRE1559754945 | Administratively Determined Incentive Program | Woodbridge Twp | 8840 | 9.72 | Residential | Behind the Meter | Yes | Sunrun Installation Services, Inc. | PSE&G |  | Accepted | 2025-05-20 | 2025-06-16 | 2026-06-16 | Inverters | SolarEdge Technologies | SE7600H-USMN | 7600 |  | 1 |  |  | 0.99 |  | Outdoor | Next to meter
NJADRE1559754946 | Administratively Determined Incentive Program | WALLINGTON BORO | 7057 | 3.65 | Residential | Behind the Meter | Yes | Sunrun Installation Services, Inc. | PSE&G |  | Accepted | 2025-05-20 | 2025-06-17 | 2026-06-17 | Electric Storage Battery | Tesla | POWERWALL 3 1707000-XX-Y |  |  | 1 |  |  |  | Lithium Ion |  | OUTSIDE
NJADRE1559754946 | Administratively Determined Incentive Program | WALLINGTON BORO | 7057 | 3.65 | Residential | Behind the Meter | Yes | Sunrun Installation Services, Inc. | PSE&G |  | Accepted | 2025-05-20 | 2025-06-17 | 2026-06-17 | Inverters | Tesla | POWERWALL 3 1707000-XX-Y | 11500 |  | 1 |  |  | 0.97 |  | Outdoor
NJADRE1559754946 | Administratively Determined Incentive Program | WALLINGTON BORO | 7057 | 3.65 | Residential | Behind the Meter | Yes | Sunrun Installation Services, Inc. | PSE&G |  | Accepted | 2025-05-20 | 2025-06-17 | 2026-06-17 | Solar Panels | JA SOLAR | JAM54S31-405/MR |  | 0.405 | 5 | 224 | 13 |  | Fixed | Roof
NJADRE1559754946 | Administratively Determined Incentive Program | WALLINGTON BORO | 7057 | 3.65 | Residential | Behind the Meter | Yes | Sunrun Installation Services, Inc. | PSE&G |  | Accepted | 2025-05-20 | 2025-06-17 | 2026-06-17 | Solar Panels | JA SOLAR | JAM54S31-405/MR |  | 0.405 | 4 | 44 | 9 |  | Fixed | Roof
NJADRE1559754964 | Administratively Determined Incentive Program | Deptford | 8096 | 66.67 | Commercial | Behind the Meter | No | TerraSol Energies, Inc. | PSE&G |  | Accepted | 2025-05-20 | 2025-06-16 | 2026-06-16 | Inverters | Enphase | Enphase IQ8P-3P | 480 |  | 113 |  |  | 0.97 |  | Outside | Roof
NJADRE1559754964 | Administratively Determined Incentive Program | Deptford | 8096 | 66.67 | Commercial | Behind the Meter | No | TerraSol Energies, Inc. | PSE&G |  | Accepted | 2025-05-20 | 2025-06-16 | 2026-06-16 | Solar Panels | Qcell | Qcell Duo XL 590 BFG |  | 0.59 | 113 | 156 | 10 |  | Fixed | Roof
NJADRE1559754964 | Administratively Determined Incentive Program | Deptford | 8096 | 66.67 | Commercial | Behind the Meter | No | TerraSol Energies, Inc. | PSE&G |  | Accepted | 2025-05-20 | 2025-06-16 | 2026-06-16 | Meters | Enphase | Enphase Envoy |  |  | 1 |  |  |  | Yes | Outdoor
NJADRE1559754978 | Administratively Determined Incentive Program | Southampton | 8088 | 12.04 | Residential | Behind the Meter | Yes | Pro Custom Solar dba Momentum Solar | PSE&G |  | Accepted | 2025-05-20 | 2025-06-17 | 2026-06-17 | Solar Panels | HANWHA | Q.TRON BLK M-G2+430 |  | 0.43 | 14 | 294 | 25 |  | Fixed | Roof
NJADRE1559754978 | Administratively Determined Incentive Program | Southampton | 8088 | 12.04 | Residential | Behind the Meter | Yes | Pro Custom Solar dba Momentum Solar | PSE&G |  | Accepted | 2025-05-20 | 2025-06-17 | 2026-06-17 | Solar Panels | HANWHA | Q.TRON BLK M-G2+430 |  | 0.43 | 3 | 204 | 33 |  | Fixed | Roof
NJADRE1559754978 | Administratively Determined Incentive Program | Southampton | 8088 | 12.04 | Residential | Behind the Meter | Yes | Pro Custom Solar dba Momentum Solar | PSE&G |  | Accepted | 2025-05-20 | 2025-06-17 | 2026-06-17 | Solar Panels | HANWHA | Q.TRON BLK M-G2+430 |  | 0.43 | 3 | 24 | 33 |  | Fixed | Roof
NJADRE1559754978 | Administratively Determined Incentive Program | Southampton | 8088 | 12.04 | Residential | Behind the Meter | Yes | Pro Custom Solar dba Momentum Solar | PSE&G |  | Accepted | 2025-05-20 | 2025-06-17 | 2026-06-17 | Solar Panels | HANWHA | Q.TRON BLK M-G2+430 |  | 0.43 | 8 | 114 | 25 |  | Fixed | Roof
NJADRE1559754978 | Administratively Determined Incentive Program | Southampton | 8088 | 12.04 | Residential | Behind the Meter | Yes | Pro Custom Solar dba Momentum Solar | PSE&G |  | Accepted | 2025-05-20 | 2025-06-17 | 2026-06-17 | Inverters | HANWHA | IQ8HC-72-M-DOM-US | 380 |  | 28 |  |  | 0.97 |  | Outdoor
NJADRE1559754985 | Administratively Determined Incentive Program | Kearny | 7032 | 11.18 | Residential | Behind the Meter | No | Green Power Energy, LLC | PSE&G |  | Accepted | 2025-05-20 | 2025-06-16 | 2026-06-16 | Inverters | Enphase Energy | IQ8MC-72-M-US [240V] | 320 |  | 26 |  |  | 0.98 |  | Outside | Roof
NJADRE1559754985 | Administratively Determined Incentive Program | Kearny | 7032 | 11.18 | Residential | Behind the Meter | No | Green Power Energy, LLC | PSE&G |  | Accepted | 2025-05-20 | 2025-06-16 | 2026-06-16 | Solar Panels | Hanwha | Q.Tron BLK M-G2+ 430 |  | 0.43 | 8 | 214 | 19 |  | Fixed | Roof
NJADRE1559754985 | Administratively Determined Incentive Program | Kearny | 7032 | 11.18 | Residential | Behind the Meter | No | Green Power Energy, LLC | PSE&G |  | Accepted | 2025-05-20 | 2025-06-16 | 2026-06-16 | Solar Panels | Hanwha | Q.Tron BLK M-G2+ 430 |  | 0.43 | 4 | 214 | 44 |  | Fixed | Roof
NJADRE1559754985 | Administratively Determined Incentive Program | Kearny | 7032 | 11.18 | Residential | Behind the Meter | No | Green Power Energy, LLC | PSE&G |  | Accepted | 2025-05-20 | 2025-06-16 | 2026-06-16 | Solar Panels | Hanwha | Q.Tron BLK M-G2+ 430 |  | 0.43 | 3 | 124 | 41 |  | Fixed | Roof
NJADRE1559754985 | Administratively Determined Incentive Program | Kearny | 7032 | 11.18 | Residential | Behind the Meter | No | Green Power Energy, LLC | PSE&G |  | Accepted | 2025-05-20 | 2025-06-16 | 2026-06-16 | Solar Panels | Hanwha | Q.Tron BLK M-G2+ 430 |  | 0.43 | 1 | 214 | 44 |  | Fixed | Roof
NJADRE1559754985 | Administratively Determined Incentive Program | Kearny | 7032 | 11.18 | Residential | Behind the Meter | No | Green Power Energy, LLC | PSE&G |  | Accepted | 2025-05-20 | 2025-06-16 | 2026-06-16 | Solar Panels | Hanwha | Q.Tron BLK M-G2+ 430 |  | 0.43 | 8 | 34 | 19 |  | Fixed | Roof
NJADRE1559754985 | Administratively Determined Incentive Program | Kearny | 7032 | 11.18 | Residential | Behind the Meter | No | Green Power Energy, LLC | PSE&G |  | Accepted | 2025-05-20 | 2025-06-16 | 2026-06-16 | Solar Panels | Hanwha | Q.Tron BLK M-G2+ 430 |  | 0.43 | 2 | 124 | 14 |  | Fixed | Roof
NJADRE1559754986 | Administratively Determined Incentive Program | Manchester | 8759 | 5.95 | Residential | Behind the Meter | Yes | Power Energy Solutions, LLC | JCP&L |  | Accepted | 2025-05-20 | 2025-06-17 | 2026-06-17 | Solar Panels | Trina Solar | TSM-425NE09RC.05 |  | 0.425 | 14 | 236 | 24 |  | Fixed | Roof
NJADRE1559754986 | Administratively Determined Incentive Program | Manchester | 8759 | 5.95 | Residential | Behind the Meter | Yes | Power Energy Solutions, LLC | JCP&L |  | Accepted | 2025-05-20 | 2025-06-17 | 2026-06-17 | Inverters | SolarEdge | SE3800H-US | 4 |  | 1 |  |  | 0.97 |  | Outdoor
NJADRE1559754996 | Administratively Determined Incentive Program | Deptford | 8096 | 20.65 | Commercial | Behind the Meter | No | TerraSol Energies, Inc. | PSE&G |  | Accepted | 2025-05-20 | 2025-06-16 | 2026-06-16 | Meters | Enphase | Enphase Envoy |  |  | 1 |  |  |  | Yes | Outdoor
NJADRE1559754996 | Administratively Determined Incentive Program | Deptford | 8096 | 20.65 | Commercial | Behind the Meter | No | TerraSol Energies, Inc. | PSE&G |  | Accepted | 2025-05-20 | 2025-06-16 | 2026-06-16 | Inverters | Enphase | IQ8P-3P | 480 |  | 35 |  |  | 0.97 |  | Outside | Roof
NJADRE1559754996 | Administratively Determined Incentive Program | Deptford | 8096 | 20.65 | Commercial | Behind the Meter | No | TerraSol Energies, Inc. | PSE&G |  | Accepted | 2025-05-20 | 2025-06-16 | 2026-06-16 | Solar Panels | Qcell | Qcell Duo Xl 590 BFG |  | 0.59 | 35 | 156 | 10 |  | Fixed | Roof
NJADRE1559755001 | Administratively Determined Incentive Program | Carteret | 7008 | 13.76 | Residential | Behind the Meter | Yes | PosiGen Developer, LLC | PSE&G |  | Accepted | 2025-05-20 | 2025-06-16 | 2026-06-16 | Inverters | SolarEdge | SE5700H-US | 5700 |  | 1 |  |  | 0.99 |  | Outside | within ten feet of meter
NJADRE1559755001 | Administratively Determined Incentive Program | Carteret | 7008 | 13.76 | Residential | Behind the Meter | Yes | PosiGen Developer, LLC | PSE&G |  | Accepted | 2025-05-20 | 2025-06-16 | 2026-06-16 | Solar Panels | JINKO EAGLE G6R | JKM430N-54HL4-B |  | 0.43 | 5 | 216 | 5 |  | Fixed | Roof
NJADRE1559755001 | Administratively Determined Incentive Program | Carteret | 7008 | 13.76 | Residential | Behind the Meter | Yes | PosiGen Developer, LLC | PSE&G |  | Accepted | 2025-05-20 | 2025-06-16 | 2026-06-16 | Inverters | SolarEdge | SE5700H-US | 5700 |  | 1 |  |  | 0.99 |  | Outside | within ten feet of meter
NJADRE1559755001 | Administratively Determined Incentive Program | Carteret | 7008 | 13.76 | Residential | Behind the Meter | Yes | PosiGen Developer, LLC | PSE&G |  | Accepted | 2025-05-20 | 2025-06-16 | 2026-06-16 | Solar Panels | JINKO EAGLE G6R | JKM430N-54HL4-B |  | 0.43 | 6 | 36 | 23 |  | Fixed | Roof
NJADRE1559755001 | Administratively Determined Incentive Program | Carteret | 7008 | 13.76 | Residential | Behind the Meter | Yes | PosiGen Developer, LLC | PSE&G |  | Accepted | 2025-05-20 | 2025-06-16 | 2026-06-16 | Solar Panels | JINKO EAGLE G6R | JKM430N-54HL4-B |  | 0.43 | 13 | 36 | 22 |  | Fixed | Roof
NJADRE1559755001 | Administratively Determined Incentive Program | Carteret | 7008 | 13.76 | Residential | Behind the Meter | Yes | PosiGen Developer, LLC | PSE&G |  | Accepted | 2025-05-20 | 2025-06-16 | 2026-06-16 | Solar Panels | JINKO EAGLE G6R | JKM430N-54HL4-B |  | 0.43 | 3 | 216 | 22 |  | Fixed | Roof
NJADRE1559755001 | Administratively Determined Incentive Program | Carteret | 7008 | 13.76 | Residential | Behind the Meter | Yes | PosiGen Developer, LLC | PSE&G |  | Accepted | 2025-05-20 | 2025-06-16 | 2026-06-16 | Solar Panels | JINKO EAGLE G6R | JKM430N-54HL4-B |  | 0.43 | 5 | 216 | 23 |  | Fixed | Roof
NJADRE1559755002 | Administratively Determined Incentive Program | Deptford | 8096 | 28.32 | Commercial | Behind the Meter | No | TerraSol Energies, Inc. | PSE&G |  | Accepted | 2025-05-20 | 2025-06-16 | 2026-06-16 | Inverters | Enphase | Enphase IQ8P-3P | 480 |  | 48 |  |  | 0.97 |  | Outside | Roof
NJADRE1559755002 | Administratively Determined Incentive Program | Deptford | 8096 | 28.32 | Commercial | Behind the Meter | No | TerraSol Energies, Inc. | PSE&G |  | Accepted | 2025-05-20 | 2025-06-16 | 2026-06-16 | Solar Panels | Qcell | Qcell Duo XL 590 BFG |  | 0.59 | 48 | 156 | 10 |  | Fixed | Roof
NJADRE1559755002 | Administratively Determined Incentive Program | Deptford | 8096 | 28.32 | Commercial | Behind the Meter | No | TerraSol Energies, Inc. | PSE&G |  | Accepted | 2025-05-20 | 2025-06-16 | 2026-06-16 | Meters | Enphase | Enphase Envoy |  |  | 1 |  |  |  | Yes | Outdoor
NJADRE1559755011 | Administratively Determined Incentive Program | Deptford | 8096 | 45.43 | Commercial | Behind the Meter | No | TerraSol Energies, Inc. | PSE&G |  | Accepted | 2025-05-20 | 2025-06-16 | 2026-06-16 | Inverters | Enphase | Enphase IQ8P-3P | 480 |  | 77 |  |  | 0.97 |  | Outside
NJADRE1559755011 | Administratively Determined Incentive Program | Deptford | 8096 | 45.43 | Commercial | Behind the Meter | No | TerraSol Energies, Inc. | PSE&G |  | Accepted | 2025-05-20 | 2025-06-16 | 2026-06-16 | Meters | Enphase | Enphase Envoy |  |  | 1 |  |  |  | Yes | Outdoor
NJADRE1559755011 | Administratively Determined Incentive Program | Deptford | 8096 | 45.43 | Commercial | Behind the Meter | No | TerraSol Energies, Inc. | PSE&G |  | Accepted | 2025-05-20 | 2025-06-16 | 2026-06-16 | Solar Panels | Qcell | Qcell Duo XL 590 BFG |  | 0.59 | 77 | 156 | 10 |  | Fixed | Roof
NJADRE1559755016 | Administratively Determined Incentive Program | Villas | 8251 | 8.6 | Residential | Behind the Meter | Yes | EMT Renewables, LLC | AC Electric |  | Accepted | 2025-05-20 | 2025-06-17 | 2026-06-17 | Inverters | ENPHASE | IQ8+ | 290 |  | 20 |  |  | 0.98 |  | Other | UNDER EACH PANEL
NJADRE1559755016 | Administratively Determined Incentive Program | Villas | 8251 | 8.6 | Residential | Behind the Meter | Yes | EMT Renewables, LLC | AC Electric |  | Accepted | 2025-05-20 | 2025-06-17 | 2026-06-17 | Solar Panels | SEG SOLAR | SEG 430 |  | 0.43 | 4 | 36 | 28 |  | Fixed | Roof
NJADRE1559755016 | Administratively Determined Incentive Program | Villas | 8251 | 8.6 | Residential | Behind the Meter | Yes | EMT Renewables, LLC | AC Electric |  | Accepted | 2025-05-20 | 2025-06-17 | 2026-06-17 | Solar Panels | SEG SOLAR | SEG 430 |  | 0.43 | 10 | 216 | 28 |  | Fixed | Roof
NJADRE1559755016 | Administratively Determined Incentive Program | Villas | 8251 | 8.6 | Residential | Behind the Meter | Yes | EMT Renewables, LLC | AC Electric |  | Accepted | 2025-05-20 | 2025-06-17 | 2026-06-17 | Solar Panels | SEG SOLAR | SEG 430 |  | 0.43 | 3 | 126 | 23 |  | Fixed | Roof
NJADRE1559755016 | Administratively Determined Incentive Program | Villas | 8251 | 8.6 | Residential | Behind the Meter | Yes | EMT Renewables, LLC | AC Electric |  | Accepted | 2025-05-20 | 2025-06-17 | 2026-06-17 | Solar Panels | SEG SOLAR | SEG 430 |  | 0.43 | 3 | 306 | 23 |  | Fixed | Roof
NJADRE1559755032 | Administratively Determined Incentive Program | Salem | 8079 | 15.3 | Residential | Behind the Meter | Yes | Power Energy Solutions, LLC | AC Electric |  | Accepted | 2025-05-20 | 2025-06-17 | 2026-06-17 | Inverters | SolarEdge | SE10000H-US | 10 |  | 1 |  |  | 0.97 |  | Outdoor
NJADRE1559755032 | Administratively Determined Incentive Program | Salem | 8079 | 15.3 | Residential | Behind the Meter | Yes | Power Energy Solutions, LLC | AC Electric |  | Accepted | 2025-05-20 | 2025-06-17 | 2026-06-17 | Solar Panels | Trina Solar | TSM-425NE09RC.05 |  | 0.425 | 36 | 204 | 30 |  | Fixed | Ground
NJADRE1559755045 | Administratively Determined Incentive Program | Deptford | 8096 | 19.47 | Commercial | Behind the Meter | No | TerraSol Energies, Inc. | PSE&G |  | Accepted | 2025-05-20 | 2025-06-16 | 2026-06-16 | Meters | Enphase | Enphase Envoy |  |  | 1 |  |  |  | Yes | Outdoor
NJADRE1559755045 | Administratively Determined Incentive Program | Deptford | 8096 | 19.47 | Commercial | Behind the Meter | No | TerraSol Energies, Inc. | PSE&G |  | Accepted | 2025-05-20 | 2025-06-16 | 2026-06-16 | Solar Panels | Qcell | Qcell Duo XL 590 BFG |  | 0.59 | 33 | 156 | 10 |  | Fixed | Roof
NJADRE1559755045 | Administratively Determined Incentive Program | Deptford | 8096 | 19.47 | Commercial | Behind the Meter | No | TerraSol Energies, Inc. | PSE&G |  | Accepted | 2025-05-20 | 2025-06-16 | 2026-06-16 | Inverters | Enphase | Enphase IQ8P-3P | 480 |  | 33 |  |  | 0.97 |  | Outside | roof
NJADRE1559755046 | Administratively Determined Incentive Program | Swedesboro | 8085 | 5.16 | Residential | Behind the Meter | Yes | EMT Renewables, LLC | AC Electric |  | Accepted | 2025-05-20 | 2025-06-23 | 2026-06-23 | Solar Panels | SEG SOLAR | SEG 430 |  | 0.43 | 2 | 130 | 20 |  | Fixed | Roof
NJADRE1559755046 | Administratively Determined Incentive Program | Swedesboro | 8085 | 5.16 | Residential | Behind the Meter | Yes | EMT Renewables, LLC | AC Electric |  | Accepted | 2025-05-20 | 2025-06-23 | 2026-06-23 | Inverters | ENPHASE | IQ8+ | 290 |  | 12 |  |  | 0.98 |  | Other | UNDER EACH PANEL
NJADRE1559755046 | Administratively Determined Incentive Program | Swedesboro | 8085 | 5.16 | Residential | Behind the Meter | Yes | EMT Renewables, LLC | AC Electric |  | Accepted | 2025-05-20 | 2025-06-23 | 2026-06-23 | Solar Panels | SEG SOLAR | SEG 430 |  | 0.43 | 6 | 220 | 15 |  | Fixed | Roof
NJADRE1559755046 | Administratively Determined Incentive Program | Swedesboro | 8085 | 5.16 | Residential | Behind the Meter | Yes | EMT Renewables, LLC | AC Electric |  | Accepted | 2025-05-20 | 2025-06-23 | 2026-06-23 | Solar Panels | SEG SOLAR | SEG 430 |  | 0.43 | 3 | 310 | 36 |  | Fixed | Roof
NJADRE1559755046 | Administratively Determined Incentive Program | Swedesboro | 8085 | 5.16 | Residential | Behind the Meter | Yes | EMT Renewables, LLC | AC Electric |  | Accepted | 2025-05-20 | 2025-06-23 | 2026-06-23 | Solar Panels | SEG SOLAR | SEG 430 |  | 0.43 | 1 | 40 | 40 |  | Fixed | Roof
NJADRE1559755084 | Administratively Determined Incentive Program | LOWER TOWNSHIP | 8251 | 4.73 | Residential | Behind the Meter | Yes | Velocity Energy & Home Solutions, Inc. | AC Electric |  | Accepted | 2025-05-20 | 2025-06-17 | 2026-06-17 | Solar Panels | seg | 430w |  | 0.43 | 11 | 118 | 25 |  | Fixed | Roof
NJADRE1559755084 | Administratively Determined Incentive Program | LOWER TOWNSHIP | 8251 | 4.73 | Residential | Behind the Meter | Yes | Velocity Energy & Home Solutions, Inc. | AC Electric |  | Accepted | 2025-05-20 | 2025-06-17 | 2026-06-17 | Inverters | enphase | iq8hc | 380 |  | 11 |  |  | 0.99 |  | Outside | behind panels
NJADRE1559755102 | Administratively Determined Incentive Program | ROSELLE BORO | 7203 | 3.69 | Residential | Behind the Meter | Yes | Sunrun Installation Services, Inc. | PSE&G |  | Accepted | 2025-05-20 | 2025-06-16 | 2026-06-16 | Electric Storage Battery | SOLAREDGE TECHNOLOGIES | BAT-10K1P |  |  | 1 |  |  |  | Lithium Ion |  | Inside
NJADRE1559755102 | Administratively Determined Incentive Program | ROSELLE BORO | 7203 | 3.69 | Residential | Behind the Meter | Yes | Sunrun Installation Services, Inc. | PSE&G |  | Accepted | 2025-05-20 | 2025-06-16 | 2026-06-16 | Solar Panels | HANWHA Q-CELLS | Q.PEAK DUO BLK ML-G10+ 410 |  | 0.41 | 6 | 352 | 13 |  | Fixed | Roof
NJADRE1559755102 | Administratively Determined Incentive Program | ROSELLE BORO | 7203 | 3.69 | Residential | Behind the Meter | Yes | Sunrun Installation Services, Inc. | PSE&G |  | Accepted | 2025-05-20 | 2025-06-16 | 2026-06-16 | Solar Panels | HANWHA Q-CELLS | Q.PEAK DUO BLK ML-G10+ 410 |  | 0.41 | 3 | 352 | 33 |  | Fixed | Roof
NJADRE1559755102 | Administratively Determined Incentive Program | ROSELLE BORO | 7203 | 3.69 | Residential | Behind the Meter | Yes | Sunrun Installation Services, Inc. | PSE&G |  | Accepted | 2025-05-20 | 2025-06-16 | 2026-06-16 | Inverters | SOLAREDGE TECHNOLOGIES | SE3800H-USMN | 3800 |  | 1 |  |  | 0.99 |  | Outdoor
NJADRE1559755109 | Administratively Determined Incentive Program | LAWNSIDE | 8045 | 7.31 | Residential | Behind the Meter | Yes | EMT Renewables, LLC | PSE&G |  | Accepted | 2025-05-20 | 2025-06-16 | 2026-06-16 | Solar Panels | SEG SOLAR | SEG 430 |  | 0.43 | 8 | 75 | 27 |  | Fixed | Roof
NJADRE1559755109 | Administratively Determined Incentive Program | LAWNSIDE | 8045 | 7.31 | Residential | Behind the Meter | Yes | EMT Renewables, LLC | PSE&G |  | Accepted | 2025-05-20 | 2025-06-16 | 2026-06-16 | Solar Panels | SEG SOLAR | SEG 430 |  | 0.43 | 9 | 255 | 27 |  | Fixed | Roof
NJADRE1559755109 | Administratively Determined Incentive Program | LAWNSIDE | 8045 | 7.31 | Residential | Behind the Meter | Yes | EMT Renewables, LLC | PSE&G |  | Accepted | 2025-05-20 | 2025-06-16 | 2026-06-16 | Inverters | ENPHASE | IQ8+ | 290 |  | 17 |  |  | 0.98 |  | Other | UNDER EACH PANEL
NJADRE1559755114 | Administratively Determined Incentive Program | NORTHFIELD | 8225 | 4.25 | Residential | Behind the Meter | Yes | Whitman Construction, LLC | AC Electric |  | Accepted | 2025-05-20 | 2025-06-16 | 2026-06-16 | Inverters | ENPHASE | IQ8PLUS-72-2-US | 290 |  | 10 |  |  | 0.975 |  | Outdoor
NJADRE1559755114 | Administratively Determined Incentive Program | NORTHFIELD | 8225 | 4.25 | Residential | Behind the Meter | Yes | Whitman Construction, LLC | AC Electric |  | Accepted | 2025-05-20 | 2025-06-16 | 2026-06-16 | Solar Panels | Jinko Solar | JKM425N-54HL4-B |  | 0.425 | 10 | 118 | 24 |  | Fixed | Roof
NJADRE1559755124 | Administratively Determined Incentive Program | SKILLMAN | 8558 | 11.34 | Residential | Behind the Meter | Yes | Sunrun Installation Services, Inc. | PSE&G |  | Accepted | 2025-05-20 | 2025-06-16 | 2026-06-16 | Solar Panels | JA Solar | JAM54S31-405/MR |  | 0.405 | 10 | 170 | 33 |  | Fixed | Roof
NJADRE1559755124 | Administratively Determined Incentive Program | SKILLMAN | 8558 | 11.34 | Residential | Behind the Meter | Yes | Sunrun Installation Services, Inc. | PSE&G |  | Accepted | 2025-05-20 | 2025-06-16 | 2026-06-16 | Solar Panels | JA Solar | JAM54S31-405/MR |  | 0.405 | 18 | 170 | 34 |  | Fixed | Roof
NJADRE1559755124 | Administratively Determined Incentive Program | SKILLMAN | 8558 | 11.34 | Residential | Behind the Meter | Yes | Sunrun Installation Services, Inc. | PSE&G |  | Accepted | 2025-05-20 | 2025-06-16 | 2026-06-16 | Inverters | SolarEdge Technologies | SE7600H-USMN | 7600 |  | 1 |  |  | 0.99 |  | Outdoor
NJADRE1559755133 | Administratively Determined Incentive Program | LINDENWOLD | 8021 | 13.33 | Residential | Behind the Meter | Yes | EMT Renewables, LLC | AC Electric |  | Accepted | 2025-05-20 | 2025-06-17 | 2026-06-17 | Solar Panels | SEG SOLAR | SEG 430 |  | 0.43 | 18 | 303 | 20 |  | Fixed | Roof
NJADRE1559755133 | Administratively Determined Incentive Program | LINDENWOLD | 8021 | 13.33 | Residential | Behind the Meter | Yes | EMT Renewables, LLC | AC Electric |  | Accepted | 2025-05-20 | 2025-06-17 | 2026-06-17 | Solar Panels | SEG SOLAR | SEG 430 |  | 0.43 | 13 | 123 | 20 |  | Fixed | Roof
NJADRE1559755133 | Administratively Determined Incentive Program | LINDENWOLD | 8021 | 13.33 | Residential | Behind the Meter | Yes | EMT Renewables, LLC | AC Electric |  | Accepted | 2025-05-20 | 2025-06-17 | 2026-06-17 | Inverters | ENPHASE | IQ8+ | 290 |  | 31 |  |  | 0.98 |  | Other | UNDER EACH PANEL
NJADRE1559755145 | Administratively Determined Incentive Program | SHORT HILLS | 7078 | 11.96 | Residential | Behind the Meter | No | Infinity Solar Systems, LLC | JCP&L |  | Accepted | 2025-05-20 | 2025-06-17 | 2026-06-17 | Solar Panels | REC Solar | REC 460AA PURE-RX |  | 0.46 | 13 | 111 | 42 |  | Fixed | Roof
NJADRE1559755145 | Administratively Determined Incentive Program | SHORT HILLS | 7078 | 11.96 | Residential | Behind the Meter | No | Infinity Solar Systems, LLC | JCP&L |  | Accepted | 2025-05-20 | 2025-06-17 | 2026-06-17 | Inverters | Enphase | IQ8X-80-M-US | 380 |  | 26 |  |  | 0.97 |  | Outdoor
NJADRE1559755145 | Administratively Determined Incentive Program | SHORT HILLS | 7078 | 11.96 | Residential | Behind the Meter | No | Infinity Solar Systems, LLC | JCP&L |  | Accepted | 2025-05-20 | 2025-06-17 | 2026-06-17 | Solar Panels | REC Solar | REC 460AA PURE-RX |  | 0.46 | 13 | 291 | 40 |  | Fixed | Roof
NJADRE1559755167 | Administratively Determined Incentive Program | ERMA | 8204 | 5.67 | Residential | Behind the Meter | Yes | Sunrun Installation Services, Inc. | AC Electric |  | Accepted | 2025-05-20 | 2025-06-16 | 2026-06-16 | Inverters | SOLAREDGE TECHNOLOGIES | SE3800H-USMN | 3800 |  | 1 |  |  | 0.99 |  | Outdoor
NJADRE1559755167 | Administratively Determined Incentive Program | ERMA | 8204 | 5.67 | Residential | Behind the Meter | Yes | Sunrun Installation Services, Inc. | AC Electric |  | Accepted | 2025-05-20 | 2025-06-16 | 2026-06-16 | Solar Panels | JA SOLAR | JAM54S31-405/MR |  | 0.405 | 6 | 50 | 22 |  | Fixed | Roof
NJADRE1559755167 | Administratively Determined Incentive Program | ERMA | 8204 | 5.67 | Residential | Behind the Meter | Yes | Sunrun Installation Services, Inc. | AC Electric |  | Accepted | 2025-05-20 | 2025-06-16 | 2026-06-16 | Solar Panels | JA SOLAR | JAM54S31-405/MR |  | 0.405 | 8 | 322 | 22 |  | Fixed | Roof
NJADRE1559755173 | Administratively Determined Incentive Program | MULLICA HILL | 8062 | 11.48 | Residential | Behind the Meter | Yes | Power Energy Solutions, LLC | AC Electric |  | Accepted | 2025-05-20 | 2025-06-17 | 2026-06-17 | Solar Panels | Trina Solar | TSM-425NE09RC.05 |  | 0.425 | 14 | 162 | 28 |  | Fixed | Roof
NJADRE1559755173 | Administratively Determined Incentive Program | MULLICA HILL | 8062 | 11.48 | Residential | Behind the Meter | Yes | Power Energy Solutions, LLC | AC Electric |  | Accepted | 2025-05-20 | 2025-06-17 | 2026-06-17 | Solar Panels | Trina Solar | TSM-425NE09RC.05 |  | 0.425 | 13 | 253 | 20 |  | Fixed | Roof
NJADRE1559755173 | Administratively Determined Incentive Program | MULLICA HILL | 8062 | 11.48 | Residential | Behind the Meter | Yes | Power Energy Solutions, LLC | AC Electric |  | Accepted | 2025-05-20 | 2025-06-17 | 2026-06-17 | Inverters | SolarEdge | SE5700H-US | 6 |  | 1 |  |  | 0.97 |  | Outdoor
NJADRE1559755179 | Administratively Determined Incentive Program | WILLIAMSTOWN | 8094 | 9.03 | Residential | Behind the Meter | Yes | EMT Renewables, LLC | AC Electric |  | Accepted | 2025-05-20 | 2025-06-17 | 2026-06-17 | Inverters | ENPHASE | IQ8+ | 290 |  | 21 |  |  | 0.98 |  | Other | UNDER EACH PANEL
NJADRE1559755179 | Administratively Determined Incentive Program | WILLIAMSTOWN | 8094 | 9.03 | Residential | Behind the Meter | Yes | EMT Renewables, LLC | AC Electric |  | Accepted | 2025-05-20 | 2025-06-17 | 2026-06-17 | Solar Panels | SEG SOLAR | SEG 430 |  | 0.43 | 9 | 88 | 19 |  | Fixed | Roof
NJADRE1559755179 | Administratively Determined Incentive Program | WILLIAMSTOWN | 8094 | 9.03 | Residential | Behind the Meter | Yes | EMT Renewables, LLC | AC Electric |  | Accepted | 2025-05-20 | 2025-06-17 | 2026-06-17 | Solar Panels | SEG SOLAR | SEG 430 |  | 0.43 | 12 | 268 | 19 |  | Fixed | Roof
NJADRE1559755201 | Administratively Determined Incentive Program | MORGANVILLE | 7751 | 10.75 | Residential | Behind the Meter | Yes | Pro Custom Solar dba Momentum Solar | JCP&L |  | Accepted | 2025-05-20 | 2025-06-17 | 2026-06-17 | Inverters | HANWHA | IQ8HC-72-M-DOM-US | 380 |  | 25 |  |  | 0.97 |  | Outdoor
NJADRE1559755201 | Administratively Determined Incentive Program | MORGANVILLE | 7751 | 10.75 | Residential | Behind the Meter | Yes | Pro Custom Solar dba Momentum Solar | JCP&L |  | Accepted | 2025-05-20 | 2025-06-17 | 2026-06-17 | Solar Panels | HANWHA | Q.TRON BLK M-G2+430 |  | 0.43 | 2 | 201 | 23 |  | Fixed | Roof
NJADRE1559755201 | Administratively Determined Incentive Program | MORGANVILLE | 7751 | 10.75 | Residential | Behind the Meter | Yes | Pro Custom Solar dba Momentum Solar | JCP&L |  | Accepted | 2025-05-20 | 2025-06-17 | 2026-06-17 | Solar Panels | HANWHA | Q.TRON BLK M-G2+430 |  | 0.43 | 12 | 201 | 21 |  | Fixed | Roof
NJADRE1559755201 | Administratively Determined Incentive Program | MORGANVILLE | 7751 | 10.75 | Residential | Behind the Meter | Yes | Pro Custom Solar dba Momentum Solar | JCP&L |  | Accepted | 2025-05-20 | 2025-06-17 | 2026-06-17 | Solar Panels | HANWHA | Q.TRON BLK M-G2+430 |  | 0.43 | 11 | 21 | 21 |  | Fixed | Roof
NJADRE1559755215 | Administratively Determined Incentive Program | VILLAS | 8251 | 9.46 | Residential | Behind the Meter | Yes | EMT Renewables, LLC | AC Electric |  | Accepted | 2025-05-20 | 2025-06-17 | 2026-06-17 | Solar Panels | SEG SOLAR | SEG 430 |  | 0.43 | 8 | 119 | 41 |  | Fixed | Roof
NJADRE1559755215 | Administratively Determined Incentive Program | VILLAS | 8251 | 9.46 | Residential | Behind the Meter | Yes | EMT Renewables, LLC | AC Electric |  | Accepted | 2025-05-20 | 2025-06-17 | 2026-06-17 | Solar Panels | SEG SOLAR | SEG 430 |  | 0.43 | 10 | 118 | 36 |  | Fixed | Roof
NJADRE1559755215 | Administratively Determined Incentive Program | VILLAS | 8251 | 9.46 | Residential | Behind the Meter | Yes | EMT Renewables, LLC | AC Electric |  | Accepted | 2025-05-20 | 2025-06-17 | 2026-06-17 | Inverters | ENPHASE | IQ8+ | 290 |  | 22 |  |  | 0.98 |  | Other | UNDER EACH PANEL
NJADRE1559755215 | Administratively Determined Incentive Program | VILLAS | 8251 | 9.46 | Residential | Behind the Meter | Yes | EMT Renewables, LLC | AC Electric |  | Accepted | 2025-05-20 | 2025-06-17 | 2026-06-17 | Solar Panels | SEG SOLAR | SEG 430 |  | 0.43 | 4 | 298 | 35 |  | Fixed | Roof
NJADRE1559755235 | Administratively Determined Incentive Program | IRVINGTON | 7111 | 4.1 | Residential | Behind the Meter | Yes | Sunrun Installation Services, Inc. | PSE&G |  | Accepted | 2025-05-30 | 2025-06-24 | 2026-06-24 | Solar Panels | HANWHA Q-CELLS | Q.PEAK DUO BLK ML-G10+ 410 DCA |  | 0.41 | 3 | 35 | 37 |  | Fixed | Roof
NJADRE1559755235 | Administratively Determined Incentive Program | IRVINGTON | 7111 | 4.1 | Residential | Behind the Meter | Yes | Sunrun Installation Services, Inc. | PSE&G |  | Accepted | 2025-05-30 | 2025-06-24 | 2026-06-24 | Electric Storage Battery | TESLA | POWERWALL 3 1707000-XX-Y |  |  | 1 |  |  |  | Lithium Ion |  | Outside
NJADRE1559755235 | Administratively Determined Incentive Program | IRVINGTON | 7111 | 4.1 | Residential | Behind the Meter | Yes | Sunrun Installation Services, Inc. | PSE&G |  | Accepted | 2025-05-30 | 2025-06-24 | 2026-06-24 | Solar Panels | HANWHA Q-CELLS | Q.PEAK DUO BLK ML-G10+ 410 DCA |  | 0.41 | 4 | 126 | 38 |  | Fixed | Roof
NJADRE1559755235 | Administratively Determined Incentive Program | IRVINGTON | 7111 | 4.1 | Residential | Behind the Meter | Yes | Sunrun Installation Services, Inc. | PSE&G |  | Accepted | 2025-05-30 | 2025-06-24 | 2026-06-24 | Inverters | Tesla | POWERWALL 3 1707000-XX-Y | 11500 |  | 1 |  |  | 0.97 |  | Outdoor
NJADRE1559755235 | Administratively Determined Incentive Program | IRVINGTON | 7111 | 4.1 | Residential | Behind the Meter | Yes | Sunrun Installation Services, Inc. | PSE&G |  | Accepted | 2025-05-30 | 2025-06-24 | 2026-06-24 | Solar Panels | HANWHA Q-CELLS | Q.PEAK DUO BLK ML-G10+ 410 DCA |  | 0.41 | 3 | 304 | 38 |  | Fixed | Roof
NJADRE1559755235 | Administratively Determined Incentive Program | IRVINGTON | 7111 | 4.1 | Residential | Behind the Meter | Yes | Sunrun Installation Services, Inc. | PSE&G |  | Accepted | 2025-05-30 | 2025-06-24 | 2026-06-24 | Electric Storage Battery | Tesla | POWERWALL 3 EXPANSION 1807000-XX-Y |  |  | 1 |  |  |  | Lithium Ion |  | OUTSIDE
NJADRE1559755236 | Administratively Determined Incentive Program | NORTH CAPE MAY | 8204 | 10.32 | Residential | Behind the Meter | Yes | EMT Renewables, LLC | AC Electric |  | Accepted | 2025-05-20 | 2025-06-17 | 2026-06-17 | Solar Panels | SEG SOLAR | SEG 430 |  | 0.43 | 8 | 12 | 14 |  | Fixed | Roof
NJADRE1559755236 | Administratively Determined Incentive Program | NORTH CAPE MAY | 8204 | 10.32 | Residential | Behind the Meter | Yes | EMT Renewables, LLC | AC Electric |  | Accepted | 2025-05-20 | 2025-06-17 | 2026-06-17 | Solar Panels | SEG SOLAR | SEG 430 |  | 0.43 | 7 | 11 | 18 |  | Fixed | Roof
NJADRE1559755236 | Administratively Determined Incentive Program | NORTH CAPE MAY | 8204 | 10.32 | Residential | Behind the Meter | Yes | EMT Renewables, LLC | AC Electric |  | Accepted | 2025-05-20 | 2025-06-17 | 2026-06-17 | Solar Panels | SEG SOLAR | SEG 430 |  | 0.43 | 2 | 191 | 20 |  | Fixed | Roof
NJADRE1559755236 | Administratively Determined Incentive Program | NORTH CAPE MAY | 8204 | 10.32 | Residential | Behind the Meter | Yes | EMT Renewables, LLC | AC Electric |  | Accepted | 2025-05-20 | 2025-06-17 | 2026-06-17 | Inverters | ENPHASE | IQ8+ | 290 |  | 24 |  |  | 0.98 |  | Other | UNDER EACH PANEL
NJADRE1559755236 | Administratively Determined Incentive Program | NORTH CAPE MAY | 8204 | 10.32 | Residential | Behind the Meter | Yes | EMT Renewables, LLC | AC Electric |  | Accepted | 2025-05-20 | 2025-06-17 | 2026-06-17 | Solar Panels | SEG SOLAR | SEG 430 |  | 0.43 | 7 | 192 | 20 |  | Fixed | Roof
NJADRE1559755253 | Administratively Determined Incentive Program | MAPLE SHADE | 8052 | 13.77 | Residential | Behind the Meter | Yes | Define Solar, LLC | PSE&G |  | Accepted | 2025-05-20 | 2025-06-17 | 2026-06-17 | Inverters | Enphase | IQ8PLUS-72-2-US | 290 |  | 17 |  |  | 0.976 |  | Outside | Under each pv panel
NJADRE1559755253 | Administratively Determined Incentive Program | MAPLE SHADE | 8052 | 13.77 | Residential | Behind the Meter | Yes | Define Solar, LLC | PSE&G |  | Accepted | 2025-05-20 | 2025-06-17 | 2026-06-17 | Inverters | Enphase | IQ8PLUS-72-2-US | 290 |  | 17 |  |  | 0.976 |  | Outside | Under each pv panel
NJADRE1559755253 | Administratively Determined Incentive Program | MAPLE SHADE | 8052 | 13.77 | Residential | Behind the Meter | Yes | Define Solar, LLC | PSE&G |  | Accepted | 2025-05-20 | 2025-06-17 | 2026-06-17 | Solar Panels | Znshine | ZXM7-SH108 405W |  | 0.405 | 17 | 262 | 26 |  | Fixed | Roof
NJADRE1559755253 | Administratively Determined Incentive Program | MAPLE SHADE | 8052 | 13.77 | Residential | Behind the Meter | Yes | Define Solar, LLC | PSE&G |  | Accepted | 2025-05-20 | 2025-06-17 | 2026-06-17 | Solar Panels | Znshine | ZXM7-SH108 405W |  | 0.405 | 17 | 82 | 26 |  | Fixed | Roof
NJADRE1559755255 | Administratively Determined Incentive Program | MILLVILLE | 8332 | 18.92 | Residential | Behind the Meter | Yes | EMT Renewables, LLC | AC Electric |  | Accepted | 2025-05-20 | 2025-06-17 | 2026-06-17 | Solar Panels | SEG SOLAR | SEG 430 |  | 0.43 | 24 | 273 | 22 |  | Fixed | Roof
NJADRE1559755255 | Administratively Determined Incentive Program | MILLVILLE | 8332 | 18.92 | Residential | Behind the Meter | Yes | EMT Renewables, LLC | AC Electric |  | Accepted | 2025-05-20 | 2025-06-17 | 2026-06-17 | Solar Panels | SEG SOLAR | SEG 430 |  | 0.43 | 20 | 93 | 22 |  | Fixed | Roof
NJADRE1559755255 | Administratively Determined Incentive Program | MILLVILLE | 8332 | 18.92 | Residential | Behind the Meter | Yes | EMT Renewables, LLC | AC Electric |  | Accepted | 2025-05-20 | 2025-06-17 | 2026-06-17 | Inverters | ENPHASE | IQ8+ | 290 |  | 44 |  |  | 0.98 |  | Other | UNDER EACH PANEL
NJADRE1559755268 | Administratively Determined Incentive Program | Union Beach | 7735 | 11.18 | Residential | Behind the Meter | Yes | EMT Renewables, LLC | JCP&L |  | Accepted | 2025-05-20 | 2025-06-16 | 2026-06-16 | Solar Panels | SEG SOLAR | SEG 430 |  | 0.43 | 10 | 86 | 19 |  | Fixed | Roof
NJADRE1559755268 | Administratively Determined Incentive Program | Union Beach | 7735 | 11.18 | Residential | Behind the Meter | Yes | EMT Renewables, LLC | JCP&L |  | Accepted | 2025-05-20 | 2025-06-16 | 2026-06-16 | Solar Panels | SEG SOLAR | SEG 430 |  | 0.43 | 4 | 266 | 19 |  | Fixed | Roof
NJADRE1559755268 | Administratively Determined Incentive Program | Union Beach | 7735 | 11.18 | Residential | Behind the Meter | Yes | EMT Renewables, LLC | JCP&L |  | Accepted | 2025-05-20 | 2025-06-16 | 2026-06-16 | Solar Panels | SEG SOLAR | SEG 430 |  | 0.43 | 2 | 176 | 6 |  | Fixed | Roof
NJADRE1559755268 | Administratively Determined Incentive Program | Union Beach | 7735 | 11.18 | Residential | Behind the Meter | Yes | EMT Renewables, LLC | JCP&L |  | Accepted | 2025-05-20 | 2025-06-16 | 2026-06-16 | Inverters | ENPHASE | IQ8+ | 290 |  | 26 |  |  | 0.98 |  | Other | UNDER EACH PANEL
NJADRE1559755268 | Administratively Determined Incentive Program | Union Beach | 7735 | 11.18 | Residential | Behind the Meter | Yes | EMT Renewables, LLC | JCP&L |  | Accepted | 2025-05-20 | 2025-06-16 | 2026-06-16 | Solar Panels | SEG SOLAR | SEG 430 |  | 0.43 | 6 | 356 | 10 |  | Fixed | Roof
NJADRE1559755268 | Administratively Determined Incentive Program | Union Beach | 7735 | 11.18 | Residential | Behind the Meter | Yes | EMT Renewables, LLC | JCP&L |  | Accepted | 2025-05-20 | 2025-06-16 | 2026-06-16 | Solar Panels | SEG SOLAR | SEG 430 |  | 0.43 | 4 | 176 | 33 |  | Fixed | Roof
NJADRE1559755287 | Administratively Determined Incentive Program | Sewell | 8080 | 7.74 | Residential | Behind the Meter | Yes | Integrity Solar & Home Solutions, LLC | AC Electric |  | Accepted | 2025-05-20 | 2025-06-16 | 2026-06-16 | Solar Panels | SEG SOLAR | SEG-430-BTD-BG |  | 0.43 | 9 | 171 | 27 |  | Fixed | Roof
NJADRE1559755287 | Administratively Determined Incentive Program | Sewell | 8080 | 7.74 | Residential | Behind the Meter | Yes | Integrity Solar & Home Solutions, LLC | AC Electric |  | Accepted | 2025-05-20 | 2025-06-16 | 2026-06-16 | Inverters | ENPHASE | IQ8HC | 380 |  | 18 |  |  | 0.98 |  | Other | UNDER EACH PANEL
NJADRE1559755287 | Administratively Determined Incentive Program | Sewell | 8080 | 7.74 | Residential | Behind the Meter | Yes | Integrity Solar & Home Solutions, LLC | AC Electric |  | Accepted | 2025-05-20 | 2025-06-16 | 2026-06-16 | Solar Panels | SEG SOLAR | SEG-430-BTD-BG |  | 0.43 | 9 | 262 | 27 |  | Fixed | Roof
NJADRE1559755303 | Administratively Determined Incentive Program | Hamilton Twp | 8619 | 6.48 | Residential | Behind the Meter | Yes | Sunrun Installation Services, Inc. | PSE&G |  | Accepted | 2025-05-20 | 2025-06-17 | 2026-06-17 | Solar Panels | JA SOLAR | JAM54S31-405/MR |  | 0.405 | 4 | 359 | 30 |  | Fixed | Roof
NJADRE1559755303 | Administratively Determined Incentive Program | Hamilton Twp | 8619 | 6.48 | Residential | Behind the Meter | Yes | Sunrun Installation Services, Inc. | PSE&G |  | Accepted | 2025-05-20 | 2025-06-17 | 2026-06-17 | Solar Panels | JA SOLAR | JAM54S31-405/MR |  | 0.405 | 12 | 179 | 31 |  | Fixed | Roof
NJADRE1559755303 | Administratively Determined Incentive Program | Hamilton Twp | 8619 | 6.48 | Residential | Behind the Meter | Yes | Sunrun Installation Services, Inc. | PSE&G |  | Accepted | 2025-05-20 | 2025-06-17 | 2026-06-17 | Inverters | SOLAREDGE TECHNOLOGIES | SE5700H-USMN | 5760 |  | 1 |  |  | 0.99 |  | Outdoor
NJADRE1559755311 | Administratively Determined Incentive Program | Lakewood | 8701 | 10.35 | Residential | Behind the Meter | Yes | Powerlutions, LLC | JCP&L |  | Accepted | 2025-05-20 | 2025-06-18 | 2026-06-18 | Solar Panels | CANADIAN | CS6.1-54TM-450H |  | 0.45 | 3 | 115 | 31 |  | Fixed | Roof
NJADRE1559755311 | Administratively Determined Incentive Program | Lakewood | 8701 | 10.35 | Residential | Behind the Meter | Yes | Powerlutions, LLC | JCP&L |  | Accepted | 2025-05-20 | 2025-06-18 | 2026-06-18 | Solar Panels | CANADIAN | CS6.1-54TM-450H |  | 0.45 | 6 | 205 | 31 |  | Fixed | Roof
NJADRE1559755311 | Administratively Determined Incentive Program | Lakewood | 8701 | 10.35 | Residential | Behind the Meter | Yes | Powerlutions, LLC | JCP&L |  | Accepted | 2025-05-20 | 2025-06-18 | 2026-06-18 | Solar Panels | CANADIAN | CS6.1-54TM-450H |  | 0.45 | 14 | 205 | 31 |  | Fixed | Roof
NJADRE1559755311 | Administratively Determined Incentive Program | Lakewood | 8701 | 10.35 | Residential | Behind the Meter | Yes | Powerlutions, LLC | JCP&L |  | Accepted | 2025-05-20 | 2025-06-18 | 2026-06-18 | Inverters | Enphase | IQ8HC-72-M-DOM-US | 380 |  | 23 |  |  | 0.98 |  | Outdoor
NJADRE1559755473 | Administratively Determined Incentive Program | Toms River | 8755 | 20.83 | Residential | Behind the Meter | Yes | Solar Mite Solutions, LLC | JCP&L |  | Accepted | 2025-05-20 | 2025-06-17 | 2026-06-17 | Solar Panels | Jinko | JKM425N |  | 0.425 | 9 | 269 | 35 |  | Fixed | Roof
NJADRE1559755473 | Administratively Determined Incentive Program | Toms River | 8755 | 20.83 | Residential | Behind the Meter | Yes | Solar Mite Solutions, LLC | JCP&L |  | Accepted | 2025-05-20 | 2025-06-17 | 2026-06-17 | Solar Panels | Jinko | JKM425N |  | 0.425 | 2 | 179 | 20 |  | Fixed | Roof
NJADRE1559755473 | Administratively Determined Incentive Program | Toms River | 8755 | 20.83 | Residential | Behind the Meter | Yes | Solar Mite Solutions, LLC | JCP&L |  | Accepted | 2025-05-20 | 2025-06-17 | 2026-06-17 | Solar Panels | Jinko | JKM425N |  | 0.425 | 2 | 359 | 20 |  | Fixed | Roof
NJADRE1559755473 | Administratively Determined Incentive Program | Toms River | 8755 | 20.83 | Residential | Behind the Meter | Yes | Solar Mite Solutions, LLC | JCP&L |  | Accepted | 2025-05-20 | 2025-06-17 | 2026-06-17 | Inverters | Enphase | IQ8HC-72-M-DOM-US | 380 |  | 49 |  |  | 0.97 |  | Outside
NJADRE1559755473 | Administratively Determined Incentive Program | Toms River | 8755 | 20.83 | Residential | Behind the Meter | Yes | Solar Mite Solutions, LLC | JCP&L |  | Accepted | 2025-05-20 | 2025-06-17 | 2026-06-17 | Solar Panels | Jinko | JKM425N |  | 0.425 | 19 | 269 | 35 |  | Fixed | Roof
NJADRE1559755473 | Administratively Determined Incentive Program | Toms River | 8755 | 20.83 | Residential | Behind the Meter | Yes | Solar Mite Solutions, LLC | JCP&L |  | Accepted | 2025-05-20 | 2025-06-17 | 2026-06-17 | Solar Panels | Jinko | JKM425N |  | 0.425 | 1 | 269 | 20 |  | Fixed | Roof
NJADRE1559755473 | Administratively Determined Incentive Program | Toms River | 8755 | 20.83 | Residential | Behind the Meter | Yes | Solar Mite Solutions, LLC | JCP&L |  | Accepted | 2025-05-20 | 2025-06-17 | 2026-06-17 | Solar Panels | Jinko | JKM425N |  | 0.425 | 1 | 89 | 20 |  | Fixed | Roof
NJADRE1559755473 | Administratively Determined Incentive Program | Toms River | 8755 | 20.83 | Residential | Behind the Meter | Yes | Solar Mite Solutions, LLC | JCP&L |  | Accepted | 2025-05-20 | 2025-06-17 | 2026-06-17 | Solar Panels | Jinko | JKM425N |  | 0.425 | 15 | 179 | 40 |  | Fixed | Roof
NJADRE1559755633 | Administratively Determined Incentive Program | Carlstadt Boro | 7072 | 8.51 | Residential | Behind the Meter | Yes | Sunrun Installation Services, Inc. | PSE&G |  | Accepted | 2025-05-20 | 2025-06-16 | 2026-06-16 | Inverters | SOLAREDGE TECHNOLOGIES | SE5700H-USMN | 5760 |  | 1 |  |  | 0.99 |  | Outdoor
NJADRE1559755633 | Administratively Determined Incentive Program | Carlstadt Boro | 7072 | 8.51 | Residential | Behind the Meter | Yes | Sunrun Installation Services, Inc. | PSE&G |  | Accepted | 2025-05-20 | 2025-06-16 | 2026-06-16 | Solar Panels | JA SOLAR | JAM54S31-405/MR |  | 0.405 | 14 | 128 | 26 |  | Fixed | Roof
NJADRE1559755633 | Administratively Determined Incentive Program | Carlstadt Boro | 7072 | 8.51 | Residential | Behind the Meter | Yes | Sunrun Installation Services, Inc. | PSE&G |  | Accepted | 2025-05-20 | 2025-06-16 | 2026-06-16 | Solar Panels | JA SOLAR | JAM54S31-405/MR |  | 0.405 | 7 | 308 | 26 |  | Fixed | Roof
NJADRE1559755642 | Administratively Determined Incentive Program | Egg Harbor | 8234 | 6.8 | Residential | Behind the Meter | Yes | Whitman Construction, LLC | AC Electric |  | Accepted | 2025-05-20 | 2025-06-16 | 2026-06-16 | Inverters | ENPHASE | IQ8PLUS-72-2-US | 290 |  | 16 |  |  | 0.975 |  | Outdoor
NJADRE1559755642 | Administratively Determined Incentive Program | Egg Harbor | 8234 | 6.8 | Residential | Behind the Meter | Yes | Whitman Construction, LLC | AC Electric |  | Accepted | 2025-05-20 | 2025-06-16 | 2026-06-16 | Solar Panels | Jinko Solar | JKM425N-54HL4-B |  | 0.425 | 16 | 129 | 18 |  | Fixed | Roof
NJADRE1559756220 | Administratively Determined Incentive Program | Manalapan | 7726 | 12.71 | Residential | Behind the Meter | Yes | Trinity Solar, LLC | JCP&L |  | Accepted | 2025-05-20 | 2025-06-17 | 2026-06-17 | Solar Panels | Hanwha | Q.PEAK DUO BLK ML-G10+ 410 |  | 0.41 | 4 | 237 | 23 |  | Fixed | Roof
NJADRE1559756220 | Administratively Determined Incentive Program | Manalapan | 7726 | 12.71 | Residential | Behind the Meter | Yes | Trinity Solar, LLC | JCP&L |  | Accepted | 2025-05-20 | 2025-06-17 | 2026-06-17 | Solar Panels | Hanwha | Q.PEAK DUO BLK ML-G10+ 410 |  | 0.41 | 3 | 57 | 23 |  | Fixed | Roof
NJADRE1559756220 | Administratively Determined Incentive Program | Manalapan | 7726 | 12.71 | Residential | Behind the Meter | Yes | Trinity Solar, LLC | JCP&L |  | Accepted | 2025-05-20 | 2025-06-17 | 2026-06-17 | Solar Panels | Hanwha | Q.PEAK DUO BLK ML-G10+ 410 |  | 0.41 | 8 | 57 | 23 |  | Fixed | Roof
NJADRE1559756220 | Administratively Determined Incentive Program | Manalapan | 7726 | 12.71 | Residential | Behind the Meter | Yes | Trinity Solar, LLC | JCP&L |  | Accepted | 2025-05-20 | 2025-06-17 | 2026-06-17 | Solar Panels | Hanwha | Q.PEAK DUO BLK ML-G10+ 410 |  | 0.41 | 7 | 327 | 23 |  | Fixed | Roof
NJADRE1559756220 | Administratively Determined Incentive Program | Manalapan | 7726 | 12.71 | Residential | Behind the Meter | Yes | Trinity Solar, LLC | JCP&L |  | Accepted | 2025-05-20 | 2025-06-17 | 2026-06-17 | Solar Panels | Hanwha | Q.PEAK DUO BLK ML-G10+ 410 |  | 0.41 | 9 | 327 | 23 |  | Fixed | Roof
NJADRE1559756220 | Administratively Determined Incentive Program | Manalapan | 7726 | 12.71 | Residential | Behind the Meter | Yes | Trinity Solar, LLC | JCP&L |  | Accepted | 2025-05-20 | 2025-06-17 | 2026-06-17 | Inverters | Solar Edge | USE10000H-US | 10000 |  | 1 |  |  | 0.97 |  | Outside
NJADRE1559756237 | Administratively Determined Incentive Program | North Brunswick | 8902 | 8.61 | Residential | Behind the Meter | Yes | Bright Ops, Inc. | PSE&G |  | Accepted | 2025-05-20 | 2025-06-16 | 2026-06-16 | Inverters | SolarEdge Technologies | SE7600H - USSN | 7600 |  | 1 |  |  | 0.98 |  | Outdoor | Outside
NJADRE1559756237 | Administratively Determined Incentive Program | North Brunswick | 8902 | 8.61 | Residential | Behind the Meter | Yes | Bright Ops, Inc. | PSE&G |  | Accepted | 2025-05-20 | 2025-06-16 | 2026-06-16 | Solar Panels | Hanwha Q-Cells | Q.PEAK DUO BLK ML-G10+ 410 |  | 0.41 | 12 | 304 | 34 |  | Fixed | Roof
NJADRE1559756237 | Administratively Determined Incentive Program | North Brunswick | 8902 | 8.61 | Residential | Behind the Meter | Yes | Bright Ops, Inc. | PSE&G |  | Accepted | 2025-05-20 | 2025-06-16 | 2026-06-16 | Solar Panels | Hanwha Q-Cells | Q.PEAK DUO BLK ML-G10+ 410 |  | 0.41 | 9 | 134 | 34 |  | Fixed | Roof
NJADRE1559756239 | Administratively Determined Incentive Program | OLD BRIDGE | 8857 | 7.7 | Residential | Behind the Meter | Yes | Sunrun Installation Services, Inc. | JCP&L |  | Accepted | 2025-05-20 | 2025-06-16 | 2026-06-16 | Solar Panels | JA SOLAR | JAM54S31-405/MR |  | 0.405 | 6 | 160 | 30 |  | Fixed | Roof
NJADRE1559756239 | Administratively Determined Incentive Program | OLD BRIDGE | 8857 | 7.7 | Residential | Behind the Meter | Yes | Sunrun Installation Services, Inc. | JCP&L |  | Accepted | 2025-05-20 | 2025-06-16 | 2026-06-16 | Solar Panels | JA SOLAR | JAM54S31-405/MR |  | 0.405 | 4 | 70 | 32 |  | Fixed | Roof
NJADRE1559756239 | Administratively Determined Incentive Program | OLD BRIDGE | 8857 | 7.7 | Residential | Behind the Meter | Yes | Sunrun Installation Services, Inc. | JCP&L |  | Accepted | 2025-05-20 | 2025-06-16 | 2026-06-16 | Inverters | SOLAREDGE TECHNOLOGIES | SE5700H-USMN | 5760 |  | 1 |  |  | 0.99 |  | Outdoor
NJADRE1559756239 | Administratively Determined Incentive Program | OLD BRIDGE | 8857 | 7.7 | Residential | Behind the Meter | Yes | Sunrun Installation Services, Inc. | JCP&L |  | Accepted | 2025-05-20 | 2025-06-16 | 2026-06-16 | Solar Panels | JA SOLAR | JAM54S31-405/MR |  | 0.405 | 9 | 250 | 36 |  | Fixed | Roof
NJADRE1559756244 | Administratively Determined Incentive Program | NORTH CAPE MAY | 8204 | 7.74 | Residential | Behind the Meter | Yes | Posigen Developer, LLC | AC Electric |  | Accepted | 2025-05-20 | 2025-06-16 | 2026-06-16 | Inverters | SolarEdge | SE7600H-US | 7600 |  | 1 |  |  | 0.99 |  | Outside | Within ten feet of meter
NJADRE1559756244 | Administratively Determined Incentive Program | NORTH CAPE MAY | 8204 | 7.74 | Residential | Behind the Meter | Yes | Posigen Developer, LLC | AC Electric |  | Accepted | 2025-05-20 | 2025-06-16 | 2026-06-16 | Solar Panels | Jinko Eagle | G6R JKM430N-54HL4-B |  | 0.43 | 2 | 357 | 23 |  | Fixed | Roof
NJADRE1559756244 | Administratively Determined Incentive Program | NORTH CAPE MAY | 8204 | 7.74 | Residential | Behind the Meter | Yes | Posigen Developer, LLC | AC Electric |  | Accepted | 2025-05-20 | 2025-06-16 | 2026-06-16 | Solar Panels | Jinko Eagle | G6R JKM430N-54HL4-B |  | 0.43 | 2 | 267 | 26 |  | Fixed | Roof
NJADRE1559756244 | Administratively Determined Incentive Program | NORTH CAPE MAY | 8204 | 7.74 | Residential | Behind the Meter | Yes | Posigen Developer, LLC | AC Electric |  | Accepted | 2025-05-20 | 2025-06-16 | 2026-06-16 | Solar Panels | Jinko Eagle | G6R JKM430N-54HL4-B |  | 0.43 | 2 | 267 | 25 |  | Fixed | Roof
NJADRE1559756244 | Administratively Determined Incentive Program | NORTH CAPE MAY | 8204 | 7.74 | Residential | Behind the Meter | Yes | Posigen Developer, LLC | AC Electric |  | Accepted | 2025-05-20 | 2025-06-16 | 2026-06-16 | Solar Panels | Jinko Eagle | G6R JKM430N-54HL4-B |  | 0.43 | 2 | 87 | 25 |  | Fixed | Roof
NJADRE1559756244 | Administratively Determined Incentive Program | NORTH CAPE MAY | 8204 | 7.74 | Residential | Behind the Meter | Yes | Posigen Developer, LLC | AC Electric |  | Accepted | 2025-05-20 | 2025-06-16 | 2026-06-16 | Solar Panels | Jinko Eagle | G6R JKM430N-54HL4-B |  | 0.43 | 5 | 267 | 23 |  | Fixed | Roof
NJADRE1559756244 | Administratively Determined Incentive Program | NORTH CAPE MAY | 8204 | 7.74 | Residential | Behind the Meter | Yes | Posigen Developer, LLC | AC Electric |  | Accepted | 2025-05-20 | 2025-06-16 | 2026-06-16 | Solar Panels | Jinko Eagle | G6R JKM430N-54HL4-B |  | 0.43 | 3 | 177 | 23 |  | Fixed | Roof
NJADRE1559756244 | Administratively Determined Incentive Program | NORTH CAPE MAY | 8204 | 7.74 | Residential | Behind the Meter | Yes | Posigen Developer, LLC | AC Electric |  | Accepted | 2025-05-20 | 2025-06-16 | 2026-06-16 | Solar Panels | Jinko Eagle | G6R JKM430N-54HL4-B |  | 0.43 | 2 | 357 | 23 |  | Fixed | Roof
NJADRE1559756261 | Administratively Determined Incentive Program | WESTAMPTON | 8060 | 10.53 | Residential | Behind the Meter | Yes | Freedom Forever New Jersey, LLC | PSE&G |  | Accepted | 2025-05-20 | 2025-06-16 | 2026-06-16 | Inverters | Solar Edge | SE10000H-US | 10000 |  | 1 |  |  | 0.99 |  | Outside
NJADRE1559756261 | Administratively Determined Incentive Program | WESTAMPTON | 8060 | 10.53 | Residential | Behind the Meter | Yes | Freedom Forever New Jersey, LLC | PSE&G |  | Accepted | 2025-05-20 | 2025-06-16 | 2026-06-16 | Solar Panels | Trina | TSM-405NE09RC.05 |  | 0.405 | 13 | 31 | 26 |  | Fixed | Roof
NJADRE1559756261 | Administratively Determined Incentive Program | WESTAMPTON | 8060 | 10.53 | Residential | Behind the Meter | Yes | Freedom Forever New Jersey, LLC | PSE&G |  | Accepted | 2025-05-20 | 2025-06-16 | 2026-06-16 | Solar Panels | Trina | TSM-405NE09RC.05 |  | 0.405 | 13 | 211 | 26 |  | Fixed | Roof
NJADRE1559756269 | Administratively Determined Incentive Program | PLAINFIELD | 7063 | 5.74 | Residential | Behind the Meter | Yes | Big Wave Roofing and Solar, LLC | PSE&G |  | Accepted | 2025-05-20 | 2025-06-16 | 2026-06-16 | Inverters | Enphase | ENPHASE IQ8HC-72-M-DOM-US | 380 |  | 14 |  |  | 0.97 |  | Outside
NJADRE1559756269 | Administratively Determined Incentive Program | PLAINFIELD | 7063 | 5.74 | Residential | Behind the Meter | Yes | Big Wave Roofing and Solar, LLC | PSE&G |  | Accepted | 2025-05-20 | 2025-06-16 | 2026-06-16 | Solar Panels | MISSION SOLAR | MSE410HT0B |  | 0.41 | 14 | 131 | 32 |  | Fixed | Roof
NJADRE1559756272 | Administratively Determined Incentive Program | SAYREVILLE | 8872 | 8.51 | Residential | Behind the Meter | Yes | Sunrun Installation Services, Inc. | JCP&L |  | Accepted | 2025-05-20 | 2025-06-16 | 2026-06-16 | Inverters | SolarEdge Technologies | SE7600H-USMN | 7600 |  | 1 |  |  | 0.99 |  | Outdoor | Next to meter
NJADRE1559756272 | Administratively Determined Incentive Program | SAYREVILLE | 8872 | 8.51 | Residential | Behind the Meter | Yes | Sunrun Installation Services, Inc. | JCP&L |  | Accepted | 2025-05-20 | 2025-06-16 | 2026-06-16 | Solar Panels | JA Solar | JAM54S31-405/MR |  | 0.405 | 10 | 81 | 39 |  | Fixed | Roof
NJADRE1559756272 | Administratively Determined Incentive Program | SAYREVILLE | 8872 | 8.51 | Residential | Behind the Meter | Yes | Sunrun Installation Services, Inc. | JCP&L |  | Accepted | 2025-05-20 | 2025-06-16 | 2026-06-16 | Solar Panels | JA Solar | JAM54S31-405/MR |  | 0.405 | 11 | 261 | 38 |  | Fixed | Roof
NJADRE1559756287 | Administratively Determined Incentive Program | CAPE MAY COURT HOUSE | 8210 | 6.075 | Residential | Behind the Meter | No | Solar Energy World | AC Electric |  | Accepted | 2025-05-20 | 2025-06-17 | 2026-06-17 | Solar Panels | LONGi | LR5-54HABB-405M |  | 0.405 | 4 | 178 | 17 |  | Fixed | Roof
NJADRE1559756287 | Administratively Determined Incentive Program | CAPE MAY COURT HOUSE | 8210 | 6.075 | Residential | Behind the Meter | No | Solar Energy World | AC Electric |  | Accepted | 2025-05-20 | 2025-06-17 | 2026-06-17 | Solar Panels | LONGi | LR5-54HABB-405M |  | 0.405 | 2 | 179 | 8 |  | Fixed | Roof
NJADRE1559756287 | Administratively Determined Incentive Program | CAPE MAY COURT HOUSE | 8210 | 6.075 | Residential | Behind the Meter | No | Solar Energy World | AC Electric |  | Accepted | 2025-05-20 | 2025-06-17 | 2026-06-17 | Inverters | Enphase | IQ8+-72-M-US | 290 |  | 15 |  |  | 0.97 |  | Outside
NJADRE1559756287 | Administratively Determined Incentive Program | CAPE MAY COURT HOUSE | 8210 | 6.075 | Residential | Behind the Meter | No | Solar Energy World | AC Electric |  | Accepted | 2025-05-20 | 2025-06-17 | 2026-06-17 | Solar Panels | LONGi | LR5-54HABB-405M |  | 0.405 | 3 | 88 | 18 |  | Fixed | Roof
NJADRE1559756287 | Administratively Determined Incentive Program | CAPE MAY COURT HOUSE | 8210 | 6.075 | Residential | Behind the Meter | No | Solar Energy World | AC Electric |  | Accepted | 2025-05-20 | 2025-06-17 | 2026-06-17 | Solar Panels | LONGi | LR5-54HABB-405M |  | 0.405 | 3 | 358 | 17 |  | Fixed | Roof
NJADRE1559756287 | Administratively Determined Incentive Program | CAPE MAY COURT HOUSE | 8210 | 6.075 | Residential | Behind the Meter | No | Solar Energy World | AC Electric |  | Accepted | 2025-05-20 | 2025-06-17 | 2026-06-17 | Solar Panels | LONGi | LR5-54HABB-405M |  | 0.405 | 3 | 268 | 18 |  | Fixed | Roof
NJADRE1559756287 | Administratively Determined Incentive Program | CAPE MAY COURT HOUSE | 8210 | 6.075 | Residential | Behind the Meter | No | Solar Energy World | AC Electric |  | Accepted | 2025-05-20 | 2025-06-17 | 2026-06-17 | Electric Storage Battery | Franklin | Franklin aPower 2 System 1 15kWh |  |  | 1 |  |  |  | Lithium Ion |  | outside
NJADRE1559756318 | Administratively Determined Incentive Program | MANCHESTER | 8759 | 5.16 | Residential | Behind the Meter | Yes | EMT Renewables, LLC | JCP&L |  | Accepted | 2025-05-20 | 2025-06-16 | 2026-06-16 | Solar Panels | SEG SOLAR | SEG 430 |  | 0.43 | 12 | 142 | 36 |  | Fixed | Roof
NJADRE1559756318 | Administratively Determined Incentive Program | MANCHESTER | 8759 | 5.16 | Residential | Behind the Meter | Yes | EMT Renewables, LLC | JCP&L |  | Accepted | 2025-05-20 | 2025-06-16 | 2026-06-16 | Inverters | ENPHASE | IQ8+ | 290 |  | 12 |  |  | 0.98 |  | Other | UNDER EACH PANEL
NJADRE1559756320 | Administratively Determined Incentive Program | ROSELLE | 7203 | 5.27 | Residential | Behind the Meter | Yes | Sunrun Installation Services, Inc. | PSE&G |  | Accepted | 2025-05-20 | 2025-06-16 | 2026-06-16 | Solar Panels | JA Solar | JAM54S31-405/MR |  | 0.405 | 4 | 22 | 22 |  | Fixed | Roof
NJADRE1559756320 | Administratively Determined Incentive Program | ROSELLE | 7203 | 5.27 | Residential | Behind the Meter | Yes | Sunrun Installation Services, Inc. | PSE&G |  | Accepted | 2025-05-20 | 2025-06-16 | 2026-06-16 | Solar Panels | JA Solar | JAM54S31-405/MR |  | 0.405 | 6 | 202 | 22 |  | Fixed | Roof
NJADRE1559756320 | Administratively Determined Incentive Program | ROSELLE | 7203 | 5.27 | Residential | Behind the Meter | Yes | Sunrun Installation Services, Inc. | PSE&G |  | Accepted | 2025-05-20 | 2025-06-16 | 2026-06-16 | Inverters | SolarEdge Technologies | SE3800H-USMN | 3800 |  | 1 |  |  | 0.99 |  | Outdoor
NJADRE1559756320 | Administratively Determined Incentive Program | ROSELLE | 7203 | 5.27 | Residential | Behind the Meter | Yes | Sunrun Installation Services, Inc. | PSE&G |  | Accepted | 2025-05-20 | 2025-06-16 | 2026-06-16 | Solar Panels | JA Solar | JAM54S31-405/MR |  | 0.405 | 3 | 112 | 24 |  | Fixed | Roof
NJADRE1559756326 | Administratively Determined Incentive Program | West Orange | 7052 | 6.45 | Residential | Behind the Meter | Yes | Pro Custom dba Momentum Solar | PSE&G |  | Accepted | 2025-05-30 | 2025-06-24 | 2026-06-24 | Solar Panels | HANWHA | Q.TRON BLK M-G2+430 |  | 0.43 | 2 | 143 | 25 |  | Fixed | Roof
NJADRE1559756326 | Administratively Determined Incentive Program | West Orange | 7052 | 6.45 | Residential | Behind the Meter | Yes | Pro Custom dba Momentum Solar | PSE&G |  | Accepted | 2025-05-30 | 2025-06-24 | 2026-06-24 | Solar Panels | HANWHA | Q.TRON BLK M-G2+430 |  | 0.43 | 13 | 53 | 4 |  | Fixed | Roof
NJADRE1559756326 | Administratively Determined Incentive Program | West Orange | 7052 | 6.45 | Residential | Behind the Meter | Yes | Pro Custom dba Momentum Solar | PSE&G |  | Accepted | 2025-05-30 | 2025-06-24 | 2026-06-24 | Inverters | ENPHASE | IQ8HC-72-M-DOM-US | 380 |  | 15 |  |  | 0.97 |  | Outdoor
NJADRE1559756329 | Administratively Determined Incentive Program | SALEM | 8079 | 6.02 | Residential | Behind the Meter | Yes | EMT Renewables, LLC | AC Electric |  | Accepted | 2025-06-19 | 2025-07-18 | 2026-07-18 | Inverters | IQ8HC | IQ8+ | 290 |  | 14 |  |  | 0.98 |  | Other | UNDER EACH PANEL
NJADRE1559756329 | Administratively Determined Incentive Program | SALEM | 8079 | 6.02 | Residential | Behind the Meter | Yes | EMT Renewables, LLC | AC Electric |  | Accepted | 2025-06-19 | 2025-07-18 | 2026-07-18 | Solar Panels | SEG SOLAR | SEG 430 |  | 0.43 | 11 | 137 | 19 |  | Fixed | Roof
NJADRE1559756329 | Administratively Determined Incentive Program | SALEM | 8079 | 6.02 | Residential | Behind the Meter | Yes | EMT Renewables, LLC | AC Electric |  | Accepted | 2025-06-19 | 2025-07-18 | 2026-07-18 | Solar Panels | SEG SOLAR | SEG 430 |  | 0.43 | 1 | 137 | 19 |  | Fixed | Roof
NJADRE1559756329 | Administratively Determined Incentive Program | SALEM | 8079 | 6.02 | Residential | Behind the Meter | Yes | EMT Renewables, LLC | AC Electric |  | Accepted | 2025-06-19 | 2025-07-18 | 2026-07-18 | Solar Panels | SEG SOLAR | SEG 430 |  | 0.43 | 2 | 227 | 19 |  | Fixed | Roof
NJADRE1559756342 | Administratively Determined Incentive Program | HOWELL | 7731 | 18.68 | Residential | Behind the Meter | Yes | Venture Home Solar, LLC | JCP&L |  | Accepted | 2025-05-20 | 2025-06-20 | 2026-06-20 | Solar Panels | Hanwha | Q.PEAK DUO BLK ML-G10+ 415W |  | 0.415 | 11 | 100 | 39 |  | Fixed | Roof
NJADRE1559756342 | Administratively Determined Incentive Program | HOWELL | 7731 | 18.68 | Residential | Behind the Meter | Yes | Venture Home Solar, LLC | JCP&L |  | Accepted | 2025-05-20 | 2025-06-20 | 2026-06-20 | Solar Panels | Hanwha | Q.PEAK DUO BLK ML-G10+ 415W |  | 0.415 | 13 | 100 | 39 |  | Fixed | Roof
NJADRE1559756342 | Administratively Determined Incentive Program | HOWELL | 7731 | 18.68 | Residential | Behind the Meter | Yes | Venture Home Solar, LLC | JCP&L |  | Accepted | 2025-05-20 | 2025-06-20 | 2026-06-20 | Solar Panels | Hanwha | Q.PEAK DUO BLK ML-G10+ 415W |  | 0.415 | 18 | 280 | 39 |  | Fixed | Roof
NJADRE1559756342 | Administratively Determined Incentive Program | HOWELL | 7731 | 18.68 | Residential | Behind the Meter | Yes | Venture Home Solar, LLC | JCP&L |  | Accepted | 2025-05-20 | 2025-06-20 | 2026-06-20 | Inverters | Tesla Solar | 1538000-xx-y | 330 |  | 2 |  |  | 0.9697 |  | Outside
NJADRE1559756342 | Administratively Determined Incentive Program | HOWELL | 7731 | 18.68 | Residential | Behind the Meter | Yes | Venture Home Solar, LLC | JCP&L |  | Accepted | 2025-05-20 | 2025-06-20 | 2026-06-20 | Solar Panels | Hanwha | Q.PEAK DUO BLK ML-G10+ 415W |  | 0.415 | 3 | 280 | 39 |  | Fixed | Roof
NJADRE1559756359 | Administratively Determined Incentive Program | NEWTON | 7860 | 3.87 | Residential | Behind the Meter | Yes | EMT Renewables, LLC | JCP&L |  | Accepted | 2025-05-20 | 2025-06-16 | 2026-06-16 | Inverters | ENPHASE | IQ8+ | 290 |  | 9 |  |  | 0.98 |  | Other | UNDER EACH PANEL
NJADRE1559756359 | Administratively Determined Incentive Program | NEWTON | 7860 | 3.87 | Residential | Behind the Meter | Yes | EMT Renewables, LLC | JCP&L |  | Accepted | 2025-05-20 | 2025-06-16 | 2026-06-16 | Solar Panels | SEG SOLAR | SEG 430 |  | 0.43 | 1 | 133 | 45 |  | Fixed | Roof
NJADRE1559756359 | Administratively Determined Incentive Program | NEWTON | 7860 | 3.87 | Residential | Behind the Meter | Yes | EMT Renewables, LLC | JCP&L |  | Accepted | 2025-05-20 | 2025-06-16 | 2026-06-16 | Solar Panels | SEG SOLAR | SEG 430 |  | 0.43 | 6 | 223 | 37 |  | Fixed | Roof
NJADRE1559756359 | Administratively Determined Incentive Program | NEWTON | 7860 | 3.87 | Residential | Behind the Meter | Yes | EMT Renewables, LLC | JCP&L |  | Accepted | 2025-05-20 | 2025-06-16 | 2026-06-16 | Solar Panels | SEG SOLAR | SEG 430 |  | 0.43 | 2 | 133 | 19 |  | Fixed | Roof
NJADRE1559756376 | Administratively Determined Incentive Program | Bridgewater | 8807 | 5.52 | Residential | Behind the Meter | No | Sea Bright Solar, LLC | PSE&G |  | Accepted | 2025-05-20 | 2025-06-17 | 2026-06-17 | Solar Panels | REC | REC-460AA-Pure-RX |  | 0.46 | 12 | 157 | 30 |  | Fixed | Roof
NJADRE1559756376 | Administratively Determined Incentive Program | Bridgewater | 8807 | 5.52 | Residential | Behind the Meter | No | Sea Bright Solar, LLC | PSE&G |  | Accepted | 2025-05-20 | 2025-06-17 | 2026-06-17 | Inverters | Enphase | IQ8X-80-M-US | 380 |  | 12 |  |  | 0.97 |  | Outdoor
NJADRE1559756376 | Administratively Determined Incentive Program | Bridgewater | 8807 | 5.52 | Residential | Behind the Meter | No | Sea Bright Solar, LLC | PSE&G |  | Accepted | 2025-05-20 | 2025-06-17 | 2026-06-17 | Meters | Enphase | IQ Combiner 5C |  |  | 1 |  |  |  | Yes | Outdoor
NJADRE1559756382 | Administratively Determined Incentive Program | TOMS RIVER | 8753 | 14.18 | Residential | Behind the Meter | Yes | Sunrun Installation Services, Inc. | JCP&L |  | Accepted | 2025-05-20 | 2025-06-16 | 2026-06-16 | Solar Panels | JA Solar | JAM54S31-405/MR |  | 0.405 | 7 | 116 | 22 |  | Fixed | Roof
NJADRE1559756382 | Administratively Determined Incentive Program | TOMS RIVER | 8753 | 14.18 | Residential | Behind the Meter | Yes | Sunrun Installation Services, Inc. | JCP&L |  | Accepted | 2025-05-20 | 2025-06-16 | 2026-06-16 | Solar Panels | JA Solar | JAM54S31-405/MR |  | 0.405 | 15 | 206 | 22 |  | Fixed | Roof
NJADRE1559756382 | Administratively Determined Incentive Program | TOMS RIVER | 8753 | 14.18 | Residential | Behind the Meter | Yes | Sunrun Installation Services, Inc. | JCP&L |  | Accepted | 2025-05-20 | 2025-06-16 | 2026-06-16 | Inverters | SolarEdge Technologies | SE10000H-USMN | 10000 |  | 1 |  |  | 0.99 |  | Outdoor | Next to meter
NJADRE1559756382 | Administratively Determined Incentive Program | TOMS RIVER | 8753 | 14.18 | Residential | Behind the Meter | Yes | Sunrun Installation Services, Inc. | JCP&L |  | Accepted | 2025-05-20 | 2025-06-16 | 2026-06-16 | Solar Panels | JA Solar | JAM54S31-405/MR |  | 0.405 | 4 | 295 | 22 |  | Fixed | Roof
NJADRE1559756382 | Administratively Determined Incentive Program | TOMS RIVER | 8753 | 14.18 | Residential | Behind the Meter | Yes | Sunrun Installation Services, Inc. | JCP&L |  | Accepted | 2025-05-20 | 2025-06-16 | 2026-06-16 | Solar Panels | JA Solar | JAM54S31-405/MR |  | 0.405 | 9 | 25 | 22 |  | Fixed | Roof
NJADRE1559756385 | Administratively Determined Incentive Program | SICKLERVILLE | 8081 | 20.21 | Residential | Behind the Meter | Yes | EMT Renewables, LLC | AC Electric |  | Accepted | 2025-05-20 | 2025-06-16 | 2026-06-16 | Solar Panels | SEG SOLAR | SEG 430 |  | 0.43 | 26 | 231 | 30 |  | Fixed | Roof
NJADRE1559756385 | Administratively Determined Incentive Program | SICKLERVILLE | 8081 | 20.21 | Residential | Behind the Meter | Yes | EMT Renewables, LLC | AC Electric |  | Accepted | 2025-05-20 | 2025-06-16 | 2026-06-16 | Inverters | ENPHASE | IQ8+ | 290 |  | 47 |  |  | 0.98 |  | Other | UNDER EACH PANEL
NJADRE1559756385 | Administratively Determined Incentive Program | SICKLERVILLE | 8081 | 20.21 | Residential | Behind the Meter | Yes | EMT Renewables, LLC | AC Electric |  | Accepted | 2025-05-20 | 2025-06-16 | 2026-06-16 | Solar Panels | SEG SOLAR | SEG 430 |  | 0.43 | 13 | 51 | 30 |  | Fixed | Roof
NJADRE1559756385 | Administratively Determined Incentive Program | SICKLERVILLE | 8081 | 20.21 | Residential | Behind the Meter | Yes | EMT Renewables, LLC | AC Electric |  | Accepted | 2025-05-20 | 2025-06-16 | 2026-06-16 | Solar Panels | SEG SOLAR | SEG 430 |  | 0.43 | 4 | 141 | 31 |  | Fixed | Roof
NJADRE1559756385 | Administratively Determined Incentive Program | SICKLERVILLE | 8081 | 20.21 | Residential | Behind the Meter | Yes | EMT Renewables, LLC | AC Electric |  | Accepted | 2025-05-20 | 2025-06-16 | 2026-06-16 | Solar Panels | SEG SOLAR | SEG 430 |  | 0.43 | 4 | 321 | 31 |  | Fixed | Roof
NJADRE1559756386 | Administratively Determined Incentive Program | POINT PLEASANT | 8742 | 12.75 | Residential | Behind the Meter | Yes | Whitman Construction, LLC | JCP&L |  | Accepted | 2025-05-21 | 2025-06-17 | 2026-06-17 | Solar Panels | Jinko Solar | JKM425N-54HL4-B |  | 0.425 | 3 | 108 | 24 |  | Fixed | Roof
NJADRE1559756386 | Administratively Determined Incentive Program | POINT PLEASANT | 8742 | 12.75 | Residential | Behind the Meter | Yes | Whitman Construction, LLC | JCP&L |  | Accepted | 2025-05-21 | 2025-06-17 | 2026-06-17 | Solar Panels | Jinko Solar | JKM425N-54HL4-B |  | 0.425 | 2 | 288 | 24 |  | Fixed | Roof
NJADRE1559756386 | Administratively Determined Incentive Program | POINT PLEASANT | 8742 | 12.75 | Residential | Behind the Meter | Yes | Whitman Construction, LLC | JCP&L |  | Accepted | 2025-05-21 | 2025-06-17 | 2026-06-17 | Solar Panels | Jinko Solar | JKM425N-54HL4-B |  | 0.425 | 5 | 108 | 24 |  | Fixed | Roof
NJADRE1559756386 | Administratively Determined Incentive Program | POINT PLEASANT | 8742 | 12.75 | Residential | Behind the Meter | Yes | Whitman Construction, LLC | JCP&L |  | Accepted | 2025-05-21 | 2025-06-17 | 2026-06-17 | Solar Panels | Jinko Solar | JKM425N-54HL4-B |  | 0.425 | 7 | 108 | 24 |  | Fixed | Roof
NJADRE1559756386 | Administratively Determined Incentive Program | POINT PLEASANT | 8742 | 12.75 | Residential | Behind the Meter | Yes | Whitman Construction, LLC | JCP&L |  | Accepted | 2025-05-21 | 2025-06-17 | 2026-06-17 | Solar Panels | Jinko Solar | JKM425N-54HL4-B |  | 0.425 | 13 | 288 | 24 |  | Fixed | Roof
NJADRE1559756386 | Administratively Determined Incentive Program | POINT PLEASANT | 8742 | 12.75 | Residential | Behind the Meter | Yes | Whitman Construction, LLC | JCP&L |  | Accepted | 2025-05-21 | 2025-06-17 | 2026-06-17 | Inverters | ENPHASE | IQ8PLUS-72-2-US | 290 |  | 30 |  |  | 0.975 |  | Outdoor
NJADRE1559756386 | Administratively Determined Incentive Program | POINT PLEASANT | 8742 | 12.75 | Residential | Behind the Meter | Yes | Whitman Construction, LLC | JCP&L |  | Accepted | 2025-05-21 | 2025-06-17 | 2026-06-17 | Meters | ENPHASE | X-IQ-AM1-240-5-HDK |  |  | 1 |  |  |  | Yes | Outdoor
NJADRE1559756387 | Administratively Determined Incentive Program | COLONIA | 7067 | 7.29 | Residential | Behind the Meter | Yes | Freedom Forever New Jersey, LLC | PSE&G |  | Accepted | 2025-05-20 | 2025-06-17 | 2026-06-17 | Inverters | Solar Edge | SE5700H-US | 5760 |  | 1 |  |  | 0.99 |  | Outside
NJADRE1559756387 | Administratively Determined Incentive Program | COLONIA | 7067 | 7.29 | Residential | Behind the Meter | Yes | Freedom Forever New Jersey, LLC | PSE&G |  | Accepted | 2025-05-20 | 2025-06-17 | 2026-06-17 | Solar Panels | JA Solar | JAM54S31-405/MR |  | 0.405 | 6 | 84 | 22 |  | Fixed | Roof
NJADRE1559756387 | Administratively Determined Incentive Program | COLONIA | 7067 | 7.29 | Residential | Behind the Meter | Yes | Freedom Forever New Jersey, LLC | PSE&G |  | Accepted | 2025-05-20 | 2025-06-17 | 2026-06-17 | Solar Panels | JA Solar | JAM54S31-405/MR |  | 0.405 | 12 | 264 | 22 |  | Fixed | Roof
NJADRE1559756391 | Administratively Determined Incentive Program | BRIGANTINE | 8203 | 8 | Residential | Behind the Meter | No | Advanced Renewable Solutions, LLC | AC Electric |  | Accepted | 2025-05-20 | 2025-06-17 | 2026-06-17 | Solar Panels | Certainteed | CTM10400HC11 |  | 0.4 | 20 | 231 | 20 |  | Fixed | Roof
NJADRE1559756391 | Administratively Determined Incentive Program | BRIGANTINE | 8203 | 8 | Residential | Behind the Meter | No | Advanced Renewable Solutions, LLC | AC Electric |  | Accepted | 2025-05-20 | 2025-06-17 | 2026-06-17 | Inverters | Enphase | IQ8+ | 290 |  | 20 |  |  | 0.976 |  | Outdoor
NJADRE1559756397 | Administratively Determined Incentive Program | MILLVILLE | 8332 | 5.27 | Residential | Behind the Meter | Yes | Sunrun Installation Services, Inc. | AC Electric |  | Accepted | 2025-05-20 | 2025-06-16 | 2026-06-16 | Solar Panels | JA SOLAR | JAM54S31-405/MR |  | 0.405 | 13 | 357 | 24 |  | Fixed | Roof
NJADRE1559756397 | Administratively Determined Incentive Program | MILLVILLE | 8332 | 5.27 | Residential | Behind the Meter | Yes | Sunrun Installation Services, Inc. | AC Electric |  | Accepted | 2025-05-20 | 2025-06-16 | 2026-06-16 | Inverters | SOLAREDGE TECHNOLOGIES | SE3800H-USMN | 3800 |  | 1 |  |  | 0.99 |  | Outdoor
NJADRE1559756404 | Administratively Determined Incentive Program | PLEASANTVILLE | 8232 | 8.93 | Residential | Behind the Meter | Yes | Power Energy Solutions, LLC | AC Electric |  | Accepted | 2025-05-20 | 2025-06-16 | 2026-06-16 | Solar Panels | Trina Solar | TSM-425NE09RC.05 |  | 0.425 | 21 | 133 | 23 |  | Fixed | Roof
NJADRE1559756404 | Administratively Determined Incentive Program | PLEASANTVILLE | 8232 | 8.93 | Residential | Behind the Meter | Yes | Power Energy Solutions, LLC | AC Electric |  | Accepted | 2025-05-20 | 2025-06-16 | 2026-06-16 | Inverters | SolarEdge | SE5700H-US | 6 |  | 1 |  |  | 0.97 |  | Outdoor
NJADRE1559756420 | Administratively Determined Incentive Program | HAMILTON | 8610 | 6.02 | Residential | Behind the Meter | Yes | EMT Renewables, LLC | PSE&G |  | Accepted | 2025-05-20 | 2025-06-16 | 2026-06-16 | Inverters | ENPHASE | IQ8+ | 290 |  | 14 |  |  | 0.98 |  | Other | UNDER EACH PANEL
NJADRE1559756420 | Administratively Determined Incentive Program | HAMILTON | 8610 | 6.02 | Residential | Behind the Meter | Yes | EMT Renewables, LLC | PSE&G |  | Accepted | 2025-05-20 | 2025-06-16 | 2026-06-16 | Solar Panels | SEG SOLAR | SEG 430 |  | 0.43 | 14 | 208 | 38 |  | Fixed | Roof
NJADRE1559756422 | Administratively Determined Incentive Program | LAKEWOOD | 8701 | 10.35 | Residential | Behind the Meter | Yes | Powerlutions, LLC | JCP&L |  | Accepted | 2025-05-20 | 2025-06-17 | 2026-06-17 | Inverters | Enphase | IQ8HC-72-M-DOM-US | 380 |  | 23 |  |  | 0.98 |  | Outdoor
NJADRE1559756422 | Administratively Determined Incentive Program | LAKEWOOD | 8701 | 10.35 | Residential | Behind the Meter | Yes | Powerlutions, LLC | JCP&L |  | Accepted | 2025-05-20 | 2025-06-17 | 2026-06-17 | Solar Panels | CANADIAN | CS6.1-54TM-450H |  | 0.45 | 23 | 188 | 30 |  | Fixed | Roof
NJADRE1559756425 | Administratively Determined Incentive Program | LODI | 7644 | 14.45 | Residential | Behind the Meter | Yes | Power Energy Solutions, LLC | PSE&G |  | Accepted | 2025-05-20 | 2025-06-17 | 2026-06-17 | Solar Panels | Trina Solar | TSM-425NE09RC.05 |  | 0.425 | 9 | 306 | 15 |  | Fixed | Roof
NJADRE1559756425 | Administratively Determined Incentive Program | LODI | 7644 | 14.45 | Residential | Behind the Meter | Yes | Power Energy Solutions, LLC | PSE&G |  | Accepted | 2025-05-20 | 2025-06-17 | 2026-06-17 | Solar Panels | Trina Solar | TSM-425NE09RC.05 |  | 0.425 | 2 | 126 | 41 |  | Fixed | Roof
NJADRE1559756425 | Administratively Determined Incentive Program | LODI | 7644 | 14.45 | Residential | Behind the Meter | Yes | Power Energy Solutions, LLC | PSE&G |  | Accepted | 2025-05-20 | 2025-06-17 | 2026-06-17 | Solar Panels | Trina Solar | TSM-425NE09RC.05 |  | 0.425 | 3 | 3 | 0 |  | Fixed | Roof
NJADRE1559756425 | Administratively Determined Incentive Program | LODI | 7644 | 14.45 | Residential | Behind the Meter | Yes | Power Energy Solutions, LLC | PSE&G |  | Accepted | 2025-05-20 | 2025-06-17 | 2026-06-17 | Solar Panels | Trina Solar | TSM-425NE09RC.05 |  | 0.425 | 1 | 36 | 24 |  | Fixed | Roof
NJADRE1559756425 | Administratively Determined Incentive Program | LODI | 7644 | 14.45 | Residential | Behind the Meter | Yes | Power Energy Solutions, LLC | PSE&G |  | Accepted | 2025-05-20 | 2025-06-17 | 2026-06-17 | Solar Panels | Trina Solar | TSM-425NE09RC.05 |  | 0.425 | 2 | 217 | 20 |  | Fixed | Roof
NJADRE1559756425 | Administratively Determined Incentive Program | LODI | 7644 | 14.45 | Residential | Behind the Meter | Yes | Power Energy Solutions, LLC | PSE&G |  | Accepted | 2025-05-20 | 2025-06-17 | 2026-06-17 | Inverters | SolarEdge | SE5700H-US | 6 |  | 1 |  |  | 0.97 |  | Outdoor
NJADRE1559756425 | Administratively Determined Incentive Program | LODI | 7644 | 14.45 | Residential | Behind the Meter | Yes | Power Energy Solutions, LLC | PSE&G |  | Accepted | 2025-05-20 | 2025-06-17 | 2026-06-17 | Solar Panels | Trina Solar | TSM-425NE09RC.05 |  | 0.425 | 8 | 127 | 20 |  | Fixed | Roof
NJADRE1559756425 | Administratively Determined Incentive Program | LODI | 7644 | 14.45 | Residential | Behind the Meter | Yes | Power Energy Solutions, LLC | PSE&G |  | Accepted | 2025-05-20 | 2025-06-17 | 2026-06-17 | Inverters | SolarEdge | SE3800H-US | 4 |  | 1 |  |  | 0.97 |  | Outdoor
NJADRE1559756425 | Administratively Determined Incentive Program | LODI | 7644 | 14.45 | Residential | Behind the Meter | Yes | Power Energy Solutions, LLC | PSE&G |  | Accepted | 2025-05-20 | 2025-06-17 | 2026-06-17 | Solar Panels | Trina Solar | TSM-425NE09RC.05 |  | 0.425 | 1 | 216 | 24 |  | Fixed | Roof
NJADRE1559756425 | Administratively Determined Incentive Program | LODI | 7644 | 14.45 | Residential | Behind the Meter | Yes | Power Energy Solutions, LLC | PSE&G |  | Accepted | 2025-05-20 | 2025-06-17 | 2026-06-17 | Solar Panels | Trina Solar | TSM-425NE09RC.05 |  | 0.425 | 8 | 307 | 20 |  | Fixed | Roof
NJADRE1559756444 | Administratively Determined Incentive Program | PENNSVILLE | 8070 | 10.75 | Residential | Behind the Meter | Yes | EMT Renewables, LLC | AC Electric |  | Accepted | 2025-05-20 | 2025-06-17 | 2026-06-17 | Inverters | ENPHASE | IQ8+ | 290 |  | 25 |  |  | 0.98 |  | Other | UNDER EACH PANEL
NJADRE1559756444 | Administratively Determined Incentive Program | PENNSVILLE | 8070 | 10.75 | Residential | Behind the Meter | Yes | EMT Renewables, LLC | AC Electric |  | Accepted | 2025-05-20 | 2025-06-17 | 2026-06-17 | Solar Panels | SEG SOLAR | SEG 430 |  | 0.43 | 15 | 217 | 21 |  | Fixed | Roof
NJADRE1559756444 | Administratively Determined Incentive Program | PENNSVILLE | 8070 | 10.75 | Residential | Behind the Meter | Yes | EMT Renewables, LLC | AC Electric |  | Accepted | 2025-05-20 | 2025-06-17 | 2026-06-17 | Solar Panels | SEG SOLAR | SEG 430 |  | 0.43 | 10 | 37 | 21 |  | Fixed | Roof
NJADRE1559756883 | Administratively Determined Incentive Program | ATCO | 8004 | 3.24 | Residential | Behind the Meter | Yes | Sunrun Installation Services, Inc. | AC Electric |  | Accepted | 2025-05-20 | 2025-06-17 | 2026-06-17 | Solar Panels | JA SOLAR | JAM54S31-405/MR |  | 0.405 | 5 | 357 | 19 |  | Fixed | Roof
NJADRE1559756883 | Administratively Determined Incentive Program | ATCO | 8004 | 3.24 | Residential | Behind the Meter | Yes | Sunrun Installation Services, Inc. | AC Electric |  | Accepted | 2025-05-20 | 2025-06-17 | 2026-06-17 | Solar Panels | JA SOLAR | JAM54S31-405/MR |  | 0.405 | 3 | 177 | 19 |  | Fixed | Roof
NJADRE1559756883 | Administratively Determined Incentive Program | ATCO | 8004 | 3.24 | Residential | Behind the Meter | Yes | Sunrun Installation Services, Inc. | AC Electric |  | Accepted | 2025-05-20 | 2025-06-17 | 2026-06-17 | Inverters | SOLAREDGE TECHNOLOGIES | SE3800H-USMN | 3800 |  | 1 |  |  | 0.99 |  | Outdoor
NJADRE1559756889 | Administratively Determined Incentive Program | WHITING | 8759 | 20.5 | Residential | Behind the Meter | Yes | Trinity Solar, LLC | JCP&L |  | Accepted | 2025-05-20 | 2025-06-17 | 2026-06-17 | Inverters | Solar Edge | USE5700H-US | 5760 |  | 1 |  |  | 0.97 |  | Outside
NJADRE1559756889 | Administratively Determined Incentive Program | WHITING | 8759 | 20.5 | Residential | Behind the Meter | Yes | Trinity Solar, LLC | JCP&L |  | Accepted | 2025-05-20 | 2025-06-17 | 2026-06-17 | Solar Panels | Hanwha | Q.PEAK DUO BLK ML-G10+ 410 |  | 0.41 | 3 | 195 | 35 |  | Fixed | Roof
NJADRE1559756889 | Administratively Determined Incentive Program | WHITING | 8759 | 20.5 | Residential | Behind the Meter | Yes | Trinity Solar, LLC | JCP&L |  | Accepted | 2025-05-20 | 2025-06-17 | 2026-06-17 | Solar Panels | Hanwha | Q.PEAK DUO BLK ML-G10+ 410 |  | 0.41 | 32 | 105 | 23 |  | Fixed | Roof
NJADRE1559756889 | Administratively Determined Incentive Program | WHITING | 8759 | 20.5 | Residential | Behind the Meter | Yes | Trinity Solar, LLC | JCP&L |  | Accepted | 2025-05-20 | 2025-06-17 | 2026-06-17 | Inverters | Solar Edge | USE11400H-US | 11400 |  | 1 |  |  | 0.97 |  | Outside
NJADRE1559756889 | Administratively Determined Incentive Program | WHITING | 8759 | 20.5 | Residential | Behind the Meter | Yes | Trinity Solar, LLC | JCP&L |  | Accepted | 2025-05-20 | 2025-06-17 | 2026-06-17 | Solar Panels | Hanwha | Q.PEAK DUO BLK ML-G10+ 410 |  | 0.41 | 15 | 285 | 22 |  | Fixed | Roof
NJADRE1559756934 | Administratively Determined Incentive Program | ERIAL | 8081 | 9.72 | Residential | Behind the Meter | Yes | Freedom Forever New Jersey, LLC | AC Electric |  | Accepted | 2025-05-20 | 2025-06-17 | 2026-06-17 | Solar Panels | JA Solar | JAM54S31-405/MR |  | 0.405 | 2 | 309 | 27 |  | Fixed | Roof
NJADRE1559756934 | Administratively Determined Incentive Program | ERIAL | 8081 | 9.72 | Residential | Behind the Meter | Yes | Freedom Forever New Jersey, LLC | AC Electric |  | Accepted | 2025-05-20 | 2025-06-17 | 2026-06-17 | Solar Panels | JA Solar | JAM54S31-405/MR |  | 0.405 | 8 | 129 | 27 |  | Fixed | Roof
NJADRE1559756934 | Administratively Determined Incentive Program | ERIAL | 8081 | 9.72 | Residential | Behind the Meter | Yes | Freedom Forever New Jersey, LLC | AC Electric |  | Accepted | 2025-05-20 | 2025-06-17 | 2026-06-17 | Inverters | Solar Edge | SE7600H-US | 7600 |  | 1 |  |  | 0.99 |  | Outside
NJADRE1559756934 | Administratively Determined Incentive Program | ERIAL | 8081 | 9.72 | Residential | Behind the Meter | Yes | Freedom Forever New Jersey, LLC | AC Electric |  | Accepted | 2025-05-20 | 2025-06-17 | 2026-06-17 | Solar Panels | JA Solar | JAM54S31-405/MR |  | 0.405 | 7 | 129 | 27 |  | Fixed | Roof
NJADRE1559756934 | Administratively Determined Incentive Program | ERIAL | 8081 | 9.72 | Residential | Behind the Meter | Yes | Freedom Forever New Jersey, LLC | AC Electric |  | Accepted | 2025-05-20 | 2025-06-17 | 2026-06-17 | Solar Panels | JA Solar | JAM54S31-405/MR |  | 0.405 | 7 | 129 | 12 |  | Fixed | Roof
NJADRE1559756935 | Administratively Determined Incentive Program | Cliffside Park | 7010 | 10.75 | Residential | Behind the Meter | No | Green Power Energy, LLC | PSE&G |  | Accepted | 2025-05-20 | 2025-06-17 | 2026-06-17 | Solar Panels | SEG Solar | SEG-430-BTD-BG |  | 0.43 | 2 | 36 | 23 |  | Fixed | Roof
NJADRE1559756935 | Administratively Determined Incentive Program | Cliffside Park | 7010 | 10.75 | Residential | Behind the Meter | No | Green Power Energy, LLC | PSE&G |  | Accepted | 2025-05-20 | 2025-06-17 | 2026-06-17 | Solar Panels | SEG Solar | SEG-430-BTD-BG |  | 0.43 | 11 | 306 | 23 |  | Fixed | Roof
NJADRE1559756935 | Administratively Determined Incentive Program | Cliffside Park | 7010 | 10.75 | Residential | Behind the Meter | No | Green Power Energy, LLC | PSE&G |  | Accepted | 2025-05-20 | 2025-06-17 | 2026-06-17 | Inverters | Enphase Energy | IQ8MC-72-M-US [240V] | 320 |  | 25 |  |  | 0.98 |  | Outside | Roof
NJADRE1559756935 | Administratively Determined Incentive Program | Cliffside Park | 7010 | 10.75 | Residential | Behind the Meter | No | Green Power Energy, LLC | PSE&G |  | Accepted | 2025-05-20 | 2025-06-17 | 2026-06-17 | Solar Panels | SEG Solar | SEG-430-BTD-BG |  | 0.43 | 12 | 126 | 23 |  | Fixed | Roof
NJADRE1559756945 | Administratively Determined Incentive Program | MOUNT HOLLY | 8060 | 9.35 | Residential | Behind the Meter | Yes | Power Energy Solutions, LLC | PSE&G |  | Accepted | 2025-05-20 | 2025-06-17 | 2026-06-17 | Inverters | SolarEdge | SE5700H-US | 6 |  | 1 |  |  | 0.97 |  | Outdoor
NJADRE1559756945 | Administratively Determined Incentive Program | MOUNT HOLLY | 8060 | 9.35 | Residential | Behind the Meter | Yes | Power Energy Solutions, LLC | PSE&G |  | Accepted | 2025-05-20 | 2025-06-17 | 2026-06-17 | Solar Panels | Trina Solar | TSM-425NE09RC.05 |  | 0.425 | 20 | 107 | 37 |  | Fixed | Roof
NJADRE1559756945 | Administratively Determined Incentive Program | MOUNT HOLLY | 8060 | 9.35 | Residential | Behind the Meter | Yes | Power Energy Solutions, LLC | PSE&G |  | Accepted | 2025-05-20 | 2025-06-17 | 2026-06-17 | Solar Panels | Trina Solar | TSM-425NE09RC.05 |  | 0.425 | 2 | 287 | 18 |  | Fixed | Roof
NJADRE1559756996 | Administratively Determined Incentive Program | OLD BRIDGE | 8857 | 13.12 | Residential | Behind the Meter | No | Tesla Energy Operations, Inc. | JCP&L |  | Accepted | 2025-05-20 | 2025-06-17 | 2026-06-17 | Inverters | Tesla | 1538000-XX-Y | 5000 |  | 1 |  |  | 0.98 |  | Outdoor
NJADRE1559756996 | Administratively Determined Incentive Program | OLD BRIDGE | 8857 | 13.12 | Residential | Behind the Meter | No | Tesla Energy Operations, Inc. | JCP&L |  | Accepted | 2025-05-20 | 2025-06-17 | 2026-06-17 | Solar Panels | Hanwha | Q.PEAK DUO BLK ML-G10+/TS 410 |  | 0.41 | 14 | 212 | 23 |  | Fixed | Roof
NJADRE1559756996 | Administratively Determined Incentive Program | OLD BRIDGE | 8857 | 13.12 | Residential | Behind the Meter | No | Tesla Energy Operations, Inc. | JCP&L |  | Accepted | 2025-05-20 | 2025-06-17 | 2026-06-17 | Solar Panels | Hanwha | Q.PEAK DUO BLK ML-G10+/TS 410 |  | 0.41 | 18 | 32 | 23 |  | Fixed | Roof
NJADRE1559756996 | Administratively Determined Incentive Program | OLD BRIDGE | 8857 | 13.12 | Residential | Behind the Meter | No | Tesla Energy Operations, Inc. | JCP&L |  | Accepted | 2025-05-20 | 2025-06-17 | 2026-06-17 | Inverters | Tesla | 1538000-XX-Y | 7600 |  | 1 |  |  | 0.98 |  | Outdoor
NJADRE1559757016 | Administratively Determined Incentive Program | Penns Grove | 8069 | 3.44 | Residential | Behind the Meter | Yes | Pro Custom dba Momentum Solar | AC Electric |  | Accepted | 2025-05-20 | 2025-06-17 | 2026-06-17 | Solar Panels | HANWHA | Q.TRON BLK M-G2+430 |  | 0.43 | 8 | 207 | 34 |  | Fixed | Roof
NJADRE1559757016 | Administratively Determined Incentive Program | Penns Grove | 8069 | 3.44 | Residential | Behind the Meter | Yes | Pro Custom dba Momentum Solar | AC Electric |  | Accepted | 2025-05-20 | 2025-06-17 | 2026-06-17 | Inverters | ENPHASE | IQ8HC-72-M-DOM-US | 380 |  | 8 |  |  | 0.97 |  | Outdoor
NJADRE1559757047 | Administratively Determined Incentive Program | Pennsauken | 8110 | 9.32 | Residential | Behind the Meter | Yes | Freedom Forever New Jersey, LLC | PSE&G |  | Accepted | 2025-05-20 | 2025-06-17 | 2026-06-17 | Solar Panels | JA Solar | JAM54S31-405/MR |  | 0.405 | 7 | 50 | 20 |  | Fixed | Roof
NJADRE1559757047 | Administratively Determined Incentive Program | Pennsauken | 8110 | 9.32 | Residential | Behind the Meter | Yes | Freedom Forever New Jersey, LLC | PSE&G |  | Accepted | 2025-05-20 | 2025-06-17 | 2026-06-17 | Solar Panels | JA Solar | JAM54S31-405/MR |  | 0.405 | 13 | 50 | 10 |  | Fixed | Roof
NJADRE1559757047 | Administratively Determined Incentive Program | Pennsauken | 8110 | 9.32 | Residential | Behind the Meter | Yes | Freedom Forever New Jersey, LLC | PSE&G |  | Accepted | 2025-05-20 | 2025-06-17 | 2026-06-17 | Solar Panels | JA Solar | JAM54S31-405/MR |  | 0.405 | 3 | 50 | 5 |  | Fixed | Roof
NJADRE1559757047 | Administratively Determined Incentive Program | Pennsauken | 8110 | 9.32 | Residential | Behind the Meter | Yes | Freedom Forever New Jersey, LLC | PSE&G |  | Accepted | 2025-05-20 | 2025-06-17 | 2026-06-17 | Inverters | Solar Edge | SE7600H-US | 7600 |  | 1 |  |  | 0.99 |  | Outside
NJADRE1559757050 | Administratively Determined Incentive Program | Stafford Township | 8050 | 7.6 | Residential | Behind the Meter | Yes | Solar Energy World | AC Electric |  | Accepted | 2025-05-20 | 2025-06-17 | 2026-06-17 | Solar Panels | LONGi | LR5-54HABB-400M |  | 0.4 | 6 | 192 | 27 |  | Fixed | Roof
NJADRE1559757050 | Administratively Determined Incentive Program | Stafford Township | 8050 | 7.6 | Residential | Behind the Meter | Yes | Solar Energy World | AC Electric |  | Accepted | 2025-05-20 | 2025-06-17 | 2026-06-17 | Solar Panels | LONGi | LR5-54HABB-400M |  | 0.4 | 5 | 102 | 35 |  | Fixed | Roof
NJADRE1559757050 | Administratively Determined Incentive Program | Stafford Township | 8050 | 7.6 | Residential | Behind the Meter | Yes | Solar Energy World | AC Electric |  | Accepted | 2025-05-20 | 2025-06-17 | 2026-06-17 | Inverters | Enphase | IQ8HC-72-M-DOM-US | 384 |  | 19 |  |  | 0.97 |  | Outside
NJADRE1559757050 | Administratively Determined Incentive Program | Stafford Township | 8050 | 7.6 | Residential | Behind the Meter | Yes | Solar Energy World | AC Electric |  | Accepted | 2025-05-20 | 2025-06-17 | 2026-06-17 | Solar Panels | LONGi | LR5-54HABB-400M |  | 0.4 | 3 | 192 | 18 |  | Fixed | Roof
NJADRE1559757050 | Administratively Determined Incentive Program | Stafford Township | 8050 | 7.6 | Residential | Behind the Meter | Yes | Solar Energy World | AC Electric |  | Accepted | 2025-05-20 | 2025-06-17 | 2026-06-17 | Solar Panels | LONGi | LR5-54HABB-400M |  | 0.4 | 5 | 282 | 33 |  | Fixed | Roof
NJADRE1559757085 | Administratively Determined Incentive Program | Lawrence Twp | 8648 | 6.56 | Residential | Behind the Meter | No | Tesla Energy Operations, Inc. | PSE&G |  | Accepted | 2025-05-20 | 2025-06-17 | 2026-06-17 | Solar Panels | Hanwha | Q.PEAK DUO BLK ML-G10+/TS 410 |  | 0.41 | 8 | 106 | 37 |  | Fixed | Roof
NJADRE1559757085 | Administratively Determined Incentive Program | Lawrence Twp | 8648 | 6.56 | Residential | Behind the Meter | No | Tesla Energy Operations, Inc. | PSE&G |  | Accepted | 2025-05-20 | 2025-06-17 | 2026-06-17 | Solar Panels | Hanwha | Q.PEAK DUO BLK ML-G10+/TS 410 |  | 0.41 | 8 | 196 | 27 |  | Fixed | Roof
NJADRE1559757085 | Administratively Determined Incentive Program | Lawrence Twp | 8648 | 6.56 | Residential | Behind the Meter | No | Tesla Energy Operations, Inc. | PSE&G |  | Accepted | 2025-05-20 | 2025-06-17 | 2026-06-17 | Inverters | Tesla | 1538000-XX-Y | 7600 |  | 1 |  |  | 0.98 |  | Outdoor
NJADRE1559757088 | Administratively Determined Incentive Program | Paterson | 7502 | 11.07 | Residential | Behind the Meter | Yes | Bright Ops, Inc. | PSE&G |  | Accepted | 2025-05-20 | 2025-06-17 | 2026-06-17 | Solar Panels | Hanwha Q-Cells | Q.PEAK DUO BLK ML-G10+ 410 |  | 0.41 | 5 | 231 | 30 |  | Fixed | Roof
NJADRE1559757088 | Administratively Determined Incentive Program | Paterson | 7502 | 11.07 | Residential | Behind the Meter | Yes | Bright Ops, Inc. | PSE&G |  | Accepted | 2025-05-20 | 2025-06-17 | 2026-06-17 | Solar Panels | Hanwha Q-Cells | Q.PEAK DUO BLK ML-G10+ 410 |  | 0.41 | 7 | 140 | 30 |  | Fixed | Roof
NJADRE1559757088 | Administratively Determined Incentive Program | Paterson | 7502 | 11.07 | Residential | Behind the Meter | Yes | Bright Ops, Inc. | PSE&G |  | Accepted | 2025-05-20 | 2025-06-17 | 2026-06-17 | Solar Panels | Hanwha Q-Cells | Q.PEAK DUO BLK ML-G10+ 410 |  | 0.41 | 8 | 320 | 30 |  | Fixed | Roof
NJADRE1559757088 | Administratively Determined Incentive Program | Paterson | 7502 | 11.07 | Residential | Behind the Meter | Yes | Bright Ops, Inc. | PSE&G |  | Accepted | 2025-05-20 | 2025-06-17 | 2026-06-17 | Solar Panels | Hanwha Q-Cells | Q.PEAK DUO BLK ML-G10+ 410 |  | 0.41 | 2 | 138 | 5 |  | Fixed | Roof
NJADRE1559757088 | Administratively Determined Incentive Program | Paterson | 7502 | 11.07 | Residential | Behind the Meter | Yes | Bright Ops, Inc. | PSE&G |  | Accepted | 2025-05-20 | 2025-06-17 | 2026-06-17 | Inverters | SolarEdge Technologies | SE7600H - USSN | 7600 |  | 1 |  |  | 0.98 |  | Outdoor | Outside
NJADRE1559757088 | Administratively Determined Incentive Program | Paterson | 7502 | 11.07 | Residential | Behind the Meter | Yes | Bright Ops, Inc. | PSE&G |  | Accepted | 2025-05-20 | 2025-06-17 | 2026-06-17 | Solar Panels | Hanwha Q-Cells | Q.PEAK DUO BLK ML-G10+ 410 |  | 0.41 | 5 | 50 | 27 |  | Fixed | Roof
NJADRE1559757539 | Administratively Determined Incentive Program | Toms River | 8753 | 5.27 | Residential | Behind the Meter | Yes | Sunrun Installation Services, Inc. | JCP&L |  | Accepted | 2025-05-20 | 2025-06-17 | 2026-06-17 | Solar Panels | JA Solar | JAM54S31-405/MR |  | 0.405 | 13 | 106 | 22 |  | Fixed | Roof
NJADRE1559757539 | Administratively Determined Incentive Program | Toms River | 8753 | 5.27 | Residential | Behind the Meter | Yes | Sunrun Installation Services, Inc. | JCP&L |  | Accepted | 2025-05-20 | 2025-06-17 | 2026-06-17 | Inverters | SolarEdge Technologies | SE3800H-USMN | 3800 |  | 1 |  |  | 0.99 |  | Outdoor
NJADRE1559778176 | Administratively Determined Incentive Program | Bridgeton | 8302 | 5.27 | Residential | Behind the Meter | Yes | Sunrun Installation Services, Inc. | PSE&G |  | Accepted | 2025-05-21 | 2025-06-17 | 2026-06-17 | Solar Panels | JA Solar | JAM54S31-405/MR |  | 0.405 | 13 | 210 | 31 |  | Fixed | Roof
NJADRE1559778176 | Administratively Determined Incentive Program | Bridgeton | 8302 | 5.27 | Residential | Behind the Meter | Yes | Sunrun Installation Services, Inc. | PSE&G |  | Accepted | 2025-05-21 | 2025-06-17 | 2026-06-17 | Inverters | Solaredge Technologies | SE3800H-USMN | 3800 |  | 1 |  |  | 0.99 |  | Outside
NJADRE1559778199 | Administratively Determined Incentive Program | Brick | 8724 | 12.75 | Residential | Behind the Meter | Yes | Whitman Construction, LLC | JCP&L |  | Accepted | 2025-05-21 | 2025-06-17 | 2026-06-17 | Solar Panels | Jinko Solar | JKM425N-54HL4-B |  | 0.425 | 13 | 128 | 19 |  | Fixed | Roof
NJADRE1559778199 | Administratively Determined Incentive Program | Brick | 8724 | 12.75 | Residential | Behind the Meter | Yes | Whitman Construction, LLC | JCP&L |  | Accepted | 2025-05-21 | 2025-06-17 | 2026-06-17 | Solar Panels | Jinko Solar | JKM425N-54HL4-B |  | 0.425 | 17 | 308 | 19 |  | Fixed | Roof
NJADRE1559778199 | Administratively Determined Incentive Program | Brick | 8724 | 12.75 | Residential | Behind the Meter | Yes | Whitman Construction, LLC | JCP&L |  | Accepted | 2025-05-21 | 2025-06-17 | 2026-06-17 | Inverters | ENPHASE | IQ8PLUS-72-2-US | 290 |  | 30 |  |  | 0.975 |  | Outdoor
NJADRE1559778203 | Administratively Determined Incentive Program | Atco | 8004 | 10.32 | Residential | Behind the Meter | No | Green Power Energy, LLC | AC Electric |  | Accepted | 2025-05-21 | 2025-06-17 | 2026-06-17 | Solar Panels | SEG Solar | SEG-430-BTD-BG |  | 0.43 | 11 | 310 | 34 |  | Fixed | Roof
NJADRE1559778203 | Administratively Determined Incentive Program | Atco | 8004 | 10.32 | Residential | Behind the Meter | No | Green Power Energy, LLC | AC Electric |  | Accepted | 2025-05-21 | 2025-06-17 | 2026-06-17 | Solar Panels | SEG Solar | SEG-430-BTD-BG |  | 0.43 | 1 | 220 | 40 |  | Fixed | Roof
NJADRE1559778203 | Administratively Determined Incentive Program | Atco | 8004 | 10.32 | Residential | Behind the Meter | No | Green Power Energy, LLC | AC Electric |  | Accepted | 2025-05-21 | 2025-06-17 | 2026-06-17 | Inverters | Enphase Energy | IQ8MC-72-M-US [240V] | 320 |  | 24 |  |  | 0.98 |  | Outside | Roof
NJADRE1559778203 | Administratively Determined Incentive Program | Atco | 8004 | 10.32 | Residential | Behind the Meter | No | Green Power Energy, LLC | AC Electric |  | Accepted | 2025-05-21 | 2025-06-17 | 2026-06-17 | Solar Panels | SEG Solar | SEG-430-BTD-BG |  | 0.43 | 3 | 130 | 34 |  | Fixed | Roof
NJADRE1559778203 | Administratively Determined Incentive Program | Atco | 8004 | 10.32 | Residential | Behind the Meter | No | Green Power Energy, LLC | AC Electric |  | Accepted | 2025-05-21 | 2025-06-17 | 2026-06-17 | Solar Panels | SEG Solar | SEG-430-BTD-BG |  | 0.43 | 5 | 130 | 34 |  | Fixed | Roof
NJADRE1559778203 | Administratively Determined Incentive Program | Atco | 8004 | 10.32 | Residential | Behind the Meter | No | Green Power Energy, LLC | AC Electric |  | Accepted | 2025-05-21 | 2025-06-17 | 2026-06-17 | Solar Panels | SEG Solar | SEG-430-BTD-BG |  | 0.43 | 4 | 130 | 18 |  | Fixed | Roof
NJADRE1559778204 | Administratively Determined Incentive Program | Sicklerville | 8081 | 3.69 | Residential | Behind the Meter | Yes | Trinity Solar, LLC | AC Electric |  | Accepted | 2025-05-21 | 2025-06-17 | 2026-06-17 | Solar Panels | HANWHA | (Q.PEAK DUO BLK ML-G10+ 410) |  | 0.41 | 9 | 131 | 18 |  | Fixed | Roof
NJADRE1559778204 | Administratively Determined Incentive Program | Sicklerville | 8081 | 3.69 | Residential | Behind the Meter | Yes | Trinity Solar, LLC | AC Electric |  | Accepted | 2025-05-21 | 2025-06-17 | 2026-06-17 | Inverters | Solar Edge | USE3800H-USMNBL75 | 3800 |  | 1 |  |  | 0.97 |  | Outdoor
NJADRE1559778212 | Administratively Determined Incentive Program | Keyport | 7735 | 2.84 | Residential | Behind the Meter | Yes | Sunrun Installation Services, Inc. | JCP&L |  | Accepted | 2025-05-21 | 2025-06-18 | 2026-06-18 | Inverters | GROWATT NEW ENERGY TECHNOLOGY CO LTD | MIN 3800TL-XH-US | 3800 |  | 1 |  |  | 0.98 |  | Outdoor
NJADRE1559778212 | Administratively Determined Incentive Program | Keyport | 7735 | 2.84 | Residential | Behind the Meter | Yes | Sunrun Installation Services, Inc. | JCP&L |  | Accepted | 2025-05-21 | 2025-06-18 | 2026-06-18 | Solar Panels | JA SOLAR | JAM54S31-405/MR |  | 0.405 | 7 | 159 | 30 |  | Fixed | Roof
NJADRE1559778218 | Administratively Determined Incentive Program | PATERSON CITY | 7504 | 7.79 | Residential | Behind the Meter | Yes | Sunrun Installation Services, Inc. | PSE&G |  | Accepted | 2025-05-21 | 2025-06-17 | 2026-06-17 | Inverters | SolarEdge Technologies | SE5700H-USMN | 5760 |  | 1 |  |  | 0.99 |  | Outdoor | Next to meter
NJADRE1559778218 | Administratively Determined Incentive Program | PATERSON CITY | 7504 | 7.79 | Residential | Behind the Meter | Yes | Sunrun Installation Services, Inc. | PSE&G |  | Accepted | 2025-05-21 | 2025-06-17 | 2026-06-17 | Solar Panels | Hanwha Q-Cells | Q.PEAK DUO BLK ML-G10+ 410 |  | 0.41 | 10 | 100 | 23 |  | Fixed | Roof
NJADRE1559778218 | Administratively Determined Incentive Program | PATERSON CITY | 7504 | 7.79 | Residential | Behind the Meter | Yes | Sunrun Installation Services, Inc. | PSE&G |  | Accepted | 2025-05-21 | 2025-06-17 | 2026-06-17 | Solar Panels | Hanwha Q-Cells | Q.PEAK DUO BLK ML-G10+ 410 |  | 0.41 | 9 | 280 | 24 |  | Fixed | Roof
NJADRE1559778226 | Administratively Determined Incentive Program | Pleasantville | 8232 | 4.68 | Residential | Behind the Meter | Yes | Whitman Construction, LLC | AC Electric |  | Accepted | 2025-05-21 | 2025-06-17 | 2026-06-17 | Solar Panels | Jinko Solar | JKM425N-54HL4-B |  | 0.425 | 11 | 209 | 30 |  | Fixed | Roof
NJADRE1559778226 | Administratively Determined Incentive Program | Pleasantville | 8232 | 4.68 | Residential | Behind the Meter | Yes | Whitman Construction, LLC | AC Electric |  | Accepted | 2025-05-21 | 2025-06-17 | 2026-06-17 | Inverters | ENPHASE | IQ8PLUS-72-2-US | 290 |  | 11 |  |  | 0.975 |  | Outdoor
NJADRE1559778273 | Administratively Determined Incentive Program | EDISON | 8817 | 11.07 | Residential | Behind the Meter | Yes | Trinity Solar, LLC | PSE&G |  | Accepted | 2025-05-21 | 2025-06-17 | 2026-06-17 | Solar Panels | HANWHA | (Q.PEAK DUO BLK ML-G10+ 410) |  | 0.41 | 11 | 346 | 19 |  | Fixed | Roof
NJADRE1559778273 | Administratively Determined Incentive Program | EDISON | 8817 | 11.07 | Residential | Behind the Meter | Yes | Trinity Solar, LLC | PSE&G |  | Accepted | 2025-05-21 | 2025-06-17 | 2026-06-17 | Solar Panels | HANWHA | (Q.PEAK DUO BLK ML-G10+ 410) |  | 0.41 | 8 | 166 | 19 |  | Fixed | Roof
NJADRE1559778273 | Administratively Determined Incentive Program | EDISON | 8817 | 11.07 | Residential | Behind the Meter | Yes | Trinity Solar, LLC | PSE&G |  | Accepted | 2025-05-21 | 2025-06-17 | 2026-06-17 | Solar Panels | HANWHA | (Q.PEAK DUO BLK ML-G10+ 410) |  | 0.41 | 8 | 76 | 18 |  | Fixed | Roof
NJADRE1559778273 | Administratively Determined Incentive Program | EDISON | 8817 | 11.07 | Residential | Behind the Meter | Yes | Trinity Solar, LLC | PSE&G |  | Accepted | 2025-05-21 | 2025-06-17 | 2026-06-17 | Inverters | Solar Edge | USE10000H-USMNBL75 | 10000 |  | 1 |  |  | 0.97 |  | Outdoor
NJADRE1559778274 | Administratively Determined Incentive Program | HARRISON | 7029 | 12.04 | Residential | Behind the Meter | No | Green Power Energy, LLC | PSE&G |  | Accepted | 2025-05-21 | 2025-06-17 | 2026-06-17 | Solar Panels | Hanwha | Q.TRON BLK M-G2+ 430 |  | 0.43 | 2 | 267 | 18 |  | Fixed | Roof
NJADRE1559778274 | Administratively Determined Incentive Program | HARRISON | 7029 | 12.04 | Residential | Behind the Meter | No | Green Power Energy, LLC | PSE&G |  | Accepted | 2025-05-21 | 2025-06-17 | 2026-06-17 | Solar Panels | Hanwha | Q.TRON BLK M-G2+ 430 |  | 0.43 | 11 | 357 | 18 |  | Fixed | Roof
NJADRE1559778274 | Administratively Determined Incentive Program | HARRISON | 7029 | 12.04 | Residential | Behind the Meter | No | Green Power Energy, LLC | PSE&G |  | Accepted | 2025-05-21 | 2025-06-17 | 2026-06-17 | Solar Panels | Hanwha | Q.TRON BLK M-G2+ 430 |  | 0.43 | 15 | 177 | 18 |  | Fixed | Roof
NJADRE1559778274 | Administratively Determined Incentive Program | HARRISON | 7029 | 12.04 | Residential | Behind the Meter | No | Green Power Energy, LLC | PSE&G |  | Accepted | 2025-05-21 | 2025-06-17 | 2026-06-17 | Inverters | Enphase Energy | IQ8MC-72-M-US [240V] | 320 |  | 28 |  |  | 0.98 |  | Outside | Roof
NJADRE1559778288 | Administratively Determined Incentive Program | BURLINGTON TWP | 8046 | 6.48 | Residential | Behind the Meter | Yes | Sunrun Installation Services, Inc. | PSE&G |  | Accepted | 2025-05-21 | 2025-06-17 | 2026-06-17 | Inverters | SolarEdge Technologies | SE5700H-USMN | 5760 |  | 1 |  |  | 0.99 |  | Outdoor | Next to meter
NJADRE1559778288 | Administratively Determined Incentive Program | BURLINGTON TWP | 8046 | 6.48 | Residential | Behind the Meter | Yes | Sunrun Installation Services, Inc. | PSE&G |  | Accepted | 2025-05-21 | 2025-06-17 | 2026-06-17 | Solar Panels | JA Solar | JAM54S31-405/MR |  | 0.405 | 8 | 154 | 22 |  | Fixed | Roof
NJADRE1559778288 | Administratively Determined Incentive Program | BURLINGTON TWP | 8046 | 6.48 | Residential | Behind the Meter | Yes | Sunrun Installation Services, Inc. | PSE&G |  | Accepted | 2025-05-21 | 2025-06-17 | 2026-06-17 | Solar Panels | JA Solar | JAM54S31-405/MR |  | 0.405 | 8 | 334 | 23 |  | Fixed | Roof
NJADRE1559778288 | Administratively Determined Incentive Program | BURLINGTON TWP | 8046 | 6.48 | Residential | Behind the Meter | Yes | Sunrun Installation Services, Inc. | PSE&G |  | Accepted | 2025-05-21 | 2025-06-17 | 2026-06-17 | Meters | SOLAREDGE TECHNOLOGIES | SE5700H-USMN |  |  | 1 |  |  |  | Yes | Outdoor
NJADRE1559778290 | Administratively Determined Incentive Program | FRANKLIN TWP | 8873 | 14.58 | Residential | Behind the Meter | Yes | Sunrun Installation Services, Inc. | PSE&G |  | Accepted | 2025-05-21 | 2025-06-17 | 2026-06-17 | Solar Panels | JA SOLAR | JAM54S31-405/MR |  | 0.405 | 8 | 275 | 42 |  | Fixed | Roof
NJADRE1559778290 | Administratively Determined Incentive Program | FRANKLIN TWP | 8873 | 14.58 | Residential | Behind the Meter | Yes | Sunrun Installation Services, Inc. | PSE&G |  | Accepted | 2025-05-21 | 2025-06-17 | 2026-06-17 | Solar Panels | JA SOLAR | JAM54S31-405/MR |  | 0.405 | 17 | 95 | 42 |  | Fixed | Roof
NJADRE1559778290 | Administratively Determined Incentive Program | FRANKLIN TWP | 8873 | 14.58 | Residential | Behind the Meter | Yes | Sunrun Installation Services, Inc. | PSE&G |  | Accepted | 2025-05-21 | 2025-06-17 | 2026-06-17 | Inverters | SOLAREDGE TECHNOLOGIES | SE10000H-USMN | 10000 |  | 1 |  |  | 0.99 |  | Outdoor
NJADRE1559778290 | Administratively Determined Incentive Program | FRANKLIN TWP | 8873 | 14.58 | Residential | Behind the Meter | Yes | Sunrun Installation Services, Inc. | PSE&G |  | Accepted | 2025-05-21 | 2025-06-17 | 2026-06-17 | Solar Panels | JA SOLAR | JAM54S31-405/MR |  | 0.405 | 11 | 275 | 42 |  | Fixed | Roof
NJADRE1559778295 | Administratively Determined Incentive Program | DEMAREST | 7627 | 5.1 | Residential | Behind the Meter | Yes | Power Energy Solutions, LLC | Orange Rockland Electric |  | Accepted | 2025-05-21 | 2025-06-17 | 2026-06-17 | Solar Panels | Trina Solar | TSM-425NE09RC.05 |  | 0.425 | 7 | 94 | 26 |  | Fixed | Roof
NJADRE1559778295 | Administratively Determined Incentive Program | DEMAREST | 7627 | 5.1 | Residential | Behind the Meter | Yes | Power Energy Solutions, LLC | Orange Rockland Electric |  | Accepted | 2025-05-21 | 2025-06-17 | 2026-06-17 | Inverters | SolarEdge | SE3800H-US | 4 |  | 1 |  |  | 0.97 |  | Outdoor
NJADRE1559778295 | Administratively Determined Incentive Program | DEMAREST | 7627 | 5.1 | Residential | Behind the Meter | Yes | Power Energy Solutions, LLC | Orange Rockland Electric |  | Accepted | 2025-05-21 | 2025-06-17 | 2026-06-17 | Solar Panels | Trina Solar | TSM-425NE09RC.05 |  | 0.425 | 5 | 274 | 26 |  | Fixed | Roof
NJADRE1559778307 | Administratively Determined Incentive Program | CLARK | 7066 | 4.46 | Residential | Behind the Meter | Yes | Sunrun Installation Services, Inc. | PSE&G |  | Accepted | 2025-05-21 | 2025-06-17 | 2026-06-17 | Inverters | SolarEdge Technologies | SE3800H-USMN | 3800 |  | 1 |  |  | 0.99 |  | Outdoor
NJADRE1559778307 | Administratively Determined Incentive Program | CLARK | 7066 | 4.46 | Residential | Behind the Meter | Yes | Sunrun Installation Services, Inc. | PSE&G |  | Accepted | 2025-05-21 | 2025-06-17 | 2026-06-17 | Solar Panels | JA Solar | JAM54S31-405/MR |  | 0.405 | 4 | 83 | 20 |  | Fixed | Roof
NJADRE1559778307 | Administratively Determined Incentive Program | CLARK | 7066 | 4.46 | Residential | Behind the Meter | Yes | Sunrun Installation Services, Inc. | PSE&G |  | Accepted | 2025-05-21 | 2025-06-17 | 2026-06-17 | Solar Panels | JA Solar | JAM54S31-405/MR |  | 0.405 | 3 | 171 | 23 |  | Fixed | Roof
NJADRE1559778307 | Administratively Determined Incentive Program | CLARK | 7066 | 4.46 | Residential | Behind the Meter | Yes | Sunrun Installation Services, Inc. | PSE&G |  | Accepted | 2025-05-21 | 2025-06-17 | 2026-06-17 | Solar Panels | JA Solar | JAM54S31-405/MR |  | 0.405 | 4 | 262 | 21 |  | Fixed | Roof
NJADRE1559778316 | Administratively Determined Incentive Program | MONROE TOWNSHIP | 8831 | 9.03 | Residential | Behind the Meter | No | Green Power Energy, LLC | PSE&G |  | Accepted | 2025-05-21 | 2025-06-17 | 2026-06-17 | Solar Panels | SEG Solar | SEG-430-BTD-BG |  | 0.43 | 21 | 211 | 30 |  | Fixed | Roof
NJADRE1559778316 | Administratively Determined Incentive Program | MONROE TOWNSHIP | 8831 | 9.03 | Residential | Behind the Meter | No | Green Power Energy, LLC | PSE&G |  | Accepted | 2025-05-21 | 2025-06-17 | 2026-06-17 | Electric Storage Battery | FranklinWH Energy Storage, | aPower X (2) |  |  | 2 |  |  |  | Lithium Ion |  | Outside
NJADRE1559778316 | Administratively Determined Incentive Program | MONROE TOWNSHIP | 8831 | 9.03 | Residential | Behind the Meter | No | Green Power Energy, LLC | PSE&G |  | Accepted | 2025-05-21 | 2025-06-17 | 2026-06-17 | Inverters | Enphase Energy | IQ8MC-72-M-US [240V] | 320 |  | 21 |  |  | 0.98 |  | Outside | Roof
NJADRE1559778325 | Administratively Determined Incentive Program | PISCATAWAY | 8854 | 11.18 | Residential | Behind the Meter | Yes | Pro Custom Solar dba Momentum Solar | PSE&G |  | Accepted | 2025-05-21 | 2025-06-20 | 2026-06-20 | Inverters | ENPHASE | IQ8HC-72-M-DOM-US | 380 |  | 26 |  |  | 0.97 |  | Outdoor
NJADRE1559778325 | Administratively Determined Incentive Program | PISCATAWAY | 8854 | 11.18 | Residential | Behind the Meter | Yes | Pro Custom Solar dba Momentum Solar | PSE&G |  | Accepted | 2025-05-21 | 2025-06-20 | 2026-06-20 | Solar Panels | HANWHA | Q.TRON BLK M-G2+430 |  | 0.43 | 12 | 163 | 20 |  | Fixed | Roof
NJADRE1559778325 | Administratively Determined Incentive Program | PISCATAWAY | 8854 | 11.18 | Residential | Behind the Meter | Yes | Pro Custom Solar dba Momentum Solar | PSE&G |  | Accepted | 2025-05-21 | 2025-06-20 | 2026-06-20 | Solar Panels | HANWHA | Q.TRON BLK M-G2+430 |  | 0.43 | 14 | 163 | 19 |  | Fixed | Roof
NJADRE1559778331 | Administratively Determined Incentive Program | GLOUCESTER TOWNSHIP | 8012 | 7.4 | Residential | Behind the Meter | Yes | SunnyMac, LLC | PSE&G |  | Accepted | 2025-05-21 | 2025-06-17 | 2026-06-17 | Solar Panels | HANWHA | Q.TRON BLK M-G2+ 435W |  | 0.435 | 10 | 5 | 25 |  | Fixed | Roof
NJADRE1559778331 | Administratively Determined Incentive Program | GLOUCESTER TOWNSHIP | 8012 | 7.4 | Residential | Behind the Meter | Yes | SunnyMac, LLC | PSE&G |  | Accepted | 2025-05-21 | 2025-06-17 | 2026-06-17 | Inverters | SOLAREDGE HOME HUB | SE5700H-US | 5760 |  | 1 |  |  | 0.99 |  | Outdoor | next to meter
NJADRE1559778331 | Administratively Determined Incentive Program | GLOUCESTER TOWNSHIP | 8012 | 7.4 | Residential | Behind the Meter | Yes | SunnyMac, LLC | PSE&G |  | Accepted | 2025-05-21 | 2025-06-17 | 2026-06-17 | Solar Panels | HANWHA | Q.TRON BLK M-G2+ 435W |  | 0.435 | 7 | 185 | 25 |  | Fixed | Roof
NJADRE1559778347 | Administratively Determined Incentive Program | CAMDEN | 8105 | 6.8 | Residential | Behind the Meter | Yes | Whitman Construction, LLC | PSE&G |  | Accepted | 2025-05-21 | 2025-06-17 | 2026-06-17 | Solar Panels | Jinko Solar | JKM425N-54HL4-B |  | 0.425 | 8 | 83 | 25 |  | Fixed | Roof
NJADRE1559778347 | Administratively Determined Incentive Program | CAMDEN | 8105 | 6.8 | Residential | Behind the Meter | Yes | Whitman Construction, LLC | PSE&G |  | Accepted | 2025-05-21 | 2025-06-17 | 2026-06-17 | Solar Panels | Jinko Solar | JKM425N-54HL4-B |  | 0.425 | 8 | 263 | 25 |  | Fixed | Roof
NJADRE1559778347 | Administratively Determined Incentive Program | CAMDEN | 8105 | 6.8 | Residential | Behind the Meter | Yes | Whitman Construction, LLC | PSE&G |  | Accepted | 2025-05-21 | 2025-06-17 | 2026-06-17 | Inverters | ENPHASE | IQ8PLUS-72-2-US | 290 |  | 16 |  |  | 0.975 |  | Outdoor
NJADRE1559778357 | Administratively Determined Incentive Program | PINE HILL | 8021 | 12.47 | Residential | Behind the Meter | Yes | Brilliant Installations, Inc. | AC Electric |  | Accepted | 2025-05-21 | 2025-06-17 | 2026-06-17 | Inverters | SOLAREDGE | USE10000H-USMNBL75 | 10000 |  | 1 |  |  | 0.97 |  | Outdoor
NJADRE1559778357 | Administratively Determined Incentive Program | PINE HILL | 8021 | 12.47 | Residential | Behind the Meter | Yes | Brilliant Installations, Inc. | AC Electric |  | Accepted | 2025-05-21 | 2025-06-17 | 2026-06-17 | Solar Panels | JINKO SOLAR | JKM430N-54HL4-B430 |  | 0.43 | 7 | 244 | 22 |  | Fixed | Roof
NJADRE1559778357 | Administratively Determined Incentive Program | PINE HILL | 8021 | 12.47 | Residential | Behind the Meter | Yes | Brilliant Installations, Inc. | AC Electric |  | Accepted | 2025-05-21 | 2025-06-17 | 2026-06-17 | Solar Panels | JINKO SOLAR | JKM430N-54HL4-B430 |  | 0.43 | 15 | 244 | 22 |  | Fixed | Roof
NJADRE1559778357 | Administratively Determined Incentive Program | PINE HILL | 8021 | 12.47 | Residential | Behind the Meter | Yes | Brilliant Installations, Inc. | AC Electric |  | Accepted | 2025-05-21 | 2025-06-17 | 2026-06-17 | Solar Panels | JINKO SOLAR | JKM430N-54HL4-B430 |  | 0.43 | 5 | 64 | 22 |  | Fixed | Roof
NJADRE1559778357 | Administratively Determined Incentive Program | PINE HILL | 8021 | 12.47 | Residential | Behind the Meter | Yes | Brilliant Installations, Inc. | AC Electric |  | Accepted | 2025-05-21 | 2025-06-17 | 2026-06-17 | Solar Panels | JINKO SOLAR | JKM430N-54HL4-B430 |  | 0.43 | 2 | 64 | 22 |  | Fixed | Roof
NJADRE1559778366 | Administratively Determined Incentive Program | RARITAN | 8869 | 6.38 | Residential | Behind the Meter | Yes | Power Energy Solutions, LLC | PSE&G |  | Accepted | 2025-05-21 | 2025-06-17 | 2026-06-17 | Inverters | SolarEdge | SE3800H-US | 3800 |  | 1 |  |  | 0.97 |  | Outdoor
NJADRE1559778366 | Administratively Determined Incentive Program | RARITAN | 8869 | 6.38 | Residential | Behind the Meter | Yes | Power Energy Solutions, LLC | PSE&G |  | Accepted | 2025-05-21 | 2025-06-17 | 2026-06-17 | Solar Panels | Trina Solar | TSM-425NE09RC.05 |  | 0.425 | 15 | 256 | 5 |  | Fixed | Roof
NJADRE1559778368 | Administratively Determined Incentive Program | GARFIELD | 7026 | 11.48 | Residential | Behind the Meter | Yes | Trinity Solar, LLC | PSE&G |  | Accepted | 2025-05-21 | 2025-06-17 | 2026-06-17 | Solar Panels | HANWHA | (Q.PEAK DUO BLK ML-G10+ 410) |  | 0.41 | 13 | 342 | 21 |  | Fixed | Roof
NJADRE1559778368 | Administratively Determined Incentive Program | GARFIELD | 7026 | 11.48 | Residential | Behind the Meter | Yes | Trinity Solar, LLC | PSE&G |  | Accepted | 2025-05-21 | 2025-06-17 | 2026-06-17 | Inverters | Solar Edge | USE10000H-USMNBL75 | 10000 |  | 1 |  |  | 0.97 |  | Outdoor
NJADRE1559778368 | Administratively Determined Incentive Program | GARFIELD | 7026 | 11.48 | Residential | Behind the Meter | Yes | Trinity Solar, LLC | PSE&G |  | Accepted | 2025-05-21 | 2025-06-17 | 2026-06-17 | Solar Panels | HANWHA | (Q.PEAK DUO BLK ML-G10+ 410) |  | 0.41 | 15 | 162 | 21 |  | Fixed | Roof
NJADRE1559778383 | Administratively Determined Incentive Program | Parsippany | 7054 | 7.79 | Residential | Behind the Meter | Yes | Trinity Solar, LLC | JCP&L |  | Accepted | 2025-05-21 | 2025-06-17 | 2026-06-17 | Solar Panels | Hanwha | Q.PEAK DUO BLK ML-G10+ 410 |  | 0.41 | 19 | 174 | 23 |  | Fixed | Roof
NJADRE1559778383 | Administratively Determined Incentive Program | Parsippany | 7054 | 7.79 | Residential | Behind the Meter | Yes | Trinity Solar, LLC | JCP&L |  | Accepted | 2025-05-21 | 2025-06-17 | 2026-06-17 | Inverters | Solar Edge | USE7600H-US | 7600 |  | 1 |  |  | 0.97 |  | Outside
NJADRE1559778419 | Administratively Determined Incentive Program | Bridgewater | 8807 | 5.16 | Residential | Behind the Meter | Yes | Pro Custom dba Momentum Solar | PSE&G |  | Accepted | 2025-05-21 | 2025-06-17 | 2026-06-17 | Inverters | ENPHASE | IQ8HC-72-M-DOM-US | 380 |  | 12 |  |  | 0.97 |  | Outdoor
NJADRE1559778419 | Administratively Determined Incentive Program | Bridgewater | 8807 | 5.16 | Residential | Behind the Meter | Yes | Pro Custom dba Momentum Solar | PSE&G |  | Accepted | 2025-05-21 | 2025-06-17 | 2026-06-17 | Solar Panels | HANWHA | Q.TRON BLK M-G2+430 |  | 0.43 | 5 | 8 | 31 |  | Fixed | Roof
NJADRE1559778419 | Administratively Determined Incentive Program | Bridgewater | 8807 | 5.16 | Residential | Behind the Meter | Yes | Pro Custom dba Momentum Solar | PSE&G |  | Accepted | 2025-05-21 | 2025-06-17 | 2026-06-17 | Solar Panels | HANWHA | Q.TRON BLK M-G2+430 |  | 0.43 | 7 | 188 | 33 |  | Fixed | Roof
NJADRE1559778423 | Administratively Determined Incentive Program | CLIFTON | 7013 | 8.17 | Residential | Behind the Meter | Yes | Brilliant Installations, Inc. | PSE&G |  | Accepted | 2025-05-21 | 2025-06-17 | 2026-06-17 | Solar Panels | JINKO SOLAR | JKM430N-54HL4-B |  | 0.43 | 2 | 237 | 18 |  | Fixed | Roof
NJADRE1559778423 | Administratively Determined Incentive Program | CLIFTON | 7013 | 8.17 | Residential | Behind the Meter | Yes | Brilliant Installations, Inc. | PSE&G |  | Accepted | 2025-05-21 | 2025-06-17 | 2026-06-17 | Inverters | SOLAREDGE | USE5700H-USMNBL75 | 5700 |  | 1 |  |  | 0.97 |  | Outdoor
NJADRE1559778423 | Administratively Determined Incentive Program | CLIFTON | 7013 | 8.17 | Residential | Behind the Meter | Yes | Brilliant Installations, Inc. | PSE&G |  | Accepted | 2025-05-21 | 2025-06-17 | 2026-06-17 | Solar Panels | JINKO SOLAR | JKM430N-54HL4-B |  | 0.43 | 11 | 147 | 18 |  | Fixed | Roof
NJADRE1559778423 | Administratively Determined Incentive Program | CLIFTON | 7013 | 8.17 | Residential | Behind the Meter | Yes | Brilliant Installations, Inc. | PSE&G |  | Accepted | 2025-05-21 | 2025-06-17 | 2026-06-17 | Solar Panels | JINKO SOLAR | JKM430N-54HL4-B |  | 0.43 | 4 | 327 | 18 |  | Fixed | Roof
NJADRE1559778423 | Administratively Determined Incentive Program | CLIFTON | 7013 | 8.17 | Residential | Behind the Meter | Yes | Brilliant Installations, Inc. | PSE&G |  | Accepted | 2025-05-21 | 2025-06-17 | 2026-06-17 | Solar Panels | JINKO SOLAR | JKM430N-54HL4-B |  | 0.43 | 2 | 57 | 18 |  | Fixed | Roof
NJADRE1559778423 | Administratively Determined Incentive Program | CLIFTON | 7013 | 8.17 | Residential | Behind the Meter | Yes | Brilliant Installations, Inc. | PSE&G |  | Accepted | 2025-05-21 | 2025-06-17 | 2026-06-17 | Meters | SOLAREDGE | SE-RGMTR-1D-240C-C |  |  | 1 |  |  |  | Yes | Outdoor
NJADRE1559778424 | Administratively Determined Incentive Program | Westfield | 7090 | 11.9 | Residential | Behind the Meter | Yes | Power Energy Solutions, LLC | PSE&G |  | Accepted | 2025-05-21 | 2025-06-17 | 2026-06-17 | Solar Panels | Trina Solar | TSM-425NE09RC.05 |  | 0.425 | 19 | 128 | 29 |  | Fixed | Roof
NJADRE1559778424 | Administratively Determined Incentive Program | Westfield | 7090 | 11.9 | Residential | Behind the Meter | Yes | Power Energy Solutions, LLC | PSE&G |  | Accepted | 2025-05-21 | 2025-06-17 | 2026-06-17 | Inverters | SolarEdge | SE7600H-US | 8 |  | 1 |  |  | 0.97 |  | Outdoor
NJADRE1559778424 | Administratively Determined Incentive Program | Westfield | 7090 | 11.9 | Residential | Behind the Meter | Yes | Power Energy Solutions, LLC | PSE&G |  | Accepted | 2025-05-21 | 2025-06-17 | 2026-06-17 | Solar Panels | Trina Solar | TSM-425NE09RC.05 |  | 0.425 | 9 | 308 | 39 |  | Fixed | Roof
NJADRE1559778429 | Administratively Determined Incentive Program | Atco | 8004 | 10.13 | Residential | Behind the Meter | Yes | Sunrun Installation Services, Inc. | AC Electric |  | Accepted | 2025-05-21 | 2025-06-17 | 2026-06-17 | Solar Panels | JA Solar | JAM54S31-405/MR |  | 0.405 | 9 | 266 | 23 |  | Fixed | Roof
NJADRE1559778429 | Administratively Determined Incentive Program | Atco | 8004 | 10.13 | Residential | Behind the Meter | Yes | Sunrun Installation Services, Inc. | AC Electric |  | Accepted | 2025-05-21 | 2025-06-17 | 2026-06-17 | Inverters | SolarEdge Technologies | SE7600H-USMN | 7600 |  | 1 |  |  | 0.99 |  | Outdoor | Next to meter
NJADRE1559778429 | Administratively Determined Incentive Program | Atco | 8004 | 10.13 | Residential | Behind the Meter | Yes | Sunrun Installation Services, Inc. | AC Electric |  | Accepted | 2025-05-21 | 2025-06-17 | 2026-06-17 | Solar Panels | JA Solar | JAM54S31-405/MR |  | 0.405 | 6 | 266 | 23 |  | Fixed | Roof
NJADRE1559778429 | Administratively Determined Incentive Program | Atco | 8004 | 10.13 | Residential | Behind the Meter | Yes | Sunrun Installation Services, Inc. | AC Electric |  | Accepted | 2025-05-21 | 2025-06-17 | 2026-06-17 | Solar Panels | JA Solar | JAM54S31-405/MR |  | 0.405 | 10 | 86 | 23 |  | Fixed | Roof
NJADRE1559778433 | Administratively Determined Incentive Program | Metuchen | 8840 | 4.1 | Residential | Behind the Meter | No | Tesla Energy Operations, Inc. | PSE&G |  | Accepted | 2025-05-21 | 2025-06-17 | 2026-06-17 | Inverters | Tesla | 1538000-XX-Y | 3800 |  | 1 |  |  | 0.98 |  | Outside
NJADRE1559778433 | Administratively Determined Incentive Program | Metuchen | 8840 | 4.1 | Residential | Behind the Meter | No | Tesla Energy Operations, Inc. | PSE&G |  | Accepted | 2025-05-21 | 2025-06-17 | 2026-06-17 | Solar Panels | Tesla | Q.PEAK DUO BLK ML-G10+/TS 410 |  | 0.41 | 10 | 353 | 23 |  | Fixed | Roof
NJADRE1559778461 | Administratively Determined Incentive Program | WEST WINDSOR TWP | 8550 | 5.67 | Residential | Behind the Meter | No | Power Home Remodeling Group | PSE&G |  | Accepted | 2025-05-21 | 2025-06-18 | 2026-06-18 | Solar Panels | JA Solar | JAM54S31 405/MR |  | 0.405 | 8 | 250 | 30 |  | Fixed | Roof
NJADRE1559778461 | Administratively Determined Incentive Program | WEST WINDSOR TWP | 8550 | 5.67 | Residential | Behind the Meter | No | Power Home Remodeling Group | PSE&G |  | Accepted | 2025-05-21 | 2025-06-18 | 2026-06-18 | Solar Panels | JA Solar | JAM54S31 405/MR |  | 0.405 | 6 | 78 | 30 |  | Fixed | Roof
NJADRE1559778461 | Administratively Determined Incentive Program | WEST WINDSOR TWP | 8550 | 5.67 | Residential | Behind the Meter | No | Power Home Remodeling Group | PSE&G |  | Accepted | 2025-05-21 | 2025-06-18 | 2026-06-18 | Inverters | Solar Edge | SE3800H-US | 3800 |  | 1 |  |  | 0.99 |  | Outside
NJADRE1559778461 | Administratively Determined Incentive Program | WEST WINDSOR TWP | 8550 | 5.67 | Residential | Behind the Meter | No | Power Home Remodeling Group | PSE&G |  | Accepted | 2025-05-21 | 2025-06-18 | 2026-06-18 | Meters | Solar Edge | Revenue Grade Data Ansi C12.20 |  |  | 1 |  |  |  | Yes | Outdoor
NJADRE1559778469 | Administratively Determined Incentive Program | BRICK | 8723 | 7.74 | Residential | Behind the Meter | Yes | PosiGen Developer, LLC | JCP&L |  | Accepted | 2025-05-21 | 2025-06-17 | 2026-06-17 | Solar Panels | SEG SOLAR | SEG-430-BTD-BG |  | 0.43 | 7 | 218 | 45 |  | Fixed | Roof
NJADRE1559778469 | Administratively Determined Incentive Program | BRICK | 8723 | 7.74 | Residential | Behind the Meter | Yes | PosiGen Developer, LLC | JCP&L |  | Accepted | 2025-05-21 | 2025-06-17 | 2026-06-17 | Inverters | SOLAREDGE | SE7600H-US | 7600 |  | 1 |  |  | 0.99 |  | Outside | WITHIN TEN FEET OF METER
NJADRE1559778469 | Administratively Determined Incentive Program | BRICK | 8723 | 7.74 | Residential | Behind the Meter | Yes | PosiGen Developer, LLC | JCP&L |  | Accepted | 2025-05-21 | 2025-06-17 | 2026-06-17 | Solar Panels | SEG SOLAR | SEG-430-BTD-BG |  | 0.43 | 3 | 218 | 14 |  | Fixed | Roof
NJADRE1559778469 | Administratively Determined Incentive Program | BRICK | 8723 | 7.74 | Residential | Behind the Meter | Yes | PosiGen Developer, LLC | JCP&L |  | Accepted | 2025-05-21 | 2025-06-17 | 2026-06-17 | Solar Panels | SEG SOLAR | SEG-430-BTD-BG |  | 0.43 | 8 | 128 | 14 |  | Fixed | Roof
NJADRE1559778476 | Administratively Determined Incentive Program | PERTH AMBOY | 8861 | 6.45 | Residential | Behind the Meter | Yes | Pro Custom Solar dba Momentum Solar | PSE&G |  | Accepted | 2025-05-21 | 2025-06-17 | 2026-06-17 | Solar Panels | HANWHA | Q.TRON BLK M-G2+430 |  | 0.43 | 4 | 110 | 30 |  | Fixed | Roof
NJADRE1559778476 | Administratively Determined Incentive Program | PERTH AMBOY | 8861 | 6.45 | Residential | Behind the Meter | Yes | Pro Custom Solar dba Momentum Solar | PSE&G |  | Accepted | 2025-05-21 | 2025-06-17 | 2026-06-17 | Inverters | ENPHASE | IQ8HC-72-M-DOM-US | 380 |  | 15 |  |  | 0.97 |  | Outdoor